## Overview
This Qualified Products List (QPL) is dated 07.01.2026 and is for the states of CT, MA, NH, and RI only. Equipment must meet all efficiency requirements listed in the table below in order to qualify for incentives. Equipment must be listed on AHRI. Sales of qualifying ASHP eligible for incentives as of February 1, 2026. Sales of qualifying GHP and AWHP eligible for incentives as of June 1, 2026. Please visit NEHPA.org to review customer eligibility.
Minimum Efficiency Levels & Incentive Levels
Residential Ducted and Ductless <5.4 Ton Air-Cooled Heat Pumps
Equipment Type | Duct Type | Unit Type | Size Category | SEER2 |  | HSPF2 |  | COP @ 5°F |  | HCR | Customer Incentive ($/Unit)
Air-Cooled Heat Pump | Ducted | Mini Multi Split | < 65 kBtuh (<5.4 Tons) | 15.2 | and | 8.1 | and | 1.75 | and | 0.7 | 650
Central
| Mixed | Mini Multi Split |  |  |  | 8.5
Ductless
*Requirements for ASHP < 5.4 tons align with Energy-Efficiency Criteria for Certified Residential Cold Climate Heat Pumps as listed in ENERGY STAR Program Requirements for Central Air Conditioner and Heat Pump Equipment, Version 6.1. SEER : Seasonal Energy Efficiency Ratio. HSPF: Heating Seasonal Performance Factor. COP: Coefficient of Performance HCR stands for Heating Capacity Ratio which is calculated based on a unit's AHRI-rated Heating Capacity at 5F divided by the Heating Capacity at 47F. For units not listed by AHRI or on this QPL, please contact acceleratormidstream@Energy-Solution.com for guidance. A "unit" consists of a complete heat pump system such as a split system, i.e. a single outdoor condenser and indoor units(s), or a packaged system, i.e. a packaged heat pump or monobloc A2W HP. A multi-split with multiple indoor heads would be considered one unit.
Residential Air-to-Water ≤6 Ton Air-Cooled Heat Pumps
Equipment Type | Size Category | COP @110W5A |  | Customer Incentive ($/Unit)
Air-to-Water Heat Pump | ≤ 72 kBtuh (≤ 6 Tons) | 1.7 |  | 750
Air-to-Water Heat Pump energy efficiency criteria align with ENERGY STAR® 2019-2020 Emerging Technology Award Requirements. Air-to-Water Heat Pumps must meet the following description to be eligible: Must be an air source heat pump, has refrigerant to water or water/glycol heat exchange, and provides space heating (and potentially also provides space cooling and domestic hot water) COP @110W5A: Heating Coefficient of Performance at full load capacity at dry bulb air temperature of 5°F and leaving water temperature of 110°F
Residential Geothermal Heat Pumps
Equipment Type | Product Type | Unit Type |  | EER |  | COP | Customer Incentive ($/Unit)
Water Source Heat Pump | Water-to-Air | Closed Loop Water-to-Air |  | 17.1 | and | 3.6 | 750
|  | Open Loop Water-to-Air |  | 21.1 |  | 4.1
| Water-to-Water | Closed Loop Water-to-Water |  | 16.1 |  | 3.1
|  | Open Loop Water-to-Water |  | 20.1 |  | 3.5
Direct Geoexchange | DGX | DGX-to-Air |  | 16 |  | 3.6
|  | DGX-to-Water |  | 15 |  | 3.1
* GSHPs must be ENERGY STAR® Certified Residential Heat Pumps per criteria as listed in ENERGY STAR® Program Requirements Product Specification for Geothermal Heat Pumps Eligibility Criteria Version 3.2 . EER : Energy Efficiency Ratio. COP: Coefficient of Performance Water-to-Air: A geothermal heat pump model that provides space conditioning primarily by the use of an indoor air heat exchange coil. Water-to-air models may also provide domestic water heating and hydronic space heating by using desuperheater and/or demand water heating functions. Water-to-Water: A geothermal heat pump model that provides space conditioning and/or domestic water heating by the use of indoor refrigerant-to-water heat exchanger(s). Water-to-water models may provide domestic water heating by using desuperheater and/or demand water heating functions. Direct Geoexchange (DGX): A geothermal heat pump model in which the refrigerant is circulated in pipes buried in the ground or submerged in water that exchanges heat with the ground, rather than using a secondary heat transfer fluid, such as water or antifreeze solution in a separate closed loop. DGX-to-Air: A DGX heat pump which provides space conditioning primarily by the use of an indoor air heat exchange coil. DGX-to-air models may also provide domestic water heating and hydronic space heating by using desuperheater and/or demand water heating functions. DGX-to-Water: A DGX heat pump which provides space conditioning and/or domestic water heating by the use of indoor refrigerant-to-water heat exchanger(s). DGX-to-air models may also provide domestic water heating and hydronic space heating by using desuperheater and/or demand water heating functions. Closed Loop: A ground heat exchange method in which the heat transfer fluid is permanently contained in a closed piping system. Also called a ground-loop system. Open Loop: A ground heat exchange method in which the heat transfer fluid is part of a larger environment. The most common open loop systems use ground water, reclaimed water, or surface water as the heat transfer medium. Also called a ground-water system.

## Mini Multi Split
AHRI Certified Reference Number | Brand Name | Outdoor Unit Model Number | Indoor Model Number(s) | Indoor Type | Cooling Capacity (BTUH) | SEER2 | HSPF2 | COP at 5°F | Refrigerant Type | Total Customer Incentive ($/Unit)
218032049 | BOSCH | BOHA-24MTB-M18S |  | Ducted Indoor Units | 22000 | 17 | 9 | 1.8 | R-454B | 650
218043835 | BOSCH | BOHA-36MTB-M18S |  | Ducted Indoor Units | 36000 | 17.8 | 9.6 | 2 | R-454B | 650
218043838 | BOSCH | BOHA-24RTB-M18S |  | Ducted Indoor Units | 22000 | 16.5 | 8.5 | 1.8 | R-454B | 650
218043839 | BOSCH | BOHA-36RTB-M18S |  | Ducted Indoor Units | 36000 | 17 | 9.5 | 2 | R-454B | 650
218059676 | BOSCH | BOHA-60MTB-M18S |  | Ducted Indoor Units | 60000 | 17 | 9.2 | 1.9 | R-454B | 650
218059678 | BOSCH | BOHA-60RTB-M18S |  | Ducted Indoor Units | 60000 | 16.5 | 9 | 1.85 | R-454B | 650
215223317 | BOSCH | BMS500-AAM018-1CSXHD |  | Ducted Indoor Units | 19000 | 20 | 10 | 2 | R-454B | 650
215223320 | BOSCH | BMS500-AAM027-1CSXHD |  | Ducted Indoor Units | 28000 | 19 | 9.5 | 2 | R-454B | 650
215223323 | BOSCH | BMS500-AAM036-1CSXHD |  | Ducted Indoor Units | 36000 | 19.4 | 10.4 | 2 | R-454B | 650
215223326 | BOSCH | BMS500-AAM048-1CSXHD |  | Ducted Indoor Units | 47000 | 20.4 | 11 | 2 | R-454B | 650
215223329 | BOSCH | BMS500-AAM018-1CSXRD |  | Ducted Indoor Units | 18000 | 20 | 10 | 2.3 | R-454B | 650
215223332 | BOSCH | BMS500-AAM027-1CSXRD |  | Ducted Indoor Units | 26600 | 21 | 9 | 2 | R-454B | 650
215223335 | BOSCH | BMS500-AAM036-1CSXRD |  | Ducted Indoor Units | 35000 | 20 | 9.2 | 2 | R-454B | 650
215223338 | BOSCH | BMS500-AAM048-1CSXRD |  | Ducted Indoor Units | 45000 | 20.4 | 10.6 | 2.1 | R-454B | 650
215223281 | BOSCH | BMS500-AAS009-1CSXHD | BMS500-AAU009-1AHDXD | Mini-Splits(Ducted) | 9000 | 21.4 | 12.5 | 1.89 | R-454B | 650
215223285 | BOSCH | BMS500-AAS012-1CSXHD | BMS500-AAU012-1AHDXD | Mini-Splits(Ducted) | 12000 | 20 | 10 | 1.9 | R-454B | 650
215223289 | BOSCH | BMS500-AAS018-1CSXHD | BMS500-AAU018-1AHDXD | Mini-Splits(Ducted) | 17000 | 18 | 10.5 | 2 | R-454B | 650
215223291 | BOSCH | BMS500-AAS024-1CSXHD | BMS500-AAU024-1AHDXD | Mini-Splits(Ducted) | 24000 | 19 | 11.7 | 2.18 | R-454B | 650
215223297 | BOSCH | BMS500-AAS009-1CSXRD | BMS500-AAU009-1AHDXD | Mini-Splits(Ducted) | 9000 | 19.5 | 11 | 2.25 | R-454B | 650
215223301 | BOSCH | BMS500-AAS012-1CSXRD | BMS500-AAU012-1AHDXD | Mini-Splits(Ducted) | 11500 | 19 | 10.2 | 2.25 | R-454B | 650
215223305 | BOSCH | BMS500-AAS018-1CSXRD | BMS500-AAU018-1AHDXD | Mini-Splits(Ducted) | 17000 | 20 | 10.5 | 2.2 | R-454B | 650
215223308 | BOSCH | BMS500-AAS024-1CSXRD | BMS500-AAU024-1AHDXD | Mini-Splits(Ducted) | 24000 | 19 | 11 | 2.3 | R-454B | 650
215223314 | BOSCH | BMS500-AAS048-1CSXLD | BMS500-AAU048-1AHDXD | Mini-Splits(Ducted) | 48000 | 17.1 | 9.8 | 2 | R-454B | 650
215223337 | BOSCH | BMS500-AAM048-1CSXRD |  | Non-Ducted Indoor Units | 47000 | 24 | 10.3 | 2 | R-454B | 650
215223331 | BOSCH | BMS500-AAM027-1CSXRD |  | Non-Ducted Indoor Units | 27000 | 25 | 9.5 | 2 | R-454B | 650
215223334 | BOSCH | BMS500-AAM036-1CSXRD |  | Non-Ducted Indoor Units | 36000 | 24 | 9.5 | 2 | R-454B | 650
215223325 | BOSCH | BMS500-AAM048-1CSXHD |  | Non-Ducted Indoor Units | 47000 | 23 | 11 | 2 | R-454B | 650
215223328 | BOSCH | BMS500-AAM018-1CSXRD |  | Non-Ducted Indoor Units | 18000 | 25.1 | 9.8 | 2.3 | R-454B | 650
215223319 | BOSCH | BMS500-AAM027-1CSXHD |  | Non-Ducted Indoor Units | 27000 | 23 | 10.5 | 2 | R-454B | 650
215223322 | BOSCH | BMS500-AAM036-1CSXHD |  | Non-Ducted Indoor Units | 36000 | 23 | 10.7 | 2 | R-454B | 650
215223316 | BOSCH | BMS500-AAM018-1CSXHD |  | Non-Ducted Indoor Units | 19000 | 25 | 10.4 | 2 | R-454B | 650
218059677 | BOSCH | BOHA-60MTB-M18S |  | Non-Ducted Indoor Units | 60000 | 19.5 | 10.1 | 1.9 | R-454B | 650
218043842 | BOSCH | BOHA-36RTB-M18S |  | Non-Ducted Indoor Units | 36000 | 19 | 9.5 | 1.95 | R-454B | 650
218059680 | BOSCH | BOHA-60RTB-M18S |  | Non-Ducted Indoor Units | 60000 | 19 | 9.8 | 1.85 | R-454B | 650
218043840 | BOSCH | BOHA-24RTB-M18S |  | Non-Ducted Indoor Units | 24400 | 18 | 9.1 | 1.8 | R-454B | 650
218043836 | BOSCH | BOHA-36MTB-M18S |  | Non-Ducted Indoor Units | 36000 | 20 | 10.1 | 2 | R-454B | 650
218032052 | BOSCH | BOHA-24MTB-M18S |  | Non-Ducted Indoor Units | 24400 | 18.5 | 10 | 1.8 | R-454B | 650
218032055 | BOSCH | BOHA-24MTB-M18S |  | Mixed Ducted and Non-Ducted Indoor Units | 36000 | 18.9 | 9.85 | 2 | R-454B | 650
218043837 | BOSCH | BOHA-36MTB-M18S |  | Mixed Ducted and Non-Ducted Indoor Units | 36000 | 18.9 | 9.85 | 2 | R-454B | 650
218043841 | BOSCH | BOHA-24RTB-M18S |  | Mixed Ducted and Non-Ducted Indoor Units | 23200 | 17.25 | 9.5 | 1.8 | R-454B | 650
218059681 | BOSCH | BOHA-60RTB-M18S |  | Mixed Ducted and Non-Ducted Indoor Units | 60000 | 17.75 | 9.4 | 1.85 | R-454B | 650
218043843 | BOSCH | BOHA-36RTB-M18S |  | Mixed Ducted and Non-Ducted Indoor Units | 36000 | 18 | 9.3 | 1.95 | R-454B | 650
218059679 | BOSCH | BOHA-60MTB-M18S |  | Mixed Ducted and Non-Ducted Indoor Units | 60000 | 18.25 | 9.65 | 1.9 | R-454B | 650
215223321 | BOSCH | BMS500-AAM027-1CSXHD |  | Mixed Ducted and Non-Ducted Indoor Units | 27400 | 21 | 10 | 2 | R-454B | 650
215223318 | BOSCH | BMS500-AAM018-1CSXHD |  | Mixed Ducted and Non-Ducted Indoor Units | 19000 | 22.5 | 10.2 | 2 | R-454B | 650
215223324 | BOSCH | BMS500-AAM036-1CSXHD |  | Mixed Ducted and Non-Ducted Indoor Units | 36000 | 21.2 | 10.55 | 2 | R-454B | 650
215223327 | BOSCH | BMS500-AAM048-1CSXHD |  | Mixed Ducted and Non-Ducted Indoor Units | 47000 | 21.7 | 11 | 2 | R-454B | 650
215223336 | BOSCH | BMS500-AAM036-1CSXRD |  | Mixed Ducted and Non-Ducted Indoor Units | 35400 | 22 | 9.35 | 2 | R-454B | 650
215223333 | BOSCH | BMS500-AAM027-1CSXRD |  | Mixed Ducted and Non-Ducted Indoor Units | 26800 | 23 | 9.25 | 2 | R-454B | 650
215223330 | BOSCH | BMS500-AAM018-1CSXRD |  | Mixed Ducted and Non-Ducted Indoor Units | 18000 | 22.55 | 9.9 | 2.3 | R-454B | 650
215223339 | BOSCH | BMS500-AAM048-1CSXRD |  | Mixed Ducted and Non-Ducted Indoor Units | 46000 | 22.2 | 10.45 | 2.05 | R-454B | 650
215223278 | BOSCH | BMS500-AAS009-1CSXHD | BMS500-AAU009-1AHWXD | Mini-Splits(Non-Ducted) | 9000 | 27.4 | 12.5 | 1.8 | R-454B | 650
215223279 | BOSCH | BMS500-AAS009-1CSXHD | BMS500-AAU009-1AHZXD | Mini-Splits(Non-Ducted) | 9000 | 24 | 12.1 | 1.83 | R-454B | 650
215223280 | BOSCH | BMS500-AAS009-1CSXHD | BMS500-AAU009-1AHCXD | Mini-Splits(Non-Ducted) | 9000 | 22.6 | 12.1 | 1.84 | R-454B | 650
215223282 | BOSCH | BMS500-AAS012-1CSXHD | BMS500-AAU012-1AHWXD | Mini-Splits(Non-Ducted) | 12000 | 25.4 | 10.5 | 1.8 | R-454B | 650
215223283 | BOSCH | BMS500-AAS012-1CSXHD | BMS500-AAU012-1AHZXD | Mini-Splits(Non-Ducted) | 12000 | 23 | 10 | 2 | R-454B | 650
215223284 | BOSCH | BMS500-AAS012-1CSXHD | BMS500-AAU012-1AHCXD | Mini-Splits(Non-Ducted) | 12000 | 22.2 | 11.6 | 2 | R-454B | 650
215223286 | BOSCH | BMS500-AAS018-1CSXHD | BMS500-AAU018-1AHWXD | Mini-Splits(Non-Ducted) | 18000 | 21.4 | 11 | 1.92 | R-454B | 650
215223287 | BOSCH | BMS500-AAS018-1CSXHD | BMS500-AAU018-1AHZXD | Mini-Splits(Non-Ducted) | 16700 | 20.6 | 12.2 | 1.89 | R-454B | 650
215223288 | BOSCH | BMS500-AAS018-1CSXHD | BMS500-AAU018-1AHCXD | Mini-Splits(Non-Ducted) | 16000 | 20 | 12.3 | 1.9 | R-454B | 650
215223290 | BOSCH | BMS500-AAS024-1CSXHD | BMS500-AAU024-1AHWXD | Mini-Splits(Non-Ducted) | 24000 | 21 | 13.5 | 2.34 | R-454B | 650
215223292 | BOSCH | BMS500-AAS024-1CSXHD | BMS500-AAU024-1AHCXD | Mini-Splits(Non-Ducted) | 23400 | 20.7 | 11.6 | 2.23 | R-454B | 650
215223294 | BOSCH | BMS500-AAS009-1CSXRD | BMS500-AAU009-1AHWXD | Mini-Splits(Non-Ducted) | 9000 | 25.8 | 12.5 | 2.36 | R-454B | 650
215223295 | BOSCH | BMS500-AAS009-1CSXRD | BMS500-AAU009-1AHZXD | Mini-Splits(Non-Ducted) | 9000 | 22.1 | 11.8 | 2.18 | R-454B | 650
215223296 | BOSCH | BMS500-AAS009-1CSXRD | BMS500-AAU009-1AHCXD | Mini-Splits(Non-Ducted) | 9000 | 21.6 | 11.3 | 2.17 | R-454B | 650
215223298 | BOSCH | BMS500-AAS012-1CSXRD | BMS500-AAU012-1AHWXD | Mini-Splits(Non-Ducted) | 12000 | 25.5 | 10.6 | 2.3 | R-454B | 650
215223299 | BOSCH | BMS500-AAS012-1CSXRD | BMS500-AAU012-1AHZXD | Mini-Splits(Non-Ducted) | 12000 | 22.1 | 10 | 2.48 | R-454B | 650
215223300 | BOSCH | BMS500-AAS012-1CSXRD | BMS500-AAU012-1AHCXD | Mini-Splits(Non-Ducted) | 12000 | 21.1 | 10.4 | 2.4 | R-454B | 650
215223302 | BOSCH | BMS500-AAS018-1CSXRD | BMS500-AAU018-1AHWXD | Mini-Splits(Non-Ducted) | 18000 | 23.5 | 10.8 | 2.1 | R-454B | 650
215223303 | BOSCH | BMS500-AAS018-1CSXRD | BMS500-AAU018-1AHZXD | Mini-Splits(Non-Ducted) | 18000 | 22.2 | 12.2 | 2.24 | R-454B | 650
215223304 | BOSCH | BMS500-AAS018-1CSXRD | BMS500-AAU018-1AHCXD | Mini-Splits(Non-Ducted) | 16800 | 20.7 | 11.4 | 2.2 | R-454B | 650
215223306 | BOSCH | BMS500-AAS024-1CSXRD | BMS500-AAU024-1AHWXD | Mini-Splits(Non-Ducted) | 24000 | 23 | 11.7 | 2.54 | R-454B | 650
215223307 | BOSCH | BMS500-AAS024-1CSXRD | BMS500-AAU024-1AHCXD | Mini-Splits(Non-Ducted) | 24000 | 22 | 10.5 | 2.3 | R-454B | 650
215223311 | BOSCH | BMS500-AAS036-1CSXLD | BMS500-AAU036-1AHCXD | Mini-Splits(Non-Ducted) | 36000 | 20 | 10.3 | 2.2 | R-454B | 650
215223313 | BOSCH | BMS500-AAS048-1CSXLD | BMS500-AAU048-1AHCXD | Mini-Splits(Non-Ducted) | 48000 | 19 | 9.9 | 2.11 | R-454B | 650
217656832 | BOSCH | BMS500-AAS009-1CSXRD | BMS500-AAU006-1AHWXD* | Mini-Splits(Non-Ducted) | 6000 | 25 | 12.5 | 2.4 | R-454B | 650
217968410 | Custom Comfort | CCOESBMZ536HP |  | Ducted Indoor Units | 35000 | 20 | 9.2 | 2 | R-454B | 650
217968404 | Custom Comfort | CCOESBMZ318HP |  | Ducted Indoor Units | 18000 | 20 | 10 | 2.3 | R-454B | 650
217968407 | Custom Comfort | CCOESBMZ427HP |  | Ducted Indoor Units | 26600 | 21 | 9 | 2 | R-454B | 650
215746006 | Custom Comfort | CCOXHBMZ318HP |  | Ducted Indoor Units | 19000 | 20 | 10 | 2 | R-454B | 650
215746009 | Custom Comfort | CCOXHBMZ427HP |  | Ducted Indoor Units | 28000 | 19 | 9.5 | 2 | R-454B | 650
215746012 | Custom Comfort | CCOXHBMZ536HP |  | Ducted Indoor Units | 36000 | 19.4 | 10.4 | 2 | R-454B | 650
215746015 | Custom Comfort | CCOXHBMZ648HP |  | Ducted Indoor Units | 47000 | 20.4 | 11 | 2 | R-454B | 650
215746018 | Custom Comfort | CCOXHBMZ655HP |  | Ducted Indoor Units | 53000 | 20 | 10.7 | 2.1 | R-454B | 650
215745983 | Custom Comfort | CCOXHBSZ06HP | CCOXHBSD06 | Mini-Splits(Ducted) | 6500 | 21.4 | 13.8 | 2.4 | R-454B | 650
215745984 | Custom Comfort | CCOXHBSZ09HP | CCOXHBSD09 | Mini-Splits(Ducted) | 9000 | 20.5 | 13.8 | 1.85 | R-454B | 650
215745985 | Custom Comfort | CCOXHBSZ12HP | CCOXHBSD12 | Mini-Splits(Ducted) | 12000 | 20 | 10.6 | 1.95 | R-454B | 650
215745986 | Custom Comfort | CCOXHBSZ17HP | CCOXHBSD18 | Mini-Splits(Ducted) | 17500 | 18.4 | 11.1 | 2.1 | R-454B | 650
215745987 | Custom Comfort | CCOXHBSZ24HP | CCOXHBSD24 | Mini-Splits(Ducted) | 24000 | 19 | 11.7 | 2.18 | R-454B | 650
215745999 | Custom Comfort | CCOXHBSZ36CHP | CCOXHBSD36 | Mini-Splits(Ducted) | 36000 | 17.7 | 11.1 | 2.1 | R-454B | 650
215746000 | Custom Comfort | CCOXHBSZ48CHP | CCOXHBSD48 | Mini-Splits(Ducted) | 48000 | 16.7 | 10.8 | 2 | R-454B | 650
215746001 | Custom Comfort | CCOXHBSZ60CHP | CCOXHBSD60 | Mini-Splits(Ducted) | 55000 | 15.8 | 10.4 | 2.1 | R-454B | 650
218425829 | Custom Comfort | CCOESBSZ09HP | CCOXHBSD09 | Mini-Splits(Ducted) | 9000 | 19.7 | 11.5 | 2.31 | R-454B | 650
218425830 | Custom Comfort | CCOESBSZ12HP | CCOXHBSD12 | Mini-Splits(Ducted) | 12000 | 19.5 | 10.5 | 2.44 | R-454B | 650
218425831 | Custom Comfort | CCOESBSZ17HP | CCOXHBSD18 | Mini-Splits(Ducted) | 17500 | 20 | 11.3 | 2.4 | R-454B | 650
218425832 | Custom Comfort | CCOESBSZ24HP | CCOXHBSD24 | Mini-Splits(Ducted) | 24000 | 19 | 11 | 2.3 | R-454B | 650
215746017 | Custom Comfort | CCOXHBMZ655HP |  | Non-Ducted Indoor Units | 51000 | 22.2 | 10.5 | 2 | R-454B | 650
215746011 | Custom Comfort | CCOXHBMZ536HP |  | Non-Ducted Indoor Units | 36000 | 23 | 10.7 | 2 | R-454B | 650
215746014 | Custom Comfort | CCOXHBMZ648HP |  | Non-Ducted Indoor Units | 47000 | 23 | 11 | 2 | R-454B | 650
215746005 | Custom Comfort | CCOXHBMZ318HP |  | Non-Ducted Indoor Units | 19000 | 25 | 10.4 | 2 | R-454B | 650
215746008 | Custom Comfort | CCOXHBMZ427HP |  | Non-Ducted Indoor Units | 27000 | 23 | 10.5 | 2 | R-454B | 650
217968406 | Custom Comfort | CCOESBMZ427HP |  | Non-Ducted Indoor Units | 27000 | 25 | 9.5 | 2 | R-454B | 650
217968409 | Custom Comfort | CCOESBMZ536HP |  | Non-Ducted Indoor Units | 36000 | 24 | 9.5 | 2 | R-454B | 650
217968403 | Custom Comfort | CCOESBMZ318HP |  | Non-Ducted Indoor Units | 18000 | 25.1 | 9.8 | 2.3 | R-454B | 650
217968411 | Custom Comfort | CCOESBMZ536HP |  | Mixed Ducted and Non-Ducted Indoor Units | 35400 | 22 | 9.35 | 2 | R-454B | 650
217968405 | Custom Comfort | CCOESBMZ318HP |  | Mixed Ducted and Non-Ducted Indoor Units | 18000 | 22.55 | 9.9 | 2.3 | R-454B | 650
217968408 | Custom Comfort | CCOESBMZ427HP |  | Mixed Ducted and Non-Ducted Indoor Units | 26800 | 23 | 9.25 | 2 | R-454B | 650
215746007 | Custom Comfort | CCOXHBMZ318HP |  | Mixed Ducted and Non-Ducted Indoor Units | 19000 | 22.5 | 10.2 | 2 | R-454B | 650
215746013 | Custom Comfort | CCOXHBMZ536HP |  | Mixed Ducted and Non-Ducted Indoor Units | 36000 | 21.2 | 10.55 | 2 | R-454B | 650
215746010 | Custom Comfort | CCOXHBMZ427HP |  | Mixed Ducted and Non-Ducted Indoor Units | 27400 | 21 | 10 | 2 | R-454B | 650
215746016 | Custom Comfort | CCOXHBMZ648HP |  | Mixed Ducted and Non-Ducted Indoor Units | 47000 | 21.7 | 11 | 2 | R-454B | 650
215746019 | Custom Comfort | CCOXHBMZ655HP |  | Mixed Ducted and Non-Ducted Indoor Units | 52000 | 21.1 | 10.6 | 2.05 | R-454B | 650
215745975 | Custom Comfort | CCOXHBSZ12HP | CCOXHBWM12 | Mini-Splits(Non-Ducted) | 12000 | 25.4 | 10.5 | 1.8 | R-454B | 650
215745976 | Custom Comfort | CCOXHBSZ17HP | CCOXHBWM18 | Mini-Splits(Non-Ducted) | 18000 | 21.4 | 11 | 1.92 | R-454B | 650
215745977 | Custom Comfort | CCOXHBSZ24HP | CCOXHBWM24 | Mini-Splits(Non-Ducted) | 24000 | 21 | 13.5 | 2.34 | R-454B | 650
215745978 | Custom Comfort | CCOXHBSZ33HP | CCOXHBWM33 | Mini-Splits(Non-Ducted) | 33000 | 19.5 | 10.5 | 1.98 | R-454B | 650
215745979 | Custom Comfort | CCOXHBSZ09HP | CCOXHB4C09 | Mini-Splits(Non-Ducted) | 9000 | 22.6 | 12.1 | 1.84 | R-454B | 650
215745980 | Custom Comfort | CCOXHBSZ12HP | CCOXHB4C12 | Mini-Splits(Non-Ducted) | 12000 | 22.2 | 11.6 | 2 | R-454B | 650
215745981 | Custom Comfort | CCOXHBSZ17HP | CCOXHB4C18 | Mini-Splits(Non-Ducted) | 16000 | 20 | 12.3 | 1.9 | R-454B | 650
215745982 | Custom Comfort | CCOXHBSZ24HP | CCOXHB4C24 | Mini-Splits(Non-Ducted) | 23400 | 20.7 | 11.6 | 2.23 | R-454B | 650
215745988 | Custom Comfort | CCOXHBSZ09HP | CCOXHBFM09 | Mini-Splits(Non-Ducted) | 9000 | 27.2 | 10.9 | 1.84 | R-454B | 650
215745989 | Custom Comfort | CCOXHBSZ12HP | CCOXHBFM12 | Mini-Splits(Non-Ducted) | 12000 | 25 | 10.5 | 1.88 | R-454B | 650
215745990 | Custom Comfort | CCOXHBSZ17HP | CCOXHBFM18 | Mini-Splits(Non-Ducted) | 16000 | 20 | 10.3 | 1.95 | R-454B | 650
215745991 | Custom Comfort | CCOXHBSZ17HP | CCOXHBFC18 | Mini-Splits(Non-Ducted) | 17000 | 20.4 | 10.3 | 1.86 | R-454B | 650
215745992 | Custom Comfort | CCOXHBSZ24HP | CCOXHBFC24 | Mini-Splits(Non-Ducted) | 22000 | 20.4 | 12.1 | 2.16 | R-454B | 650
215745993 | Custom Comfort | CCOXHBSZ06HP | CCOXHB1C06 | Mini-Splits(Non-Ducted) | 6500 | 22 | 12 | 2.4 | R-454B | 650
215745994 | Custom Comfort | CCOXHBSZ09HP | CCOXHB1C09 | Mini-Splits(Non-Ducted) | 9000 | 24 | 12.1 | 1.83 | R-454B | 650
215745995 | Custom Comfort | CCOXHBSZ12HP | CCOXHB1C12 | Mini-Splits(Non-Ducted) | 12000 | 23 | 10 | 2 | R-454B | 650
215745996 | Custom Comfort | CCOXHBSZ17HP | CCOXHB1C18 | Mini-Splits(Non-Ducted) | 16700 | 20.6 | 12.2 | 1.89 | R-454B | 650
215745997 | Custom Comfort | CCOXHBSZ36CHP | CCOXHB4C36 | Mini-Splits(Non-Ducted) | 36600 | 21.2 | 10.6 | 1.95 | R-454B | 650
215745998 | Custom Comfort | CCOXHBSZ48CHP | CCOXHB4C48 | Mini-Splits(Non-Ducted) | 48000 | 18 | 11 | 1.96 | R-454B | 650
215746002 | Custom Comfort | CCOXHBSZ36CHP | CCOXHBFC36 | Mini-Splits(Non-Ducted) | 36400 | 20 | 10.8 | 2.02 | R-454B | 650
215746003 | Custom Comfort | CCOXHBSZ48CHP | CCOXHBFC48 | Mini-Splits(Non-Ducted) | 48000 | 18.5 | 10.1 | 1.83 | R-454B | 650
215746004 | Custom Comfort | CCOXHBSZ60CHP | CCOXHBFC60 | Mini-Splits(Non-Ducted) | 54000 | 18 | 10.7 | 1.91 | R-454B | 650
215745973 | Custom Comfort | CCOXHBSZ06HP | CCOXHBWM06 | Mini-Splits(Non-Ducted) | 6000 | 25.5 | 14.8 | 2.39 | R-454B | 650
215745974 | Custom Comfort | CCOXHBSZ09HP | CCOXHBWM09 | Mini-Splits(Non-Ducted) | 9000 | 27.4 | 12.5 | 1.8 | R-454B | 650
218425825 | Custom Comfort | CCOESBSZ09HP | CCOXHB4C09 | Mini-Splits(Non-Ducted) | 9000 | 21.6 | 11.3 | 2.17 | R-454B | 650
218425826 | Custom Comfort | CCOESBSZ12HP | CCOXHB4C12 | Mini-Splits(Non-Ducted) | 12000 | 21.1 | 10.4 | 2.4 | R-454B | 650
218425827 | Custom Comfort | CCOESBSZ17HP | CCOXHB4C18 | Mini-Splits(Non-Ducted) | 16800 | 20.7 | 11.4 | 2.2 | R-454B | 650
218425828 | Custom Comfort | CCOESBSZ24HP | CCOXHB4C24 | Mini-Splits(Non-Ducted) | 24000 | 22 | 10.5 | 2.3 | R-454B | 650
218425833 | Custom Comfort | CCOESBSZ09HP | CCOXHBFM09 | Mini-Splits(Non-Ducted) | 9000 | 26 | 13.9 | 2.27 | R-454B | 650
218425834 | Custom Comfort | CCOESBSZ12HP | CCOXHBFM12 | Mini-Splits(Non-Ducted) | 12000 | 24.6 | 11 | 2.5 | R-454B | 650
218425835 | Custom Comfort | CCOESBSZ17HP | CCOXHBFM18 | Mini-Splits(Non-Ducted) | 16000 | 23.8 | 13.5 | 2.16 | R-454B | 650
218425836 | Custom Comfort | CCOESBSZ17HP | CCOXHBFC18 | Mini-Splits(Non-Ducted) | 18000 | 22.3 | 10.4 | 2.05 | R-454B | 650
218425837 | Custom Comfort | CCOESBSZ24HP | CCOXHBFC24 | Mini-Splits(Non-Ducted) | 24000 | 21.1 | 11.1 | 2.27 | R-454B | 650
218425838 | Custom Comfort | CCOESBSZ09HP | CCOXHB1C09 | Mini-Splits(Non-Ducted) | 9000 | 22.1 | 11.8 | 2.18 | R-454B | 650
218425839 | Custom Comfort | CCOESBSZ12HP | CCOXHB1C12 | Mini-Splits(Non-Ducted) | 12000 | 22.1 | 10 | 2.48 | R-454B | 650
218425840 | Custom Comfort | CCOESBSZ17HP | CCOXHB1C18 | Mini-Splits(Non-Ducted) | 18000 | 22.2 | 12.2 | 2.24 | R-454B | 650
218037121 | Custom Comfort | CCOESBSZ12HP | CCOXHBWM12 | Mini-Splits(Non-Ducted) | 12000 | 25.5 | 10.6 | 2.3 | R-454B | 650
217968399 | Custom Comfort | CCOESBSZ09HP | CCOXHBWM09 | Mini-Splits(Non-Ducted) | 9000 | 25.8 | 12.5 | 2.36 | R-454B | 650
217968400 | Custom Comfort | CCOESBZ12HP | CCOXHBWM12 | Mini-Splits(Non-Ducted) | 12000 | 25.5 | 10.6 | 2.3 | R-454B | 650
217968401 | Custom Comfort | CCOESBSZ17HP | CCOXHBWM18 | Mini-Splits(Non-Ducted) | 18000 | 23.5 | 10.8 | 2.1 | R-454B | 650
217968402 | Custom Comfort | CCOESBSZ24HP | CCOXHBWM24 | Mini-Splits(Non-Ducted) | 24000 | 23 | 11.7 | 2.54 | R-454B | 650
216797294 | Mitsubishi Electric | PUMY-L60NKMU*** |  | Ducted Indoor Units | 60000 | 16.4 | 9.5 | 1.8 | R-454B | 650
216797279 | Mitsubishi Electric | PUMY-L36NKMU*** |  | Ducted Indoor Units | 36000 | 18.2 | 10 | 1.98 | R-454B | 650
216797282 | Mitsubishi Electric | PUMY-HL36NKMU*** |  | Ducted Indoor Units | 36000 | 17.7 | 10.5 | 1.86 | R-454B | 650
216797285 | Mitsubishi Electric | PUMY-HL42NKMU*** |  | Ducted Indoor Units | 42000 | 17.5 | 10 | 1.86 | R-454B | 650
216797288 | Mitsubishi Electric | PUMY-L48NKMU*** |  | Ducted Indoor Units | 48000 | 17 | 9.5 | 1.96 | R-454B | 650
216797291 | Mitsubishi Electric | PUMY-HL48NKMU*** |  | Ducted Indoor Units | 48000 | 18 | 10 | 1.8 | R-454B | 650
217135876 | Mitsubishi Electric | MXZ-SM36NL-** |  | Ducted Indoor Units | 36000 | 19.5 | 10 | 2 | R-454B | 650
217135877 | Mitsubishi Electric | MXZ-SM36NLHZ-** |  | Ducted Indoor Units | 36000 | 17 | 11 | 1.9 | R-454B | 650
217135878 | Mitsubishi Electric | MXZ-SM42NLHZ-** |  | Ducted Indoor Units | 42000 | 17 | 11 | 1.9 | R-454B | 650
217135879 | Mitsubishi Electric | MXZ-SM48NL-** |  | Ducted Indoor Units | 48000 | 19 | 10 | 2.1 | R-454B | 650
217135880 | Mitsubishi Electric | MXZ-SM48NLHZ-** |  | Ducted Indoor Units | 48000 | 18 | 10.5 | 2 | R-454B | 650
217135881 | Mitsubishi Electric | MXZ-SM60NL-** |  | Ducted Indoor Units | 60000 | 17 | 9.5 | 1.9 | R-454B | 650
217643007 | Mitsubishi Electric | PUMY-HL60NKMU*** |  | Ducted Indoor Units | 60000 | 16.4 | 10 | 1.8 | R-454B | 650
217643001 | Mitsubishi Electric | MXZ-SM60NLHZ*** |  | Ducted Indoor Units | 60000 | 16.4 | 10 | 1.8 | R-454B | 650
217643004 | Mitsubishi Electric | MXZ-SM60NLHZ-** |  | Ducted Indoor Units | 60000 | 17 | 10 | 1.9 | R-454B | 650
215712169 | Mitsubishi Electric | MXZ-SM60NL*** |  | Ducted Indoor Units | 60000 | 16.4 | 9.5 | 1.8 | R-454B | 650
215712159 | Mitsubishi Electric | MXZ-SM36NL*** |  | Ducted Indoor Units | 36000 | 18.2 | 10 | 1.98 | R-454B | 650
215712161 | Mitsubishi Electric | MXZ-SM36NLHZ*** |  | Ducted Indoor Units | 36000 | 17.7 | 10.5 | 1.86 | R-454B | 650
215712163 | Mitsubishi Electric | MXZ-SM42NLHZ*** |  | Ducted Indoor Units | 42000 | 17.5 | 10 | 1.86 | R-454B | 650
215712165 | Mitsubishi Electric | MXZ-SM48NL*** |  | Ducted Indoor Units | 48000 | 17 | 9.5 | 1.96 | R-454B | 650
215712167 | Mitsubishi Electric | MXZ-SM48NLHZ*** |  | Ducted Indoor Units | 48000 | 18 | 10 | 1.8 | R-454B | 650
216505926 | Mitsubishi Electric | MXZ-3D24NL*** |  | Ducted Indoor Units | 23600 | 16 | 8.6 | 2 | R-454B | 650
216505927 | Mitsubishi Electric | MXZ-4D30NL*** |  | Ducted Indoor Units | 27400 | 16.1 | 8.8 | 2 | R-454B | 650
218451123 | Mitsubishi Electric | SUZ-AK30NLHZ*** | PAA-AA30NL*** | Mini-Splits(Ducted) | 30000 | 17.1 | 8.5 | 2 | R-454B | 650
218451124 | Mitsubishi Electric | SUZ-AK30NLHZ*** | PAA-BA30NL*** | Mini-Splits(Ducted) | 30000 | 17.1 | 8.5 | 2 | R-454B | 650
218451125 | Mitsubishi Electric | SUZ-AK36NLHZ*** | PAA-BA36NL*** | Mini-Splits(Ducted) | 32000 | 17.2 | 8.9 | 1.9 | R-454B | 650
218451126 | Mitsubishi Electric | SUZ-AK36NLHZ*** | PAA-CA36NL*** | Mini-Splits(Ducted) | 32000 | 17.2 | 8.9 | 1.9 | R-454B | 650
215734910 | Mitsubishi Electric | SUZ-AA09NLHZ*** | PEAD-AA09NL*** | Mini-Splits(Ducted) | 9000 | 15.8 | 9.1 | 2 | R-454B | 650
215734914 | Mitsubishi Electric | SUZ-AA12NLHZ*** | PEAD-AA12NL*** | Mini-Splits(Ducted) | 12000 | 17 | 9.5 | 2 | R-454B | 650
215734915 | Mitsubishi Electric | SUZ-AA12NLHZ*** | SVZ-AP12NL*** | Mini-Splits(Ducted) | 12000 | 16.1 | 9.3 | 2.1 | R-454B | 650
215734918 | Mitsubishi Electric | SUZ-AA15NLHZ*** | PEAD-AA15NL*** | Mini-Splits(Ducted) | 15000 | 17.2 | 10.2 | 2 | R-454B | 650
215734922 | Mitsubishi Electric | SUZ-AA18NLHZ*** | PEAD-AA18NL*** | Mini-Splits(Ducted) | 18000 | 17.3 | 10 | 2 | R-454B | 650
215734923 | Mitsubishi Electric | SUZ-AA18NLHZ*** | SVZ-AP18NL*** | Mini-Splits(Ducted) | 18000 | 16.2 | 9.5 | 2 | R-454B | 650
215712199 | Mitsubishi Electric | PUZ-AK24NLHZ*** | PEAD-AA24NL*** | Mini-Splits(Ducted) | 24000 | 19.3 | 9 | 1.9 | R-454B | 650
215712200 | Mitsubishi Electric | PUZ-AK24NLHZ*** | PVA-AA24NL*** | Mini-Splits(Ducted) | 24000 | 19.7 | 8.8 | 2.1 | R-454B | 650
215712201 | Mitsubishi Electric | PUZ-AK24NLHZ*** | PAA-AA18NL*** | Mini-Splits(Ducted) | 18000 | 15.9 | 8.5 | 1.77 | R-454B | 650
215712202 | Mitsubishi Electric | PUZ-AK24NLHZ*** | PAA-BA18NL*** | Mini-Splits(Ducted) | 18000 | 15.9 | 8.5 | 1.77 | R-454B | 650
215712203 | Mitsubishi Electric | PUZ-AK24NLHZ*** | PAA-AA24NL*** | Mini-Splits(Ducted) | 24000 | 17 | 9.4 | 2.1 | R-454B | 650
215712204 | Mitsubishi Electric | PUZ-AK24NLHZ*** | PAA-BA24NL*** | Mini-Splits(Ducted) | 24000 | 17 | 9.4 | 2.1 | R-454B | 650
215712208 | Mitsubishi Electric | PUZ-AK30NLHZ*** | PEAD-AA30NL*** | Mini-Splits(Ducted) | 30000 | 21.7 | 9.3 | 1.9 | R-454B | 650
215712209 | Mitsubishi Electric | PUZ-AK30NLHZ*** | PVA-AA30NL*** | Mini-Splits(Ducted) | 30000 | 21 | 9.3 | 2.3 | R-454B | 650
215712210 | Mitsubishi Electric | PUZ-AK30NLHZ*** | PAA-AA30NL*** | Mini-Splits(Ducted) | 30000 | 17.6 | 9 | 2 | R-454B | 650
215712211 | Mitsubishi Electric | PUZ-AK30NLHZ*** | PAA-BA30NL*** | Mini-Splits(Ducted) | 30000 | 17.6 | 9 | 2 | R-454B | 650
215712215 | Mitsubishi Electric | PUZ-AK36NLHZ*** | PEAD-AA36NL*** | Mini-Splits(Ducted) | 36000 | 21.7 | 9.3 | 2 | R-454B | 650
215712216 | Mitsubishi Electric | PUZ-AK36NLHZ*** | PVA-AA36NL*** | Mini-Splits(Ducted) | 36000 | 21.2 | 9.2 | 2.1 | R-454B | 650
215712217 | Mitsubishi Electric | PUZ-AK36NLHZ*** | PAA-BA36NL*** | Mini-Splits(Ducted) | 32000 | 18.1 | 9.4 | 1.9 | R-454B | 650
215712218 | Mitsubishi Electric | PUZ-AK36NLHZ*** | PAA-CA36NL*** | Mini-Splits(Ducted) | 32000 | 18.1 | 9.4 | 1.9 | R-454B | 650
215712220 | Mitsubishi Electric | PUZ-AK42NLHZ*** | PEAD-AA42NL*** | Mini-Splits(Ducted) | 42000 | 18.3 | 8.5 | 1.75 | R-454B | 650
215712221 | Mitsubishi Electric | PUZ-AK42NLHZ*** | PVA-AA42NL*** | Mini-Splits(Ducted) | 42000 | 18.7 | 8.7 | 1.8 | R-454B | 650
215712222 | Mitsubishi Electric | PUZ-AK42NLHZ*** | PAA-BA42NL*** | Mini-Splits(Ducted) | 42000 | 17.1 | 8.7 | 1.75 | R-454B | 650
215712223 | Mitsubishi Electric | PUZ-AK42NLHZ*** | PAA-CA42NL*** | Mini-Splits(Ducted) | 42000 | 17.1 | 8.7 | 1.75 | R-454B | 650
215712237 | Mitsubishi Electric | SUZ-AK24NLHZ*** | PEAD-AA24NL*** | Mini-Splits(Ducted) | 24000 | 17.3 | 8.5 | 1.8 | R-454B | 650
215712238 | Mitsubishi Electric | SUZ-AK24NLHZ*** | SVZ-AP24NL*** | Mini-Splits(Ducted) | 23800 | 18.6 | 8.6 | 1.8 | R-454B | 650
215712239 | Mitsubishi Electric | SUZ-AK30NLHZ*** | PEAD-AA30NL*** | Mini-Splits(Ducted) | 30000 | 19.5 | 8.5 | 1.8 | R-454B | 650
215712240 | Mitsubishi Electric | SUZ-AK30NLHZ*** | SVZ-AP30NL*** | Mini-Splits(Ducted) | 28000 | 17.1 | 9.2 | 1.8 | R-454B | 650
215712241 | Mitsubishi Electric | SUZ-AK36NLHZ*** | PEAD-AA36NL*** | Mini-Splits(Ducted) | 36000 | 19.5 | 8.5 | 1.8 | R-454B | 650
215712242 | Mitsubishi Electric | SUZ-AK36NLHZ*** | SVZ-AP36NL*** | Mini-Splits(Ducted) | 36000 | 15.2 | 9.1 | 1.8 | R-454B | 650
218186675 | Mitsubishi Electric | MXZ-SM36NL-** | PEFY-L18NMAU*** | Mini-Splits(Ducted) | 18000 | 20.1 | 8.8 | 1.9 | R-454B | 650
218186676 | Mitsubishi Electric | MXZ-SM36NL-** | PEFY-L24NMAU*** | Mini-Splits(Ducted) | 21000 | 19.6 | 9.1 | 1.8 | R-454B | 650
218186677 | Mitsubishi Electric | MXZ-SM36NL-** | PEFY-L36NMAU*** | Mini-Splits(Ducted) | 36000 | 19.5 | 10 | 2 | R-454B | 650
218186678 | Mitsubishi Electric | MXZ-SM36NL*** | PVFY-L36NAMU*** | Mini-Splits(Ducted) | 36000 | 18.2 | 8.5 | 2 | R-454B | 650
218186681 | Mitsubishi Electric | MXZ-SM36NLHZ-** | PEFY-L18NMAU*** | Mini-Splits(Ducted) | 18000 | 16 | 8.8 | 2 | R-454B | 650
218186682 | Mitsubishi Electric | MXZ-SM36NLHZ-** | PEFY-L24NMAU*** | Mini-Splits(Ducted) | 21000 | 16 | 9.1 | 1.8 | R-454B | 650
218186683 | Mitsubishi Electric | MXZ-SM36NLHZ-** | PEFY-L36NMAU*** | Mini-Splits(Ducted) | 36000 | 16.5 | 9.5 | 1.8 | R-454B | 650
218186684 | Mitsubishi Electric | MXZ-SM36NLHZ*** | PVFY-L36NAMU*** | Mini-Splits(Ducted) | 36000 | 16 | 8.5 | 1.8 | R-454B | 650
218186687 | Mitsubishi Electric | MXZ-SM48NL-** | PEFY-L48NMAU*** | Mini-Splits(Ducted) | 48000 | 17.1 | 9 | 1.9 | R-454B | 650
218186688 | Mitsubishi Electric | MXZ-SM48NL*** | PVFY-L48NAMU*** | Mini-Splits(Ducted) | 48000 | 17 | 8.5 | 1.9 | R-454B | 650
218186689 | Mitsubishi Electric | MXZ-SM48NLHZ-** | PEFY-L48NMAU*** | Mini-Splits(Ducted) | 48000 | 16 | 8.5 | 1.8 | R-454B | 650
218186690 | Mitsubishi Electric | MXZ-SM48NLHZ*** | PVFY-L48NAMU*** | Mini-Splits(Ducted) | 48000 | 18 | 8.5 | 1.8 | R-454B | 650
218186691 | Mitsubishi Electric | MXZ-SM60NL-** | PEFY-L54NMAU*** | Mini-Splits(Ducted) | 54000 | 16.4 | 8.5 | 1.8 | R-454B | 650
218186692 | Mitsubishi Electric | MXZ-SM60NL*** | PVFY-L54NAMU*** | Mini-Splits(Ducted) | 54000 | 16.4 | 9 | 1.8 | R-454B | 650
218186693 | Mitsubishi Electric | MXZ-SM60NLHZ-** | PEFY-L54NMAU*** | Mini-Splits(Ducted) | 54000 | 16.4 | 8.5 | 1.8 | R-454B | 650
218186694 | Mitsubishi Electric | MXZ-SM60NLHZ*** | PVFY-L54NAMU*** | Mini-Splits(Ducted) | 54000 | 16.4 | 8.5 | 1.8 | R-454B | 650
218186695 | Mitsubishi Electric | MXZ-SM36NL-** | PEFY-M18NMAU*** | Mini-Splits(Ducted) | 18000 | 20.1 | 8.8 | 1.9 | R-454B | 650
218186696 | Mitsubishi Electric | MXZ-SM36NL-** | PEFY-M24NMAU*** | Mini-Splits(Ducted) | 21000 | 19.6 | 9.1 | 1.8 | R-454B | 650
218186697 | Mitsubishi Electric | MXZ-SM36NL-** | PEFY-M36NMAU*** | Mini-Splits(Ducted) | 36000 | 19.5 | 10 | 2 | R-454B | 650
218186698 | Mitsubishi Electric | MXZ-SM36NLHZ-** | PEFY-M18NMAU*** | Mini-Splits(Ducted) | 18000 | 16 | 8.8 | 2 | R-454B | 650
218186699 | Mitsubishi Electric | MXZ-SM36NLHZ-** | PEFY-M24NMAU*** | Mini-Splits(Ducted) | 21000 | 16 | 9.1 | 1.8 | R-454B | 650
218186700 | Mitsubishi Electric | MXZ-SM36NLHZ-** | PEFY-M36NMAU*** | Mini-Splits(Ducted) | 36000 | 16.5 | 9.5 | 1.8 | R-454B | 650
218186701 | Mitsubishi Electric | MXZ-SM48NL-** | PEFY-M48NMAU*** | Mini-Splits(Ducted) | 48000 | 17.1 | 9 | 1.9 | R-454B | 650
218186702 | Mitsubishi Electric | MXZ-SM48NLHZ-** | PEFY-M48NMAU*** | Mini-Splits(Ducted) | 48000 | 16 | 8.5 | 1.8 | R-454B | 650
218186703 | Mitsubishi Electric | MXZ-SM60NL-** | PEFY-M54NMAU*** | Mini-Splits(Ducted) | 54000 | 16.4 | 8.5 | 1.8 | R-454B | 650
218186704 | Mitsubishi Electric | MXZ-SM60NLHZ-** | PEFY-M54NMAU*** | Mini-Splits(Ducted) | 54000 | 16.4 | 8.5 | 1.8 | R-454B | 650
218083346 | Mitsubishi Electric | MXZ-SM36NL*** | PVFY-M36NAMU*** | Mini-Splits(Ducted) | 36000 | 18.2 | 8.5 | 2 | R-454B | 650
218083349 | Mitsubishi Electric | MXZ-SM36NLHZ*** | PVFY-M36NAMU*** | Mini-Splits(Ducted) | 36000 | 16 | 8.5 | 1.8 | R-454B | 650
218083352 | Mitsubishi Electric | MXZ-SM48NL*** | PVFY-M48NAMU*** | Mini-Splits(Ducted) | 48000 | 17 | 8.5 | 1.9 | R-454B | 650
218083353 | Mitsubishi Electric | MXZ-SM48NLHZ*** | PVFY-M48NAMU*** | Mini-Splits(Ducted) | 48000 | 18 | 8.5 | 1.8 | R-454B | 650
218083354 | Mitsubishi Electric | MXZ-SM60NL*** | PVFY-M54NAMU*** | Mini-Splits(Ducted) | 54000 | 16.4 | 9 | 1.8 | R-454B | 650
218083355 | Mitsubishi Electric | MXZ-SM60NLHZ*** | PVFY-M54NAMU*** | Mini-Splits(Ducted) | 54000 | 16.4 | 8.5 | 1.8 | R-454B | 650
217232154 | Mitsubishi Electric | SUZ-AA09NL*** | SEZ-AD09NL*** | Mini-Splits(Ducted) | 9000 | 17.6 | 10.6 | 2.5 | R-454B | 650
217232158 | Mitsubishi Electric | SUZ-AA12NLHZ*** | SEZ-AD12NL*** | Mini-Splits(Ducted) | 12000 | 16.2 | 9.4 | 2 | R-454B | 650
217232159 | Mitsubishi Electric | SUZ-AA15NLHZ*** | SEZ-AD15NL*** | Mini-Splits(Ducted) | 15000 | 16.2 | 9.8 | 2 | R-454B | 650
217232160 | Mitsubishi Electric | SUZ-AA18NLHZ*** | SEZ-AD18NL*** | Mini-Splits(Ducted) | 18000 | 17 | 10 | 2.1 | R-454B | 650
217121932 | Mitsubishi Electric | PUZ-AK48NLHZ*** | PVA-AA48NL*** | Mini-Splits(Ducted) | 48000 | 20.2 | 8.7 | 1.9 | R-454B | 650
217121936 | Mitsubishi Electric | SUZ-AK48NLHZ*** | SVZ-AP48NL*** | Mini-Splits(Ducted) | 48000 | 18.1 | 8.5 | 1.9 | R-454B | 650
216505924 | Mitsubishi Electric | MXZ-3D24NL*** |  | Non-Ducted Indoor Units | 22000 | 20 | 10 | 2.06 | R-454B | 650
216505925 | Mitsubishi Electric | MXZ-2D20NLHZ*** |  | Non-Ducted Indoor Units | 18000 | 19.3 | 10 | 2 | R-454B | 650
216505933 | Mitsubishi Electric | MXZ-3D24NLHZ*** |  | Non-Ducted Indoor Units | 22000 | 20 | 10 | 2.02 | R-454B | 650
216505934 | Mitsubishi Electric | MXZ-3D30NLHZ*** |  | Non-Ducted Indoor Units | 28400 | 20 | 10 | 1.86 | R-454B | 650
215685463 | Mitsubishi Electric | MXZ-SM36NL*** |  | Non-Ducted Indoor Units | 36000 | 23 | 11 | 2.2 | R-454B | 650
215685464 | Mitsubishi Electric | MXZ-SM36NLHZ*** |  | Non-Ducted Indoor Units | 36000 | 23 | 12 | 2 | R-454B | 650
215685465 | Mitsubishi Electric | MXZ-SM42NLHZ*** |  | Non-Ducted Indoor Units | 42000 | 21.5 | 11.1 | 2 | R-454B | 650
215685466 | Mitsubishi Electric | MXZ-SM48NL*** |  | Non-Ducted Indoor Units | 48000 | 23 | 10.4 | 2.1 | R-454B | 650
215685467 | Mitsubishi Electric | MXZ-SM48NLHZ*** |  | Non-Ducted Indoor Units | 48000 | 23 | 11.5 | 2 | R-454B | 650
215685468 | Mitsubishi Electric | MXZ-SM60NL*** |  | Non-Ducted Indoor Units | 60000 | 20 | 10.5 | 2 | R-454B | 650
217643003 | Mitsubishi Electric | MXZ-SM60NLHZ-** |  | Non-Ducted Indoor Units | 60000 | 20 | 10.9 | 2 | R-454B | 650
217643006 | Mitsubishi Electric | PUMY-HL60NKMU*** |  | Non-Ducted Indoor Units | 60000 | 20 | 10.9 | 2 | R-454B | 650
217643000 | Mitsubishi Electric | MXZ-SM60NLHZ*** |  | Non-Ducted Indoor Units | 60000 | 20 | 10.9 | 2 | R-454B | 650
217177363 | Mitsubishi Electric | MXZ-SM36NL-** |  | Non-Ducted Indoor Units | 36000 | 23 | 11 | 2.2 | R-454B | 650
217177364 | Mitsubishi Electric | MXZ-SM36NLHZ-** |  | Non-Ducted Indoor Units | 36000 | 23 | 12 | 2 | R-454B | 650
217177365 | Mitsubishi Electric | MXZ-SM42NLHZ-** |  | Non-Ducted Indoor Units | 42000 | 21.5 | 11.1 | 2 | R-454B | 650
217177366 | Mitsubishi Electric | MXZ-SM48NL-** |  | Non-Ducted Indoor Units | 48000 | 23 | 10.4 | 2.1 | R-454B | 650
217177367 | Mitsubishi Electric | MXZ-SM48NLHZ-** |  | Non-Ducted Indoor Units | 48000 | 23 | 11.5 | 2 | R-454B | 650
217177368 | Mitsubishi Electric | MXZ-SM60NL-** |  | Non-Ducted Indoor Units | 60000 | 20 | 10.5 | 2 | R-454B | 650
216797293 | Mitsubishi Electric | PUMY-L60NKMU*** |  | Non-Ducted Indoor Units | 60000 | 20 | 10.5 | 2 | R-454B | 650
216797287 | Mitsubishi Electric | PUMY-L48NKMU*** |  | Non-Ducted Indoor Units | 48000 | 23 | 10.4 | 2.1 | R-454B | 650
216797290 | Mitsubishi Electric | PUMY-HL48NKMU*** |  | Non-Ducted Indoor Units | 48000 | 23 | 11.5 | 2 | R-454B | 650
216797281 | Mitsubishi Electric | PUMY-HL36NKMU*** |  | Non-Ducted Indoor Units | 36000 | 23 | 12 | 2 | R-454B | 650
216797284 | Mitsubishi Electric | PUMY-HL42NKMU*** |  | Non-Ducted Indoor Units | 42000 | 21.5 | 11.1 | 2 | R-454B | 650
216797278 | Mitsubishi Electric | PUMY-L36NKMU*** |  | Non-Ducted Indoor Units | 36000 | 23 | 11 | 2.2 | R-454B | 650
216797295 | Mitsubishi Electric | PUMY-L60NKMU*** |  | Mixed Ducted and Non-Ducted Indoor Units | 60000 | 18.2 | 10 | 1.9 | R-454B | 650
216797286 | Mitsubishi Electric | PUMY-HL42NKMU*** |  | Mixed Ducted and Non-Ducted Indoor Units | 42000 | 19.5 | 10.55 | 1.92 | R-454B | 650
216797283 | Mitsubishi Electric | PUMY-HL36NKMU*** |  | Mixed Ducted and Non-Ducted Indoor Units | 36000 | 20.35 | 11.25 | 1.92 | R-454B | 650
216797280 | Mitsubishi Electric | PUMY-L36NKMU*** |  | Mixed Ducted and Non-Ducted Indoor Units | 36000 | 20.6 | 10.5 | 2.08 | R-454B | 650
216797289 | Mitsubishi Electric | PUMY-L48NKMU*** |  | Mixed Ducted and Non-Ducted Indoor Units | 48000 | 20 | 9.95 | 2.02 | R-454B | 650
216797292 | Mitsubishi Electric | PUMY-HL48NKMU*** |  | Mixed Ducted and Non-Ducted Indoor Units | 48000 | 20.5 | 10.75 | 1.9 | R-454B | 650
217177369 | Mitsubishi Electric | MXZ-SM36NL-** |  | Mixed Ducted and Non-Ducted Indoor Units | 36000 | 21.25 | 10.5 | 2.1 | R-454B | 650
217177370 | Mitsubishi Electric | MXZ-SM36NLHZ-** |  | Mixed Ducted and Non-Ducted Indoor Units | 36000 | 20 | 11.5 | 1.94 | R-454B | 650
217177371 | Mitsubishi Electric | MXZ-SM42NLHZ-** |  | Mixed Ducted and Non-Ducted Indoor Units | 42000 | 19.25 | 11.05 | 1.94 | R-454B | 650
217177372 | Mitsubishi Electric | MXZ-SM48NL-** |  | Mixed Ducted and Non-Ducted Indoor Units | 48000 | 21 | 10.2 | 2.1 | R-454B | 650
217177373 | Mitsubishi Electric | MXZ-SM48NLHZ-** |  | Mixed Ducted and Non-Ducted Indoor Units | 48000 | 20.5 | 11 | 2 | R-454B | 650
217177374 | Mitsubishi Electric | MXZ-SM60NL-** |  | Mixed Ducted and Non-Ducted Indoor Units | 60000 | 18.5 | 10 | 1.94 | R-454B | 650
217643008 | Mitsubishi Electric | PUMY-HL60NKMU*** |  | Mixed Ducted and Non-Ducted Indoor Units | 60000 | 18.2 | 10.45 | 1.9 | R-454B | 650
217643002 | Mitsubishi Electric | MXZ-SM60NLHZ*** |  | Mixed Ducted and Non-Ducted Indoor Units | 60000 | 18.2 | 10.45 | 1.9 | R-454B | 650
217643005 | Mitsubishi Electric | MXZ-SM60NLHZ-** |  | Mixed Ducted and Non-Ducted Indoor Units | 60000 | 18.5 | 10.45 | 1.94 | R-454B | 650
215712170 | Mitsubishi Electric | MXZ-SM60NL*** |  | Mixed Ducted and Non-Ducted Indoor Units | 60000 | 18.2 | 10 | 1.9 | R-454B | 650
215712162 | Mitsubishi Electric | MXZ-SM36NLHZ*** |  | Mixed Ducted and Non-Ducted Indoor Units | 36000 | 20.35 | 11.25 | 1.92 | R-454B | 650
215712160 | Mitsubishi Electric | MXZ-SM36NL*** |  | Mixed Ducted and Non-Ducted Indoor Units | 36000 | 20.6 | 10.5 | 2.08 | R-454B | 650
215712168 | Mitsubishi Electric | MXZ-SM48NLHZ*** |  | Mixed Ducted and Non-Ducted Indoor Units | 48000 | 20.5 | 10.75 | 1.9 | R-454B | 650
215712166 | Mitsubishi Electric | MXZ-SM48NL*** |  | Mixed Ducted and Non-Ducted Indoor Units | 48000 | 20 | 9.95 | 2.02 | R-454B | 650
215712164 | Mitsubishi Electric | MXZ-SM42NLHZ*** |  | Mixed Ducted and Non-Ducted Indoor Units | 42000 | 19.5 | 10.55 | 1.92 | R-454B | 650
216505941 | Mitsubishi Electric | MXZ-3D24NLHZ*** |  | Mixed Ducted and Non-Ducted Indoor Units | 22800 | 17.2 | 9 | 1.84 | R-454B | 650
216505942 | Mitsubishi Electric | MXZ-3D30NLHZ*** |  | Mixed Ducted and Non-Ducted Indoor Units | 27800 | 18 | 9 | 1.82 | R-454B | 650
216505929 | Mitsubishi Electric | MXZ-3D24NL*** |  | Mixed Ducted and Non-Ducted Indoor Units | 22800 | 18 | 9.3 | 2.02 | R-454B | 650
216505930 | Mitsubishi Electric | MXZ-4D30NL*** |  | Mixed Ducted and Non-Ducted Indoor Units | 28000 | 18.55 | 9.4 | 2.02 | R-454B | 650
216505931 | Mitsubishi Electric | MXZ-2D20NLHZ*** |  | Mixed Ducted and Non-Ducted Indoor Units | 19000 | 16.8 | 8.95 | 1.98 | R-454B | 650
215912359 | Mitsubishi Electric | MUZ-FX24NLHZ*** | MSZ-FX24NL*** | Mini-Splits(Non-Ducted) | 20800 | 23.5 | 10.5 | 2.05 | R-454B | 650
215862736 | Mitsubishi Electric | MUZ-GX18NL*** | MSZ-GX18NL*** | Mini-Splits(Non-Ducted) | 18000 | 22.5 | 10.3 | 1.8 | R-454B | 650
215862737 | Mitsubishi Electric | MUZ-GX24NL*** | MSZ-GX24NL*** | Mini-Splits(Non-Ducted) | 22400 | 21.5 | 10.3 | 1.8 | R-454B | 650
215862740 | Mitsubishi Electric | MUZ-GX18NLHZ*** | MSZ-GX18NL*** | Mini-Splits(Non-Ducted) | 18000 | 22.5 | 10 | 1.8 | R-454B | 650
215862741 | Mitsubishi Electric | MUZ-GX24NLHZ*** | MSZ-GX24NL*** | Mini-Splits(Non-Ducted) | 22400 | 21.5 | 10 | 1.8 | R-454B | 650
215862742 | Mitsubishi Electric | MUZ-HX18NL*** | MSZ-HX18NL*** | Mini-Splits(Non-Ducted) | 17200 | 20 | 9.5 | 1.8 | R-454B | 650
215862743 | Mitsubishi Electric | MUZ-HX24NL*** | MSZ-HX24NL*** | Mini-Splits(Non-Ducted) | 22400 | 20 | 9.5 | 1.8 | R-454B | 650
218597394 | Mitsubishi Electric | SUZ-AA09NLHZ*** | MSZ-EX09NL2S*** | Mini-Splits(Non-Ducted) | 9000 | 17.4 | 10 | 2 | R-454B | 650
218597395 | Mitsubishi Electric | SUZ-AA09NLHZ*** | MSZ-EX09NL2W*** | Mini-Splits(Non-Ducted) | 9000 | 17.4 | 10 | 2 | R-454B | 650
218597399 | Mitsubishi Electric | SUZ-AA18NLHZ*** | MSZ-EX18NL2B*** | Mini-Splits(Non-Ducted) | 16400 | 17.5 | 10.2 | 2 | R-454B | 650
218597400 | Mitsubishi Electric | SUZ-AA18NLHZ*** | MSZ-EX18NL2S*** | Mini-Splits(Non-Ducted) | 16400 | 17.5 | 10.2 | 2 | R-454B | 650
218597401 | Mitsubishi Electric | SUZ-AA18NLHZ*** | MSZ-EX18NL2W*** | Mini-Splits(Non-Ducted) | 16400 | 17.5 | 10.2 | 2 | R-454B | 650
218597408 | Mitsubishi Electric | SUZ-AA12NLHZ*** | MSZ-EX12NL2B*** | Mini-Splits(Non-Ducted) | 12000 | 17.6 | 10 | 2 | R-454B | 650
218597409 | Mitsubishi Electric | SUZ-AA12NLHZ*** | MSZ-EX12NL2S*** | Mini-Splits(Non-Ducted) | 12000 | 17.6 | 10 | 2 | R-454B | 650
218597410 | Mitsubishi Electric | SUZ-AA12NLHZ*** | MSZ-EX12NL2W*** | Mini-Splits(Non-Ducted) | 12000 | 17.6 | 10 | 2 | R-454B | 650
218597414 | Mitsubishi Electric | SUZ-AA15NLHZ*** | MSZ-EX15NL2B*** | Mini-Splits(Non-Ducted) | 15000 | 17.5 | 9.8 | 2 | R-454B | 650
218597415 | Mitsubishi Electric | SUZ-AA15NLHZ*** | MSZ-EX15NL2S*** | Mini-Splits(Non-Ducted) | 15000 | 17.5 | 9.8 | 2 | R-454B | 650
218597416 | Mitsubishi Electric | SUZ-AA15NLHZ*** | MSZ-EX15NL2W*** | Mini-Splits(Non-Ducted) | 15000 | 17.5 | 9.8 | 2 | R-454B | 650
215748463 | Mitsubishi Electric | SUZ-AA09NLHZ*** | MSZ-EX09NLB*** | Mini-Splits(Non-Ducted) | 9000 | 17.4 | 10 | 2 | R-454B | 650
215748466 | Mitsubishi Electric | SUZ-AA09NLHZ*** | MSZ-EX09NLS*** | Mini-Splits(Non-Ducted) | 9000 | 17.4 | 10 | 2 | R-454B | 650
215748468 | Mitsubishi Electric | SUZ-AA09NLHZ*** | MSZ-EX09NLW*** | Mini-Splits(Non-Ducted) | 9000 | 17.4 | 10 | 2 | R-454B | 650
215748477 | Mitsubishi Electric | SUZ-AA18NLHZ*** | MSZ-EX18NLB*** | Mini-Splits(Non-Ducted) | 16400 | 17.5 | 10.2 | 2 | R-454B | 650
215748479 | Mitsubishi Electric | SUZ-AA18NLHZ*** | MSZ-EX18NLS*** | Mini-Splits(Non-Ducted) | 16400 | 17.5 | 10.2 | 2 | R-454B | 650
215748482 | Mitsubishi Electric | SUZ-AA18NLHZ*** | MSZ-EX18NLW*** | Mini-Splits(Non-Ducted) | 16400 | 17.5 | 10.2 | 2 | R-454B | 650
215748495 | Mitsubishi Electric | SUZ-AA12NLHZ*** | MSZ-EX12NLB*** | Mini-Splits(Non-Ducted) | 12000 | 17.6 | 10 | 2 | R-454B | 650
215748497 | Mitsubishi Electric | SUZ-AA12NLHZ*** | MSZ-EX12NLS*** | Mini-Splits(Non-Ducted) | 12000 | 17.6 | 10 | 2 | R-454B | 650
215748500 | Mitsubishi Electric | SUZ-AA12NLHZ*** | MSZ-EX12NLW*** | Mini-Splits(Non-Ducted) | 12000 | 17.6 | 10 | 2 | R-454B | 650
215748508 | Mitsubishi Electric | SUZ-AA15NLHZ*** | MSZ-EX15NLB*** | Mini-Splits(Non-Ducted) | 15000 | 17.5 | 9.8 | 2 | R-454B | 650
215748510 | Mitsubishi Electric | SUZ-AA15NLHZ*** | MSZ-EX15NLS*** | Mini-Splits(Non-Ducted) | 15000 | 17.5 | 9.8 | 2 | R-454B | 650
215748513 | Mitsubishi Electric | SUZ-AA15NLHZ*** | MSZ-EX15NLW*** | Mini-Splits(Non-Ducted) | 15000 | 17.5 | 9.8 | 2 | R-454B | 650
215734907 | Mitsubishi Electric | SUZ-AA09NLHZ*** | SLZ-AF09NL*** | Mini-Splits(Non-Ducted) | 9000 | 16.6 | 9.3 | 2 | R-454B | 650
215734908 | Mitsubishi Electric | SUZ-AA09NLHZ*** | MLZ-KX09NL*** | Mini-Splits(Non-Ducted) | 9000 | 16.7 | 9.7 | 2 | R-454B | 650
215734909 | Mitsubishi Electric | SUZ-AA09NLHZ*** | MFZ-KX09NL*** | Mini-Splits(Non-Ducted) | 9000 | 17 | 10 | 2 | R-454B | 650
215734911 | Mitsubishi Electric | SUZ-AA12NLHZ*** | SLZ-AF12NL*** | Mini-Splits(Non-Ducted) | 12000 | 16.8 | 9.4 | 2 | R-454B | 650
215734912 | Mitsubishi Electric | SUZ-AA12NLHZ*** | MLZ-KX12NL*** | Mini-Splits(Non-Ducted) | 12000 | 16.7 | 9.6 | 2 | R-454B | 650
215734913 | Mitsubishi Electric | SUZ-AA12NLHZ*** | MFZ-KX12NL*** | Mini-Splits(Non-Ducted) | 12000 | 17.2 | 10 | 2 | R-454B | 650
215734916 | Mitsubishi Electric | SUZ-AA15NLHZ*** | SLZ-AF15NL*** | Mini-Splits(Non-Ducted) | 15000 | 17 | 9.2 | 2 | R-454B | 650
215734917 | Mitsubishi Electric | SUZ-AA15NLHZ*** | MFZ-KX15NL*** | Mini-Splits(Non-Ducted) | 15000 | 17.3 | 10 | 2 | R-454B | 650
215734919 | Mitsubishi Electric | SUZ-AA18NLHZ*** | SLZ-AF18NL*** | Mini-Splits(Non-Ducted) | 18000 | 17.5 | 9.3 | 2 | R-454B | 650
215734920 | Mitsubishi Electric | SUZ-AA18NLHZ*** | MLZ-KX18NL*** | Mini-Splits(Non-Ducted) | 16400 | 17.2 | 9.5 | 2 | R-454B | 650
215734921 | Mitsubishi Electric | SUZ-AA18NLHZ*** | MFZ-KX18NL*** | Mini-Splits(Non-Ducted) | 18000 | 17.2 | 9.9 | 2 | R-454B | 650
215712196 | Mitsubishi Electric | PUZ-AK24NLHZ*** | PLA-AE24NL*** | Mini-Splits(Non-Ducted) | 24000 | 22.8 | 9.8 | 2.2 | R-454B | 650
215712197 | Mitsubishi Electric | PUZ-AK24NLHZ*** | PKA-AK24NL*** | Mini-Splits(Non-Ducted) | 24000 | 21.8 | 9.4 | 1.9 | R-454B | 650
215712198 | Mitsubishi Electric | PUZ-AK24NLHZ*** | PCA-AK24NL*** | Mini-Splits(Non-Ducted) | 24000 | 20 | 9.2 | 1.9 | R-454B | 650
215712205 | Mitsubishi Electric | PUZ-AK30NLHZ*** | PLA-AE30NL*** | Mini-Splits(Non-Ducted) | 30000 | 23.8 | 10.1 | 2.3 | R-454B | 650
215712206 | Mitsubishi Electric | PUZ-AK30NLHZ*** | PKA-AK30NL*** | Mini-Splits(Non-Ducted) | 30000 | 23.2 | 9.9 | 1.9 | R-454B | 650
215712207 | Mitsubishi Electric | PUZ-AK30NLHZ*** | PCA-AK30NL*** | Mini-Splits(Non-Ducted) | 30000 | 21.9 | 9.4 | 1.9 | R-454B | 650
215712212 | Mitsubishi Electric | PUZ-AK36NLHZ*** | PLA-AE36NL*** | Mini-Splits(Non-Ducted) | 36000 | 23.3 | 9.7 | 2.1 | R-454B | 650
215712213 | Mitsubishi Electric | PUZ-AK36NLHZ*** | PKA-AK36NL*** | Mini-Splits(Non-Ducted) | 33600 | 22.1 | 9.6 | 1.8 | R-454B | 650
215712214 | Mitsubishi Electric | PUZ-AK36NLHZ*** | PCA-AK36NL*** | Mini-Splits(Non-Ducted) | 36000 | 22.2 | 9.5 | 1.8 | R-454B | 650
215712219 | Mitsubishi Electric | PUZ-AK42NLHZ*** | PLA-AE42NL*** | Mini-Splits(Non-Ducted) | 42000 | 20 | 9.2 | 1.8 | R-454B | 650
215712224 | Mitsubishi Electric | PUZ-AK48NLHZ*** | PLA-AE48NL*** | Mini-Splits(Non-Ducted) | 48000 | 20.1 | 9.2 | 1.9 | R-454B | 650
215611124 | Mitsubishi Electric | MUZ-FX06NLHZ*** | MSZ-FX06NL*** | Mini-Splits(Non-Ducted) | 6000 | 35 | 13 | 2.38 | R-454B | 650
215611125 | Mitsubishi Electric | MUZ-FX09NLHZ*** | MSZ-FX09NL*** | Mini-Splits(Non-Ducted) | 9000 | 33.1 | 13.3 | 2.2 | R-454B | 650
215611126 | Mitsubishi Electric | MUZ-FX12NLHZ*** | MSZ-FX12NL*** | Mini-Splits(Non-Ducted) | 12000 | 29.9 | 12.4 | 2.2 | R-454B | 650
215611127 | Mitsubishi Electric | MUZ-FX15NLHZ*** | MSZ-FX15NL*** | Mini-Splits(Non-Ducted) | 15000 | 25.9 | 11 | 2.06 | R-454B | 650
215611128 | Mitsubishi Electric | MUZ-FX18NLHZ*** | MSZ-FX18NL*** | Mini-Splits(Non-Ducted) | 17200 | 25.5 | 11.1 | 2.06 | R-454B | 650
218597393 | Mitsubishi Electric | SUZ-AA09NLHZ*** | MSZ-EX09NL2B*** | Mini-Splits(Non-Ducted) | 9000 | 17.4 | 10 | 2 | R-454B | 650
218186679 | Mitsubishi Electric | MXZ-SM36NL-** | PKFY-L18NLMU*** | Mini-Splits(Non-Ducted) | 18000 | 17.5 | 8.5 | 1.76 | R-454B | 650
218186680 | Mitsubishi Electric | MXZ-SM36NL-** | PKFY-L24NKMU*** | Mini-Splits(Non-Ducted) | 24000 | 21.1 | 9.2 | 1.8 | R-454B | 650
218186686 | Mitsubishi Electric | MXZ-SM36NLHZ-** | PKFY-L24NKMU*** | Mini-Splits(Non-Ducted) | 24000 | 16.5 | 9.4 | 1.76 | R-454B | 650
218083347 | Mitsubishi Electric | MXZ-SM36NL-** | PKFY-M18NLMU*** | Mini-Splits(Non-Ducted) | 18000 | 17.5 | 8.5 | 1.76 | R-454B | 650
218083348 | Mitsubishi Electric | MXZ-SM36NL-** | PKFY-M24NKMU*** | Mini-Splits(Non-Ducted) | 24000 | 21.1 | 9.2 | 1.8 | R-454B | 650
218083351 | Mitsubishi Electric | MXZ-SM36NLHZ-** | PKFY-M24NKMU*** | Mini-Splits(Non-Ducted) | 24000 | 16.5 | 9.4 | 1.76 | R-454B | 650
218046999 | Mitsubishi Electric | MUZ-HX09NL*** | MSZ-HX09NL2*** | Mini-Splits(Non-Ducted) | 9000 | 20 | 10 | 1.8 | R-454B | 650
218047000 | Mitsubishi Electric | MUZ-HX09NLH2*** | MSZ-HX09NL2*** | Mini-Splits(Non-Ducted) | 9000 | 20 | 10 | 1.8 | R-454B | 650
218047001 | Mitsubishi Electric | MUZ-HX12NL*** | MSZ-HX12NL2*** | Mini-Splits(Non-Ducted) | 12000 | 20 | 10 | 1.8 | R-454B | 650
218047002 | Mitsubishi Electric | MUZ-HX12NLH2*** | MSZ-HX12NL2*** | Mini-Splits(Non-Ducted) | 12000 | 20 | 10 | 1.8 | R-454B | 650
218047003 | Mitsubishi Electric | MUZ-HX15NLH2*** | MSZ-HX15NL2*** | Mini-Splits(Non-Ducted) | 14000 | 20 | 9 | 1.8 | R-454B | 650
218047004 | Mitsubishi Electric | MUZ-HX18NL*** | MSZ-HX18NL2*** | Mini-Splits(Non-Ducted) | 17200 | 20 | 9.5 | 1.8 | R-454B | 650
218047005 | Mitsubishi Electric | MUZ-HX18NLH2*** | MSZ-HX18NL2*** | Mini-Splits(Non-Ducted) | 17200 | 20 | 9.5 | 1.8 | R-454B | 650
218047006 | Mitsubishi Electric | MUZ-HX24NL*** | MSZ-HX24NL2*** | Mini-Splits(Non-Ducted) | 22400 | 20 | 9.5 | 1.8 | R-454B | 650
218047007 | Mitsubishi Electric | MUZ-HX24NLH2*** | MSZ-HX24NL2*** | Mini-Splits(Non-Ducted) | 22400 | 20 | 9.5 | 1.8 | R-454B | 650
216798014 | Mitsubishi Electric | MUZ-FX06NLHZ2*** | MSZ-FX06NL*** | Mini-Splits(Non-Ducted) | 6000 | 35 | 13 | 2.38 | R-454B | 650
216798015 | Mitsubishi Electric | MUZ-FX09NLHZ2*** | MSZ-FX09NL*** | Mini-Splits(Non-Ducted) | 9000 | 33.1 | 13.3 | 2.2 | R-454B | 650
216798016 | Mitsubishi Electric | MUZ-FX12NLHZ2*** | MSZ-FX12NL*** | Mini-Splits(Non-Ducted) | 12000 | 29.9 | 12.4 | 2.2 | R-454B | 650
216798017 | Mitsubishi Electric | MUZ-FX15NLHZ2*** | MSZ-FX15NL*** | Mini-Splits(Non-Ducted) | 15000 | 25.9 | 11 | 2.06 | R-454B | 650
216798018 | Mitsubishi Electric | MUZ-FX18NLHZ2*** | MSZ-FX18NL*** | Mini-Splits(Non-Ducted) | 17200 | 25.5 | 11.1 | 2.06 | R-454B | 650
216798019 | Mitsubishi Electric | MUZ-FX24NLHZ2*** | MSZ-FX24NL*** | Mini-Splits(Non-Ducted) | 20800 | 23.5 | 10.5 | 2.05 | R-454B | 650
216800638 | Mitsubishi Electric | MUZ-HX15NLH2*** | MSZ-HX15NL*** | Mini-Splits(Non-Ducted) | 14000 | 20 | 9 | 1.8 | R-454B | 650
216801481 | Mitsubishi Electric | MUZ-GX09NLH2*** | MSZ-GX09NL*** | Mini-Splits(Non-Ducted) | 9000 | 28.4 | 10.9 | 1.8 | R-454B | 650
216801482 | Mitsubishi Electric | MUZ-GX12NLH2*** | MSZ-GX12NL*** | Mini-Splits(Non-Ducted) | 12000 | 25.6 | 10.7 | 1.8 | R-454B | 650
216801483 | Mitsubishi Electric | MUZ-GX15NLH2*** | MSZ-GX15NL*** | Mini-Splits(Non-Ducted) | 14000 | 22.2 | 11 | 1.8 | R-454B | 650
216801484 | Mitsubishi Electric | MUZ-GX18NLH2*** | MSZ-GX18NL*** | Mini-Splits(Non-Ducted) | 18000 | 22.5 | 10.3 | 1.8 | R-454B | 650
216801485 | Mitsubishi Electric | MUZ-GX24NLH2*** | MSZ-GX24NL*** | Mini-Splits(Non-Ducted) | 22400 | 21.5 | 10.3 | 1.8 | R-454B | 650
216801488 | Mitsubishi Electric | MUZ-GX09NLHZ2*** | MSZ-GX09NL*** | Mini-Splits(Non-Ducted) | 9000 | 28.4 | 10.2 | 1.8 | R-454B | 650
216801489 | Mitsubishi Electric | MUZ-GX12NLHZ2*** | MSZ-GX12NL*** | Mini-Splits(Non-Ducted) | 12000 | 25.6 | 10 | 1.8 | R-454B | 650
216801490 | Mitsubishi Electric | MUZ-GX15NLHZ2*** | MSZ-GX15NL*** | Mini-Splits(Non-Ducted) | 14000 | 22.2 | 10 | 1.8 | R-454B | 650
216801491 | Mitsubishi Electric | MUZ-GX18NLHZ2*** | MSZ-GX18NL*** | Mini-Splits(Non-Ducted) | 18000 | 22.5 | 10 | 1.8 | R-454B | 650
216801492 | Mitsubishi Electric | MUZ-GX24NLHZ2*** | MSZ-GX24NL*** | Mini-Splits(Non-Ducted) | 22400 | 21.5 | 10 | 1.8 | R-454B | 650
216801493 | Mitsubishi Electric | MUZ-HX09NLH2*** | MSZ-HX09NL*** | Mini-Splits(Non-Ducted) | 9000 | 20 | 10 | 1.8 | R-454B | 650
216801494 | Mitsubishi Electric | MUZ-HX12NLH2*** | MSZ-HX12NL*** | Mini-Splits(Non-Ducted) | 12000 | 20 | 10 | 1.8 | R-454B | 650
216801495 | Mitsubishi Electric | MUZ-HX18NLH2*** | MSZ-HX18NL*** | Mini-Splits(Non-Ducted) | 17200 | 20 | 9.5 | 1.8 | R-454B | 650
216801496 | Mitsubishi Electric | MUZ-HX24NLH2*** | MSZ-HX24NL*** | Mini-Splits(Non-Ducted) | 22400 | 20 | 9.5 | 1.8 | R-454B | 650
216626284 | Mitsubishi Electric | MUZ-GX09NL*** | MSZ-GX09NL*** | Mini-Splits(Non-Ducted) | 9000 | 28.4 | 10.9 | 1.8 | R-454B | 650
216626285 | Mitsubishi Electric | MUZ-GX12NL*** | MSZ-GX12NL*** | Mini-Splits(Non-Ducted) | 12000 | 25.6 | 10.7 | 1.8 | R-454B | 650
216626286 | Mitsubishi Electric | MUZ-GX15NL*** | MSZ-GX15NL*** | Mini-Splits(Non-Ducted) | 14000 | 22.2 | 11 | 1.8 | R-454B | 650
216626287 | Mitsubishi Electric | MUZ-GX09NLHZ*** | MSZ-GX09NL*** | Mini-Splits(Non-Ducted) | 9000 | 28.4 | 10.2 | 1.8 | R-454B | 650
216626288 | Mitsubishi Electric | MUZ-GX12NLHZ*** | MSZ-GX12NL*** | Mini-Splits(Non-Ducted) | 12000 | 25.6 | 10 | 1.8 | R-454B | 650
216626289 | Mitsubishi Electric | MUZ-GX15NLHZ*** | MSZ-GX15NL*** | Mini-Splits(Non-Ducted) | 14000 | 22.2 | 10 | 1.8 | R-454B | 650
216626290 | Mitsubishi Electric | MUZ-HX09NL*** | MSZ-HX09NL*** | Mini-Splits(Non-Ducted) | 9000 | 20 | 10 | 1.8 | R-454B | 650
216626291 | Mitsubishi Electric | MUZ-HX12NL*** | MSZ-HX12NL*** | Mini-Splits(Non-Ducted) | 12000 | 20 | 10 | 1.8 | R-454B | 650
216626292 | Mitsubishi Electric | MUZ-JX09WL*** | MSZ-JX09WL*** | Mini-Splits(Non-Ducted) | 9000 | 20 | 10 | 1.8 | R-454B | 650
216626293 | Mitsubishi Electric | MUZ-JX12WL*** | MSZ-JX12WL*** | Mini-Splits(Non-Ducted) | 12000 | 20 | 10 | 1.8 | R-454B | 650
216626294 | Mitsubishi Electric | MUZ-JX09WLH*** | MSZ-JX09WL*** | Mini-Splits(Non-Ducted) | 9000 | 20 | 10 | 1.8 | R-454B | 650
216626295 | Mitsubishi Electric | MUZ-JX12WLH*** | MSZ-JX12WL*** | Mini-Splits(Non-Ducted) | 12000 | 20 | 10 | 1.8 | R-454B | 650

## Central HPs < 5.4 tons
AHRI Certified Reference Number | Brand Name | Outdoor Unit Model Number | Indoor Unit Model Number | Furnace Model Number | Equipment Type | Cooling Capacity, BTUH | SEER2 | HSPF2 | COP at 5°F | Refrigerant Type | Customer Incentive ($/Unit)
217934334 | CARRIER | 27VPA924A*030* | CVAVA3117XMA* | 58CU*B060C17**16 | Split System | 25200 | 19 | 8.5 | 1.9 | R-454B | 650
217934536 | CARRIER | 27VPA924A*030* | CVAVA3817XMA* | 58TP*B070V17**16 | Split System | 25200 | 19 | 8.5 | 1.9 | R-454B | 650
217934533 | CARRIER | 27VPA924A*030* | CVAVA3817XMA* | 58TN*B090C17**16 | Split System | 25200 | 19 | 8.5 | 1.9 | R-454B | 650
217934538 | CARRIER | 27VPA924A*030* | CVAVA3817XMA* | 59MN7C060C17**14 | Split System | 25200 | 19 | 8.5 | 1.9 | R-454B | 650
217934537 | CARRIER | 27VPA924A*030* | CVAVA3817XMA* | 58TP*B090V17**16 | Split System | 25200 | 19 | 8.5 | 1.9 | R-454B | 650
217934529 | CARRIER | 27VPA924A*030* | CVAVA3817XMA* | 58SP*B090V17**16 | Split System | 25200 | 19 | 8.5 | 1.9 | R-454B | 650
217934139 | CARRIER | 27VPA924A*030* | CVAMA3217XMA* | OVMAAB042112 | Split System | 25200 | 19 | 8.5 | 1.9 | R-454B | 650
217934526 | CARRIER | 27VPA924A*030* | CVAVA3817XMA* | 58CU*B060C17**16 | Split System | 25400 | 19 | 8.5 | 1.9 | R-454B | 650
217934095 | CARRIER | 27VPA924A*030* | CVAMA3117XMA* | 59TP7A080V17**16 | Split System | 24800 | 19 | 8.5 | 1.92 | R-454B | 650
217934081 | CARRIER | 27VPA924A*030* | CVAMA3117XMA* | 59SP6B080V17**16 | Split System | 24800 | 19 | 8.5 | 1.92 | R-454B | 650
217934093 | CARRIER | 27VPA924A*030* | CVAMA3117XMA* | 59TP6C080V17**16 | Split System | 24800 | 19 | 8.5 | 1.92 | R-454B | 650
217934335 | CARRIER | 27VPA924A*030* | CVAVA3117XMA* | 58SP*B045V14**12 | Split System | 25000 | 19 | 8.5 | 1.92 | R-454B | 650
217934336 | CARRIER | 27VPA924A*030* | CVAVA3117XMA* | 58SP*B070V14**12 | Split System | 25000 | 19 | 8.5 | 1.92 | R-454B | 650
217934343 | CARRIER | 27VPA924A*030* | CVAVA3117XMA* | 58TP*B045V14**12 | Split System | 25000 | 19 | 8.5 | 1.92 | R-454B | 650
217934069 | CARRIER | 27VPA924A*030* | CVAMA3117XMA* | 58TN*B090C17**16 | Split System | 25000 | 19 | 8.5 | 1.92 | R-454B | 650
217934344 | CARRIER | 27VPA924A*030* | CVAVA3117XMA* | 58TP*B070V14**12 | Split System | 25000 | 19 | 8.5 | 1.92 | R-454B | 650
217934345 | CARRIER | 27VPA924A*030* | CVAVA3117XMA* | 58TP*B070V17**16 | Split System | 25000 | 19 | 8.5 | 1.92 | R-454B | 650
217934067 | CARRIER | 27VPA924A*030* | CVAMA3117XMA* | 58TN*B070C14**12 | Split System | 25000 | 19 | 8.5 | 1.92 | R-454B | 650
217934068 | CARRIER | 27VPA924A*030* | CVAMA3117XMA* | 58TN*B070C17**16 | Split System | 25000 | 19 | 8.5 | 1.92 | R-454B | 650
217934062 | CARRIER | 27VPA924A*030* | CVAMA3117XMA* | 58SP*B070V17**16 | Split System | 25000 | 19 | 8.5 | 1.92 | R-454B | 650
217934341 | CARRIER | 27VPA924A*030* | CVAVA3117XMA* | 58TN*B070C17**16 | Split System | 25000 | 19 | 8.5 | 1.92 | R-454B | 650
217934340 | CARRIER | 27VPA924A*030* | CVAVA3117XMA* | 58TN*B070C14**12 | Split System | 25000 | 19 | 8.5 | 1.92 | R-454B | 650
217934534 | CARRIER | 27VPA924A*030* | CVAVA3817XMA* | 58TP*B045V14**12 | Split System | 25200 | 19 | 8.5 | 1.92 | R-454B | 650
217934530 | CARRIER | 27VPA924A*030* | CVAVA3817XMA* | 58SU*B040M17**12 | Split System | 25200 | 19 | 8.5 | 1.92 | R-454B | 650
217934545 | CARRIER | 27VPA924A*030* | CVAVA3817XMA* | 59TN6C060C17**14 | Split System | 25200 | 19 | 8.5 | 1.92 | R-454B | 650
217934555 | CARRIER | 27VPA924A*030* | CVAVA3817XMA* | OVMAAB042112 | Split System | 25200 | 19 | 8.5 | 1.92 | R-454B | 650
217934337 | CARRIER | 27VPA924A*030* | CVAVA3117XMA* | 58SP*B070V17**16 | Split System | 25200 | 19 | 8.5 | 1.92 | R-454B | 650
217934531 | CARRIER | 27VPA924A*030* | CVAVA3817XMA* | 58TN*B070C14**12 | Split System | 25200 | 19 | 8.5 | 1.92 | R-454B | 650
217934547 | CARRIER | 27VPA924A*030* | CVAVA3817XMA* | 59TN7A080C17**16 | Split System | 25200 | 19 | 8.5 | 1.92 | R-454B | 650
217934551 | CARRIER | 27VPA924A*030* | CVAVA3817XMA* | 59TP6C060V17**16 | Split System | 25200 | 19 | 8.5 | 1.92 | R-454B | 650
217934552 | CARRIER | 27VPA924A*030* | CVAVA3817XMA* | 59TP7A060V17**16 | Split System | 25200 | 19 | 8.5 | 1.92 | R-454B | 650
217934542 | CARRIER | 27VPA924A*030* | CVAVA3817XMA* | 59SP6B060V17**16 | Split System | 25200 | 19 | 8.5 | 1.92 | R-454B | 650
217934532 | CARRIER | 27VPA924A*030* | CVAVA3817XMA* | 58TN*B070C17**16 | Split System | 25200 | 19 | 8.5 | 1.92 | R-454B | 650
218331940 | TRANE | 5TWR7060A1 | 5PX*D010AS3 | S8V2C080M5PDB | Split System | 52000 | 15.2 | 8.7 | 2.2 | R-454B | 650
218331939 | AMERICAN STANDARD | 5A6H7048A1 | 5TXCD008AS3 | S8X1C100M5PSC | Split System | 43500 | 16.5 | 8.7 | 2.2 | R-454B | 650
218331938 | TRANE | 5TWR7048A1 | 5TXCD008AS3 | S8X1C100M5PSC | Split System | 43500 | 16.5 | 8.7 | 2.2 | R-454B | 650
217924022 | AIRQUEST | N5H9V36*K*AAA* | EA*5X42M21A* | *80CTL0901716B* | Split System | 34200 | 15.2 | 9 | 2.08 | R-454B | 650
217924029 | AIRQUEST | Q5H9V36*K*AAA* | EA*5X42M21A* | *80CTL0901716B* | Split System | 34200 | 15.2 | 9 | 2.08 | R-454B | 650
217923902 | AIRQUEST | N5H9V36*K*AAA* | EA*5X42M21A* | *80VSL0701716B* | Split System | 34200 | 15.2 | 9 | 2.08 | R-454B | 650
217924052 | AIRQUEST | N5H9V36*K*AAA* | EA*5X42M21A* | *80VTL0701716B* | Split System | 34200 | 15.2 | 9 | 2.08 | R-454B | 650
217924059 | AIRQUEST | Q5H9V36*K*AAA* | EA*5X42M21A* | *80VTL0701716B* | Split System | 34200 | 15.2 | 9 | 2.08 | R-454B | 650
217922639 | AIRQUEST | N5H9V36*K*AAA* | EA*5X37M17A* | *80CTL0451712B* | Split System | 34400 | 15.2 | 9 | 2.08 | R-454B | 650
217930917 | AIRQUEST | N5H9V48*K*AAA* | ESH5X60M12A* | *80CTL0702120B* | Split System | 46000 | 15.2 | 9 | 2.08 | R-454B | 650
217931126 | AIRQUEST | N5H9V48*K*AAA* | ESH5X60M12A* | *96VSN1002120B* | Split System | 46000 | 15.2 | 9 | 2.1 | R-454B | 650
217924021 | ARCOAIRE | N5H9V36*K*AAA* | EA*5X42M21A* | *80CTL0901716B* | Split System | 34200 | 15.2 | 9 | 2.08 | R-454B | 650
217924028 | ARCOAIRE | Q5H9V36*K*AAA* | EA*5X42M21A* | *80CTL0901716B* | Split System | 34200 | 15.2 | 9 | 2.08 | R-454B | 650
217924051 | ARCOAIRE | N5H9V36*K*AAA* | EA*5X42M21A* | *80VTL0701716B* | Split System | 34200 | 15.2 | 9 | 2.08 | R-454B | 650
217923908 | ARCOAIRE | Q5H9V36*K*AAA* | EA*5X42M21A* | *80VSL0701716B* | Split System | 34200 | 15.2 | 9 | 2.08 | R-454B | 650
217924058 | ARCOAIRE | Q5H9V36*K*AAA* | EA*5X42M21A* | *80VTL0701716B* | Split System | 34200 | 15.2 | 9 | 2.08 | R-454B | 650
217922638 | ARCOAIRE | N5H9V36*K*AAA* | EA*5X37M17A* | *80CTL0451712B* | Split System | 34400 | 15.2 | 9 | 2.08 | R-454B | 650
217922645 | ARCOAIRE | Q5H9V36*K*AAA* | EA*5X37M17A* | *80CTL0451712B* | Split System | 34400 | 15.2 | 9 | 2.08 | R-454B | 650
217930916 | ARCOAIRE | N5H9V48*K*AAA* | ESH5X60M12A* | *80CTL0702120B* | Split System | 46000 | 15.2 | 9 | 2.08 | R-454B | 650
217931125 | ARCOAIRE | N5H9V48*K*AAA* | ESH5X60M12A* | *96VSN1002120B* | Split System | 46000 | 15.2 | 9 | 2.1 | R-454B | 650
217916437 | ARCOAIRE | N5H9V48*K*AAA* | EVD5X48M21A* | *96VSN0802120B* | Split System | 46500 | 15.2 | 9 | 2.1 | R-454B | 650
217916594 | ARCOAIRE | N5H9V48*K*AAA* | EVD5X48M21A* | *97VTN0802120A* | Split System | 46500 | 15.2 | 9 | 2.1 | R-454B | 650
217915343 | ARCOAIRE | N5H9V48*K*AAA* | EVM5X48M21A* | *97VTN1002120A* | Split System | 47000 | 15.2 | 9 | 2.1 | R-454B | 650
217916502 | ARCOAIRE | N5H9V48*K*AAA* | EVD5X48M21A* | *96CTN0802120B* | Split System | 46500 | 15.2 | 9 | 2.12 | R-454B | 650
217915251 | ARCOAIRE | N5H9V48*K*AAA* | EVM5X48M21A* | *96CTN1002122B* | Split System | 47000 | 15.2 | 9 | 2.12 | R-454B | 650
217924020 | BRYANT HEATING AND COOLING SYSTEMS | 249VAN036**AA* | CAA**4221AM* | 88*TB48090C17*** | Split System | 34200 | 15.2 | 9 | 2.08 | R-454B | 650
217923900 | BRYANT HEATING AND COOLING SYSTEMS | 249VAN036**AA* | CAA**4221AM* | 82*SB48070V17*** | Split System | 34200 | 15.2 | 9 | 2.08 | R-454B | 650
217924050 | BRYANT HEATING AND COOLING SYSTEMS | 249VAN036**AA* | CAA**4221AM* | 82*TB48070V17*** | Split System | 34200 | 15.2 | 9 | 2.08 | R-454B | 650
217922637 | BRYANT HEATING AND COOLING SYSTEMS | 249VAN036**AA* | CAA**3717AM* | 88*TB36045C17*** | Split System | 34400 | 15.2 | 9 | 2.08 | R-454B | 650
217930915 | BRYANT HEATING AND COOLING SYSTEMS | 249VAN048**AA* | CSAH*6012AM* | 88*TB60070C21*** | Split System | 46000 | 15.2 | 9 | 2.08 | R-454B | 650
217931124 | BRYANT HEATING AND COOLING SYSTEMS | 249VAN048**AA* | CSAH*6012AM* | 926SB60100V21*** | Split System | 46000 | 15.2 | 9 | 2.1 | R-454B | 650
217916436 | BRYANT HEATING AND COOLING SYSTEMS | 249VAN048**AA* | CVAVA4821XMA* | 926SB60080V21*** | Split System | 46500 | 15.2 | 9 | 2.1 | R-454B | 650
217916553 | BRYANT HEATING AND COOLING SYSTEMS | 249VAN048**AA* | CVAVA4821XMA* | 926TC60080V21*** | Split System | 46500 | 15.2 | 9 | 2.1 | R-454B | 650
217916593 | BRYANT HEATING AND COOLING SYSTEMS | 249VAN048**AA* | CVAVA4821XMA* | 927TA60080V21*** | Split System | 46500 | 15.2 | 9 | 2.1 | R-454B | 650
217916501 | BRYANT HEATING AND COOLING SYSTEMS | 249VAN048**AA* | CVAVA4821XMA* | 986TD60080C21*** | Split System | 46500 | 15.2 | 9 | 2.12 | R-454B | 650
217924030 | COMFORTMAKER | Q5H9V36*K*AAA* | EA*5X42M21A* | *80CTL0901716B* | Split System | 34200 | 15.2 | 9 | 2.08 | R-454B | 650
217923903 | COMFORTMAKER | N5H9V36*K*AAA* | EA*5X42M21A* | *80VSL0701716B* | Split System | 34200 | 15.2 | 9 | 2.08 | R-454B | 650
217924053 | COMFORTMAKER | N5H9V36*K*AAA* | EA*5X42M21A* | *80VTL0701716B* | Split System | 34200 | 15.2 | 9 | 2.08 | R-454B | 650
217924060 | COMFORTMAKER | Q5H9V36*K*AAA* | EA*5X42M21A* | *80VTL0701716B* | Split System | 34200 | 15.2 | 9 | 2.08 | R-454B | 650
217923910 | COMFORTMAKER | Q5H9V36*K*AAA* | EA*5X42M21A* | *80VSL0701716B* | Split System | 34200 | 15.2 | 9 | 2.08 | R-454B | 650
217922647 | COMFORTMAKER | Q5H9V36*K*AAA* | EA*5X37M17A* | *80CTL0451712B* | Split System | 34400 | 15.2 | 9 | 2.08 | R-454B | 650
217930923 | COMFORTMAKER | Q5H9V48*K*AAA* | ESH5X60M12A* | *80CTL0702120B* | Split System | 46000 | 15.2 | 9 | 2.08 | R-454B | 650
217931127 | COMFORTMAKER | N5H9V48*K*AAA* | ESH5X60M12A* | *96VSN1002120B* | Split System | 46000 | 15.2 | 9 | 2.1 | R-454B | 650
217931132 | COMFORTMAKER | Q5H9V48*K*AAA* | ESH5X60M12A* | *96VSN1002120B* | Split System | 46000 | 15.2 | 9 | 2.1 | R-454B | 650
217916596 | COMFORTMAKER | N5H9V48*K*AAA* | EVD5X48M21A* | *97VTN0802120A* | Split System | 46500 | 15.2 | 9 | 2.1 | R-454B | 650
217915306 | COMFORTMAKER | N5H9V48*K*AAA* | EVM5X48M21A* | *96VTN1002120B* | Split System | 47000 | 15.2 | 9 | 2.1 | R-454B | 650
217915266 | COMFORTMAKER | N5H9V48*K*AAA* | EVM5X48M21A* | *97CTN0802120A* | Split System | 47000 | 15.2 | 9 | 2.1 | R-454B | 650
217915167 | COMFORTMAKER | Q5H9V48*K*AAA* | EVM5X48M21A* | *97CMN1002122B* | Split System | 47000 | 15.2 | 9 | 2.12 | R-454B | 650
217924024 | DAY & NIGHT | N5H9V36*K*AAA* | EA*5X42M21A* | *80CTL0901716B* | Split System | 34200 | 15.2 | 9 | 2.08 | R-454B | 650
217924031 | DAY & NIGHT | Q5H9V36*K*AAA* | EA*5X42M21A* | *80CTL0901716B* | Split System | 34200 | 15.2 | 9 | 2.08 | R-454B | 650
217924054 | DAY & NIGHT | N5H9V36*K*AAA* | EA*5X42M21A* | *80VTL0701716B* | Split System | 34200 | 15.2 | 9 | 2.08 | R-454B | 650
217923904 | DAY & NIGHT | N5H9V36*K*AAA* | EA*5X42M21A* | *80VSL0701716B* | Split System | 34200 | 15.2 | 9 | 2.08 | R-454B | 650
217924061 | DAY & NIGHT | Q5H9V36*K*AAA* | EA*5X42M21A* | *80VTL0701716B* | Split System | 34200 | 15.2 | 9 | 2.08 | R-454B | 650
217923911 | DAY & NIGHT | Q5H9V36*K*AAA* | EA*5X42M21A* | *80VSL0701716B* | Split System | 34200 | 15.2 | 9 | 2.08 | R-454B | 650
217922641 | DAY & NIGHT | N5H9V36*K*AAA* | EA*5X37M17A* | *80CTL0451712B* | Split System | 34400 | 15.2 | 9 | 2.08 | R-454B | 650
217922648 | DAY & NIGHT | Q5H9V36*K*AAA* | EA*5X37M17A* | *80CTL0451712B* | Split System | 34400 | 15.2 | 9 | 2.08 | R-454B | 650
217930919 | DAY & NIGHT | N5H9V48*K*AAA* | ESH5X60M12A* | *80CTL0702120B* | Split System | 46000 | 15.2 | 9 | 2.08 | R-454B | 650
217930924 | DAY & NIGHT | Q5H9V48*K*AAA* | ESH5X60M12A* | *80CTL0702120B* | Split System | 46000 | 15.2 | 9 | 2.08 | R-454B | 650
217931128 | DAY & NIGHT | N5H9V48*K*AAA* | ESH5X60M12A* | *96VSN1002120B* | Split System | 46000 | 15.2 | 9 | 2.1 | R-454B | 650
217916562 | DAY & NIGHT | Q5H9V48*K*AAA* | EVD5X48M21A* | *96VTN0802120B* | Split System | 46500 | 15.2 | 9 | 2.1 | R-454B | 650
217916536 | DAY & NIGHT | Q5H9V48*K*AAA* | EVD5X48M21A* | *97CTN0802120A* | Split System | 46500 | 15.2 | 9 | 2.12 | R-454B | 650
217924032 | HEIL | Q5H9V36*K*AAA* | EA*5X42M21A* | *80CTL0901716B* | Split System | 34200 | 15.2 | 9 | 2.08 | R-454B | 650
217924062 | HEIL | Q5H9V36*K*AAA* | EA*5X42M21A* | *80VTL0701716B* | Split System | 34200 | 15.2 | 9 | 2.08 | R-454B | 650
217923912 | HEIL | Q5H9V36*K*AAA* | EA*5X42M21A* | *80VSL0701716B* | Split System | 34200 | 15.2 | 9 | 2.08 | R-454B | 650
217922649 | HEIL | Q5H9V36*K*AAA* | EA*5X37M17A* | *80CTL0451712B* | Split System | 34400 | 15.2 | 9 | 2.08 | R-454B | 650
217930920 | HEIL | N5H9V48*K*AAA* | ESH5X60M12A* | *80CTL0702120B* | Split System | 46000 | 15.2 | 9 | 2.08 | R-454B | 650
217930925 | HEIL | Q5H9V48*K*AAA* | ESH5X60M12A* | *80CTL0702120B* | Split System | 46000 | 15.2 | 9 | 2.08 | R-454B | 650
217931129 | HEIL | N5H9V48*K*AAA* | ESH5X60M12A* | *96VSN1002120B* | Split System | 46000 | 15.2 | 9 | 2.1 | R-454B | 650
217931134 | HEIL | Q5H9V48*K*AAA* | ESH5X60M12A* | *96VSN1002120B* | Split System | 46000 | 15.2 | 9 | 2.1 | R-454B | 650
217916603 | HEIL | Q5H9V48*K*AAA* | EVD5X48M21A* | *97VTN0802120A* | Split System | 46500 | 15.2 | 9 | 2.1 | R-454B | 650
217916747 | HEIL | Q5H9V48*K*AAA* | EVD5X49M24A* | *95CSU0802120B* | Split System | 48000 | 15.2 | 9 | 2.12 | R-454B | 650
217924026 | KEEPRITE | N5H9V36*K*AAA* | EA*5X42M21A* | *80CTL0901716B* | Split System | 34200 | 15.2 | 9 | 2.08 | R-454B | 650
217924033 | KEEPRITE | Q5H9V36*K*AAA* | EA*5X42M21A* | *80CTL0901716B* | Split System | 34200 | 15.2 | 9 | 2.08 | R-454B | 650
217924056 | KEEPRITE | N5H9V36*K*AAA* | EA*5X42M21A* | *80VTL0701716B* | Split System | 34200 | 15.2 | 9 | 2.08 | R-454B | 650
217923913 | KEEPRITE | Q5H9V36*K*AAA* | EA*5X42M21A* | *80VSL0701716B* | Split System | 34200 | 15.2 | 9 | 2.08 | R-454B | 650
217924063 | KEEPRITE | Q5H9V36*K*AAA* | EA*5X42M21A* | *80VTL0701716B* | Split System | 34200 | 15.2 | 9 | 2.08 | R-454B | 650
217922643 | KEEPRITE | N5H9V36*K*AAA* | EA*5X37M17A* | *80CTL0451712B* | Split System | 34400 | 15.2 | 9 | 2.08 | R-454B | 650
217930921 | KEEPRITE | N5H9V48*K*AAA* | ESH5X60M12A* | *80CTL0702120B* | Split System | 46000 | 15.2 | 9 | 2.08 | R-454B | 650
217930926 | KEEPRITE | Q5H9V48*K*AAA* | ESH5X60M12A* | *80CTL0702120B* | Split System | 46000 | 15.2 | 9 | 2.08 | R-454B | 650
217931130 | KEEPRITE | N5H9V48*K*AAA* | ESH5X60M12A* | *96VSN1002120B* | Split System | 46000 | 15.2 | 9 | 2.1 | R-454B | 650
217916604 | KEEPRITE | Q5H9V48*K*AAA* | EVD5X48M21A* | *97VTN0802120A* | Split System | 46500 | 15.2 | 9 | 2.1 | R-454B | 650
217916512 | KEEPRITE | Q5H9V48*K*AAA* | EVD5X48M21A* | *96CTN0802120B* | Split System | 46500 | 15.2 | 9 | 2.12 | R-454B | 650
217924027 | TEMPSTAR | N5H9V36*K*AAA* | EA*5X42M21A* | *80CTL0901716B* | Split System | 34200 | 15.2 | 9 | 2.08 | R-454B | 650
217924034 | TEMPSTAR | Q5H9V36*K*AAA* | EA*5X42M21A* | *80CTL0901716B* | Split System | 34200 | 15.2 | 9 | 2.08 | R-454B | 650
217924057 | TEMPSTAR | N5H9V36*K*AAA* | EA*5X42M21A* | *80VTL0701716B* | Split System | 34200 | 15.2 | 9 | 2.08 | R-454B | 650
217924064 | TEMPSTAR | Q5H9V36*K*AAA* | EA*5X42M21A* | *80VTL0701716B* | Split System | 34200 | 15.2 | 9 | 2.08 | R-454B | 650
217923914 | TEMPSTAR | Q5H9V36*K*AAA* | EA*5X42M21A* | *80VSL0701716B* | Split System | 34200 | 15.2 | 9 | 2.08 | R-454B | 650
217922644 | TEMPSTAR | N5H9V36*K*AAA* | EA*5X37M17A* | *80CTL0451712B* | Split System | 34400 | 15.2 | 9 | 2.08 | R-454B | 650
217922651 | TEMPSTAR | Q5H9V36*K*AAA* | EA*5X37M17A* | *80CTL0451712B* | Split System | 34400 | 15.2 | 9 | 2.08 | R-454B | 650
217930922 | TEMPSTAR | N5H9V48*K*AAA* | ESH5X60M12A* | *80CTL0702120B* | Split System | 46000 | 15.2 | 9 | 2.08 | R-454B | 650
217930927 | TEMPSTAR | Q5H9V48*K*AAA* | ESH5X60M12A* | *80CTL0702120B* | Split System | 46000 | 15.2 | 9 | 2.08 | R-454B | 650
217931131 | TEMPSTAR | N5H9V48*K*AAA* | ESH5X60M12A* | *96VSN1002120B* | Split System | 46000 | 15.2 | 9 | 2.1 | R-454B | 650
217916443 | TEMPSTAR | N5H9V48*K*AAA* | EVD5X48M21A* | *96VSN0802120B* | Split System | 46500 | 15.2 | 9 | 2.1 | R-454B | 650
217915349 | TEMPSTAR | N5H9V48*K*AAA* | EVM5X48M21A* | *97VTN1002120A* | Split System | 47000 | 15.2 | 9 | 2.1 | R-454B | 650
217915315 | TEMPSTAR | Q5H9V48*K*AAA* | EVM5X48M21A* | *96VTN1002120B* | Split System | 47000 | 15.2 | 9 | 2.1 | R-454B | 650
217915166 | TEMPSTAR | N5H9V48*K*AAA* | EVM5X48M21A* | *97CMN1002122B* | Split System | 47000 | 15.2 | 9 | 2.12 | R-454B | 650
217915257 | TEMPSTAR | N5H9V48*K*AAA* | EVM5X48M21A* | *96CTN1002122B* | Split System | 47000 | 15.2 | 9 | 2.12 | R-454B | 650
217924263 | AIRQUEST | N5H9V36*K*AAA* | EA*5X42M21A* | *96VSN1002120B* | Split System | 34400 | 15.5 | 9 | 2.08 | R-454B | 650
217924270 | AIRQUEST | Q5H9V36*K*AAA* | EA*5X42M21A* | *96VSN1002120B* | Split System | 34400 | 15.5 | 9 | 2.08 | R-454B | 650
217929212 | AIRQUEST | N5H9V48*K*AAA* | EA*5X60M24A* | *97CMN1202422B* | Split System | 46000 | 15.5 | 9 | 2.08 | R-454B | 650
217929368 | AIRQUEST | N5H9V48*K*AAA* | EA*5X60M24A* | *97VTN0802120A* | Split System | 46000 | 15.5 | 9 | 2.08 | R-454B | 650
217929225 | AIRQUEST | N5H9V48*K*AAA* | EA*5X60M24A* | *96VSN0802120B* | Split System | 46000 | 15.5 | 9 | 2.08 | R-454B | 650
217929316 | AIRQUEST | N5H9V48*K*AAA* | EA*5X60M24A* | *96VTN0802120B* | Split System | 46000 | 15.5 | 9 | 2.08 | R-454B | 650
217931230 | AIRQUEST | N5H9V48*K*AAA* | ESH5X60M12A* | *96CTN1202422B* | Split System | 46500 | 15.5 | 9 | 2.08 | R-454B | 650
217931282 | AIRQUEST | N5H9V48*K*AAA* | ESH5X60M12A* | *97CTN1202422A* | Split System | 46500 | 15.5 | 9 | 2.08 | R-454B | 650
217930774 | AIRQUEST | N5H9V48*K*AAA* | ESH5X60M12A* | *80CSU0401712B* | Split System | 46500 | 15.5 | 9 | 2.08 | R-454B | 650
217931009 | AIRQUEST | N5H9V48*K*AAA* | ESH5X60M12A* | *95CSU0802120B* | Split System | 46000 | 15.5 | 9 | 2.1 | R-454B | 650
217931113 | AIRQUEST | N5H9V48*K*AAA* | ESH5X60M12A* | *96VSN0802120B* | Split System | 46000 | 15.5 | 9 | 2.1 | R-454B | 650
217931321 | AIRQUEST | N5H9V48*K*AAA* | ESH5X60M12A* | *96VTN0802120B* | Split System | 46000 | 15.5 | 9 | 2.1 | R-454B | 650
217931204 | AIRQUEST | N5H9V48*K*AAA* | ESH5X60M12A* | *96CTN0802120B* | Split System | 46000 | 15.5 | 9 | 2.1 | R-454B | 650
217931256 | AIRQUEST | N5H9V48*K*AAA* | ESH5X60M12A* | *97CTN0802120A* | Split System | 46000 | 15.5 | 9 | 2.1 | R-454B | 650
217929420 | AIRQUEST | N5H9V48*K*AAA* | EA*5X60M24A* | OLV154F20A | Split System | 46500 | 15.5 | 9 | 2.1 | R-454B | 650
217929303 | AIRQUEST | N5H9V48*K*AAA* | EA*5X60M24A* | *97CTN1202422A* | Split System | 46500 | 15.5 | 9 | 2.1 | R-454B | 650
217931412 | AIRQUEST | N5H9V48*K*AAA* | ESH5X60M12A* | *97VTN1202422A* | Split System | 46500 | 15.5 | 9 | 2.1 | R-454B | 650
217929290 | AIRQUEST | N5H9V48*K*AAA* | EA*5X60M24A* | *96CTN1202422B* | Split System | 46500 | 15.5 | 9 | 2.1 | R-454B | 650
217929042 | AIRQUEST | N5H9V48*K*AAA* | EA*5X60M24A* | *80CSU1002120B* | Split System | 46500 | 15.5 | 9 | 2.1 | R-454B | 650
217931165 | AIRQUEST | N5H9V48*K*AAA* | ESH5X60M12A* | *95MSU0802120A* | Split System | 46500 | 15.5 | 9 | 2.1 | R-454B | 650
217931347 | AIRQUEST | N5H9V48*K*AAA* | ESH5X60M12A* | *96VTN1202422B* | Split System | 46500 | 15.5 | 9 | 2.1 | R-454B | 650
217930071 | AIRQUEST | N5H9V48*K*AAA* | EA*5X61M24A* | *96VSN0802120B* | Split System | 47000 | 15.5 | 9 | 2.1 | R-454B | 650
217930266 | AIRQUEST | N5H9V48*K*AAA* | EA*5X61M24A* | *97VTN0802120A* | Split System | 47000 | 15.5 | 9 | 2.1 | R-454B | 650
217929888 | AIRQUEST | N5H9V48*K*AAA* | EA*5X61M24A* | *80CSU1002120B* | Split System | 47500 | 15.5 | 9 | 2.1 | R-454B | 650
217915891 | AIRQUEST | N5H9V48*K*AAA* | EVM5X60M21A* | *80CTL0702120B* | Split System | 48000 | 15.5 | 9 | 2.1 | R-454B | 650
217930201 | AIRQUEST | N5H9V48*K*AAA* | EA*5X61M24A* | *97CTN1202422A* | Split System | 47500 | 15.5 | 9 | 2.12 | R-454B | 650
217930162 | AIRQUEST | N5H9V48*K*AAA* | EA*5X61M24A* | *96CTN1202422B* | Split System | 47500 | 15.5 | 9 | 2.12 | R-454B | 650
217915617 | AIRQUEST | N5H9V48*K*AAA* | EVM5X49M21A* | *95MSU0802120A* | Split System | 48000 | 15.5 | 9 | 2.12 | R-454B | 650
217916752 | AIRQUEST | N5H9V48*K*AAA* | EVD5X49M24A* | *96VSN0802120B* | Split System | 48000 | 15.5 | 9 | 2.12 | R-454B | 650
217931945 | AIRQUEST | N5H9V60*K*AAA* | EA*5X60M24A* | *97VTN1002120A* | Split System | 54500 | 15.5 | 9 | 2.12 | R-454B | 650
217931735 | AIRQUEST | N5H9V60*K*AAA* | EA*5X60M24A* | *96VSN1202422B* | Split System | 54500 | 15.5 | 9 | 2.12 | R-454B | 650
217931885 | AIRQUEST | N5H9V60*K*AAA* | EA*5X60M24A* | *96VTN1002120B* | Split System | 54500 | 15.5 | 9 | 2.12 | R-454B | 650
217931742 | AIRQUEST | Q5H9V60*K*AAA* | EA*5X60M24A* | *96VSN1202422B* | Split System | 54500 | 15.5 | 9 | 2.12 | R-454B | 650
217931892 | AIRQUEST | Q5H9V60*K*AAA* | EA*5X60M24A* | *96VTN1002120B* | Split System | 54500 | 15.5 | 9 | 2.12 | R-454B | 650
217931720 | AIRQUEST | N5H9V60*K*AAA* | EA*5X60M24A* | *96VSN1002120B* | Split System | 54500 | 15.5 | 9 | 2.14 | R-454B | 650
217931727 | AIRQUEST | Q5H9V60*K*AAA* | EA*5X60M24A* | *96VSN1002120B* | Split System | 54500 | 15.5 | 9 | 2.14 | R-454B | 650
217924262 | ARCOAIRE | N5H9V36*K*AAA* | EA*5X42M21A* | *96VSN1002120B* | Split System | 34400 | 15.5 | 9 | 2.08 | R-454B | 650
217924269 | ARCOAIRE | Q5H9V36*K*AAA* | EA*5X42M21A* | *96VSN1002120B* | Split System | 34400 | 15.5 | 9 | 2.08 | R-454B | 650
217929211 | ARCOAIRE | N5H9V48*K*AAA* | EA*5X60M24A* | *97CMN1202422B* | Split System | 46000 | 15.5 | 9 | 2.08 | R-454B | 650
217929367 | ARCOAIRE | N5H9V48*K*AAA* | EA*5X60M24A* | *97VTN0802120A* | Split System | 46000 | 15.5 | 9 | 2.08 | R-454B | 650
217929224 | ARCOAIRE | N5H9V48*K*AAA* | EA*5X60M24A* | *96VSN0802120B* | Split System | 46000 | 15.5 | 9 | 2.08 | R-454B | 650
217929315 | ARCOAIRE | N5H9V48*K*AAA* | EA*5X60M24A* | *96VTN0802120B* | Split System | 46000 | 15.5 | 9 | 2.08 | R-454B | 650
217931281 | ARCOAIRE | N5H9V48*K*AAA* | ESH5X60M12A* | *97CTN1202422A* | Split System | 46500 | 15.5 | 9 | 2.08 | R-454B | 650
217931229 | ARCOAIRE | N5H9V48*K*AAA* | ESH5X60M12A* | *96CTN1202422B* | Split System | 46500 | 15.5 | 9 | 2.08 | R-454B | 650
217930773 | ARCOAIRE | N5H9V48*K*AAA* | ESH5X60M12A* | *80CSU0401712B* | Split System | 46500 | 15.5 | 9 | 2.08 | R-454B | 650
217931008 | ARCOAIRE | N5H9V48*K*AAA* | ESH5X60M12A* | *95CSU0802120B* | Split System | 46000 | 15.5 | 9 | 2.1 | R-454B | 650
217931385 | ARCOAIRE | N5H9V48*K*AAA* | ESH5X60M12A* | *97VTN0802120A* | Split System | 46000 | 15.5 | 9 | 2.1 | R-454B | 650
217931112 | ARCOAIRE | N5H9V48*K*AAA* | ESH5X60M12A* | *96VSN0802120B* | Split System | 46000 | 15.5 | 9 | 2.1 | R-454B | 650
217931255 | ARCOAIRE | N5H9V48*K*AAA* | ESH5X60M12A* | *97CTN0802120A* | Split System | 46000 | 15.5 | 9 | 2.1 | R-454B | 650
217931203 | ARCOAIRE | N5H9V48*K*AAA* | ESH5X60M12A* | *96CTN0802120B* | Split System | 46000 | 15.5 | 9 | 2.1 | R-454B | 650
217931320 | ARCOAIRE | N5H9V48*K*AAA* | ESH5X60M12A* | *96VTN0802120B* | Split System | 46000 | 15.5 | 9 | 2.1 | R-454B | 650
217929419 | ARCOAIRE | N5H9V48*K*AAA* | EA*5X60M24A* | OLV154F20A | Split System | 46500 | 15.5 | 9 | 2.1 | R-454B | 650
217929041 | ARCOAIRE | N5H9V48*K*AAA* | EA*5X60M24A* | *80CSU1002120B* | Split System | 46500 | 15.5 | 9 | 2.1 | R-454B | 650
217931164 | ARCOAIRE | N5H9V48*K*AAA* | ESH5X60M12A* | *95MSU0802120A* | Split System | 46500 | 15.5 | 9 | 2.1 | R-454B | 650
217931346 | ARCOAIRE | N5H9V48*K*AAA* | ESH5X60M12A* | *96VTN1202422B* | Split System | 46500 | 15.5 | 9 | 2.1 | R-454B | 650
217929289 | ARCOAIRE | N5H9V48*K*AAA* | EA*5X60M24A* | *96CTN1202422B* | Split System | 46500 | 15.5 | 9 | 2.1 | R-454B | 650
217931411 | ARCOAIRE | N5H9V48*K*AAA* | ESH5X60M12A* | *97VTN1202422A* | Split System | 46500 | 15.5 | 9 | 2.1 | R-454B | 650
217929302 | ARCOAIRE | N5H9V48*K*AAA* | EA*5X60M24A* | *97CTN1202422A* | Split System | 46500 | 15.5 | 9 | 2.1 | R-454B | 650
217930070 | ARCOAIRE | N5H9V48*K*AAA* | EA*5X61M24A* | *96VSN0802120B* | Split System | 47000 | 15.5 | 9 | 2.1 | R-454B | 650
217930213 | ARCOAIRE | N5H9V48*K*AAA* | EA*5X61M24A* | *96VTN0802120B* | Split System | 47000 | 15.5 | 9 | 2.1 | R-454B | 650
217930265 | ARCOAIRE | N5H9V48*K*AAA* | EA*5X61M24A* | *97VTN0802120A* | Split System | 47000 | 15.5 | 9 | 2.1 | R-454B | 650
217916411 | ARCOAIRE | N5H9V48*K*AAA* | EVD5X48M21A* | *95CSU1002122B* | Split System | 47000 | 15.5 | 9 | 2.1 | R-454B | 650
217929887 | ARCOAIRE | N5H9V48*K*AAA* | EA*5X61M24A* | *80CSU1002120B* | Split System | 47500 | 15.5 | 9 | 2.1 | R-454B | 650
217930161 | ARCOAIRE | N5H9V48*K*AAA* | EA*5X61M24A* | *96CTN1202422B* | Split System | 47500 | 15.5 | 9 | 2.12 | R-454B | 650
217930200 | ARCOAIRE | N5H9V48*K*AAA* | EA*5X61M24A* | *97CTN1202422A* | Split System | 47500 | 15.5 | 9 | 2.12 | R-454B | 650
217915616 | ARCOAIRE | N5H9V48*K*AAA* | EVM5X49M21A* | *95MSU0802120A* | Split System | 48000 | 15.5 | 9 | 2.12 | R-454B | 650
217350954 | LG | KUSXA181A | HD12*36+TXV+TD |  | Split System | 17500 | 15.2 | 8.1 | 1.8 | R-32 | 650
217350900 | LG | KUSXA181A | V36H***D12*+TXV+TD |  | Split System | 17500 | 15.2 | 8.1 | 1.8 | R-32 | 650
217350977 | LG | KUSXB181A | HD12*36+TXV+TD |  | Split System | 17500 | 15.2 | 8.1 | 1.8 | R-32 | 650
217350922 | LG | KUSXB181A | V36H***D12*+TXV+TD |  | Split System | 17500 | 15.2 | 8.1 | 1.8 | R-32 | 650
217350999 | LG | KUSXA181A | PL36H***P42*+TXV+TD |  | Split System | 17600 | 15.2 | 8.1 | 1.8 | R-32 | 650
217351002 | LG | KUSXA181A | PL36H175P13*+TXV+TD |  | Split System | 17800 | 15.2 | 8.1 | 1.8 | R-32 | 650
217351053 | LG | KUSXB181A | HG7J*36+TXV+TD |  | Split System | 17600 | 15.2 | 8.1 | 1.8 | R-32 | 650
217351001 | LG | KUSXA181A | PL36H175P14*+TXV+TD |  | Split System | 18000 | 15.2 | 8.1 | 1.8 | R-32 | 650
217351025 | LG | KUSXB181A | PL36H175P14*+TXV+TD |  | Split System | 18000 | 15.2 | 8.1 | 1.8 | R-32 | 650
217350992 | LG | KUSXB481A | HH60*48+TXV+TD |  | Split System | 43000 | 15.2 | 8.2 | 1.76 | R-32 | 650
217350993 | LG | KUSXB481A | HH60*60+TXV+TD |  | Split System | 43000 | 15.2 | 8.2 | 1.76 | R-32 | 650
217350944 | LG | KUSXB481A | V48H175P14*+TXV+TD |  | Split System | 43500 | 15.2 | 8.3 | 1.76 | R-32 | 650
217350994 | LG | KUSXB481A | HD14*48+TXV+TD |  | Split System | 43500 | 15.2 | 8.3 | 1.76 | R-32 | 650
217350945 | LG | KUSXB481A | V48H175D14*+TXV+TD |  | Split System | 43500 | 15.2 | 8.3 | 1.76 | R-32 | 650
217351058 | LG | KUSXB361A | HG32*36+TXV+TD |  | Split System | 32800 | 15.2 | 8.3 | 1.76 | R-32 | 650
217351061 | LG | KUSXB481A | HG35*48+TXV+TD |  | Split System | 44000 | 15.2 | 8.35 | 1.78 | R-32 | 650
217350932 | LG | KUSXB361A | V36H***P12*+TXV+TD |  | Split System | 32800 | 15.2 | 8.35 | 1.78 | R-32 | 650
217350985 | LG | KUSXB361A | HD12*36+TXV+TD |  | Split System | 32800 | 15.2 | 8.35 | 1.78 | R-32 | 650
217351037 | LG | KUSXB361A | PL36H***P12*+TXV+TD |  | Split System | 32800 | 15.2 | 8.35 | 1.78 | R-32 | 650
217350933 | LG | KUSXB361A | V36H***D12*+TXV+TD |  | Split System | 32800 | 15.2 | 8.35 | 1.78 | R-32 | 650
217350984 | LG | KUSXB361A | HH59*36+TXV+TD |  | Split System | 33000 | 15.2 | 8.35 | 1.78 | R-32 | 650
217351036 | LG | KUSXB361A | PL36H***P42*+TXV+TD |  | Split System | 33000 | 15.2 | 8.35 | 1.78 | R-32 | 650
217350947 | LG | KUSXB481A | V48H175D15*+TXV+TD |  | Split System | 44500 | 15.2 | 8.4 | 1.78 | R-32 | 650
217350946 | LG | KUSXB481A | V48H175P15*+TXV+TD |  | Split System | 44500 | 15.2 | 8.4 | 1.78 | R-32 | 650
217351046 | LG | KUSXB481A | PL48H175P15*+TXV+TD |  | Split System | 44500 | 15.2 | 8.4 | 1.78 | R-32 | 650
217350995 | LG | KUSXB481A | HD15*48+TXV+TD |  | Split System | 44500 | 15.2 | 8.4 | 1.78 | R-32 | 650
217351060 | LG | KUSXB421A | HG35*48+TXV+TD |  | Split System | 40000 | 15.2 | 8.4 | 1.78 | R-32 | 650
217350941 | LG | KUSXB421A | V48H175P15*+TXV+TD |  | Split System | 40500 | 15.2 | 8.45 | 1.8 | R-32 | 650
217350991 | LG | KUSXB421A | HD15*48+TXV+TD |  | Split System | 40500 | 15.2 | 8.45 | 1.8 | R-32 | 650
217351042 | LG | KUSXB421A | PL48H175P15*+TXV+TD |  | Split System | 40500 | 15.2 | 8.45 | 1.8 | R-32 | 650
217350942 | LG | KUSXB421A | V48H175D15*+TXV+TD |  | Split System | 40500 | 15.2 | 8.45 | 1.8 | R-32 | 650
217351047 | LG | KUSXB481A | PL48H175P78*+TXV+TD |  | Split System | 44500 | 15.2 | 8.5 | 1.8 | R-32 | 650
217350996 | LG | KUSXB481A | HD16*60+TXV+TD |  | Split System | 44500 | 15.2 | 8.5 | 1.8 | R-32 | 650
217350923 | LG | KUSXB241A | V36H***P12*+TXV+TD |  | Split System | 21000 | 15.2 | 8.5 | 1.8 | R-32 | 650
217350924 | LG | KUSXB241A | V36H***D12*+TXV+TD |  | Split System | 21000 | 15.2 | 8.5 | 1.8 | R-32 | 650
217351028 | LG | KUSXB241A | PL36H***P12*+TXV+TD |  | Split System | 21000 | 15.2 | 8.5 | 1.8 | R-32 | 650
217350979 | LG | KUSXB241A | HD12*36+TXV+TD |  | Split System | 21000 | 15.2 | 8.5 | 1.8 | R-32 | 650
217351040 | LG | KUSXB361A | PL36H175P13*+TXV+TD |  | Split System | 33400 | 15.2 | 8.5 | 1.8 | R-32 | 650
217350937 | LG | KUSXB361A | V36H175P13*+TXV+TD |  | Split System | 33400 | 15.2 | 8.5 | 1.8 | R-32 | 650
217350938 | LG | KUSXB361A | V36H175D13*+TXV+TD |  | Split System | 33400 | 15.2 | 8.5 | 1.8 | R-32 | 650
217350987 | LG | KUSXB361A | HD13*36+TXV+TD |  | Split System | 33400 | 15.2 | 8.5 | 1.8 | R-32 | 650
217350948 | LG | KUSXB481A | V48H175P38*+TXV+TD |  | Split System | 45500 | 15.2 | 8.5 | 1.8 | R-32 | 650
217351027 | LG | KUSXB241A | PL36H***P42*+TXV+TD |  | Split System | 21200 | 15.2 | 8.5 | 1.8 | R-32 | 650
217351055 | LG | KUSXB241A | HG7J*36+TXV+TD |  | Split System | 21200 | 15.2 | 8.5 | 1.8 | R-32 | 650
217351038 | LG | KUSXB361A | PL36H175P14*+TXV+TD |  | Split System | 33600 | 15.2 | 8.5 | 1.8 | R-32 | 650
217350934 | LG | KUSXB361A | V36H175P14*+TXV+TD |  | Split System | 33600 | 15.2 | 8.5 | 1.8 | R-32 | 650
217350935 | LG | KUSXB361A | V36H175D14*+TXV+TD |  | Split System | 33600 | 15.2 | 8.5 | 1.8 | R-32 | 650
217350986 | LG | KUSXB361A | HD14*36+TXV+TD |  | Split System | 33600 | 15.2 | 8.5 | 1.8 | R-32 | 650
217351030 | LG | KUSXB241A | PL36H175P13*+TXV+TD |  | Split System | 21400 | 15.2 | 8.5 | 1.8 | R-32 | 650
217351029 | LG | KUSXB241A | PL36H175P14*+TXV+TD |  | Split System | 21600 | 15.2 | 8.5 | 1.8 | R-32 | 650
217350936 | LG | KUSXB361A | V36H175P15*+TXV+TD |  | Split System | 34200 | 15.2 | 8.5 | 1.8 | R-32 | 650
217350943 | LG | KUSXB421A | V48H175P38*+TXV+TD |  | Split System | 41000 | 15.2 | 8.5 | 1.8 | R-32 | 650
217351044 | LG | KUSXB421A | PL48H175P38*+TXV+TD |  | Split System | 41000 | 15.2 | 8.5 | 1.8 | R-32 | 650
217350997 | LG | KUSXB601A | HH60*60+TXV+TD |  | Split System | 43500 | 15.2 | 8.65 | 1.76 | R-32 | 650
217350967 | LG | KUSXA422A | HH60*60+TXV+TD |  | Split System | 39500 | 15.2 | 8.65 | 1.86 | R-32 | 650
217350966 | LG | KUSXA422A | HH60*48+TXV+TD |  | Split System | 39500 | 15.2 | 8.65 | 1.86 | R-32 | 650
217350957 | LG | KUSXA301A | HH58*24+TXV+TD |  | Split System | 22200 | 15.2 | 8.7 | 1.78 | R-32 | 650
217350912 | LG | KUSXA422A | V48H175D14*+TXV+TD |  | Split System | 39500 | 15.2 | 8.7 | 1.86 | R-32 | 650
217350911 | LG | KUSXA422A | V48H175P14*+TXV+TD |  | Split System | 39500 | 15.2 | 8.7 | 1.86 | R-32 | 650
217350968 | LG | KUSXA422A | HD14*48+TXV+TD |  | Split System | 39500 | 15.2 | 8.7 | 1.86 | R-32 | 650
217350962 | LG | KUSXA361A | HH59*36+TXV+TD |  | Split System | 33000 | 15.2 | 8.75 | 1.78 | R-32 | 650
217351062 | LG | KUSXB601A | HG35*48+TXV+TD |  | Split System | 44500 | 15.2 | 8.8 | 1.78 | R-32 | 650
217350971 | LG | KUSXA482A | HH60*60+TXV+TD |  | Split System | 43000 | 15.2 | 8.8 | 1.84 | R-32 | 650
217350970 | LG | KUSXA482A | HH60*48+TXV+TD |  | Split System | 43000 | 15.2 | 8.8 | 1.84 | R-32 | 650
217350959 | LG | KUSXA301A | HD12*36+TXV+TD |  | Split System | 22400 | 15.2 | 8.8 | 1.8 | R-32 | 650
217350903 | LG | KUSXA301A | V36H***D12*+TXV+TD |  | Split System | 22400 | 15.2 | 8.8 | 1.8 | R-32 | 650
217350958 | LG | KUSXA301A | HH59*36+TXV+TD |  | Split System | 22600 | 15.2 | 8.8 | 1.8 | R-32 | 650
217350961 | LG | KUSXA301A | HD13*36+TXV+TD |  | Split System | 22800 | 15.2 | 8.8 | 1.8 | R-32 | 650
217351009 | LG | KUSXA301A | PL36H175P15*+TXV+TD |  | Split System | 23000 | 15.2 | 8.8 | 1.8 | R-32 | 650
217350904 | LG | KUSXA301A | V36H175P14*+TXV+TD |  | Split System | 23000 | 15.2 | 8.8 | 1.8 | R-32 | 650
217350905 | LG | KUSXA301A | V36H175P15*+TXV+TD |  | Split System | 23000 | 15.2 | 8.8 | 1.8 | R-32 | 650
217351008 | LG | KUSXA301A | PL36H175P14*+TXV+TD |  | Split System | 23000 | 15.2 | 8.8 | 1.8 | R-32 | 650
217350960 | LG | KUSXA301A | HD14*36+TXV+TD |  | Split System | 23000 | 15.2 | 8.8 | 1.8 | R-32 | 650
217350972 | LG | KUSXA482A | HD14*48+TXV+TD |  | Split System | 43500 | 15.2 | 8.85 | 1.86 | R-32 | 650
217350917 | LG | KUSXA482A | V48H175D14*+TXV+TD |  | Split System | 43500 | 15.2 | 8.85 | 1.86 | R-32 | 650
217350916 | LG | KUSXA482A | V48H175P14*+TXV+TD |  | Split System | 43500 | 15.2 | 8.85 | 1.86 | R-32 | 650
217350913 | LG | KUSXA422A | V48H175P15*+TXV+TD |  | Split System | 40500 | 16 | 8.85 | 1.9 | R-32 | 650
217350969 | LG | KUSXA422A | HD15*48+TXV+TD |  | Split System | 40500 | 16 | 8.85 | 1.9 | R-32 | 650
217350914 | LG | KUSXA422A | V48H175D15*+TXV+TD |  | Split System | 40500 | 16 | 8.85 | 1.9 | R-32 | 650
217351016 | LG | KUSXA422A | PL48H175P15*+TXV+TD |  | Split System | 40500 | 16 | 8.85 | 1.9 | R-32 | 650
217351063 | LG | KUSXB601A | HG2K*60+TXV+TD |  | Split System | 45000 | 15.2 | 8.9 | 1.8 | R-32 | 650
217350965 | LG | KUSXA361A | HD13*36+TXV+TD |  | Split System | 33400 | 16 | 8.9 | 1.8 | R-32 | 650
217350998 | LG | KUSXB601A | HD16*60+TXV+TD |  | Split System | 45000 | 15.2 | 8.9 | 1.8 | R-32 | 650
217351050 | LG | KUSXB601A | PL60H210P16*+TXV+TD |  | Split System | 45000 | 15.2 | 8.9 | 1.8 | R-32 | 650
217350950 | LG | KUSXB601A | V60H210D16*+TXV+TD |  | Split System | 45000 | 15.2 | 8.9 | 1.8 | R-32 | 650
217350949 | LG | KUSXB601A | V60H210P16*+TXV+TD |  | Split System | 45000 | 15.2 | 8.9 | 1.8 | R-32 | 650
217350964 | LG | KUSXA361A | HD14*36+TXV+TD |  | Split System | 33600 | 16 | 8.9 | 1.8 | R-32 | 650
217351049 | LG | KUSXB601A | PL60H210P29*+TXV+TD |  | Split System | 45500 | 15.2 | 8.9 | 1.8 | R-32 | 650
217350951 | LG | KUSXB601A | V60H210P17*+TXV+TD |  | Split System | 45500 | 15.2 | 8.9 | 1.8 | R-32 | 650
217351051 | LG | KUSXB601A | PL60H210P17*+TXV+TD |  | Split System | 45500 | 15.2 | 8.9 | 1.8 | R-32 | 650
217351013 | LG | KUSXA361A | PL36H175P15*+TXV+TD |  | Split System | 34200 | 16 | 8.9 | 1.8 | R-32 | 650
217350909 | LG | KUSXA361A | V36H175P15*+TXV+TD |  | Split System | 34200 | 16 | 8.9 | 1.8 | R-32 | 650
217350915 | LG | KUSXA422A | V48H175P38*+TXV+TD |  | Split System | 41000 | 16 | 8.9 | 1.9 | R-32 | 650
217351018 | LG | KUSXA422A | PL48H175P38*+TXV+TD |  | Split System | 41000 | 16 | 8.9 | 1.9 | R-32 | 650
217350973 | LG | KUSXA482A | HD15*48+TXV+TD |  | Split System | 44500 | 16 | 9 | 1.88 | R-32 | 650
217350919 | LG | KUSXA482A | V48H175D15*+TXV+TD |  | Split System | 44500 | 16 | 9 | 1.88 | R-32 | 650
217351020 | LG | KUSXA482A | PL48H175P15*+TXV+TD |  | Split System | 44500 | 16 | 9 | 1.88 | R-32 | 650
217350918 | LG | KUSXA482A | V48H175P15*+TXV+TD |  | Split System | 44500 | 16 | 9 | 1.88 | R-32 | 650
217350974 | LG | KUSXA482A | HD16*60+TXV+TD |  | Split System | 44500 | 16 | 9.1 | 1.9 | R-32 | 650
217351021 | LG | KUSXA482A | PL48H175P78*+TXV+TD |  | Split System | 44500 | 16 | 9.1 | 1.9 | R-32 | 650
217351022 | LG | KUSXA482A | PL48H175P38*+TXV+TD |  | Split System | 45500 | 16 | 9.1 | 1.9 | R-32 | 650
217350920 | LG | KUSXA482A | V48H175P38*+TXV+TD |  | Split System | 45500 | 16 | 9.1 | 1.9 | R-32 | 650
217350899 | LG | KUSXA181A | V36H***P12*+TXV+TD |  | Split System | 17500 | 15.2 | 8.1 | 1.8 | R-32 | 650
217351000 | LG | KUSXA181A | PL36H***P12*+TXV+TD |  | Split System | 17500 | 15.2 | 8.1 | 1.8 | R-32 | 650
217351024 | LG | KUSXB181A | PL36H***P12*+TXV+TD |  | Split System | 17500 | 15.2 | 8.1 | 1.8 | R-32 | 650
217351045 | LG | KUSXB481A | PL48H175P14*+TXV+TD |  | Split System | 43500 | 15.2 | 8.3 | 1.76 | R-32 | 650
217351043 | LG | KUSXB421A | PL48H175P78*+TXV+TD |  | Split System | 40500 | 15.2 | 8.5 | 1.8 | R-32 | 650
217350963 | LG | KUSXA361A | HD12*36+TXV+TD |  | Split System | 32800 | 15.2 | 8.7 | 1.78 | R-32 | 650
217350907 | LG | KUSXA361A | V36H***D12*+TXV+TD |  | Split System | 32800 | 15.2 | 8.7 | 1.78 | R-32 | 650
217351015 | LG | KUSXA422A | PL48H175P14*+TXV+TD |  | Split System | 39500 | 15.2 | 8.7 | 1.86 | R-32 | 650
217351011 | LG | KUSXA361A | PL36H***P42*+TXV+TD |  | Split System | 33000 | 15.2 | 8.75 | 1.78 | R-32 | 650
217351007 | LG | KUSXA301A | PL36H***P42*+TXV+TD |  | Split System | 22600 | 15.2 | 8.8 | 1.8 | R-32 | 650
217350906 | LG | KUSXA301A | V36H175P13*+TXV+TD |  | Split System | 22800 | 15.2 | 8.8 | 1.8 | R-32 | 650
217350908 | LG | KUSXA361A | V36H175P14*+TXV+TD |  | Split System | 33600 | 16 | 8.9 | 1.8 | R-32 | 650
217351017 | LG | KUSXA422A | PL48H175P78*+TXV+TD |  | Split System | 40500 | 16 | 8.9 | 1.9 | R-32 | 650
217375048 | LG | KUSXA181A | AD-34(P,U)******+TXV-BLEED |  | Split System | 17600 | 15.2 | 8.1 | 1.8 | R-32 | 650
217375049 | LG | KUSXB181A | AD-34(P,U)******+TXV-BLEED |  | Split System | 17600 | 15.2 | 8.1 | 1.8 | R-32 | 650
217375063 | LG | KUSXB481A | AD-48(P,U)******+TXV-BLEED |  | Split System | 44000 | 15.2 | 8.35 | 1.78 | R-32 | 650
217375061 | LG | KUSXB421A | AD-48(P,U)******+TXV-BLEED |  | Split System | 40000 | 15.2 | 8.4 | 1.78 | R-32 | 650
217375066 | LG | KUSXB481A | AD-60(P,U)******+TXV-BLEED |  | Split System | 44500 | 15.2 | 8.45 | 1.8 | R-32 | 650
217375055 | LG | KUSXB361A | AD-34(P,U)******+TXV-BLEED |  | Split System | 33200 | 15.2 | 8.45 | 1.78 | R-32 | 650
217375052 | LG | KUSXB241A | AD-34(P,U)******+TXV-BLEED |  | Split System | 21200 | 15.2 | 8.5 | 1.8 | R-32 | 650
217375057 | LG | KUSXB361A | AD-37(P,U)******+TXV-BLEED |  | Split System | 33600 | 15.2 | 8.5 | 1.8 | R-32 | 650
217375058 | LG | KUSXA422A | AD-42(P,U)******+TXV-BLEED |  | Split System | 39500 | 15.2 | 8.7 | 1.86 | R-32 | 650
217375064 | LG | KUSXB601A | AD-48(P,U)******+TXV-BLEED |  | Split System | 44500 | 15.2 | 8.8 | 1.78 | R-32 | 650
217374116 | LG | KUSXA301A | AD-37(P,U)******+TXV-BLEED |  | Split System | 23000 | 15.2 | 8.8 | 1.8 | R-32 | 650
217291660 | LG | KUSXA301A | SL9*39+TXV |  | Split System | 29000 | 15.2 | 8.8 | 1.8 | R-32 | 650
217291659 | LG | KUSXA301A | SL6*31+TXV |  | Split System | 29000 | 15.2 | 8.8 | 1.8 | R-32 | 650
217375060 | LG | KUSXA422A | AD-48(P,U)******+TXV-BLEED |  | Split System | 40000 | 16 | 8.8 | 1.88 | R-32 | 650
217375067 | LG | KUSXB601A | AD-60(P,U)******+TXV-BLEED |  | Split System | 45000 | 15.2 | 8.9 | 1.8 | R-32 | 650
217375056 | LG | KUSXA361A | AD-37(P,U)******+TXV-BLEED |  | Split System | 33600 | 16 | 8.9 | 1.8 | R-32 | 650
217291661 | LG | KUSXA361A | SL9*39+TXV |  | Split System | 33400 | 16 | 8.9 | 1.8 | R-32 | 650
217375062 | LG | KUSXA482A | AD-48(P,U)******+TXV-BLEED |  | Split System | 44000 | 16 | 8.95 | 1.88 | R-32 | 650
217375065 | LG | KUSXA482A | AD-60(P,U)******+TXV-BLEED |  | Split System | 44500 | 16 | 9.05 | 1.9 | R-32 | 650
217754908 | AIRTEMP | UXH24-36MSK3IH | D(A,C,E)25B3D+TDR |  | Split System | 21600 | 15.9 | 8.2 | 1.8 | R-32 | 650
217754373 | Frigidaire | UXH24-36MSK3IH | D(A,C,E)25B3D+TDR |  | Split System | 21600 | 15.9 | 8.2 | 1.8 | R-32 | 650
217754909 | AIRTEMP | UXH24-36MSK3IH | D(A,C,E)36B3D+TDR |  | Split System | 30400 | 16 | 8.3 | 1.8 | R-32 | 650
217754374 | Frigidaire | UXH24-36MSK3IH | D(A,C,E)36B3D+TDR |  | Split System | 30400 | 16 | 8.3 | 1.8 | R-32 | 650
217732249 | GREE | GUD60W2/NHE-D(U) | D(A,C,E)61C4D+TDR |  | Split System | 51000 | 16 | 8.5 | 1.8 | R-32 | 650
217732248 | GREE | GUD60W2/NHE-D(U) | D(A,C,E)60C4D+TDR |  | Split System | 46000 | 16 | 8.5 | 1.8 | R-32 | 650
217754910 | AIRTEMP | UXH48-60MSK3IH | D(A,C,E)60C4D+TDR |  | Split System | 46000 | 16 | 8.9 | 1.8 | R-32 | 650
217754375 | Frigidaire | UXH48-60MSK3IH | D(A,C,E)60C4D+TDR |  | Split System | 46000 | 16 | 8.9 | 1.8 | R-32 | 650
217754911 | AIRTEMP | UXH48-60MSK3IH | D(A,C,E)61C4D+TDR |  | Split System | 51000 | 16 | 9 | 1.85 | R-32 | 650
217754376 | Frigidaire | UXH48-60MSK3IH | D(A,C,E)61C4D+TDR |  | Split System | 51000 | 16 | 9 | 1.85 | R-32 | 650
218027877 | LG | KUSXA181A | BV**B5*25+TXV |  | Split System | 17400 | 15.2 | 8.1 | 1.8 | R-32 | 650
218027866 | LG | KUSXB181A | CP2403A*+TXV+TD |  | Split System | 17400 | 15.2 | 8.1 | 1.8 | R-32 | 650
218027865 | LG | KUSXB181A | CP1903A*+TXV+TD |  | Split System | 17400 | 15.2 | 8.1 | 1.8 | R-32 | 650
218082801 | LG | KUSXB181A | HG24*24+TXV+TD |  | Split System | 17400 | 15.2 | 8.1 | 1.8 | R-32 | 650
218082759 | LG | KUSXB181A | HG24*36+TXV+TD |  | Split System | 17400 | 15.2 | 8.1 | 1.8 | R-32 | 650
217889294 | LG | KUSXA181A | FE*G31*24+TXV |  | Split System | 17500 | 15.2 | 8.1 | 1.8 | R-32 | 650
217889295 | LG | KUSXA181A | FE*E31*24+TXV |  | Split System | 17500 | 15.2 | 8.1 | 1.8 | R-32 | 650
218027857 | LG | KUSXA181A | BC**A3*24+TXV+TD |  | Split System | 17500 | 15.2 | 8.1 | 1.8 | R-32 | 650
218082712 | LG | KUSXA181A | HG32*24+TXV+TD |  | Split System | 17500 | 15.2 | 8.1 | 1.8 | R-32 | 650
218027867 | LG | KUSXB181A | BC**A3*24+TXV+TD |  | Split System | 17500 | 15.2 | 8.1 | 1.8 | R-32 | 650
218082763 | LG | KUSXB181A | HG32*30+TXV+TD |  | Split System | 17500 | 15.2 | 8.1 | 1.8 | R-32 | 650
218082762 | LG | KUSXB181A | HG32*24+TXV+TD |  | Split System | 17500 | 15.2 | 8.1 | 1.8 | R-32 | 650
218082716 | LG | KUSXA181A | HG7J*24+TXV+TD |  | Split System | 17600 | 15.2 | 8.1 | 1.8 | R-32 | 650
218082800 | LG | KUSXA181A | HG24*24+TXV+TD |  | Split System | 17600 | 15.2 | 8.1 | 1.8 | R-32 | 650
218082717 | LG | KUSXA181A | HG7J*30+TXV+TD |  | Split System | 17600 | 15.2 | 8.1 | 1.8 | R-32 | 650
218082718 | LG | KUSXA181A | HG7J*36+TXV+TD |  | Split System | 17600 | 15.2 | 8.1 | 1.8 | R-32 | 650
218082709 | LG | KUSXA181A | HG24*36+TXV+TD |  | Split System | 17600 | 15.2 | 8.1 | 1.8 | R-32 | 650
218027902 | LG | KUSXA181A | A18VAC*+TXV+AEFE3A* |  | Split System | 17700 | 15.2 | 8.1 | 1.8 | R-32 | 650
218027903 | LG | KUSXA181A | A24VAC*+TXV+AEFE3A* |  | Split System | 17700 | 15.2 | 8.1 | 1.8 | R-32 | 650
218082714 | LG | KUSXA181A | HG33*30+TXV+TD |  | Split System | 17700 | 15.2 | 8.1 | 1.8 | R-32 | 650
218082715 | LG | KUSXA181A | HG33*36+TXV+TD |  | Split System | 17700 | 15.2 | 8.1 | 1.8 | R-32 | 650
218082719 | LG | KUSXA181A | HG8J*30+TXV+TD |  | Split System | 17800 | 15.2 | 8.1 | 1.8 | R-32 | 650
217454252 | LG | KUSXA181A | SM7*25+TXV |  | Split System | 17000 | 15.2 | 8.1 | 1.8 | R-32 | 650
217454251 | LG | KUSXA181A | SM3*25+TXV |  | Split System | 17000 | 15.2 | 8.1 | 1.8 | R-32 | 650
218082766 | LG | KUSXB181A | HG7J*24+TXV+TD |  | Split System | 17600 | 15.2 | 8.1 | 1.8 | R-32 | 650
218082767 | LG | KUSXB181A | HG7J*30+TXV+TD |  | Split System | 17600 | 15.2 | 8.1 | 1.8 | R-32 | 650
218082765 | LG | KUSXB181A | HG33*36+TXV+TD |  | Split System | 17700 | 15.2 | 8.1 | 1.8 | R-32 | 650
218082764 | LG | KUSXB181A | HG33*30+TXV+TD |  | Split System | 17700 | 15.2 | 8.1 | 1.8 | R-32 | 650
217889306 | LG | KUSXA181A | HE32*24+TXV+AEFE3A* |  | Split System | 17900 | 15.2 | 8.1 | 1.8 | R-32 | 650
218088062 | LG | KUSXA181A | M24E24*+TXV+AMHE2D |  | Split System | 17900 | 15.2 | 8.1 | 1.8 | R-32 | 650
218027878 | LG | KUSXA181A | PL36H***P21*+TXV+AEFE3A* |  | Split System | 18000 | 15.2 | 8.1 | 1.8 | R-32 | 650
218082720 | LG | KUSXA181A | HG9J*18+TXV+TD |  | Split System | 18000 | 15.2 | 8.1 | 1.8 | R-32 | 650
218088063 | LG | KUSXA181A | M36G33*+TXV+AMHE3D |  | Split System | 18000 | 15.2 | 8.1 | 1.8 | R-32 | 650
218085437 | LG | KUSXA181A | L*19/36U*+TXV+TD |  | Split System | 18000 | 15.2 | 8.1 | 1.8 | R-32 | 650
218082721 | LG | KUSXA181A | HG9J*30+TXV+TD |  | Split System | 18000 | 15.2 | 8.1 | 1.8 | R-32 | 650
218082768 | LG | KUSXB181A | HG8J*30+TXV+TD |  | Split System | 17900 | 15.2 | 8.1 | 1.8 | R-32 | 650
218082769 | LG | KUSXB181A | HG9J*18+TXV+TD |  | Split System | 18000 | 15.2 | 8.1 | 1.8 | R-32 | 650
218085444 | LG | KUSXB181A | L*19/36U*+TXV+TD |  | Split System | 18000 | 15.2 | 8.1 | 1.8 | R-32 | 650
218082770 | LG | KUSXB181A | HG9J*30+TXV+TD |  | Split System | 18000 | 15.2 | 8.1 | 1.8 | R-32 | 650
218027887 | LG | KUSXA422A | BV**C5*48+TXV |  | Split System | 37800 | 16 | 8.15 | 1.76 | R-32 | 650
217752166 | LG | KUSXB301A | HE31*30+TXV | LNA**060B1 | Split System | 25200 | 16 | 8.25 | 1.76 | R-32 | 650
217752181 | LG | KUSXB301A | HE31*30+TXV | LNA**080B1 | Split System | 25200 | 16 | 8.25 | 1.76 | R-32 | 650
218088074 | LG | KUSXA422A | M42E35*+TXV+AMHE4D |  | Split System | 39000 | 16 | 8.25 | 1.78 | R-32 | 650
217889337 | LG | KUSXB481A | HE35*48+TXV+AEFE4B* |  | Split System | 44500 | 15.2 | 8.3 | 1.76 | R-32 | 650
217889336 | LG | KUSXB481A | HG35*48+TXV+AEFE4B* |  | Split System | 44500 | 15.2 | 8.3 | 1.76 | R-32 | 650
217752212 | LG | KUSXB361A | HE32*36+TXV | LNA**080B1 | Split System | 31400 | 17 | 8.3 | 1.76 | R-32 | 650
217752197 | LG | KUSXB361A | HG32*36+TXV | LNA**060B1 | Split System | 31400 | 17 | 8.3 | 1.76 | R-32 | 650
217752211 | LG | KUSXB361A | HG32*36+TXV | LNA**080B1 | Split System | 31400 | 17 | 8.3 | 1.76 | R-32 | 650
217730111 | LG | KUSXB361A | FC*G32*36+TXV+TD |  | Split System | 32800 | 15.2 | 8.3 | 1.76 | R-32 | 650
217730119 | LG | KUSXB361A | FE*G32*36+TXV |  | Split System | 33200 | 15.2 | 8.3 | 1.76 | R-32 | 650
217889328 | LG | KUSXB361A | HG32*36+TXV+AEFE3A* |  | Split System | 33200 | 15.2 | 8.3 | 1.76 | R-32 | 650
217889329 | LG | KUSXB361A | HE32*36+TXV+AEFE3A* |  | Split System | 33200 | 15.2 | 8.3 | 1.76 | R-32 | 650
217889304 | LG | KUSXB361A | FE*E32*36+TXV |  | Split System | 33200 | 15.2 | 8.3 | 1.76 | R-32 | 650
218027875 | LG | KUSXB481A | BC**B9*48+TXV+TD |  | Split System | 44000 | 15.2 | 8.35 | 1.78 | R-32 | 650
217730122 | LG | KUSXB481A | FE*SS9*48+TXV |  | Split System | 44500 | 15.2 | 8.35 | 1.78 | R-32 | 650
218027892 | LG | KUSXB241A | BV**B1*25+TXV |  | Split System | 20600 | 15.2 | 8.35 | 1.78 | R-32 | 650
217889298 | LG | KUSXA422A | FE*SS9*42+TXV |  | Split System | 39000 | 16 | 8.35 | 1.8 | R-32 | 650
218088075 | LG | KUSXA422A | M48G36*+TXV+AMHE4D |  | Split System | 39000 | 16 | 8.35 | 1.8 | R-32 | 650
218027897 | LG | KUSXB421A | PL60H210P17*+TXV+AEFE5* |  | Split System | 41000 | 15.2 | 8.35 | 1.78 | R-32 | 650
217752183 | LG | KUSXB301A | HE32*36+TXV | LNA**080B1 | Split System | 25800 | 16 | 8.4 | 1.78 | R-32 | 650
217752182 | LG | KUSXB301A | HG32*36+TXV | LNA**080B1 | Split System | 25800 | 16 | 8.4 | 1.78 | R-32 | 650
217752167 | LG | KUSXB301A | HG32*36+TXV | LNA**060B1 | Split System | 25800 | 16 | 8.4 | 1.78 | R-32 | 650
217752168 | LG | KUSXB301A | HE32*36+TXV | LNA**060B1 | Split System | 25800 | 16 | 8.4 | 1.78 | R-32 | 650
218027874 | LG | KUSXB421A | BC**B9*48+TXV+TD |  | Split System | 40000 | 15.2 | 8.4 | 1.78 | R-32 | 650
218027917 | LG | KUSXA422A | PL48H210P27*+TXV+AEFE5* |  | Split System | 39500 | 16 | 8.4 | 1.82 | R-32 | 650
218027918 | LG | KUSXA422A | A42VDC*+TXV+AEFE5* |  | Split System | 39500 | 16 | 8.4 | 1.82 | R-32 | 650
218079150 | LG | KUSXE481A | H,G,JG36*60+TXV+TD | LNAEA100C1 | Split System | 45000 | 16 | 8.45 | 1.8 | R-32 | 650
218082791 | LG | KUSXB361A | HG33*36+TXV+TD |  | Split System | 33200 | 15.2 | 8.45 | 1.78 | R-32 | 650
217730116 | LG | KUSXB241A | FE*G31*24+TXV |  | Split System | 21000 | 15.2 | 8.45 | 1.8 | R-32 | 650
217889318 | LG | KUSXB241A | HG31*24+TXV+AEFE3A* |  | Split System | 21000 | 15.2 | 8.45 | 1.8 | R-32 | 650
217752218 | LG | KUSXB361A | HG7J*36+TXV | LNA**080B1 | Split System | 31800 | 17 | 8.45 | 1.78 | R-32 | 650
217752219 | LG | KUSXB361A | HE7J*36+TXV | LNA**080B1 | Split System | 31800 | 17 | 8.45 | 1.78 | R-32 | 650
217752205 | LG | KUSXB361A | HE7J*36+TXV | LNA**060B1 | Split System | 31800 | 17 | 8.45 | 1.78 | R-32 | 650
217752204 | LG | KUSXB361A | HG7J*36+TXV | LNA**060B1 | Split System | 31800 | 17 | 8.45 | 1.78 | R-32 | 650
217752213 | LG | KUSXB361A | HG33*36+TXV | LNA**080B1 | Split System | 32000 | 17 | 8.45 | 1.78 | R-32 | 650
217752200 | LG | KUSXB361A | HE33*36+TXV | LNA**060B1 | Split System | 32000 | 17 | 8.45 | 1.78 | R-32 | 650
217752199 | LG | KUSXB361A | HG33*36+TXV | LNA**060B1 | Split System | 32000 | 17 | 8.45 | 1.78 | R-32 | 650
217889331 | LG | KUSXB361A | HE33*36+TXV+AEFE3A* |  | Split System | 33600 | 15.2 | 8.45 | 1.78 | R-32 | 650
217889330 | LG | KUSXB361A | HG33*36+TXV+AEFE3A* |  | Split System | 33600 | 15.2 | 8.45 | 1.78 | R-32 | 650
218079281 | LG | KUSXE421A | H,G,JG36*60+TXV+TD | LNAEA100C1 | Split System | 40500 | 15.2 | 8.5 | 1.8 | R-32 | 650
218085451 | LG | KUSXB481A | L*42/49L*+TXV+TD |  | Split System | 45000 | 15.2 | 8.5 | 1.8 | R-32 | 650
217752185 | LG | KUSXB301A | HE33*36+TXV | LNA**080B1 | Split System | 26000 | 16 | 8.5 | 1.8 | R-32 | 650
217752189 | LG | KUSXB301A | HG7J*36+TXV | LNA**080B1 | Split System | 26000 | 16 | 8.5 | 1.8 | R-32 | 650
217752169 | LG | KUSXB301A | HG33*36+TXV | LNA**060B1 | Split System | 26000 | 16 | 8.5 | 1.8 | R-32 | 650
218363861 | AMERICAN STANDARD | 5A6H7060A1 | 5TXCD010AS3 | S8X2C080M5PSC | Split System | 52500 | 16.5 | 9 | 2.2 | R-454B | 650
218363863 | AMERICAN STANDARD | 5A6H7060A1 | 5TXCD010AS3 | S8X1C080M5PSC | Split System | 52500 | 16.5 | 9 | 2.2 | R-454B | 650
218363860 | TRANE | 5TWR7060A1 | 5TXCD010AS3 | S8X2C080M5PSC | Split System | 52500 | 16.5 | 9 | 2.2 | R-454B | 650
218363862 | TRANE | 5TWR7060A1 | 5TXCD010AS3 | S8X1C080M5PSC | Split System | 52500 | 16.5 | 9 | 2.2 | R-454B | 650
218363859 | AMERICAN STANDARD | 5A6H7060A1 | 5TXCD010AS3 | S8X1D120M5PTC | Split System | 52000 | 17 | 9 | 2.2 | R-454B | 650
218363858 | TRANE | 5TWR7060A1 | 5TXCD010AS3 | S8X1D120M5PTC | Split System | 52000 | 17 | 9 | 2.2 | R-454B | 650
218390716 | DEPLUS | DP-HP60HNR8 | DP-AH48HNR8 |  | Split System | 47500 | 17.5 | 9 | 2.1 | R-454B | 650
218258585 | DUOHOME | DOT-D48HNR8-GA01(J0) | DAH-D48HNR8-FMD(J0) |  | Split System | 47500 | 17.5 | 9 | 2.1 | R-454B | 650
218394228 | LUNAIR | OLIH602G | ILIH482G |  | Split System | 47500 | 17.5 | 9 | 2.1 | R-454B | 650
218612780 | Star Air Kontrol | SAK-60SQN2-M18M | SAK-48SQN1-M18M |  | Split System | 47500 | 17.5 | 9 | 2.1 | R-454B | 650
218612777 | Star Air Kontrol | SAK-48SQN2-M18M | SAK-48SQN1-M18M |  | Split System | 47500 | 17.5 | 9 | 2.1 | R-454B | 650
218390715 | DEPLUS | DP-HP36HNR8 | DP-AH36HNR8 |  | Split System | 34000 | 18.6 | 9 | 2.1 | R-454B | 650
218258584 | DUOHOME | DOT-D36HNR8-EA01(J0) | DAH-D36HNR8-FMC(J0) |  | Split System | 34000 | 18.6 | 9 | 2.1 | R-454B | 650
218394227 | LUNAIR | OLIH362G | ILIH362G |  | Split System | 34000 | 18.6 | 9 | 2.1 | R-454B | 650
218612776 | Star Air Kontrol | SAK-36SQN2-M18M | SAK-36SQN1-M18M |  | Split System | 34000 | 18.6 | 9 | 2.1 | R-454B | 650
215866620 | KADEN | KOB-HH-UUX48HP-2AAMA | KIB-UUX48AH-2AAMA |  | Split System | 48000 | 16.5 | 9.5 | 1.9 | R-454B | 650
215864316 | MAINLINE | ML48HP230LMNTH-O | ML48HP230LMNTAHU-I |  | Split System | 48000 | 16.5 | 9.5 | 1.9 | R-454B | 650
218426363 | TEMP SHIFT | TSHCHH482R5 | TSAHU48R5E |  | Split System | 48000 | 16.5 | 9.5 | 1.9 | R-454B | 650
215864315 | MAINLINE | ML42HP230LMNTH-O | ML42HP230LMNTAHU-I |  | Split System | 42000 | 16.7 | 9.5 | 1.9 | R-454B | 650
215866623 | KADEN | KOB-UUX24HP-2AAMA | KIB-UUX24AH-2AAMA |  | Split System | 24000 | 18.1 | 9.7 | 1.87 | R-454B | 650
215866616 | KADEN | KOB-HH-UUX18HP-2AAMA | KIB-UUX18AH-2AAMA |  | Split System | 18000 | 19 | 9.7 | 2 | R-454B | 650
215864310 | MAINLINE | ML18HP230LMNTH-O | ML18HP230LMNTAHU-I |  | Split System | 18000 | 19 | 9.7 | 2 | R-454B | 650
215866618 | KADEN | KOB-HH-UUX30HP-2AAMA | KIB-UUX30AH-2AAMA |  | Split System | 30000 | 16.8 | 10 | 1.96 | R-454B | 650
215864312 | MAINLINE | ML30HP230LMNTH-O | ML30HP230LMNTAHU-I |  | Split System | 30000 | 16.8 | 10 | 1.96 | R-454B | 650
217970409 | KADEN | KOB-HH-UUX24HP-2AAMA | KIB-HH-UUX24AH3-2AAMA |  | Split System | 24000 | 18.6 | 10 | 2.14 | R-454B | 650
217970408 | KADEN | KOB-HH-UUX18HP-2AAMA | KIB-HH-UUX18AH3-2AAMA |  | Split System | 18000 | 19 | 10.1 | 2.12 | R-454B | 650
215864314 | MAINLINE | ML36HP230LMNTH-O | ML36HP230LMNTAHU-I |  | Split System | 36000 | 17.4 | 10.3 | 1.9 | R-454B | 650
218361447 | iCongo | ZOT6P-24HIN4-M-SE20 | ZVMXFB-30HI1N4-C-M-SE18 |  | Split System | 24000 | 19.7 | 8.5 | 2.3 | R-32 | 650
218631947 | GREE | FXU36HP230V1R32AO | FXA36HPDV1R32AH |  | Split System | 34000 | 18 | 10 | 1.9 | R-32 | 650
218631945 | GREE | FXU60HP230V1R32AO | FXA60HPDV1R32AH |  | Split System | 53000 | 18 | 10.5 | 2.2 | R-32 | 650
218374500 | Star Air Kontrol | S60TCP2C* | S60AUP2A* |  | Split System | 53000 | 17 | 8.2 | 1.8 | R-454B | 650
215866619 | KADEN | KOB-HH-UUX36HP-2AAMA | KIB-UUX36AH-2AAMA |  | Split System | 36000 | 16.5 | 8.2 | 1.85 | R-454B | 650
215864313 | MAINLINE | ML33HP230LMNTH-O | ML36HP230LMNTAHU-I |  | Split System | 36000 | 16.5 | 8.2 | 1.85 | R-454B | 650
218126323 | Navien, Inc. | NAZ17V3622A1 | NAM36C2TA1 | NPF700-100D5CH | Split System | 31000 | 15.5 | 8.4 | 1.9 | R-454B | 650
218374499 | Star Air Kontrol | S48TCP2C* | S48AUP2A* |  | Split System | 47000 | 18 | 8.5 | 1.8 | R-454B | 650
215835684 | AMERICAN STANDARD | 5A6V8X60A1 | 5TEMCD07AV51+TDR |  | Split System | 54500 | 18.1 | 8.5 | 1.9 | R-454B | 650
215835680 | AMERICAN STANDARD | 5A6V8X36A1 | 5TEMCD04AV31+TDR |  | Split System | 33600 | 18.1 | 8.5 | 2.1 | R-454B | 650
215835683 | TRANE | 5TWV8X60A1 | 5TEMCD07AV51+TDR |  | Split System | 54500 | 18.1 | 8.5 | 1.9 | R-454B | 650
215835679 | TRANE | 5TWV8X36A1 | 5TEMCD04AV31+TDR |  | Split System | 33600 | 18.1 | 8.5 | 2.1 | R-454B | 650
215835682 | AMERICAN STANDARD | 5A6V8X48A1 | 5TEMCD06AV41+TDR |  | Split System | 46500 | 18.1 | 8.5 | 2.1 | R-454B | 650
215835681 | TRANE | 5TWV8X48A1 | 5TEMCD06AV41+TDR |  | Split System | 46500 | 18.1 | 8.5 | 2.1 | R-454B | 650
215835678 | AMERICAN STANDARD | 5A6V8X24A1 | 5TEMCB02AV21+TDR |  | Split System | 22000 | 18.1 | 8.5 | 2 | R-454B | 650
215835677 | TRANE | 5TWV8X24A1 | 5TEMCB02AV21+TDR |  | Split System | 22000 | 18.1 | 8.5 | 2 | R-454B | 650
218390717 | DEPLUS | DP-HP60HNR8 | DP-AH60HNR8 |  | Split System | 55500 | 17 | 8.6 | 2.1 | R-454B | 650
218258586 | DUOHOME | DOT-D60HNR8-GA01(J0) | DAH-D60HNR8-FMD(J0) |  | Split System | 55500 | 17 | 8.6 | 2.1 | R-454B | 650
218612778 | Star Air Kontrol | SAK-60SQN2-M18M | SAK-60SQN1-M18M |  | Split System | 55500 | 17 | 8.6 | 2.1 | R-454B | 650
215866621 | KADEN | KOB-HH-UUX60HP-2AAMA | KIB-UUX60AH-2AAMA |  | Split System | 54000 | 16 | 9 | 1.8 | R-454B | 650
215864318 | MAINLINE | ML60HP230LMNTH-O | ML60HP230LMNTAHU-I |  | Split System | 54000 | 16 | 9 | 1.8 | R-454B | 650
218426364 | TEMP SHIFT | TSHCHH552R5 | TSAHU60R5E |  | Split System | 54000 | 16 | 9 | 1.8 | R-454B | 650
218374497 | Star Air Kontrol | S24TCP2C* | S24AUP2A* |  | Split System | 24000 | 18 | 9 | 1.8 | R-454B | 650
218360555 | ACIQ | B5H0V60*K*AAA* | FCMA5B60L0D*+WALLCON |  | Split System | 57500 | 20 | 9 | 2.12 | R-454B | 650
218356241 | ACIQ | B5H0V24*K*AAA* | FCMA5X24L0B*+WALLCON |  | Split System | 23400 | 17.5 | 9 | 2.04 | R-454B | 650
215864317 | MAINLINE | ML50HP230LMNTH-O | ML50HP230LMNTAHU-I |  | Split System | 48000 | 16.3 | 9 | 1.8 | R-454B | 650
215864292 | MAINLINE | ML24HP230NEX-O | ML24HP230AHU-I |  | Split System | 24000 | 19.7 | 9 | 2.2 | R-454B | 650
215864303 | MAINLINE | ML60HP230LCMH-O | ML60HP230RS485AHU-I |  | Split System | 54000 | 15.2 | 9.2 | 2 | R-454B | 650
218390714 | DEPLUS | DP-HP36HNR8 | DP-AH24HNR8 |  | Split System | 24000 | 20 | 9.4 | 2.1 | R-454B | 650
218258583 | DUOHOME | DOT-D24HNR8-EA01(J0) | DAH-D24HNR8-FMC(J0) |  | Split System | 24000 | 20 | 9.4 | 2.1 | R-454B | 650
218612775 | Star Air Kontrol | SAK-24SQN2-M18M | SAK-24SQN1-M18M |  | Split System | 24000 | 20 | 9.4 | 2.1 | R-454B | 650
218612779 | Star Air Kontrol | SAK-36SQN2-M18M | SAK-24SQN1-M18M |  | Split System | 24000 | 20 | 9.4 | 2.1 | R-454B | 650
218137918 | MULTI MFG | THS-36HD-T | 36MUC0-HP-T |  | Split System | 36000 | 17 | 9.5 | 1.8 | R-454B | 650
218137915 | MULTI MFG | THS-18HD-T | 18MUC0-HP-T |  | Split System | 18000 | 17 | 9.5 | 1.9 | R-454B | 650
218137916 | MULTI MFG | THS-24HD-T | 24MUC0-HP-T |  | Split System | 24000 | 17 | 9.5 | 1.9 | R-454B | 650
218137917 | MULTI MFG | THS-30HD-T | 30MUC0-HP-T |  | Split System | 30000 | 17 | 9.5 | 1.9 | R-454B | 650
215864301 | MAINLINE | ML36HP230LCMH-O | ML36HP230RS485AHU-I |  | Split System | 36000 | 17.2 | 9.5 | 2.06 | R-454B | 650
215864291 | MAINLINE | ML18HP230NEX-O | ML18HP230AHU-I |  | Split System | 18000 | 18.5 | 9.8 | 2.3 | R-454B | 650
215864299 | MAINLINE | ML48HP230LCM-O | ML48HP230RS485AHU-I |  | Split System | 48000 | 17.7 | 10 | 1.9 | R-454B | 650
215864297 | MAINLINE | ML33HP230NEXH-O | ML36HP230AHU-I |  | Split System | 33000 | 16.5 | 10 | 2 | R-454B | 650
215866617 | KADEN | KOB-HH-UUX24HP-2AAMA | KIB-UUX24AH-2AAMA |  | Split System | 23000 | 18.3 | 10 | 1.87 | R-454B | 650
215864311 | MAINLINE | ML24HP230LMNTH-O | ML24HP230LMNTAHU-I |  | Split System | 23000 | 18.3 | 10 | 1.87 | R-454B | 650
215864296 | MAINLINE | ML24HP230NEXH-O | ML24HP230AHU-I |  | Split System | 23000 | 18.7 | 10 | 2.16 | R-454B | 650
215864302 | MAINLINE | ML48HP230LCMH-O | ML48HP230RS485AHU-I |  | Split System | 48000 | 17 | 10.2 | 2 | R-454B | 650
218432250 | ARMSTRONG AIR | A7CP21V24P-**A | (H,A,D)G9J*36+TXV | A80UH1E060A12X* | Split System | 23800 | 20 | 8.5 | 1.96 | R-454B | 650
218388219 | LENNOX | EL21KLV-024-230A** | L*31/37U+TXV | EL180UH040NE36A* | Split System | 23800 | 20 | 8.5 | 1.96 | R-454B | 650
218388220 | LENNOX | EL21KLV-024-230A** | LD19/25Z*+TXV | EL180UH060NE36A* | Split System | 23800 | 20 | 8.5 | 1.96 | R-454B | 650
218388221 | LENNOX | EL21KLV-024-230A** | L*18/36V*+TXV | EL180UH060NE36A* | Split System | 23800 | 20 | 8.5 | 1.96 | R-454B | 650
218388262 | LENNOX | EL21KLV-024-230A** | LH18/37R*+TXV | EL280UH070E36A* | Split System | 24000 | 20 | 8.5 | 1.98 | R-454B | 650
218388264 | LENNOX | EL21KLV-024-230A** | L*31/37U+TXV | EL280UH070E36A* | Split System | 24000 | 20 | 8.5 | 1.98 | R-454B | 650
218388362 | LENNOX | EL21KLV-024-230A** | LD24/35Z*+TXV | ML193UH045XE36B* | Split System | 23800 | 19 | 9 | 2.04 | R-454B | 650
218432317 | ARMSTRONG AIR | A7CP21V48P-**A | (H,A,D)G51*60+TXV | A80US2V110C20* | Split System | 47500 | 20 | 9.35 | 2.06 | R-454B | 650
218432316 | ARMSTRONG AIR | A7CP21V48P-**A | (H,A,D)G51*60+TXV | A80US2V100C20X* | Split System | 47500 | 20 | 9.35 | 2.08 | R-454B | 650
218394045 | LENNOX | EL21KLV-048-230A** | L*41/60Z+TXV | SL280UH090V60C* | Split System | 47500 | 20 | 9.35 | 2.1 | R-454B | 650
218432309 | ARMSTRONG AIR | A7CP21V48P-**A | (H,A,D)G51*60+TXV | A80UH2E110C16* | Split System | 47500 | 20 | 9.4 | 2.1 | R-454B | 650
218394033 | LENNOX | EL21KLV-048-230A** | L*41/60Z+TXV | ML180UH110E60C* | Split System | 47500 | 20 | 9.45 | 2.12 | R-454B | 650
218388320 | LENNOX | EL21KLV-024-230A** | L*31/37U+TXV | ML180UH045V36A* | Split System | 22800 | 19 | 9.5 | 2.08 | R-454B | 650
218388344 | LENNOX | EL21KLV-024-230A** | L*31/37U+TXV | ML180UH070V36B* | Split System | 23200 | 20 | 9.6 | 2.1 | R-454B | 650
218388345 | LENNOX | EL21KLV-024-230A** | LD19/25Z*+TXV | ML180UH070XE36A* | Split System | 23000 | 18 | 9.8 | 2.1 | R-454B | 650
218388321 | LENNOX | EL21KLV-024-230A** | LD19/25Z*+TXV | ML180UH070E36A* | Split System | 23000 | 18 | 9.8 | 2.1 | R-454B | 650
218388327 | LENNOX | EL21KLV-024-230A** | LD19/36Z*+TXV | ML180UH070E36B* | Split System | 23200 | 18 | 9.8 | 2.1 | R-454B | 650
218388330 | LENNOX | EL21KLV-024-230A** | LH29/36X*+TXV | ML180UH070E36B* | Split System | 23200 | 19 | 9.8 | 2.1 | R-454B | 650
218388354 | LENNOX | EL21KLV-024-230A** | LH29/36X*+TXV | ML180UH070XE36B* | Split System | 23200 | 19 | 9.8 | 2.1 | R-454B | 650
218388331 | LENNOX | EL21KLV-024-230A** | L*19/36U+TXV | ML180UH070E36B* | Split System | 23200 | 19 | 9.8 | 2.1 | R-454B | 650
218388356 | LENNOX | EL21KLV-024-230A** | L*31/37U+TXV | ML180UH070XE36B* | Split System | 23200 | 19 | 9.8 | 2.1 | R-454B | 650
218388419 | LENNOX | EL21KLV-024-230A** | L*19/36U*+TXV | SL280UH090V36B* | Split System | 23000 | 19 | 9.8 | 2.12 | R-454B | 650
218388420 | LENNOX | EL21KLV-024-230A** | L*19/36U+TXV | SL280UH090V36B* | Split System | 23000 | 19 | 9.8 | 2.12 | R-454B | 650
218138240 | RUUD | RD16AY36AJVC | D(A,C,E)36D3J+TDR | R801CA075421M | Split System | 31800 | 15.2 | 8.1 | 2.83 | R-454B | 650
218138408 | RUUD | RD16AY48AJVC | D(A,C,E)60B4J+TDR | R802V0754A17UH | Split System | 42000 | 16 | 8.1 | 2.42 | R-454B | 650
218138396 | RUUD | RD16AY48AJVC | D(A,C,E)60B4J+TDR | R801V1005A21UHU | Split System | 42000 | 16 | 8.1 | 2.42 | R-454B | 650
218138382 | RUUD | RD16AY48AJVC | D(A,C,E)60B4J+TDR | R801V0754A17UH | Split System | 42000 | 16 | 8.1 | 2.42 | R-454B | 650
218138386 | RUUD | RD16AY48AJVC | D(A,C,E)60B4J+TDR | R801V0755A21UH | Split System | 42000 | 16 | 8.1 | 2.43 | R-454B | 650
218138412 | RUUD | RD16AY48AJVC | D(A,C,E)60B4J+TDR | R802V0755A21UH | Split System | 42000 | 16 | 8.1 | 2.43 | R-454B | 650
218138424 | RUUD | RD16AY48AJVC | D(A,C,E)60B4J+TDR | R802V1505A24UH | Split System | 42000 | 16 | 8.1 | 2.57 | R-454B | 650
218138402 | RUUD | RD16AY48AJVC | D(A,C,E)60B4J+TDR | R801V1505A24UH | Split System | 42000 | 16 | 8.1 | 2.57 | R-454B | 650
218138422 | RUUD | RD16AY48AJVC | D(A,C,E)60B4J+TDR | R802V1255A24UH | Split System | 42000 | 16 | 8.1 | 2.57 | R-454B | 650
218138400 | RUUD | RD16AY48AJVC | D(A,C,E)60B4J+TDR | R801V1255A24UH | Split System | 42000 | 16 | 8.1 | 2.57 | R-454B | 650
218138398 | RUUD | RD16AY48AJVC | D(A,C,E)60B4J+TDR | R801V1255A24DZ | Split System | 42000 | 16 | 8.1 | 2.57 | R-454B | 650
218138394 | RUUD | RD16AY48AJVC | D(A,C,E)60B4J+TDR | R801V1005A21UHS | Split System | 42000 | 16 | 8.1 | 2.58 | R-454B | 650
218138384 | RUUD | RD16AY48AJVC | D(A,C,E)60B4J+TDR | R801V0755A21DZ | Split System | 42000 | 16 | 8.1 | 2.58 | R-454B | 650
218138392 | RUUD | RD16AY48AJVC | D(A,C,E)60B4J+TDR | R801V1005A21UHN | Split System | 42000 | 16 | 8.1 | 2.58 | R-454B | 650
218138410 | RUUD | RD16AY48AJVC | D(A,C,E)60B4J+TDR | R802V0755A21DZ | Split System | 42000 | 16 | 8.1 | 2.58 | R-454B | 650
218138243 | RUUD | RD16AY36AJVC | D(A,C,E)36A3J+TDR | R801V0503A14UH | Split System | 31000 | 16 | 8.1 | 2.7 | R-454B | 650
218138241 | RUUD | RD16AY36AJVC | D(A,C,E)36A3J+TDR | R801V0503A14DZ | Split System | 31000 | 16 | 8.1 | 2.7 | R-454B | 650
218138277 | RUUD | RD16AY36AJVC | D(A,C,E)36A3J+TDR | R802V0503A14DZ | Split System | 31000 | 16 | 8.1 | 2.7 | R-454B | 650
218138249 | RUUD | RD16AY36AJVC | D(A,C,E)36A3J+TDR | R801V0504A17UHU | Split System | 30800 | 16 | 8.1 | 2.72 | R-454B | 650
218138242 | RUUD | RD16AY36AJVC | D(A,C,E)36D3J+TDR | R801V0503A14DZ | Split System | 32200 | 16 | 8.1 | 2.76 | R-454B | 650
218138278 | RUUD | RD16AY36AJVC | D(A,C,E)36D3J+TDR | R802V0503A14DZ | Split System | 32200 | 16 | 8.1 | 2.76 | R-454B | 650
218138244 | RUUD | RD16AY36AJVC | D(A,C,E)36D3J+TDR | R801V0503A14UH | Split System | 32200 | 16 | 8.1 | 2.76 | R-454B | 650
218138280 | RUUD | RD16AY36AJVC | D(A,C,E)36D3J+TDR | R802V0503A14UH | Split System | 32200 | 16 | 8.1 | 2.76 | R-454B | 650
218138250 | RUUD | RD16AY36AJVC | D(A,C,E)36D3J+TDR | R801V0504A17UHU | Split System | 32000 | 16 | 8.1 | 2.78 | R-454B | 650
218138247 | RUUD | RD16AY36AJVC | D(A,C,E)36A3J+TDR | R801V0504A17UHS | Split System | 30600 | 16.5 | 8.1 | 2.63 | R-454B | 650
218138281 | RUUD | RD16AY36AJVC | D(A,C,E)36A3J+TDR | R802V0504A17UH | Split System | 30600 | 16.5 | 8.1 | 2.63 | R-454B | 650
218138251 | RUUD | RD16AY36AJVC | D(A,C,E)36A3J+TDR | R801V0704A17UH | Split System | 30600 | 16.5 | 8.1 | 2.63 | R-454B | 650
218138245 | RUUD | RD16AY36AJVC | D(A,C,E)36A3J+TDR | R801V0504A17UHN | Split System | 30600 | 16.5 | 8.1 | 2.63 | R-454B | 650
218138263 | RUUD | RD16AY36AJVC | D(A,C,E)36A3J+TDR | R801V1005A21DZ | Split System | 30600 | 16.5 | 8.1 | 2.76 | R-454B | 650
218138297 | RUUD | RD16AY36AJVC | D(A,C,E)36A3J+TDR | R802V1255A24DZ | Split System | 30600 | 16.5 | 8.1 | 2.76 | R-454B | 650
218138271 | RUUD | RD16AY36AJVC | D(A,C,E)36A3J+TDR | R801V1255A24DZ | Split System | 30600 | 16.5 | 8.1 | 2.76 | R-454B | 650
218138301 | RUUD | RD16AY36AJVC | D(A,C,E)36A3J+TDR | R802V1505A24UH | Split System | 30600 | 16.5 | 8.1 | 2.76 | R-454B | 650
218138285 | RUUD | RD16AY36AJVC | D(A,C,E)36A3J+TDR | R802V0754A17UH | Split System | 30600 | 16.5 | 8.1 | 2.76 | R-454B | 650
218138287 | RUUD | RD16AY36AJVC | D(A,C,E)36A3J+TDR | R802V0755A21DZ | Split System | 30600 | 16.5 | 8.1 | 2.76 | R-454B | 650
218138265 | RUUD | RD16AY36AJVC | D(A,C,E)36A3J+TDR | R801V1005A21UHN | Split System | 30600 | 16.5 | 8.1 | 2.76 | R-454B | 650
218138299 | RUUD | RD16AY36AJVC | D(A,C,E)36A3J+TDR | R802V1255A24UH | Split System | 30600 | 16.5 | 8.1 | 2.76 | R-454B | 650
218138267 | RUUD | RD16AY36AJVC | D(A,C,E)36A3J+TDR | R801V1005A21UHS | Split System | 30600 | 16.5 | 8.1 | 2.76 | R-454B | 650
218138255 | RUUD | RD16AY36AJVC | D(A,C,E)36A3J+TDR | R801V0754A17UH | Split System | 30600 | 16.5 | 8.1 | 2.76 | R-454B | 650
218138273 | RUUD | RD16AY36AJVC | D(A,C,E)36A3J+TDR | R801V1255A24UH | Split System | 30600 | 16.5 | 8.1 | 2.76 | R-454B | 650
218138289 | RUUD | RD16AY36AJVC | D(A,C,E)36A3J+TDR | R802V0755A21UH | Split System | 30600 | 16.5 | 8.1 | 2.76 | R-454B | 650
218138259 | RUUD | RD16AY36AJVC | D(A,C,E)36A3J+TDR | R801V0755A21UH | Split System | 30600 | 16.5 | 8.1 | 2.76 | R-454B | 650
218138295 | RUUD | RD16AY36AJVC | D(A,C,E)36A3J+TDR | R802V1005A21UH | Split System | 30600 | 16.5 | 8.1 | 2.76 | R-454B | 650
218138269 | RUUD | RD16AY36AJVC | D(A,C,E)36A3J+TDR | R801V1005A21UHU | Split System | 30600 | 16.5 | 8.1 | 2.76 | R-454B | 650
218138246 | RUUD | RD16AY36AJVC | D(A,C,E)36D3J+TDR | R801V0504A17UHN | Split System | 31800 | 17 | 8.1 | 2.72 | R-454B | 650
218138252 | RUUD | RD16AY36AJVC | D(A,C,E)36D3J+TDR | R801V0704A17UH | Split System | 31800 | 17 | 8.1 | 2.72 | R-454B | 650
218138282 | RUUD | RD16AY36AJVC | D(A,C,E)36D3J+TDR | R802V0504A17UH | Split System | 31800 | 17 | 8.1 | 2.72 | R-454B | 650
218138254 | RUUD | RD16AY36AJVC | D(A,C,E)36D3J+TDR | R801V0754A17DZ | Split System | 31800 | 17 | 8.1 | 2.86 | R-454B | 650
218138284 | RUUD | RD16AY36AJVC | D(A,C,E)36D3J+TDR | R802V0754A17DZ | Split System | 31800 | 17 | 8.1 | 2.86 | R-454B | 650
218138298 | RUUD | RD16AY36AJVC | D(A,C,E)36D3J+TDR | R802V1255A24DZ | Split System | 31800 | 17 | 8.1 | 2.82 | R-454B | 650
218138272 | RUUD | RD16AY36AJVC | D(A,C,E)36D3J+TDR | R801V1255A24DZ | Split System | 31800 | 17 | 8.1 | 2.82 | R-454B | 650
218138294 | RUUD | RD16AY36AJVC | D(A,C,E)36D3J+TDR | R802V1005A21DZ | Split System | 31800 | 17 | 8.1 | 2.82 | R-454B | 650
218138264 | RUUD | RD16AY36AJVC | D(A,C,E)36D3J+TDR | R801V1005A21DZ | Split System | 31800 | 17 | 8.1 | 2.82 | R-454B | 650
218138266 | RUUD | RD16AY36AJVC | D(A,C,E)36D3J+TDR | R801V1005A21UHN | Split System | 31800 | 17 | 8.1 | 2.83 | R-454B | 650
218138256 | RUUD | RD16AY36AJVC | D(A,C,E)36D3J+TDR | R801V0754A17UH | Split System | 31800 | 17 | 8.1 | 2.83 | R-454B | 650
218138258 | RUUD | RD16AY36AJVC | D(A,C,E)36D3J+TDR | R801V0755A21DZ | Split System | 31800 | 17 | 8.1 | 2.83 | R-454B | 650
218138274 | RUUD | RD16AY36AJVC | D(A,C,E)36D3J+TDR | R801V1255A24UH | Split System | 31800 | 17 | 8.1 | 2.83 | R-454B | 650
218138288 | RUUD | RD16AY36AJVC | D(A,C,E)36D3J+TDR | R802V0755A21DZ | Split System | 31800 | 17 | 8.1 | 2.83 | R-454B | 650
218138268 | RUUD | RD16AY36AJVC | D(A,C,E)36D3J+TDR | R801V1005A21UHS | Split System | 31800 | 17 | 8.1 | 2.83 | R-454B | 650
218138296 | RUUD | RD16AY36AJVC | D(A,C,E)36D3J+TDR | R802V1005A21UH | Split System | 31800 | 17 | 8.1 | 2.83 | R-454B | 650
218138300 | RUUD | RD16AY36AJVC | D(A,C,E)36D3J+TDR | R802V1255A24UH | Split System | 31800 | 17 | 8.1 | 2.83 | R-454B | 650
217617180 | ACIQ | ACIQ-36-HPD | ACIQ-MH36EU3VWEC |  | Split System | 33000 | 15.2 | 8.1 | 2.53 | R-454B | 650
218445319 | ARMSTRONG AIR | A7SCP18V36P-**A | (H,A,D)P42*36+TXV+TD |  | Split System | 33000 | 15.2 | 8.1 | 1.8 | R-454B | 650
218445326 | ARMSTRONG AIR | A7SCP18V36P-**A | (H,A,D)P13*36+TXV+TD |  | Split System | 33400 | 15.2 | 8.1 | 1.9 | R-454B | 650
218445322 | ARMSTRONG AIR | A7SCP18V36P-**A | (H,A,D)P74*36+TXV+TD |  | Split System | 33400 | 15.2 | 8.1 | 1.9 | R-454B | 650
218445309 | DUCANE | 7SCP18V36P-**A | (H,A,D)P42*36+TXV+TD |  | Split System | 33000 | 15.2 | 8.1 | 1.8 | R-454B | 650
218445318 | DUCANE | 7SCP18V36P-**A | (H,A,D)P13*36+TXV+TD |  | Split System | 33400 | 15.2 | 8.1 | 1.9 | R-454B | 650
218445314 | DUCANE | 7SCP18V36P-**A | (H,A,D)P74*36+TXV+TD |  | Split System | 33400 | 15.2 | 8.1 | 1.9 | R-454B | 650
218350273 | SAMSUNG | AC024FCUPCG | CV361**C+TXV+TD |  | Split System | 23000 | 16 | 8.1 | 1.81 | R-454B | 650
218350275 | SAMSUNG | AC024FCUPCG | CV367**C+TXV+TD |  | Split System | 23000 | 16 | 8.1 | 1.81 | R-454B | 650
218350274 | SAMSUNG | AC024FCUPCG | CV365**C+TXV+TD |  | Split System | 23000 | 16 | 8.1 | 1.81 | R-454B | 650
218619182 | HISENSE | AOH-36U3T24P | PL36H175P78*+TXV+TD |  | Split System | 34000 | 16 | 8.2 | 1.8 | R-454B | 650
218350264 | SAMSUNG | AC036FCUPCG | CV365**C+TXV+TD |  | Split System | 33000 | 15.2 | 8.3 | 1.76 | R-454B | 650
218445320 | ARMSTRONG AIR | A7SCP18V36P-**A | (H,A,D)P14*36+TXV+TD |  | Split System | 33600 | 15.2 | 8.4 | 1.78 | R-454B | 650
218445312 | DUCANE | 7SCP18V36P-**A | (H,A,D)P14*36+TXV+TD |  | Split System | 33600 | 15.2 | 8.4 | 1.78 | R-454B | 650
218445323 | ARMSTRONG AIR | A7SCP18V36P-**A | (H,A,D)P75*36+TXV+TD |  | Split System | 33800 | 15.2 | 8.45 | 1.8 | R-454B | 650
218445315 | DUCANE | 7SCP18V36P-**A | (H,A,D)P75*36+TXV+TD |  | Split System | 33800 | 15.2 | 8.45 | 1.8 | R-454B | 650
218350265 | SAMSUNG | AC036FCUPCG | CV366**C+TXV+TD |  | Split System | 33800 | 15.2 | 8.45 | 1.8 | R-454B | 650
218156628 | GE Appliances | NS18H60HA5*** | HE37*60+TXV+TD |  | Split System | 47500 | 15.2 | 8.5 | 1.84 | R-454B | 650
218445321 | ARMSTRONG AIR | A7SCP18V36P-**A | (H,A,D)P15*36+TXV+TD |  | Split System | 34000 | 15.2 | 8.5 | 1.8 | R-454B | 650
218445324 | ARMSTRONG AIR | A7SCP18V36P-**A | (H,A,D)P16*36+TXV+TD |  | Split System | 34000 | 15.2 | 8.5 | 1.8 | R-454B | 650
218445316 | DUCANE | 7SCP18V36P-**A | (H,A,D)P16*36+TXV+TD |  | Split System | 34000 | 15.2 | 8.5 | 1.8 | R-454B | 650
218445313 | DUCANE | 7SCP18V36P-**A | (H,A,D)P15*36+TXV+TD |  | Split System | 34000 | 15.2 | 8.5 | 1.8 | R-454B | 650
218445317 | DUCANE | 7SCP18V36P-**A | (H,A,D)P44*36+TXV+TD |  | Split System | 34000 | 15.2 | 8.5 | 1.8 | R-454B | 650
218632723 | FRIEDRICH | FPHFR48A3D | M60E36*+TXV+TD |  | Split System | 46500 | 15.2 | 8.5 | 1.75 | R-454B | 650
218632722 | FRIEDRICH | FPHFR48A3D | M48E36*+TXV+TD |  | Split System | 46500 | 15.2 | 8.5 | 1.75 | R-454B | 650
218632714 | FRIEDRICH | FPHFR48A3D | (H,R)G72*60+TXV+TD |  | Split System | 48000 | 15.2 | 8.5 | 1.75 | R-454B | 650
218632719 | FRIEDRICH | FPHFR48A3D | (H,R)G54*48+TXV+TD |  | Split System | 48000 | 15.2 | 8.5 | 1.75 | R-454B | 650
218632717 | FRIEDRICH | FPHFR48A3D | (H,R)G48*48+TXV+TD |  | Split System | 48000 | 15.2 | 8.5 | 1.75 | R-454B | 650
218632713 | FRIEDRICH | FPHFR48A3D | (H,R)G72*48+TXV+TD |  | Split System | 48000 | 15.2 | 8.5 | 1.75 | R-454B | 650
218632718 | FRIEDRICH | FPHFR48A3D | (H,R)G48*60+TXV+TD |  | Split System | 48000 | 15.2 | 8.5 | 1.75 | R-454B | 650
218632712 | FRIEDRICH | FPHFR48A3D | (H,R)G37*60+TXV+TD |  | Split System | 48000 | 15.2 | 8.5 | 1.75 | R-454B | 650
218632715 | FRIEDRICH | FPHFR48A3D | (H,R)G3K*48+TXV+TD |  | Split System | 48000 | 15.2 | 8.5 | 1.75 | R-454B | 650
218632720 | FRIEDRICH | FPHFR48A3D | (H,R)G54*60+TXV+TD |  | Split System | 48000 | 15.2 | 8.5 | 1.75 | R-454B | 650
218632716 | FRIEDRICH | FPHFR48A3D | (H,R)G3K*60+TXV+TD |  | Split System | 48000 | 15.2 | 8.5 | 1.75 | R-454B | 650
218619197 | HISENSE | AUW-48U3TH1(JCH) | HE35*48+TXV+TD |  | Split System | 47500 | 15.2 | 8.5 | 1.75 | R-454B | 650
218619201 | HISENSE | AUW-48U3TH1(JCH) | FE*BB9*48+TXV |  | Split System | 48000 | 15.2 | 8.5 | 1.75 | R-454B | 650
218619204 | HISENSE | AUW-48U3TH1(JCH) | FE*TT1*48+TXV |  | Split System | 48000 | 15.2 | 8.5 | 1.75 | R-454B | 650
218619202 | HISENSE | AUW-48U3TH1(JCH) | HE35*48+TXV+AEFE5* |  | Split System | 48000 | 15.2 | 8.5 | 1.75 | R-454B | 650
218619203 | HISENSE | AUW-48U3TH1(JCH) | HE35*48+TXV+AEFE4B* |  | Split System | 48000 | 15.2 | 8.5 | 1.75 | R-454B | 650
218362575 | LUXAIRE | HH824E2S11 | (H,Y)E33*30+TXV-BLEED+TD |  | Split System | 23000 | 15.2 | 8.5 | 2 | R-454B | 650
218362555 | LUXAIRE | HH824E2S11 | (H,Y)E33*36+TXV-BLEED+TD |  | Split System | 23000 | 15.2 | 8.5 | 2 | R-454B | 650
218445327 | DUCANE | 7SCP18V24P-**A | (H,A,D)P42*36+TXV+TD |  | Split System | 23800 | 15.8 | 8.5 | 1.78 | R-454B | 650
218445341 | ARMSTRONG AIR | A7SCP18V24P-**A | (H,A,D)P74*36+TXV+TD |  | Split System | 24000 | 15.8 | 8.5 | 1.8 | R-454B | 650
218445345 | ARMSTRONG AIR | A7SCP18V24P-**A | (H,A,D)P13*36+TXV+TD |  | Split System | 24000 | 15.8 | 8.5 | 1.8 | R-454B | 650
218445329 | DUCANE | 7SCP18V24P-**A | (H,A,D)P15*36+TXV+TD |  | Split System | 24000 | 15.8 | 8.5 | 1.8 | R-454B | 650
218445334 | DUCANE | 7SCP18V24P-**A | (H,A,D)P13*36+TXV+TD |  | Split System | 24000 | 15.8 | 8.5 | 1.8 | R-454B | 650
218445331 | DUCANE | 7SCP18V24P-**A | (H,A,D)P75*36+TXV+TD |  | Split System | 24000 | 15.8 | 8.5 | 1.8 | R-454B | 650
218445328 | DUCANE | 7SCP18V24P-**A | (H,A,D)P14*36+TXV+TD |  | Split System | 24000 | 15.8 | 8.5 | 1.8 | R-454B | 650
218445332 | DUCANE | 7SCP18V24P-**A | (H,A,D)P16*36+TXV+TD |  | Split System | 24000 | 15.8 | 8.5 | 1.8 | R-454B | 650
218445333 | DUCANE | 7SCP18V24P-**A | (H,A,D)P44*36+TXV+TD |  | Split System | 24000 | 15.8 | 8.5 | 1.8 | R-454B | 650
218445330 | DUCANE | 7SCP18V24P-**A | (H,A,D)P74*36+TXV+TD |  | Split System | 24000 | 15.8 | 8.5 | 1.8 | R-454B | 650
218524706 | FRASER-JOHNSTON | HH860E2S11 | CTM60C5CGS2 | TL8E100C20UH11 | Split System | 44000 | 18 | 9 | 2 | R-454B | 650
218524180 | FRASER-JOHNSTON | HH860E2S11 | CTU60C5XGS2+TXV | TL8E080C16UH11 | Split System | 44000 | 18 | 9 | 2 | R-454B | 650
218524580 | FRASER-JOHNSTON | HH860E2S11 | CTM60C5CGS2 | Z8ES120C20LMPS1 | Split System | 44000 | 18 | 9 | 2 | R-454B | 650
218524664 | FRASER-JOHNSTON | HH860E2S11 | CTM60C5CGS2 | TM8V080C16MP12 | Split System | 44000 | 18 | 9 | 2 | R-454B | 650
218524698 | FRASER-JOHNSTON | HH860E2S11 | CTM60C5CGS2 | TM8V100C20MP12 | Split System | 44000 | 18 | 9 | 2 | R-454B | 650
218524576 | FRASER-JOHNSTON | HH860E2S11 | CTM60C5CGS2 | Z8ES120C20SMPS1 | Split System | 44000 | 18 | 9 | 2 | R-454B | 650
218524476 | FRASER-JOHNSTON | HH860E2S11 | CTF60D5CGS2 | TM9V120D20MP12 | Split System | 44000 | 18 | 9 | 2 | R-454B | 650
218524676 | FRASER-JOHNSTON | HH860E2S11 | CTM60C5CGS2 | TP9C100C20MP13 | Split System | 44000 | 18 | 9 | 2 | R-454B | 650
218524694 | FRASER-JOHNSTON | HH860E2S11 | CTM60C5CGS2 | TM8V120C20MP12 | Split System | 44000 | 18 | 9 | 2 | R-454B | 650
218524480 | FRASER-JOHNSTON | HH860E2S11 | CTF60D5CGS2 | TP9C120D20MP13 | Split System | 44000 | 18 | 9 | 2 | R-454B | 650
218524176 | FRASER-JOHNSTON | HH860E2S11 | CTF60C5CGS2 | TL8E080C16UH11 | Split System | 44000 | 18 | 9 | 2 | R-454B | 650
218524668 | FRASER-JOHNSTON | HH860E2S11 | CTM60C5CGS2 | TL9E100C20UH11 | Split System | 44000 | 18 | 9 | 2 | R-454B | 650
218524672 | FRASER-JOHNSTON | HH860E2S11 | CTM60C5CGS2 | TM9V100C20MP12 | Split System | 44000 | 18 | 9 | 2 | R-454B | 650
218524710 | FRASER-JOHNSTON | HH860E2S11 | CTM60C5CGS2 | TL8E080C16UH11 | Split System | 44000 | 18 | 9 | 2 | R-454B | 650
218524288 | FRASER-JOHNSTON | HH860E2S11 | CTF60C5CGS2 | Z9ES080C20SMPS1 | Split System | 44500 | 18 | 9 | 2 | R-454B | 650
218524292 | FRASER-JOHNSTON | HH860E2S11 | CTU60C5XGS2+TXV | Z9ES080C20SMPS1 | Split System | 44500 | 18 | 9 | 2 | R-454B | 650
218524348 | FRASER-JOHNSTON | HH860E2S11 | CTU60C5XGS2+TXV | Z9ES080C16SMPS1 | Split System | 44500 | 18 | 9 | 2 | R-454B | 650
218524344 | FRASER-JOHNSTON | HH860E2S11 | CTF60C5CGS2 | Z9ES080C16SMPS1 | Split System | 44500 | 18 | 9 | 2 | R-454B | 650
218524132 | FRASER-JOHNSTON | HH860E2S11 | CTU60C5XGS2+TXV | TL8E100C20UH11 | Split System | 45000 | 18 | 9 | 2 | R-454B | 650
218524128 | FRASER-JOHNSTON | HH860E2S11 | CTF60C5CGS2 | TL8E100C20UH11 | Split System | 45000 | 18 | 9 | 2 | R-454B | 650
218524276 | FRASER-JOHNSTON | HH860E2S11 | CTF60C5CGS2 | Z8ES120C20LMPS1 | Split System | 45000 | 18 | 9 | 2 | R-454B | 650
218524272 | FRASER-JOHNSTON | HH860E2S11 | CTF60C5CGS2 | Z8ES120C20SMPS1 | Split System | 45000 | 18 | 9 | 2 | R-454B | 650
218524280 | FRASER-JOHNSTON | HH860E2S11 | CTU60C5XGS2+TXV | Z8ES120C20SMPS1 | Split System | 45000 | 18 | 9 | 2 | R-454B | 650
218524284 | FRASER-JOHNSTON | HH860E2S11 | CTU60C5XGS2+TXV | Z8ES120C20LMPS1 | Split System | 45000 | 18 | 9 | 2 | R-454B | 650
218524702 | FRASER-JOHNSTON | HH860E2S11 | CTM60C5CGS2 | Z9ES080C16SMPS1 | Split System | 45000 | 18 | 9 | 2 | R-454B | 650
218524614 | FRASER-JOHNSTON | HH860E2S11 | CTM60C5CGS2 | Z9ES100C16SMPS1 | Split System | 45500 | 18 | 9 | 2 | R-454B | 650
218524336 | FRASER-JOHNSTON | HH860E2S11 | CTF60C5CGS2 | Z9ES100C20SMPS1 | Split System | 45500 | 18 | 9 | 2 | R-454B | 650
218524340 | FRASER-JOHNSTON | HH860E2S11 | CTU60C5XGS2+TXV | Z9ES100C20SMPS1 | Split System | 45500 | 18 | 9 | 2 | R-454B | 650
218524564 | FRASER-JOHNSTON | HH860E2S11 | CTM60C5CGS2 | Z9ES100C20SMPS1 | Split System | 45500 | 18 | 9 | 2 | R-454B | 650
218524504 | FRASER-JOHNSTON | HH860E2S11 | CTF60D5CGS2 | Z9ES120D20SMPS1 | Split System | 46000 | 18 | 9 | 2 | R-454B | 650
218524722 | FRASER-JOHNSTON | HH860E2S11 | CTM60D5CGS2 | Z9ES120D20SMPS1 | Split System | 46000 | 18 | 9 | 2 | R-454B | 650
218600211 | KENMORE | HH836E2S11* | CTM36B5CDS2 | Z8VT080B12SMPC1 | Split System | 33000 | 18 | 9 | 2 | R-454B | 650
218599936 | KENMORE | HH836E2S11* | CTF36B5ADS2 | Z8VT080B12SMPC1 | Split System | 33000 | 18 | 9 | 2 | R-454B | 650
218600210 | KENMORE | HH836E2S11* | CTM36B5ADS2 | Z8VT080B12SMPC1 | Split System | 33000 | 18 | 9 | 2 | R-454B | 650
218600200 | KENMORE | HH836E2S11* | CTM36B5ADS2+JMC12B2SN1 |  | Split System | 33200 | 18 | 9 | 2 | R-454B | 650
218600201 | KENMORE | HH836E2S11* | CTM36B5CDS2+JMC12B2SN1 |  | Split System | 33200 | 18 | 9 | 2 | R-454B | 650
218600060 | KENMORE | HH836E2S11* | CTF36C5ADS2 | Z8VT100C16SMPC1 | Split System | 33800 | 18 | 9 | 2 | R-454B | 650
218600061 | KENMORE | HH836E2S11* | CTF36C5CDS2 | Z8VT100C16SMPC1 | Split System | 33800 | 18 | 9 | 2 | R-454B | 650
218600057 | KENMORE | HH836E2S11* | CTF36C5CDS2 | Z8VT080C16SMPC1 | Split System | 34000 | 18 | 9 | 2 | R-454B | 650
218600448 | KENMORE | HH860E2S11* | CTM60C5CGS2 | Z8ES120C20LMPS1* | Split System | 44000 | 18 | 9 | 2 | R-454B | 650
218600447 | KENMORE | HH860E2S11* | CTM60C5CGS2 | Z8ES120C20SMPS1* | Split System | 44000 | 18 | 9 | 2 | R-454B | 650
218600400 | KENMORE | HH860E2S11* | CTF60C5CGS2 | Z9ES080C20SMPS1* | Split System | 44500 | 18 | 9 | 2 | R-454B | 650
218600401 | KENMORE | HH860E2S11* | CTU60C5XGS2+TXV | Z9ES080C20SMPS1* | Split System | 44500 | 18 | 9 | 2 | R-454B | 650
218600414 | KENMORE | HH860E2S11* | CTU60C5XGS2+TXV | Z9ES080C16SMPS1* | Split System | 44500 | 18 | 9 | 2 | R-454B | 650
218600413 | KENMORE | HH860E2S11* | CTF60C5CGS2 | Z9ES080C16SMPS1* | Split System | 44500 | 18 | 9 | 2 | R-454B | 650
218600396 | KENMORE | HH860E2S11* | CTF60C5CGS2 | Z8ES120C20SMPS1* | Split System | 45000 | 18 | 9 | 2 | R-454B | 650
218600397 | KENMORE | HH860E2S11* | CTF60C5CGS2 | Z8ES120C20LMPS1* | Split System | 45000 | 18 | 9 | 2 | R-454B | 650
218600464 | KENMORE | HH860E2S11* | CTM60C5CGS2 | Z9ES080C16SMPS1* | Split System | 45000 | 18 | 9 | 2 | R-454B | 650
218600454 | KENMORE | HH860E2S11* | CTM60C5CGS2 | Z9ES100C16SMPS1* | Split System | 45500 | 18 | 9 | 2 | R-454B | 650
218600412 | KENMORE | HH860E2S11* | CTU60C5XGS2+TXV | Z9ES100C20SMPS1* | Split System | 45500 | 18 | 9 | 2 | R-454B | 650
218600411 | KENMORE | HH860E2S11* | CTF60C5CGS2 | Z9ES100C20SMPS1* | Split System | 45500 | 18 | 9 | 2 | R-454B | 650
218600444 | KENMORE | HH860E2S11* | CTM60C5CGS2 | Z9ES100C20SMPS1* | Split System | 45500 | 18 | 9 | 2 | R-454B | 650
218600470 | KENMORE | HH860E2S11* | CTM60D5CGS2 | Z9ES120D20SMPS1* | Split System | 46000 | 18 | 9 | 2 | R-454B | 650
218600434 | KENMORE | HH860E2S11* | CTF60D5CGS2 | Z9ES120D20SMPS1* | Split System | 46000 | 18 | 9 | 2 | R-454B | 650
218522675 | LUXAIRE | HH836E2S11 | CTM36B5CDS2 | Z8VT080B12SMPC1 | Split System | 33000 | 18 | 9 | 2 | R-454B | 650
218522671 | LUXAIRE | HH836E2S11 | CTM36B5ADS2 | Z8VT080B12SMPC1 | Split System | 33000 | 18 | 9 | 2 | R-454B | 650
218521255 | LUXAIRE | HH836E2S11 | CTF36B5ADS2 | Z8VT080B12SMPC1 | Split System | 33000 | 18 | 9 | 2 | R-454B | 650
218521259 | LUXAIRE | HH836E2S11 | CTF36B5CDS2 | Z8VT080B12SMPC1 | Split System | 33000 | 18 | 9 | 2 | R-454B | 650
218521263 | LUXAIRE | HH836E2S11 | CTU36B5XDS2+TXV | Z8VT080B12SMPC1 | Split System | 33000 | 18 | 9 | 2 | R-454B | 650
218522601 | LUXAIRE | HH836E2S11 | CTM36B5CDS2+JMC12B2SN1 |  | Split System | 33200 | 18 | 9 | 2 | R-454B | 650
218522597 | LUXAIRE | HH836E2S11 | CTM36B5ADS2+JMC12B2SN1 |  | Split System | 33200 | 18 | 9 | 2 | R-454B | 650
218522577 | LUXAIRE | HH836E2S11 | CTM36B5CDS2+JMVT12BC2N1 |  | Split System | 33200 | 18 | 9 | 2 | R-454B | 650
218521817 | LUXAIRE | HH836E2S11 | CTF36C5ADS2 | Z8VT100C20SMPC1 | Split System | 33600 | 18 | 9 | 2 | R-454B | 650
218521841 | LUXAIRE | HH836E2S11 | CTF36C5ADS2 | Z8VT100C16SMPC1 | Split System | 33800 | 18 | 9 | 2 | R-454B | 650
218521845 | LUXAIRE | HH836E2S11 | CTF36C5CDS2 | Z8VT100C16SMPC1 | Split System | 33800 | 18 | 9 | 2 | R-454B | 650
218521825 | LUXAIRE | HH836E2S11 | CTF36C5ADS2 | Z8VT080C16SMPC1 | Split System | 34000 | 18 | 9 | 2 | R-454B | 650
218521829 | LUXAIRE | HH836E2S11 | CTF36C5CDS2 | Z8VT080C16SMPC1 | Split System | 34000 | 18 | 9 | 2 | R-454B | 650
218524223 | LUXAIRE | HH860E2S11 | CTU60C5XGS2+TXV | TM8V080C16MP12 | Split System | 43500 | 18 | 9 | 2 | R-454B | 650
218524391 | LUXAIRE | HH860E2S11 | CTF60C5CGS2 | TM9V100C16MP12 | Split System | 43500 | 18 | 9 | 2 | R-454B | 650
218524637 | LUXAIRE | HH860E2S11 | CTM60C5CGS2 | LP9C100C16MP13 | Split System | 43500 | 18 | 9 | 2 | R-454B | 650
218524211 | LUXAIRE | HH860E2S11 | CTF60C5CGS2 | TM8V100C16MP12 | Split System | 43500 | 18 | 9 | 2 | R-454B | 650
218524629 | LUXAIRE | HH860E2S11 | CTM60C5CGS2 | TM9V100C16MP12 | Split System | 43500 | 18 | 9 | 2 | R-454B | 650
218524395 | LUXAIRE | HH860E2S11 | CTF60C5CGS2 | TP9C100C16MP13 | Split System | 43500 | 18 | 9 | 2 | R-454B | 650
218524409 | LUXAIRE | HH860E2S11 | CTU60C5XGS2+TXV | LP9C100C16MP13 | Split System | 43500 | 18 | 9 | 2 | R-454B | 650
218524405 | LUXAIRE | HH860E2S11 | CTU60C5XGS2+TXV | TP9C100C16MP13 | Split System | 43500 | 18 | 9 | 2 | R-454B | 650
218524219 | LUXAIRE | HH860E2S11 | CTU60C5XGS2+TXV | TM8V100C16MP12 | Split System | 43500 | 18 | 9 | 2 | R-454B | 650
218524399 | LUXAIRE | HH860E2S11 | CTF60C5CGS2 | LP9C100C16MP13 | Split System | 43500 | 18 | 9 | 2 | R-454B | 650
218524633 | LUXAIRE | HH860E2S11 | CTM60C5CGS2 | TP9C100C16MP13 | Split System | 43500 | 18 | 9 | 2 | R-454B | 650
218524215 | LUXAIRE | HH860E2S11 | CTF60C5CGS2 | TM8V080C16MP12 | Split System | 43500 | 18 | 9 | 2 | R-454B | 650
218524401 | LUXAIRE | HH860E2S11 | CTU60C5XGS2+TXV | TM9V100C16MP12 | Split System | 43500 | 18 | 9 | 2 | R-454B | 650
218524705 | LUXAIRE | HH860E2S11 | CTM60C5CGS2 | TL8E100C20UH11 | Split System | 44000 | 18 | 9 | 2 | R-454B | 650
218524741 | LUXAIRE | HH860E2S11 | CTM60D5CGS2 | LP9C120D20MP13 | Split System | 44000 | 18 | 9 | 2 | R-454B | 650
218524737 | LUXAIRE | HH860E2S11 | CTM60D5CGS2 | TP9C120D20MP13 | Split System | 44000 | 18 | 9 | 2 | R-454B | 650
218524733 | LUXAIRE | HH860E2S11 | CTM60D5CGS2 | TM9V120D20MP12 | Split System | 44000 | 18 | 9 | 2 | R-454B | 650
218524479 | LUXAIRE | HH860E2S11 | CTF60D5CGS2 | TP9C120D20MP13 | Split System | 44000 | 18 | 9 | 2 | R-454B | 650
218524579 | LUXAIRE | HH860E2S11 | CTM60C5CGS2 | Z8ES120C20LMPS1 | Split System | 44000 | 18 | 9 | 2 | R-454B | 650
218524659 | LUXAIRE | HH860E2S11 | CTM60C5CGS2 | TM8V100C16MP12 | Split System | 44000 | 18 | 9 | 2 | R-454B | 650
218524663 | LUXAIRE | HH860E2S11 | CTM60C5CGS2 | TM8V080C16MP12 | Split System | 44000 | 18 | 9 | 2 | R-454B | 650
218524679 | LUXAIRE | HH860E2S11 | CTM60C5CGS2 | LP9C100C20MP13 | Split System | 44000 | 18 | 9 | 2 | R-454B | 650
218524179 | LUXAIRE | HH860E2S11 | CTU60C5XGS2+TXV | TL8E080C16UH11 | Split System | 44000 | 18 | 9 | 2 | R-454B | 650
218524667 | LUXAIRE | HH860E2S11 | CTM60C5CGS2 | TL9E100C20UH11 | Split System | 44000 | 18 | 9 | 2 | R-454B | 650
218524483 | LUXAIRE | HH860E2S11 | CTF60D5CGS2 | LP9C120D20MP13 | Split System | 44000 | 18 | 9 | 2 | R-454B | 650
218524697 | LUXAIRE | HH860E2S11 | CTM60C5CGS2 | TM8V100C20MP12 | Split System | 44000 | 18 | 9 | 2 | R-454B | 650
218524475 | LUXAIRE | HH860E2S11 | CTF60D5CGS2 | TM9V120D20MP12 | Split System | 44000 | 18 | 9 | 2 | R-454B | 650
218524709 | LUXAIRE | HH860E2S11 | CTM60C5CGS2 | TL8E080C16UH11 | Split System | 44000 | 18 | 9 | 2 | R-454B | 650
218524671 | LUXAIRE | HH860E2S11 | CTM60C5CGS2 | TM9V100C20MP12 | Split System | 44000 | 18 | 9 | 2 | R-454B | 650
218524693 | LUXAIRE | HH860E2S11 | CTM60C5CGS2 | TM8V120C20MP12 | Split System | 44000 | 18 | 9 | 2 | R-454B | 650
218524575 | LUXAIRE | HH860E2S11 | CTM60C5CGS2 | Z8ES120C20SMPS1 | Split System | 44000 | 18 | 9 | 2 | R-454B | 650
218524675 | LUXAIRE | HH860E2S11 | CTM60C5CGS2 | TP9C100C20MP13 | Split System | 44000 | 18 | 9 | 2 | R-454B | 650
218524287 | LUXAIRE | HH860E2S11 | CTF60C5CGS2 | Z9ES080C20SMPS1 | Split System | 44500 | 18 | 9 | 2 | R-454B | 650
218524291 | LUXAIRE | HH860E2S11 | CTU60C5XGS2+TXV | Z9ES080C20SMPS1 | Split System | 44500 | 18 | 9 | 2 | R-454B | 650
218524343 | LUXAIRE | HH860E2S11 | CTF60C5CGS2 | Z9ES080C16SMPS1 | Split System | 44500 | 18 | 9 | 2 | R-454B | 650
218524347 | LUXAIRE | HH860E2S11 | CTU60C5XGS2+TXV | Z9ES080C16SMPS1 | Split System | 44500 | 18 | 9 | 2 | R-454B | 650
218524127 | LUXAIRE | HH860E2S11 | CTF60C5CGS2 | TL8E100C20UH11 | Split System | 45000 | 18 | 9 | 2 | R-454B | 650
218524131 | LUXAIRE | HH860E2S11 | CTU60C5XGS2+TXV | TL8E100C20UH11 | Split System | 45000 | 18 | 9 | 2 | R-454B | 650
218524283 | LUXAIRE | HH860E2S11 | CTU60C5XGS2+TXV | Z8ES120C20LMPS1 | Split System | 45000 | 18 | 9 | 2 | R-454B | 650
218524271 | LUXAIRE | HH860E2S11 | CTF60C5CGS2 | Z8ES120C20SMPS1 | Split System | 45000 | 18 | 9 | 2 | R-454B | 650
218524275 | LUXAIRE | HH860E2S11 | CTF60C5CGS2 | Z8ES120C20LMPS1 | Split System | 45000 | 18 | 9 | 2 | R-454B | 650
218524279 | LUXAIRE | HH860E2S11 | CTU60C5XGS2+TXV | Z8ES120C20SMPS1 | Split System | 45000 | 18 | 9 | 2 | R-454B | 650
218524701 | LUXAIRE | HH860E2S11 | CTM60C5CGS2 | Z9ES080C16SMPS1 | Split System | 45000 | 18 | 9 | 2 | R-454B | 650
218524613 | LUXAIRE | HH860E2S11 | CTM60C5CGS2 | Z9ES100C16SMPS1 | Split System | 45500 | 18 | 9 | 2 | R-454B | 650
218524335 | LUXAIRE | HH860E2S11 | CTF60C5CGS2 | Z9ES100C20SMPS1 | Split System | 45500 | 18 | 9 | 2 | R-454B | 650
218524339 | LUXAIRE | HH860E2S11 | CTU60C5XGS2+TXV | Z9ES100C20SMPS1 | Split System | 45500 | 18 | 9 | 2 | R-454B | 650
218524563 | LUXAIRE | HH860E2S11 | CTM60C5CGS2 | Z9ES100C20SMPS1 | Split System | 45500 | 18 | 9 | 2 | R-454B | 650
218524721 | LUXAIRE | HH860E2S11 | CTM60D5CGS2 | Z9ES120D20SMPS1 | Split System | 46000 | 18 | 9 | 2 | R-454B | 650
218524503 | LUXAIRE | HH860E2S11 | CTF60D5CGS2 | Z9ES120D20SMPS1 | Split System | 46000 | 18 | 9 | 2 | R-454B | 650
218522507 | CHAMPION HEATING AND COOLING | HH836E2S11 | CTF48C5CFS2 | Z8ET120C20LMPS1 | Split System | 32600 | 19 | 9 | 2 | R-454B | 650
218522511 | CHAMPION HEATING AND COOLING | HH836E2S11 | CTU48C5XFS2+TXV | Z8ET120C20LMPS1 | Split System | 32600 | 19 | 9 | 2 | R-454B | 650
218522523 | CHAMPION HEATING AND COOLING | HH836E2S11 | CTF48C5CFS2 | Z8ET080C16LMPS1 | Split System | 32800 | 19 | 9 | 2 | R-454B | 650
218522527 | CHAMPION HEATING AND COOLING | HH836E2S11 | CTU48C5XFS2+TXV | Z8ET080C16LMPS1 | Split System | 32800 | 19 | 9 | 2 | R-454B | 650
218521791 | CHAMPION HEATING AND COOLING | HH836E2S11 | CTM48C5CFS2 | Z8ET080C16LMPS1 | Split System | 32800 | 19 | 9 | 2 | R-454B | 650
218521787 | CHAMPION HEATING AND COOLING | HH836E2S11 | CTM48C5CFS2 | Z8ET120C20LMPS1 | Split System | 32800 | 19 | 9 | 2 | R-454B | 650
218522467 | CHAMPION HEATING AND COOLING | HH836E2S11 | CTF48C5CFS2 | Z8VT100C20SMPC1 | Split System | 32800 | 19 | 9 | 2 | R-454B | 650
218521779 | CHAMPION HEATING AND COOLING | HH836E2S11 | CTM48C5CFS2 | Z8VT100C20SMPC1 | Split System | 32800 | 19 | 9 | 2 | R-454B | 650
218522483 | CHAMPION HEATING AND COOLING | HH836E2S11 | CTF48C5CFS2 | Z8VT100C16SMPC1 | Split System | 32800 | 19 | 9 | 2 | R-454B | 650
218521775 | CHAMPION HEATING AND COOLING | HH836E2S11 | CTM48C5CFS2 | Z8VT100C16SMPC1 | Split System | 32800 | 19 | 9 | 2 | R-454B | 650
218522503 | CHAMPION HEATING AND COOLING | HH836E2S11 | CTU48C5XFS2+TXV | Z8ET100C20LMPS1 | Split System | 33000 | 19 | 9 | 2 | R-454B | 650
218522499 | CHAMPION HEATING AND COOLING | HH836E2S11 | CTF48C5CFS2 | Z8ET100C20LMPS1 | Split System | 33000 | 19 | 9 | 2 | R-454B | 650
218521269 | CHAMPION HEATING AND COOLING | HH836E2S11 | CTF36B5ADS2 | Z8ET080B12LMPS1 | Split System | 33200 | 19 | 9 | 2 | R-454B | 650
218521277 | CHAMPION HEATING AND COOLING | HH836E2S11 | CTU36B5XDS2+TXV | Z8ET080B12LMPS1 | Split System | 33200 | 19 | 9 | 2 | R-454B | 650
218521273 | CHAMPION HEATING AND COOLING | HH836E2S11 | CTF36B5CDS2 | Z8ET080B12LMPS1 | Split System | 33200 | 19 | 9 | 2 | R-454B | 650
218521799 | CHAMPION HEATING AND COOLING | HH836E2S11 | CTM48C5CFS2 | Z8ET100C20LMPS1 | Split System | 33200 | 19 | 9 | 2 | R-454B | 650
218521321 | CHAMPION HEATING AND COOLING | HH836E2S11 | CTM36C5ADS2 | Z8ET120C20LMPS1 | Split System | 33400 | 19 | 9 | 2 | R-454B | 650
218521325 | CHAMPION HEATING AND COOLING | HH836E2S11 | CTM36C5CDS2 | Z8ET120C20LMPS1 | Split System | 33400 | 19 | 9 | 2 | R-454B | 650
218521855 | CHAMPION HEATING AND COOLING | HH836E2S11 | CTF36C5CDS2 | Z8ET120C20LMPS1 | Split System | 33400 | 19 | 9 | 2 | R-454B | 650
218521851 | CHAMPION HEATING AND COOLING | HH836E2S11 | CTF36C5ADS2 | Z8ET120C20LMPS1 | Split System | 33400 | 19 | 9 | 2 | R-454B | 650
218522495 | CHAMPION HEATING AND COOLING | HH836E2S11 | CTU48C5XFS2+TXV | Z8VT120C20SMPC1 | Split System | 33400 | 19 | 9 | 2 | R-454B | 650
218522475 | CHAMPION HEATING AND COOLING | HH836E2S11 | CTF48C5CFS2 | Z8VT080C16SMPC1 | Split System | 33400 | 19 | 9 | 2 | R-454B | 650
218522479 | CHAMPION HEATING AND COOLING | HH836E2S11 | CTU48C5XFS2+TXV | Z8VT080C16SMPC1 | Split System | 33400 | 19 | 9 | 2 | R-454B | 650
218522491 | CHAMPION HEATING AND COOLING | HH836E2S11 | CTF48C5CFS2 | Z8VT120C20SMPC1 | Split System | 33400 | 19 | 9 | 2 | R-454B | 650
218521771 | CHAMPION HEATING AND COOLING | HH836E2S11 | CTM48C5CFS2 | Z8VT080C16SMPC1 | Split System | 33400 | 19 | 9 | 2 | R-454B | 650
218522515 | CHAMPION HEATING AND COOLING | HH836E2S11 | CTF48C5CFS2 | Z8ET100C16LMPS1 | Split System | 33600 | 19 | 9 | 2 | R-454B | 650
218522519 | CHAMPION HEATING AND COOLING | HH836E2S11 | CTU48C5XFS2+TXV | Z8ET100C16LMPS1 | Split System | 33600 | 19 | 9 | 2 | R-454B | 650
218521795 | CHAMPION HEATING AND COOLING | HH836E2S11 | CTM48C5CFS2 | Z8ET100C16LMPS1 | Split System | 33600 | 19 | 9 | 2 | R-454B | 650
218521317 | CHAMPION HEATING AND COOLING | HH836E2S11 | CTM36C5CDS2 | Z8ET100C20LMPS1 | Split System | 33800 | 19 | 9 | 2 | R-454B | 650
218521337 | CHAMPION HEATING AND COOLING | HH836E2S11 | CTM36C5ADS2 | Z8VT120C20SMPC1 | Split System | 33800 | 19 | 9 | 2 | R-454B | 650
218521313 | CHAMPION HEATING AND COOLING | HH836E2S11 | CTM36C5ADS2 | Z8ET100C20LMPS1 | Split System | 33800 | 19 | 9 | 2 | R-454B | 650
218521815 | CHAMPION HEATING AND COOLING | HH836E2S11 | CTF36C5CDS2 | Z8ET100C20LMPS1 | Split System | 33800 | 19 | 9 | 2 | R-454B | 650
218521341 | CHAMPION HEATING AND COOLING | HH836E2S11 | CTM36C5CDS2 | Z8VT120C20SMPC1 | Split System | 33800 | 19 | 9 | 2 | R-454B | 650
218521811 | CHAMPION HEATING AND COOLING | HH836E2S11 | CTF36C5ADS2 | Z8ET100C20LMPS1 | Split System | 33800 | 19 | 9 | 2 | R-454B | 650
218521237 | CHAMPION HEATING AND COOLING | HH836E2S11 | CTF36B5CDS2+JMVT12BC2N1 |  | Split System | 34000 | 19 | 9 | 2 | R-454B | 650
218521739 | CHAMPION HEATING AND COOLING | HH836E2S11 | CTM48C5CFS2 | Z8ES120C16SMPS1 | Split System | 34000 | 19 | 9 | 2 | R-454B | 650
218521221 | CHAMPION HEATING AND COOLING | HH836E2S11 | CTF36B5ADS2+JMC12B2SN1 |  | Split System | 34000 | 19 | 9 | 2 | R-454B | 650
218521241 | CHAMPION HEATING AND COOLING | HH836E2S11 | CTU36B5XDS2+JMVT12BC2N1+TXV |  | Split System | 34000 | 19 | 9 | 2 | R-454B | 650
218521657 | CHAMPION HEATING AND COOLING | HH836E2S11 | CTM48C5CFS2+JMVT16CC2N1 |  | Split System | 34000 | 19 | 9 | 2 | R-454B | 650
218521225 | CHAMPION HEATING AND COOLING | HH836E2S11 | CTF36B5CDS2+JMC12B2SN1 |  | Split System | 34000 | 19 | 9 | 2 | R-454B | 650
218521743 | CHAMPION HEATING AND COOLING | HH836E2S11 | CTM48C5CFS2 | Z8ES120C16LMPS1 | Split System | 34000 | 19 | 9 | 2 | R-454B | 650
218521233 | CHAMPION HEATING AND COOLING | HH836E2S11 | CTF36B5ADS2+JMVT12BC2N1 |  | Split System | 34000 | 19 | 9 | 2 | R-454B | 650
218521229 | CHAMPION HEATING AND COOLING | HH836E2S11 | CTU36B5XDS2+JMC12B2SN1+TXV |  | Split System | 34000 | 19 | 9 | 2 | R-454B | 650
218521645 | CHAMPION HEATING AND COOLING | HH836E2S11 | CTM48C5AFS2+JMC17C2SN1 |  | Split System | 34000 | 19 | 9 | 2 | R-454B | 650
218521649 | CHAMPION HEATING AND COOLING | HH836E2S11 | CTM48C5CFS2+JMC17C2SN1 |  | Split System | 34000 | 19 | 9 | 2 | R-454B | 650
218522443 | CHAMPION HEATING AND COOLING | HH836E2S11 | CTF48C5CFS2 | Z8ES120C16SMPS1 | Split System | 34000 | 19 | 9 | 2 | R-454B | 650
218522451 | CHAMPION HEATING AND COOLING | HH836E2S11 | CTU48C5XFS2+TXV | Z8ES120C16SMPS1 | Split System | 34000 | 19 | 9 | 2 | R-454B | 650
218522447 | CHAMPION HEATING AND COOLING | HH836E2S11 | CTF48C5CFS2 | Z8ES120C16LMPS1 | Split System | 34000 | 19 | 9 | 2 | R-454B | 650
218521641 | CHAMPION HEATING AND COOLING | HH836E2S11 | CTM48C5CFS2+JMVT17CC2N1 |  | Split System | 34000 | 19 | 9 | 2 | R-454B | 650
218521637 | CHAMPION HEATING AND COOLING | HH836E2S11 | CTM48C5AFS2+JMVT17CC2N1 |  | Split System | 34000 | 19 | 9 | 2 | R-454B | 650
218521357 | CHAMPION HEATING AND COOLING | HH836E2S11 | CTM36C5CDS2+JMVT16CC2N1 |  | Split System | 34400 | 19 | 9 | 2 | R-454B | 650
218521405 | CHAMPION HEATING AND COOLING | HH836E2S11 | CTM36C5CDS2+JMC16C2SN1 |  | Split System | 34400 | 19 | 9 | 2 | R-454B | 650
218521939 | CHAMPION HEATING AND COOLING | HH836E2S11 | CTF36C5CDS2+JMC17C2SN1 |  | Split System | 34400 | 19 | 9 | 2 | R-454B | 650
218521545 | CHAMPION HEATING AND COOLING | HH836E2S11 | CTM36C5ADS2+JMVT17CC2N1 |  | Split System | 34400 | 19 | 9 | 2 | R-454B | 650
218521361 | CHAMPION HEATING AND COOLING | HH836E2S11 | CTM36C5ADS2+JMC17C2SN1 |  | Split System | 34400 | 19 | 9 | 2 | R-454B | 650
218521549 | CHAMPION HEATING AND COOLING | HH836E2S11 | CTM36C5CDS2+JMVT17CC2N1 |  | Split System | 34400 | 19 | 9 | 2 | R-454B | 650
218521365 | CHAMPION HEATING AND COOLING | HH836E2S11 | CTM36C5CDS2+JMC17C2SN1 |  | Split System | 34400 | 19 | 9 | 2 | R-454B | 650
218521353 | CHAMPION HEATING AND COOLING | HH836E2S11 | CTM36C5ADS2+JMVT16CC2N1 |  | Split System | 34400 | 19 | 9 | 2 | R-454B | 650
218521935 | CHAMPION HEATING AND COOLING | HH836E2S11 | CTF36C5ADS2+JMC17C2SN1 |  | Split System | 34400 | 19 | 9 | 2 | R-454B | 650
218521661 | CHAMPION HEATING AND COOLING | HH836E2S11 | CTM48C5AFS2+JMC16C2SN1 |  | Split System | 34400 | 19 | 9 | 2 | R-454B | 650
218521665 | CHAMPION HEATING AND COOLING | HH836E2S11 | CTM48C5CFS2+JMC16C2SN1 |  | Split System | 34400 | 19 | 9 | 2 | R-454B | 650
218522367 | CHAMPION HEATING AND COOLING | HH836E2S11 | CTU48C5XFS2+JMC17C2SN1+TXV |  | Split System | 34400 | 19 | 9 | 2 | R-454B | 650
218522419 | CHAMPION HEATING AND COOLING | HH836E2S11 | CTU48C5XFS2+JMVT17CC2N1+TXV |  | Split System | 34400 | 19 | 9 | 2 | R-454B | 650
218522407 | CHAMPION HEATING AND COOLING | HH836E2S11 | CTU48C5XFS2+JMVT16CC2N1+TXV |  | Split System | 34400 | 19 | 9 | 2 | R-454B | 650
218522363 | CHAMPION HEATING AND COOLING | HH836E2S11 | CTF48C5CFS2+JMC17C2SN1 |  | Split System | 34400 | 19 | 9 | 2 | R-454B | 650
218522395 | CHAMPION HEATING AND COOLING | HH836E2S11 | CTU48C5XFS2+JMC16C2SN1+TXV |  | Split System | 34400 | 19 | 9 | 2 | R-454B | 650
218522415 | CHAMPION HEATING AND COOLING | HH836E2S11 | CTF48C5CFS2+JMVT17CC2N1 |  | Split System | 34400 | 19 | 9 | 2 | R-454B | 650
218522399 | CHAMPION HEATING AND COOLING | HH836E2S11 | CTF48C5AFS2+JMVT16CC2N1 |  | Split System | 34400 | 19 | 9 | 2 | R-454B | 650
218522359 | CHAMPION HEATING AND COOLING | HH836E2S11 | CTF48C5AFS2+JMC17C2SN1 |  | Split System | 34400 | 19 | 9 | 2 | R-454B | 650
218522411 | CHAMPION HEATING AND COOLING | HH836E2S11 | CTF48C5AFS2+JMVT17CC2N1 |  | Split System | 34400 | 19 | 9 | 2 | R-454B | 650
218522391 | CHAMPION HEATING AND COOLING | HH836E2S11 | CTF48C5CFS2+JMC16C2SN1 |  | Split System | 34400 | 19 | 9 | 2 | R-454B | 650
218522387 | CHAMPION HEATING AND COOLING | HH836E2S11 | CTF48C5AFS2+JMC16C2SN1 |  | Split System | 34400 | 19 | 9 | 2 | R-454B | 650
218522403 | CHAMPION HEATING AND COOLING | HH836E2S11 | CTF48C5CFS2+JMVT16CC2N1 |  | Split System | 34400 | 19 | 9 | 2 | R-454B | 650
218522091 | CHAMPION HEATING AND COOLING | HH836E2S11 | CTF36C5ADS2+JMVT17CC2N1 |  | Split System | 34800 | 19 | 9 | 2 | R-454B | 650
218522095 | CHAMPION HEATING AND COOLING | HH836E2S11 | CTF36C5CDS2+JMVT17CC2N1 |  | Split System | 34800 | 19 | 9 | 2 | R-454B | 650
218522083 | CHAMPION HEATING AND COOLING | HH836E2S11 | CTF36C5ADS2+JMVT16CC2N1 |  | Split System | 34800 | 19 | 9 | 2 | R-454B | 650
218522099 | CHAMPION HEATING AND COOLING | HH836E2S11 | CTF36C5ADS2+JMC16C2SN1 |  | Split System | 34800 | 19 | 9 | 2 | R-454B | 650
215850923 | COLEMAN | HH860E2S11 | C(A,C,D,E)48A3K+TDR | TM9E120D20MP12 | Split System | 40500 | 16.5 | 8.1 | 2 | R-454B | 650
215850913 | COLEMAN | HH860E2S11 | C(A,C,D,E)48A3K+TDR | TM9E100C20MP12 | Split System | 41000 | 16.5 | 8.1 | 2 | R-454B | 650
215850893 | COLEMAN | HH860E2S11 | C(A,C,D,E)48A3K+TDR | TM9E080C20MP12 | Split System | 41500 | 16.5 | 8.1 | 2 | R-454B | 650
215851104 | COLEMAN | HH860E2S11 | C(A,C,D,E)48A3K+TDR | TMLV120C20MP12 | Split System | 40000 | 17.5 | 8.1 | 2 | R-454B | 650
215850883 | COLEMAN | HH860E2S11 | C(A,C,D,E)48A3K+TDR | TM9E080C16MP12 | Split System | 40000 | 17.5 | 8.1 | 2 | R-454B | 650
215850903 | COLEMAN | HH860E2S11 | C(A,C,D,E)48A3K+TDR | TM9E100C16MP12 | Split System | 40000 | 17.5 | 8.1 | 2 | R-454B | 650
215849946 | COLEMAN | HH824E2S11 | C(A,C,D,E)24A3K+TDR | TM9E060B12MP12 | Split System | 21600 | 17 | 8.1 | 2 | R-454B | 650
215851092 | COLEMAN | HH860E2S11 | C(A,C,D,E)48A3K+TDR | TMLV100C16MP12 | Split System | 39500 | 16.5 | 8.1 | 2 | R-454B | 650
215851099 | COLEMAN | HH860E2S11 | D(A,C,E)60A3K+TDR | TMLV100C16MP12 | Split System | 40500 | 16.5 | 8.1 | 2 | R-454B | 650
215851094 | COLEMAN | HH860E2S11 | C(A,C,D,E)60A3K+TDR | TMLV100C16MP12 | Split System | 40500 | 16.5 | 8.1 | 2 | R-454B | 650
215849959 | COLEMAN | HH824E2S11 | C(A,C,D,E)24A3K+TDR | TM9E080B12MP12 | Split System | 21600 | 17 | 8.1 | 2 | R-454B | 650
215849969 | COLEMAN | HH824E2S11 | D(A,C,E)36A3K+TDR | TM9E080B12MP12 | Split System | 22200 | 17 | 8.1 | 2 | R-454B | 650
215849956 | COLEMAN | HH824E2S11 | D(A,C,E)36A3K+TDR | TM9E060B12MP12 | Split System | 22200 | 17 | 8.1 | 2 | R-454B | 650
215849935 | COLEMAN | HH824E2S11 | C(A,C,D,E)24A3K+TDR | TM9E060A10MP12 | Split System | 20000 | 16.5 | 8.5 | 2 | R-454B | 650
215849923 | COLEMAN | HH824E2S11 | C(A,C,D,E)24A3K+TDR | TM9E040A10MP12 | Split System | 20200 | 16.5 | 8.5 | 2 | R-454B | 650
215849943 | COLEMAN | HH824E2S11 | D(A,C,E)36A3K+TDR | TM9E060A10MP12 | Split System | 20600 | 16.5 | 8.5 | 2 | R-454B | 650
215849919 | COLEMAN | HH824E2S11 | D(A,C,E)36A3K+TDR | TM9E026A08MP12 | Split System | 20800 | 16.5 | 8.5 | 2 | R-454B | 650
215849932 | COLEMAN | HH824E2S11 | D(A,C,E)36A3K+TDR | TM9E040A10MP12 | Split System | 20800 | 16.5 | 8.5 | 2 | R-454B | 650
215849916 | COLEMAN | HH824E2S11 | D(A,C,E)24C3K+TDR | TM9E026A08MP12 | Split System | 21000 | 16.5 | 8.5 | 2 | R-454B | 650
215850528 | COLEMAN | HH836E2S11 | C(A,C,D,E)36B3K+TDR | TMLV100C16MP12 | Split System | 31000 | 18 | 8.5 | 2 | R-454B | 650
215850420 | COLEMAN | HH836E2S11 | C(A,C,D,E)36B3K+TDR | TM9E100C16MP12 | Split System | 31000 | 18 | 8.5 | 2 | R-454B | 650
215851113 | COLEMAN | HH860E2S11 | D(A,C,E)60A3K+TDR | TMLV120C20MP12 | Split System | 41000 | 18 | 8.5 | 2 | R-454B | 650
215851107 | COLEMAN | HH860E2S11 | C(A,C,D,E)60A3K+TDR | TMLV120C20MP12 | Split System | 41000 | 18 | 8.5 | 2 | R-454B | 650
215850889 | COLEMAN | HH860E2S11 | D(A,C,E)60A3K+TDR | TM9E080C16MP12 | Split System | 41000 | 18 | 8.5 | 2 | R-454B | 650
215850885 | COLEMAN | HH860E2S11 | C(A,C,D,E)60A3K+TDR | TM9E080C16MP12 | Split System | 41000 | 18 | 8.5 | 2 | R-454B | 650
215850909 | COLEMAN | HH860E2S11 | D(A,C,E)60A3K+TDR | TM9E100C16MP12 | Split System | 41000 | 18 | 8.5 | 2 | R-454B | 650
215850905 | COLEMAN | HH860E2S11 | C(A,C,D,E)60A3K+TDR | TM9E100C16MP12 | Split System | 41000 | 18 | 8.5 | 2 | R-454B | 650
215850928 | COLEMAN | HH860E2S11 | C(A,C,D,E)60B3K+TDR | TM9E120D20MP12 | Split System | 42000 | 17 | 8.5 | 2 | R-454B | 650
215850932 | COLEMAN | HH860E2S11 | D(A,C,E)60B3K+TDR | TM9E120D20MP12 | Split System | 42000 | 17 | 8.5 | 2 | R-454B | 650
215850921 | COLEMAN | HH860E2S11 | D(A,C,E)60B3K+TDR | TM9E100C20MP12 | Split System | 42500 | 17 | 8.5 | 2 | R-454B | 650
215850917 | COLEMAN | HH860E2S11 | C(A,C,D,E)60B3K+TDR | TM9E100C20MP12 | Split System | 42500 | 17 | 8.5 | 2 | R-454B | 650
215850897 | COLEMAN | HH860E2S11 | C(A,C,D,E)60B3K+TDR | TM9E080C20MP12 | Split System | 43000 | 17 | 8.5 | 2 | R-454B | 650
215850901 | COLEMAN | HH860E2S11 | D(A,C,E)60B3K+TDR | TM9E080C20MP12 | Split System | 43000 | 17 | 8.5 | 2 | R-454B | 650
215849962 | COLEMAN | HH824E2S11 | C(A,C,D,E)24C3K+TDR | TM9E080B12MP12 | Split System | 22200 | 17 | 8.5 | 2 | R-454B | 650
215849952 | COLEMAN | HH824E2S11 | D(A,C,E)24C3K+TDR | TM9E060B12MP12 | Split System | 22400 | 17 | 8.5 | 2 | R-454B | 650
215849938 | COLEMAN | HH824E2S11 | C(A,C,D,E)24C3K+TDR | TM9E060A10MP12 | Split System | 20600 | 16.5 | 9 | 2 | R-454B | 650
215849926 | COLEMAN | HH824E2S11 | C(A,C,D,E)24C3K+TDR | TM9E040A10MP12 | Split System | 20600 | 16.5 | 9 | 2 | R-454B | 650
215849940 | COLEMAN | HH824E2S11 | D(A,C,E)24C3K+TDR | TM9E060A10MP12 | Split System | 20800 | 16.5 | 9 | 2 | R-454B | 650
215849913 | COLEMAN | HH824E2S11 | C(A,C,D,E)24C3K+TDR | TM9E026A08MP12 | Split System | 20800 | 16.5 | 9 | 2 | R-454B | 650
216735991 | ARCOAIRE | D5CUHAH24AAK | EA*5X37M21A* | *96VTN0401712B* | Split System | 23000 | 16 | 8.5 | 1.96 | R-454B | 650
216735861 | ARCOAIRE | D5CUHAH24AAK | EA*5X37M21A* | *96VSN0401712B* | Split System | 23000 | 16 | 8.5 | 1.96 | R-454B | 650
216737738 | ARCOAIRE | D5CUHAH24AAK | ESH5X30M12A* | *95MSU1002122A* | Split System | 23000 | 16 | 8.5 | 1.96 | R-454B | 650
217969666 | BRYANT HEATING AND COOLING SYSTEMS | 37MUHAQ36AA3+TIC2025-0016 | FEVB0048**+NAVA54801CK |  | Split System | 38000 | 16 | 8.5 | 1.75 | R-454B | 650
216737221 | BRYANT HEATING AND COOLING SYSTEMS | 37MUHAQ24AA3 | CSAH*3012AM* | 83*SB48060M17*** | Split System | 22800 | 16 | 8.5 | 1.96 | R-454B | 650
216737713 | BRYANT HEATING AND COOLING SYSTEMS | 37MUHAQ24AA3 | CSAH*3012AM* | 935SB60080M21*** | Split System | 22800 | 16 | 8.5 | 1.96 | R-454B | 650
216737232 | BRYANT HEATING AND COOLING SYSTEMS | 37MUHAQ24AA3 | CSAH*3012AM* | 83*SB60080M21*** | Split System | 22800 | 16 | 8.5 | 1.96 | R-454B | 650
216735858 | BRYANT HEATING AND COOLING SYSTEMS | 37MUHAQ24AA3 | CAA**3721AM* | 926SB36040V17*** | Split System | 23000 | 16 | 8.5 | 1.96 | R-454B | 650
216735987 | BRYANT HEATING AND COOLING SYSTEMS | 37MUHAQ24AA3 | CAA**3721AM* | 926TC36040V17*** | Split System | 23000 | 16 | 8.5 | 1.96 | R-454B | 650
216737735 | BRYANT HEATING AND COOLING SYSTEMS | 37MUHAQ24AA3 | CSAH*3012AM* | 935SB66100M21*** | Split System | 23000 | 16 | 8.5 | 1.96 | R-454B | 650
217969665 | CARRIER | 37MUHAQ36AA3+TIC2025-0016 | FEVB0048**+NAVA54801CK |  | Split System | 38000 | 16 | 8.5 | 1.75 | R-454B | 650
218452576 | CARRIER | 37MUHAQ24AA3 | FM(C,U)5S24**AL* |  | Split System | 22800 | 16 | 8.5 | 2 | R-454B | 650
216737237 | COMFORTMAKER | D5CUHAH24AAK | ESH5X30M12A* | *80MSU0802120A* | Split System | 22800 | 16 | 8.5 | 1.96 | R-454B | 650
216737226 | COMFORTMAKER | D5CUHAH24AAK | ESH5X30M12A* | *80MSU0601716A* | Split System | 22800 | 16 | 8.5 | 1.96 | R-454B | 650
216737718 | COMFORTMAKER | D5CUHAH24AAK | ESH5X30M12A* | *95MSU0802120A* | Split System | 22800 | 16 | 8.5 | 1.96 | R-454B | 650
216735992 | COMFORTMAKER | D5CUHAH24AAK | EA*5X37M21A* | *96VTN0401712B* | Split System | 23000 | 16 | 8.5 | 1.96 | R-454B | 650
216735862 | COMFORTMAKER | D5CUHAH24AAK | EA*5X37M21A* | *96VSN0401712B* | Split System | 23000 | 16 | 8.5 | 1.96 | R-454B | 650
216737739 | COMFORTMAKER | D5CUHAH24AAK | ESH5X30M12A* | *95MSU1002122A* | Split System | 23000 | 16 | 8.5 | 1.96 | R-454B | 650
216737238 | DAY & NIGHT | D5CUHAH24AAK | ESH5X30M12A* | *80MSU0802120A* | Split System | 22800 | 16 | 8.5 | 1.96 | R-454B | 650
216737227 | DAY & NIGHT | D5CUHAH24AAK | ESH5X30M12A* | *80MSU0601716A* | Split System | 22800 | 16 | 8.5 | 1.96 | R-454B | 650
216737719 | DAY & NIGHT | D5CUHAH24AAK | ESH5X30M12A* | *95MSU0802120A* | Split System | 22800 | 16 | 8.5 | 1.96 | R-454B | 650
216735993 | DAY & NIGHT | D5CUHAH24AAK | EA*5X37M21A* | *96VTN0401712B* | Split System | 23000 | 16 | 8.5 | 1.96 | R-454B | 650
216735863 | DAY & NIGHT | D5CUHAH24AAK | EA*5X37M21A* | *96VSN0401712B* | Split System | 23000 | 16 | 8.5 | 1.96 | R-454B | 650
216737740 | DAY & NIGHT | D5CUHAH24AAK | ESH5X30M12A* | *95MSU1002122A* | Split System | 23000 | 16 | 8.5 | 1.96 | R-454B | 650
216737715 | HEIL | D5CUHAH24AAK | ESH5X30M12A* | *95MSU0802120A* | Split System | 22800 | 16 | 8.5 | 1.96 | R-454B | 650
216737234 | HEIL | D5CUHAH24AAK | ESH5X30M12A* | *80MSU0802120A* | Split System | 22800 | 16 | 8.5 | 1.96 | R-454B | 650
216737223 | HEIL | D5CUHAH24AAK | ESH5X30M12A* | *80MSU0601716A* | Split System | 22800 | 16 | 8.5 | 1.96 | R-454B | 650
216735989 | HEIL | D5CUHAH24AAK | EA*5X37M21A* | *96VTN0401712B* | Split System | 23000 | 16 | 8.5 | 1.96 | R-454B | 650
216735859 | HEIL | D5CUHAH24AAK | EA*5X37M21A* | *96VSN0401712B* | Split System | 23000 | 16 | 8.5 | 1.96 | R-454B | 650
216737736 | HEIL | D5CUHAH24AAK | ESH5X30M12A* | *95MSU1002122A* | Split System | 23000 | 16 | 8.5 | 1.96 | R-454B | 650
216737720 | KEEPRITE | D5CUHAH24AAK | ESH5X30M12A* | *95MSU0802120A* | Split System | 22800 | 16 | 8.5 | 1.96 | R-454B | 650
216737239 | KEEPRITE | D5CUHAH24AAK | ESH5X30M12A* | *80MSU0802120A* | Split System | 22800 | 16 | 8.5 | 1.96 | R-454B | 650
216737228 | KEEPRITE | D5CUHAH24AAK | ESH5X30M12A* | *80MSU0601716A* | Split System | 22800 | 16 | 8.5 | 1.96 | R-454B | 650
216735994 | KEEPRITE | D5CUHAH24AAK | EA*5X37M21A* | *96VTN0401712B* | Split System | 23000 | 16 | 8.5 | 1.96 | R-454B | 650
216735864 | KEEPRITE | D5CUHAH24AAK | EA*5X37M21A* | *96VSN0401712B* | Split System | 23000 | 16 | 8.5 | 1.96 | R-454B | 650
216737741 | KEEPRITE | D5CUHAH24AAK | ESH5X30M12A* | *95MSU1002122A* | Split System | 23000 | 16 | 8.5 | 1.96 | R-454B | 650
216737222 | PAYNE HEATING AND COOLING | 37MUHAQ24AA3 | CSAH*3012AM* | PG80MSUA48060B** | Split System | 22800 | 16 | 8.5 | 1.96 | R-454B | 650
216737714 | PAYNE HEATING AND COOLING | 37MUHAQ24AA3 | CSAH*3012AM* | PG95MSUA60080C** | Split System | 22800 | 16 | 8.5 | 1.96 | R-454B | 650
216737233 | PAYNE HEATING AND COOLING | 37MUHAQ24AA3 | CSAH*3012AM* | PG80MSUA60080C** | Split System | 22800 | 16 | 8.5 | 1.96 | R-454B | 650
216735988 | PAYNE HEATING AND COOLING | 37MUHAQ24AA3 | CAA**3721AM* | PG96VTAB36040B** | Split System | 23000 | 16 | 8.5 | 1.96 | R-454B | 650
216737229 | SMART COMFORT | D5CUHAH24AAK | ESH5X30M12A* | *80MSU0601716A* | Split System | 22800 | 16 | 8.5 | 1.96 | R-454B | 650
216737240 | SMART COMFORT | D5CUHAH24AAK | ESH5X30M12A* | *80MSU0802120A* | Split System | 22800 | 16 | 8.5 | 1.96 | R-454B | 650
216737721 | SMART COMFORT | D5CUHAH24AAK | ESH5X30M12A* | *95MSU0802120A* | Split System | 22800 | 16 | 8.5 | 1.96 | R-454B | 650
216735995 | SMART COMFORT | D5CUHAH24AAK | EA*5X37M21A* | *96VTN0401712B* | Split System | 23000 | 16 | 8.5 | 1.96 | R-454B | 650
216735865 | SMART COMFORT | D5CUHAH24AAK | EA*5X37M21A* | *96VSN0401712B* | Split System | 23000 | 16 | 8.5 | 1.96 | R-454B | 650
216737230 | TEMPSTAR | D5CUHAH24AAK | ESH5X30M12A* | *80MSU0601716A* | Split System | 22800 | 16 | 8.5 | 1.96 | R-454B | 650
216737241 | TEMPSTAR | D5CUHAH24AAK | ESH5X30M12A* | *80MSU0802120A* | Split System | 22800 | 16 | 8.5 | 1.96 | R-454B | 650
216737722 | TEMPSTAR | D5CUHAH24AAK | ESH5X30M12A* | *95MSU0802120A* | Split System | 22800 | 16 | 8.5 | 1.96 | R-454B | 650
216735866 | TEMPSTAR | D5CUHAH24AAK | EA*5X37M21A* | *96VSN0401712B* | Split System | 23000 | 16 | 8.5 | 1.96 | R-454B | 650
216735996 | TEMPSTAR | D5CUHAH24AAK | EA*5X37M21A* | *96VTN0401712B* | Split System | 23000 | 16 | 8.5 | 1.96 | R-454B | 650
216737742 | TEMPSTAR | D5CUHAH24AAK | ESH5X30M12A* | *95MSU1002122A* | Split System | 23000 | 16 | 8.5 | 1.96 | R-454B | 650
215864762 | AMERICAN STANDARD | 5A6V8X60A1 | 5TXCD010AS3 | S9V2D120U5PSC+LRP | Split System | 54500 | 18.1 | 8.5 | 2 | R-454B | 650
215865016 | AMERICAN STANDARD | 5A6V8X60A1 | 5PX*D010AS3 | S9V2D120U5PSC+LRP | Split System | 54500 | 18.1 | 8.5 | 2 | R-454B | 650
215864546 | AMERICAN STANDARD | 5A6V8X36A1 | 5PX*C007AS3 | S9V2C100U4VSB+LRP | Split System | 33000 | 18.1 | 8.5 | 2.1 | R-454B | 650
215864554 | AMERICAN STANDARD | 5A6V8X36A1 | 5PX*C007AS3 | S9V2C100U5PSC+LRP | Split System | 33000 | 18.1 | 8.5 | 2.1 | R-454B | 650
215864544 | AMERICAN STANDARD | 5A6V8X36A1 | 5PX*C007AS3 | S9V2C080U5PSC+LRP | Split System | 33000 | 18.1 | 8.5 | 2.1 | R-454B | 650
215864892 | AMERICAN STANDARD | 5A6V8X48A1 | 5PX*D010AS3 | S9V2C100U4VSB+LRP | Split System | 46000 | 18.1 | 8.5 | 2.1 | R-454B | 650
215864894 | AMERICAN STANDARD | 5A6V8X48A1 | 5PX*D010AS3 | S9V2C080U5PSC+LRP | Split System | 46000 | 18.1 | 8.5 | 2.1 | R-454B | 650
215864890 | AMERICAN STANDARD | 5A6V8X48A1 | 5PX*D010AS3 | S9V2C100U5PSC+LRP | Split System | 46000 | 18.1 | 8.5 | 2.1 | R-454B | 650
215864940 | AMERICAN STANDARD | 5A6V8X48A1 | 5TXCC009AS3 | S9V2C100U4VSB+LRP | Split System | 46000 | 18.1 | 8.5 | 2.1 | R-454B | 650
215864946 | AMERICAN STANDARD | 5A6V8X48A1 | 5TXCC009AS3 | S9V2C100U5PSC+LRP | Split System | 46000 | 18.1 | 8.5 | 2.1 | R-454B | 650
215864842 | AMERICAN STANDARD | 5A6V8X48A1 | 5PX*C009AS3 | S9V2C100U5PSC+LRP | Split System | 46000 | 18.1 | 8.5 | 2.1 | R-454B | 650
215864828 | AMERICAN STANDARD | 5A6V8X48A1 | 5PX*C009AS3 | S9V2C100U4VSB+LRP | Split System | 46000 | 18.1 | 8.5 | 2.1 | R-454B | 650
215864846 | AMERICAN STANDARD | 5A6V8X48A1 | 5PX*CD09AS3 | S9V2C100D5PSC+LRP | Split System | 46000 | 18.1 | 8.5 | 2.1 | R-454B | 650
215864858 | AMERICAN STANDARD | 5A6V8X48A1 | 5PX*CD09AS3 | S9V2C100D4VSB+LRP | Split System | 46000 | 18.1 | 8.5 | 2.1 | R-454B | 650
215864980 | AMERICAN STANDARD | 5A6V8X48A1 | 5TXCD010AS3 | S9V2C100U4VSB+LRP | Split System | 46500 | 18.1 | 8.5 | 2.1 | R-454B | 650
215864982 | AMERICAN STANDARD | 5A6V8X48A1 | 5TXCD010AS3 | S9V2C080U5PSC+LRP | Split System | 46500 | 18.1 | 8.5 | 2.1 | R-454B | 650
215864986 | AMERICAN STANDARD | 5A6V8X48A1 | 5TXCD010AS3 | S9V2C100U5PSC+LRP | Split System | 46500 | 18.1 | 8.5 | 2.1 | R-454B | 650
215865015 | TRANE | 5TWV8X60A1 | 5PX*D010AS3 | S9V2D120U5PSC+LRP | Split System | 54500 | 18.1 | 8.5 | 2 | R-454B | 650
215864761 | TRANE | 5TWV8X60A1 | 5TXCD010AS3 | S9V2D120U5PSC+LRP | Split System | 54500 | 18.1 | 8.5 | 2 | R-454B | 650
215864553 | TRANE | 5TWV8X36A1 | 5PX*C007AS3 | S9V2C100U5PSC+LRP | Split System | 33000 | 18.1 | 8.5 | 2.1 | R-454B | 650
215864545 | TRANE | 5TWV8X36A1 | 5PX*C007AS3 | S9V2C100U4VSB+LRP | Split System | 33000 | 18.1 | 8.5 | 2.1 | R-454B | 650
215864543 | TRANE | 5TWV8X36A1 | 5PX*C007AS3 | S9V2C080U5PSC+LRP | Split System | 33000 | 18.1 | 8.5 | 2.1 | R-454B | 650
215864857 | TRANE | 5TWV8X48A1 | 5PX*CD09AS3 | S9V2C100D4VSB+LRP | Split System | 46000 | 18.1 | 8.5 | 2.1 | R-454B | 650
215864889 | TRANE | 5TWV8X48A1 | 5PX*D010AS3 | S9V2C100U5PSC+LRP | Split System | 46000 | 18.1 | 8.5 | 2.1 | R-454B | 650
215864841 | TRANE | 5TWV8X48A1 | 5PX*C009AS3 | S9V2C100U5PSC+LRP | Split System | 46000 | 18.1 | 8.5 | 2.1 | R-454B | 650
215864827 | TRANE | 5TWV8X48A1 | 5PX*C009AS3 | S9V2C100U4VSB+LRP | Split System | 46000 | 18.1 | 8.5 | 2.1 | R-454B | 650
215864893 | TRANE | 5TWV8X48A1 | 5PX*D010AS3 | S9V2C080U5PSC+LRP | Split System | 46000 | 18.1 | 8.5 | 2.1 | R-454B | 650
215864939 | TRANE | 5TWV8X48A1 | 5TXCC009AS3 | S9V2C100U4VSB+LRP | Split System | 46000 | 18.1 | 8.5 | 2.1 | R-454B | 650
215864891 | TRANE | 5TWV8X48A1 | 5PX*D010AS3 | S9V2C100U4VSB+LRP | Split System | 46000 | 18.1 | 8.5 | 2.1 | R-454B | 650
215864845 | TRANE | 5TWV8X48A1 | 5PX*CD09AS3 | S9V2C100D5PSC+LRP | Split System | 46000 | 18.1 | 8.5 | 2.1 | R-454B | 650
215864945 | TRANE | 5TWV8X48A1 | 5TXCC009AS3 | S9V2C100U5PSC+LRP | Split System | 46000 | 18.1 | 8.5 | 2.1 | R-454B | 650
215864985 | TRANE | 5TWV8X48A1 | 5TXCD010AS3 | S9V2C100U5PSC+LRP | Split System | 46500 | 18.1 | 8.5 | 2.1 | R-454B | 650
215864981 | TRANE | 5TWV8X48A1 | 5TXCD010AS3 | S9V2C080U5PSC+LRP | Split System | 46500 | 18.1 | 8.5 | 2.1 | R-454B | 650
215864979 | TRANE | 5TWV8X48A1 | 5TXCD010AS3 | S9V2C100U4VSB+LRP | Split System | 46500 | 18.1 | 8.5 | 2.1 | R-454B | 650
216736106 | AIRQUEST | D5CUHAH24AAK | EA*5X37M21A* | OMV098J12* | Split System | 23200 | 15.2 | 8.5 | 1.98 | R-454B | 650
216739070 | AIRQUEST | D5CUHAH24AAK | F5MA5*36L*B* |  | Split System | 24000 | 15.2 | 8.5 | 1.98 | R-454B | 650
216739011 | AIRQUEST | D5CUHAH24AAK | FEVB0036**+NAVA53601CK |  | Split System | 24000 | 15.2 | 8.5 | 1.98 | R-454B | 650
216739069 | AIRQUEST | D5CUHAH24AAK | FHMA5*36L*B* |  | Split System | 24000 | 15.2 | 8.5 | 1.98 | R-454B | 650
216736107 | ARCOAIRE | D5CUHAH24AAK | EA*5X37M21A* | OMV098J12* | Split System | 23200 | 15.2 | 8.5 | 1.98 | R-454B | 650
216739072 | ARCOAIRE | D5CUHAH24AAK | F5MA5*36L*B* |  | Split System | 24000 | 15.2 | 8.5 | 1.98 | R-454B | 650
216739071 | ARCOAIRE | D5CUHAH24AAK | FHMA5*36L*B* |  | Split System | 24000 | 15.2 | 8.5 | 1.98 | R-454B | 650
216739012 | ARCOAIRE | D5CUHAH24AAK | FEVB0036**+NAVA53601CK |  | Split System | 24000 | 15.2 | 8.5 | 1.98 | R-454B | 650
216736104 | BRYANT HEATING AND COOLING SYSTEMS | 37MUHAQ24AA3 | CAA**3721AM* | OVMAAB036098 | Split System | 23200 | 15.2 | 8.5 | 1.98 | R-454B | 650
216739065 | BRYANT HEATING AND COOLING SYSTEMS | 37MUHAQ24AA3 | F55AA*B36L* |  | Split System | 24000 | 15.2 | 8.5 | 1.98 | R-454B | 650
216739008 | BRYANT HEATING AND COOLING SYSTEMS | 37MUHAQ24AA3 | FEVB0036**+NAVA53601CK |  | Split System | 24000 | 15.2 | 8.5 | 1.98 | R-454B | 650
216739064 | BRYANT HEATING AND COOLING SYSTEMS | 37MUHAQ24AA3 | PF5MN*B36L* |  | Split System | 24000 | 15.2 | 8.5 | 1.98 | R-454B | 650
216739063 | BRYANT HEATING AND COOLING SYSTEMS | 37MUHAQ24AA3 | FJ5AN*B36L* |  | Split System | 24000 | 15.2 | 8.5 | 1.98 | R-454B | 650
216736108 | COMFORTMAKER | D5CUHAH24AAK | EA*5X37M21A* | OMV098J12* | Split System | 23200 | 15.2 | 8.5 | 1.98 | R-454B | 650
216739013 | COMFORTMAKER | D5CUHAH24AAK | FEVB0036**+NAVA53601CK |  | Split System | 24000 | 15.2 | 8.5 | 1.98 | R-454B | 650
216739073 | COMFORTMAKER | D5CUHAH24AAK | FHMA5*36L*B* |  | Split System | 24000 | 15.2 | 8.5 | 1.98 | R-454B | 650
216739074 | COMFORTMAKER | D5CUHAH24AAK | F5MA5*36L*B* |  | Split System | 24000 | 15.2 | 8.5 | 1.98 | R-454B | 650
216736109 | DAY & NIGHT | D5CUHAH24AAK | EA*5X37M21A* | OMV098J12* | Split System | 23200 | 15.2 | 8.5 | 1.98 | R-454B | 650
216739014 | DAY & NIGHT | D5CUHAH24AAK | FEVB0036**+NAVA53601CK |  | Split System | 24000 | 15.2 | 8.5 | 1.98 | R-454B | 650
216739076 | DAY & NIGHT | D5CUHAH24AAK | F5MA5*36L*B* |  | Split System | 24000 | 15.2 | 8.5 | 1.98 | R-454B | 650
216739075 | DAY & NIGHT | D5CUHAH24AAK | FHMA5*36L*B* |  | Split System | 24000 | 15.2 | 8.5 | 1.98 | R-454B | 650
216736105 | HEIL | D5CUHAH24AAK | EA*5X37M21A* | OMV098J12* | Split System | 23200 | 15.2 | 8.5 | 1.98 | R-454B | 650
216739068 | HEIL | D5CUHAH24AAK | FHMA5*36L*B* |  | Split System | 24000 | 15.2 | 8.5 | 1.98 | R-454B | 650
216739010 | HEIL | D5CUHAH24AAK | FEVB0036**+NAVA53601CK |  | Split System | 24000 | 15.2 | 8.5 | 1.98 | R-454B | 650
216736110 | KEEPRITE | D5CUHAH24AAK | EA*5X37M21A* | OMV098J12* | Split System | 23200 | 15.2 | 8.5 | 1.98 | R-454B | 650
216739015 | KEEPRITE | D5CUHAH24AAK | FEVB0036**+NAVA53601CK |  | Split System | 24000 | 15.2 | 8.5 | 1.98 | R-454B | 650
216739078 | KEEPRITE | D5CUHAH24AAK | F5MA5*36L*B* |  | Split System | 24000 | 15.2 | 8.5 | 1.98 | R-454B | 650
216739077 | KEEPRITE | D5CUHAH24AAK | FHMA5*36L*B* |  | Split System | 24000 | 15.2 | 8.5 | 1.98 | R-454B | 650
216739009 | PAYNE HEATING AND COOLING | 37MUHAQ24AA3 | FEVB0036**+NAVA53601CK |  | Split System | 24000 | 15.2 | 8.5 | 1.98 | R-454B | 650
216739067 | PAYNE HEATING AND COOLING | 37MUHAQ24AA3 | PF5MN*B36L* |  | Split System | 24000 | 15.2 | 8.5 | 1.98 | R-454B | 650
216736111 | SMART COMFORT | D5CUHAH24AAK | EA*5X37M21A* | OMV098J12* | Split System | 23200 | 15.2 | 8.5 | 1.98 | R-454B | 650
216739016 | SMART COMFORT | D5CUHAH24AAK | FEVB0036**+NAVA53601CK |  | Split System | 24000 | 15.2 | 8.5 | 1.98 | R-454B | 650
216739079 | SMART COMFORT | D5CUHAH24AAK | FHMA5*36L*B* |  | Split System | 24000 | 15.2 | 8.5 | 1.98 | R-454B | 650
216739080 | SMART COMFORT | D5CUHAH24AAK | F5MA5*36L*B* |  | Split System | 24000 | 15.2 | 8.5 | 1.98 | R-454B | 650
216736112 | TEMPSTAR | D5CUHAH24AAK | EA*5X37M21A* | OMV098J12* | Split System | 23200 | 15.2 | 8.5 | 1.98 | R-454B | 650
216739082 | TEMPSTAR | D5CUHAH24AAK | F5MA5*36L*B* |  | Split System | 24000 | 15.2 | 8.5 | 1.98 | R-454B | 650
216739081 | TEMPSTAR | D5CUHAH24AAK | FHMA5*36L*B* |  | Split System | 24000 | 15.2 | 8.5 | 1.98 | R-454B | 650
216739026 | AIRQUEST | D5CUHAH24AAK | FHMA5*24L*B* |  | Split System | 23000 | 15.5 | 8.5 | 1.98 | R-454B | 650
216739027 | AIRQUEST | D5CUHAH24AAK | F5MA5*24L*B* |  | Split System | 23000 | 15.5 | 8.5 | 1.98 | R-454B | 650
216735810 | AIRQUEST | D5CUHAH24AAK | EA*5X37M21A* | *96MSM0601716A* | Split System | 23200 | 15.5 | 8.5 | 1.98 | R-454B | 650
216735809 | AIRQUEST | D5CUHAH24AAK | EA*5X37M21A* | *96MSN0601716A* | Split System | 23200 | 15.5 | 8.5 | 1.98 | R-454B | 650
216739001 | ARCOAIRE | D5CUHAH24AAK | FEVB0024**+NAVA53601CK |  | Split System | 23000 | 15.5 | 8.5 | 1.98 | R-454B | 650
216739029 | ARCOAIRE | D5CUHAH24AAK | F5MA5*24L*B* |  | Split System | 23000 | 15.5 | 8.5 | 1.98 | R-454B | 650
216739028 | ARCOAIRE | D5CUHAH24AAK | FHMA5*24L*B* |  | Split System | 23000 | 15.5 | 8.5 | 1.98 | R-454B | 650
216735811 | ARCOAIRE | D5CUHAH24AAK | EA*5X37M21A* | *96MSN0601716A* | Split System | 23200 | 15.5 | 8.5 | 1.98 | R-454B | 650
216738997 | BRYANT HEATING AND COOLING SYSTEMS | 37MUHAQ24AA3 | FEVB0024**+NAVA53601CK |  | Split System | 23000 | 15.5 | 8.5 | 1.98 | R-454B | 650
216739021 | BRYANT HEATING AND COOLING SYSTEMS | 37MUHAQ24AA3 | F55AA*B24L* |  | Split System | 23000 | 15.5 | 8.5 | 1.98 | R-454B | 650
216739020 | BRYANT HEATING AND COOLING SYSTEMS | 37MUHAQ24AA3 | PF5MN*B24L* |  | Split System | 23000 | 15.5 | 8.5 | 1.98 | R-454B | 650
216739019 | BRYANT HEATING AND COOLING SYSTEMS | 37MUHAQ24AA3 | FJ5AN*B24L* |  | Split System | 23000 | 15.5 | 8.5 | 1.98 | R-454B | 650
216735806 | BRYANT HEATING AND COOLING SYSTEMS | 37MUHAQ24AA3 | CAA**3721AM* | 916SA48060M17*** | Split System | 23200 | 15.5 | 8.5 | 1.98 | R-454B | 650
216739002 | COMFORTMAKER | D5CUHAH24AAK | FEVB0024**+NAVA53601CK |  | Split System | 23000 | 15.5 | 8.5 | 1.98 | R-454B | 650
216739030 | COMFORTMAKER | D5CUHAH24AAK | FHMA5*24L*B* |  | Split System | 23000 | 15.5 | 8.5 | 1.98 | R-454B | 650
216739031 | COMFORTMAKER | D5CUHAH24AAK | F5MA5*24L*B* |  | Split System | 23000 | 15.5 | 8.5 | 1.98 | R-454B | 650
216735812 | COMFORTMAKER | D5CUHAH24AAK | EA*5X37M21A* | *96MSN0601716A* | Split System | 23200 | 15.5 | 8.5 | 1.98 | R-454B | 650
216739003 | DAY & NIGHT | D5CUHAH24AAK | FEVB0024**+NAVA53601CK |  | Split System | 23000 | 15.5 | 8.5 | 1.98 | R-454B | 650
216739032 | DAY & NIGHT | D5CUHAH24AAK | FHMA5*24L*B* |  | Split System | 23000 | 15.5 | 8.5 | 1.98 | R-454B | 650
216739033 | DAY & NIGHT | D5CUHAH24AAK | F5MA5*24L*B* |  | Split System | 23000 | 15.5 | 8.5 | 1.98 | R-454B | 650
216735813 | DAY & NIGHT | D5CUHAH24AAK | EA*5X37M21A* | *96MSN0601716A* | Split System | 23200 | 15.5 | 8.5 | 1.98 | R-454B | 650
216738999 | HEIL | D5CUHAH24AAK | FEVB0024**+NAVA53601CK |  | Split System | 23000 | 15.5 | 8.5 | 1.98 | R-454B | 650
216739024 | HEIL | D5CUHAH24AAK | FHMA5*24L*B* |  | Split System | 23000 | 15.5 | 8.5 | 1.98 | R-454B | 650
216739025 | HEIL | D5CUHAH24AAK | F5MA5*24L*B* |  | Split System | 23000 | 15.5 | 8.5 | 1.98 | R-454B | 650
216735808 | HEIL | D5CUHAH24AAK | EA*5X37M21A* | *96MSN0601716A* | Split System | 23200 | 15.5 | 8.5 | 1.98 | R-454B | 650
216739004 | KEEPRITE | D5CUHAH24AAK | FEVB0024**+NAVA53601CK |  | Split System | 23000 | 15.5 | 8.5 | 1.98 | R-454B | 650
216739035 | KEEPRITE | D5CUHAH24AAK | F5MA5*24L*B* |  | Split System | 23000 | 15.5 | 8.5 | 1.98 | R-454B | 650
216739034 | KEEPRITE | D5CUHAH24AAK | FHMA5*24L*B* |  | Split System | 23000 | 15.5 | 8.5 | 1.98 | R-454B | 650
216735814 | KEEPRITE | D5CUHAH24AAK | EA*5X37M21A* | *96MSN0601716A* | Split System | 23200 | 15.5 | 8.5 | 1.98 | R-454B | 650
216738998 | PAYNE HEATING AND COOLING | 37MUHAQ24AA3 | FEVB0024**+NAVA53601CK |  | Split System | 23000 | 15.5 | 8.5 | 1.98 | R-454B | 650
216739023 | PAYNE HEATING AND COOLING | 37MUHAQ24AA3 | PF5MN*B24L* |  | Split System | 23000 | 15.5 | 8.5 | 1.98 | R-454B | 650
216739022 | PAYNE HEATING AND COOLING | 37MUHAQ24AA3 | FJ5AN*B24L* |  | Split System | 23000 | 15.5 | 8.5 | 1.98 | R-454B | 650
216735807 | PAYNE HEATING AND COOLING | 37MUHAQ24AA3 | CAA**3721AM* | PG96MSAA48060B** | Split System | 23200 | 15.5 | 8.5 | 1.98 | R-454B | 650
216739036 | SMART COMFORT | D5CUHAH24AAK | FHMA5*24L*B* |  | Split System | 23000 | 15.5 | 8.5 | 1.98 | R-454B | 650
216739005 | SMART COMFORT | D5CUHAH24AAK | FEVB0024**+NAVA53601CK |  | Split System | 23000 | 15.5 | 8.5 | 1.98 | R-454B | 650
216739037 | SMART COMFORT | D5CUHAH24AAK | F5MA5*24L*B* |  | Split System | 23000 | 15.5 | 8.5 | 1.98 | R-454B | 650
216735815 | SMART COMFORT | D5CUHAH24AAK | EA*5X37M21A* | *96MSN0601716A* | Split System | 23200 | 15.5 | 8.5 | 1.98 | R-454B | 650
216735816 | SMART COMFORT | D5CUHAH24AAK | EA*5X37M21A* | *96MSM0601716A* | Split System | 23200 | 15.5 | 8.5 | 1.98 | R-454B | 650
218619575 | DUCANE | 7SHP15V18P-**A | 7EH30AX-**+TDR | 80G1UH040AE12X* | Split System | 18500 | 15.7 | 8.6 | 2 | R-454B | 650
218619576 | DUCANE | 7SHP15V18P-**A | 7EH30AX-**+TDR | 80G1UH060AE12X* | Split System | 18500 | 15.7 | 8.6 | 2 | R-454B | 650
218619737 | DUCANE | 7SHP15V18P-**A | 7EH30AX-**+TDR | 80G2UH070AE12L* | Split System | 18900 | 16.5 | 8.6 | 2 | R-454B | 650
218619578 | DUCANE | 7SHP15V18P-**A | 7EH30AX-**+TDR | 80G2UH070AE12* | Split System | 18900 | 16.5 | 8.6 | 2 | R-454B | 650
218619580 | DUCANE | 7SHP15V18P-**A | 7EH30AX-**+TDR | 80G1UH045AE12L* | Split System | 18800 | 16.2 | 8.6 | 2 | R-454B | 650
218619579 | DUCANE | 7SHP15V18P-**A | 7EH30AX-**+TDR | 80G1UH045AE12* | Split System | 18800 | 16.2 | 8.6 | 2 | R-454B | 650
218615047 | ALLIED | 7SHP15V24P-**A | 7AH2AE24PX-** |  | Split System | 23600 | 15.8 | 8.7 | 1.8 | R-454B | 650
218615090 | CONCORD | 7SHP15V24P-**A | 7AH2AE24PX-** |  | Split System | 23600 | 15.8 | 8.7 | 1.8 | R-454B | 650
218615133 | DUCANE | 7SHP15V24P-**A | 7AH2AE24PX-** |  | Split System | 23600 | 15.8 | 8.7 | 1.8 | R-454B | 650
218615130 | DUCANE | 7SHP15V24P-**A | 7AH1AE24PX-** |  | Split System | 24200 | 16.2 | 8.7 | 1.9 | R-454B | 650
218363876 | TRANE | 5TWX7060A1 | 5PX*DD10AS3 | S8X2D120M5PSC | Split System | 51000 | 16 | 8.7 | 2.1 | R-454B | 650
215864307 | MAINLINE | ML36HP230LMNT-O | ML36HP230LMNTAHU-I |  | Split System | 36000 | 16.1 | 8.7 | 2 | R-454B | 650
218615084 | CONCORD | 7SHP15V18P-**A | 7AH2AE24PX-** |  | Split System | 18400 | 15.5 | 8.7 | 1.9 | R-454B | 650
218615127 | DUCANE | 7SHP15V18P-**A | 7AH2AE24PX-** |  | Split System | 18400 | 15.5 | 8.7 | 1.9 | R-454B | 650
218615082 | CONCORD | 7SHP15V18P-**A | 7AH1AE24PX-** |  | Split System | 18700 | 16.1 | 8.7 | 1.9 | R-454B | 650
218615125 | DUCANE | 7SHP15V18P-**A | 7AH1AE24PX-** |  | Split System | 18700 | 16.1 | 8.7 | 1.9 | R-454B | 650
218615040 | ALLIED | 7SHP15V18P-**A | 7AH1AV24PX-** |  | Split System | 18700 | 16.2 | 8.7 | 1.9 | R-454B | 650
218615083 | CONCORD | 7SHP15V18P-**A | 7AH1AV24PX-** |  | Split System | 18700 | 16.2 | 8.7 | 1.9 | R-454B | 650
218615126 | DUCANE | 7SHP15V18P-**A | 7AH1AV24PX-** |  | Split System | 18700 | 16.2 | 8.7 | 1.9 | R-454B | 650
218363877 | TRANE | 5TWX7060A1 | 5TXCD008AS3 | S8X2D120M5PTC | Split System | 51500 | 16.5 | 8.7 | 2.1 | R-454B | 650
218363871 | TRANE | 5TWX7036A1 | 5PX*B004AS3 | S8X2A040M3PSC | Split System | 32400 | 17.1 | 8.7 | 2.1 | R-454B | 650
218615037 | ALLIED | 7SHP15V18P-**A | 7AH1RE18DX-** |  | Split System | 18600 | 16.1 | 8.8 | 2 | R-454B | 650
218615038 | ALLIED | 7SHP15V18P-**A | 7AH1RE24DX-** |  | Split System | 18700 | 16.1 | 8.8 | 2 | R-454B | 650
218615080 | CONCORD | 7SHP15V18P-**A | 7AH1RE18DX-** |  | Split System | 18600 | 16.1 | 8.8 | 2 | R-454B | 650
218615081 | CONCORD | 7SHP15V18P-**A | 7AH1RE24DX-** |  | Split System | 18700 | 16.1 | 8.8 | 2 | R-454B | 650
218615123 | DUCANE | 7SHP15V18P-**A | 7AH1RE18DX-** |  | Split System | 18600 | 16.1 | 8.8 | 2 | R-454B | 650
218619577 | DUCANE | 7SHP15V18P-**A | 7EH30AX-**+TDR | 80G2UH045AE12* | Split System | 18300 | 17.2 | 8.8 | 2 | R-454B | 650
218615042 | ALLIED | 7SHP15V24P-**A | 7AH1RE24DX-** |  | Split System | 23800 | 16.3 | 8.9 | 1.9 | R-454B | 650
218615086 | CONCORD | 7SHP15V24P-**A | 7AH1RE30DX-** |  | Split System | 23800 | 16.3 | 8.9 | 1.9 | R-454B | 650
218615085 | CONCORD | 7SHP15V24P-**A | 7AH1RE24DX-** |  | Split System | 23800 | 16.3 | 8.9 | 1.9 | R-454B | 650
218615128 | DUCANE | 7SHP15V24P-**A | 7AH1RE24DX-** |  | Split System | 23800 | 16.3 | 8.9 | 1.9 | R-454B | 650
218615048 | ALLIED | 7SHP15V24P-**A | 7AH2AE30PX-** |  | Split System | 24400 | 16.7 | 8.9 | 1.9 | R-454B | 650
218615091 | CONCORD | 7SHP15V24P-**A | 7AH2AE30PX-** |  | Split System | 24400 | 16.7 | 8.9 | 1.9 | R-454B | 650
218615134 | DUCANE | 7SHP15V24P-**A | 7AH2AE30PX-** |  | Split System | 24400 | 16.7 | 8.9 | 1.9 | R-454B | 650
218521015 | CHAMPION HEATING AND COOLING | HH860E2S11 | CTM60D5CJS2 | Z9ES120D20SMPS1 | Split System | 53000 | 18 | 9 | 2 | R-454B | 650
218521012 | COLEMAN | HH860E2S11 | CTM60D5CJS2 | Z9ES120D20SMPS1 | Split System | 53000 | 18 | 9 | 2 | R-454B | 650
218521014 | FRASER-JOHNSTON | HH860E2S11 | CTM60D5CJS2 | Z9ES120D20SMPS1 | Split System | 53000 | 18 | 9 | 2 | R-454B | 650
218521013 | LUXAIRE | HH860E2S11 | CTM60D5CJS2 | Z9ES120D20SMPS1 | Split System | 53000 | 18 | 9 | 2 | R-454B | 650
218521027 | CHAMPION HEATING AND COOLING | HH860E2S11 | CTM60D5CJS2 | Z9ET120D20SMPS1 | Split System | 53000 | 19 | 9 | 2 | R-454B | 650
218520843 | CHAMPION HEATING AND COOLING | HH860E2S11 | CTF60D5CJS2 | Z9ET120D20SMPS1 | Split System | 53500 | 19 | 9 | 2 | R-454B | 650
218521024 | COLEMAN | HH860E2S11 | CTM60D5CJS2 | Z9ET120D20SMPS1 | Split System | 53000 | 19 | 9 | 2 | R-454B | 650
218520840 | COLEMAN | HH860E2S11 | CTF60D5CJS2 | Z9ET120D20SMPS1 | Split System | 53500 | 19 | 9 | 2 | R-454B | 650
218521026 | FRASER-JOHNSTON | HH860E2S11 | CTM60D5CJS2 | Z9ET120D20SMPS1 | Split System | 53000 | 19 | 9 | 2 | R-454B | 650
218520842 | FRASER-JOHNSTON | HH860E2S11 | CTF60D5CJS2 | Z9ET120D20SMPS1 | Split System | 53500 | 19 | 9 | 2 | R-454B | 650
218599876 | KENMORE | HH860E2S11* | CTF60D5CJS2 | Z9ET120D20SMPS1* | Split System | 53500 | 19 | 9 | 2 | R-454B | 650
218521025 | LUXAIRE | HH860E2S11 | CTM60D5CJS2 | Z9ET120D20SMPS1 | Split System | 53000 | 19 | 9 | 2 | R-454B | 650
218520841 | LUXAIRE | HH860E2S11 | CTF60D5CJS2 | Z9ET120D20SMPS1 | Split System | 53500 | 19 | 9 | 2 | R-454B | 650
218374498 | Star Air Kontrol | S36TCP2C* | S36AUP2A* |  | Split System | 34000 | 19 | 9 | 1.9 | R-454B | 650
218377242 | RUNTRU | A5HL5036A1 | M36E59*+TXV+AMHE3D |  | Split System | 31000 | 15.2 | 8.1 | 1.8 | R-454B | 650
218377243 | RUNTRU | A5HL5036A1 | FG82*36+TXV+AEFE4B* |  | Split System | 31000 | 15.2 | 8.1 | 1.8 | R-454B | 650
218377241 | RUNTRU | A5HL5036A1 | M36E59*+TXV+AMHE4D |  | Split System | 31000 | 15.2 | 8.1 | 1.8 | R-454B | 650
218377244 | RUNTRU | A5HL5036A1 | FG82*36+TXV+AEFE3A* |  | Split System | 31000 | 15.2 | 8.1 | 1.8 | R-454B | 650
218453030 | CARRIER | 37MUHAQ18AA3+TIC2025-0016 | (V,C)36H175P13*+TXV | 58SU*B040M17**12 | Split System | 17600 | 15.2 | 8.1 | 1.9 | R-454B | 650
218453028 | CARRIER | 37MUHAQ18AA3+TIC2025-0016 | (V,C)36H175P14*+TXV | 58SU*B040M17**12 | Split System | 17600 | 15.2 | 8.1 | 1.9 | R-454B | 650
218453035 | CARRIER | 37MUHAQ18AA3+TIC2025-0016 | PL36H175P14*+TXV | 58SU*B060M17**16 | Split System | 17700 | 15.2 | 8.1 | 1.9 | R-454B | 650
218453033 | CARRIER | 37MUHAQ18AA3+TIC2025-0016 | C36A***L13*+TXV | 58SU*B060M17**16 | Split System | 17700 | 15.2 | 8.1 | 1.9 | R-454B | 650
218453038 | CARRIER | 37MUHAQ18AA3+TIC2025-0016 | PL36H210P74*+TXV | 58SU*B060M17**16 | Split System | 17700 | 15.2 | 8.1 | 1.9 | R-454B | 650
218453040 | CARRIER | 37MUHAQ18AA3+TIC2025-0016 | (V,C)36H175P13*+TXV | 58SU*B060M17**16 | Split System | 17700 | 15.2 | 8.1 | 1.9 | R-454B | 650
218453032 | CARRIER | 37MUHAQ18AA3+TIC2025-0016 | A36VCA*+TXV | 58SU*B060M17**16 | Split System | 17700 | 15.2 | 8.1 | 1.9 | R-454B | 650
218453034 | CARRIER | 37MUHAQ18AA3+TIC2025-0016 | (V,C)36H175P14*+TXV | 58SU*B060M17**16 | Split System | 17700 | 15.2 | 8.1 | 1.9 | R-454B | 650
218453029 | CARRIER | 37MUHAQ18AA3+TIC2025-0016 | (V,C)36H175P15*+TXV | 58SU*B040M17**12 | Split System | 17800 | 15.2 | 8.1 | 1.9 | R-454B | 650
218453037 | CARRIER | 37MUHAQ18AA3+TIC2025-0016 | PL36H175P15*+TXV | 58SU*B060M17**16 | Split System | 17900 | 15.2 | 8.1 | 1.9 | R-454B | 650
218453039 | CARRIER | 37MUHAQ18AA3+TIC2025-0016 | C36A***L15*+TXV | 58SU*B060M17**16 | Split System | 17900 | 15.2 | 8.1 | 1.9 | R-454B | 650
218453036 | CARRIER | 37MUHAQ18AA3+TIC2025-0016 | (V,C)36H175P15*+TXV | 58SU*B060M17**16 | Split System | 17900 | 15.2 | 8.1 | 1.9 | R-454B | 650
218453031 | CARRIER | 37MUHAQ18AA3+TIC2025-0016 | PL36H210P29*+TXV | 58SU*B060M17**16 | Split System | 18300 | 15.2 | 8.1 | 1.9 | R-454B | 650
215821307 | BOSCH | BOVA-60RXB-M15S | FE*BB9*48+TXV |  | Split System | 43500 | 16 | 8.1 | 1.8 | R-454B | 650
218394290 | SAMSUNG | AC024FCUPCG | SK3*25+TXV |  | Split System | 22800 | 17 | 8.1 | 1.86 | R-454B | 650
218391942 | LENNOX | SL22KLV-036-230A** | L*23/37Z*+TXV | SLP99UH070XV36B* | Split System | 35200 | 19 | 8.1 | 2 | R-454B | 650
218392625 | LENNOX | EL18KSLV-036-230A** | LD19/36Z*+TXV | ML296DF045XV36B* | Split System | 33600 | 16 | 8.15 | 1.84 | R-454B | 650
218377213 | TRANE | 5TWX7036A1 | M36E59*+TXV+AMHE4D |  | Split System | 33800 | 17 | 8.15 | 2.12 | R-454B | 650
218632486 | GE Appliances | NS15H24HA5*** | BV**C5*31+TXV |  | Split System | 23400 | 16 | 8.2 | 1.75 | R-454B | 650
218632498 | HAIER | QS15H24HA5*** | BV**C5*31+TXV |  | Split System | 23400 | 16 | 8.2 | 1.75 | R-454B | 650
218377226 | TRANE | 5TWR7060A1 | M60G67*+TXV+TD |  | Split System | 51500 | 15.2 | 8.2 | 2.28 | R-454B | 650
218377215 | TRANE | 5TWX7060A1 | M60G67*+TXV+TD |  | Split System | 51500 | 15.2 | 8.2 | 2.28 | R-454B | 650
218377227 | TRANE | 5TWR7060A1 | M60G52*+TXV+TD |  | Split System | 51500 | 15.2 | 8.2 | 2.28 | R-454B | 650
218377216 | TRANE | 5TWX7060A1 | M60G52*+TXV+TD |  | Split System | 51500 | 15.2 | 8.2 | 2.28 | R-454B | 650
215870926 | YORK | HH824E2S11 | CX360A*35+TXV | Y91E060A10SMPS1 | Split System | 22200 | 17 | 8.2 | 1.94 | R-454B | 650
215870928 | YORK | HH824E2S11 | CH360B*C+TXV | Y91E060A10SMPS1 | Split System | 22200 | 17 | 8.2 | 1.94 | R-454B | 650
215870927 | YORK | HH824E2S11 | CH360**C+TXV | Y91E060A10SMPS1 | Split System | 22200 | 17 | 8.2 | 1.94 | R-454B | 650
218394147 | TRANE | 5TWR7024A1 | M36G33*+TXV+TD |  | Split System | 21200 | 15.2 | 8.2 | 2.08 | R-454B | 650
218377145 | TRANE | 5TWX7048A1 | M60G67*+TXV+TD |  | Split System | 43500 | 15.2 | 8.2 | 2.2 | R-454B | 650
218377255 | TRANE | 5TWR7048A1 | M60G67*+TXV+TD |  | Split System | 43500 | 15.2 | 8.2 | 2.2 | R-454B | 650
218377146 | TRANE | 5TWX7048A1 | M60G52*+TXV+TD |  | Split System | 43500 | 15.2 | 8.2 | 2.2 | R-454B | 650
218377256 | TRANE | 5TWR7048A1 | M60G52*+TXV+TD |  | Split System | 43500 | 15.2 | 8.2 | 2.2 | R-454B | 650
218377121 | TRANE | 5TWX7024A1 | M36E59*+TXV+TD |  | Split System | 22200 | 16 | 8.2 | 2.08 | R-454B | 650
218377120 | TRANE | 5TWR7024A1 | M36E59*+TXV+TD |  | Split System | 22200 | 16 | 8.2 | 2.08 | R-454B | 650
218452858 | AMERICAN STANDARD | 5A6H7024A1 | FE*E33*25+TXV |  | Split System | 23000 | 17 | 8.2 | 2.08 | R-454B | 650
218377124 | TRANE | 5TWX7024A1 | M36E59*+TXV+AMHE3D |  | Split System | 23000 | 17 | 8.2 | 2.08 | R-454B | 650
218377123 | TRANE | 5TWR7024A1 | M36E59*+TXV+AMHE3D |  | Split System | 23000 | 17 | 8.2 | 2.08 | R-454B | 650
218631530 | FRIEDRICH | WFPU17Y483D | (H,R)G84*60+TXV+AEFE5* |  | Split System | 45000 | 18 | 8.25 | 1.86 | R-454B | 650
218631529 | FRIEDRICH | WFPU17Y483D | (H,R)G84*48+TXV+AEFE5* |  | Split System | 45000 | 18 | 8.25 | 1.86 | R-454B | 650
218631526 | SAMSUNG | AC048FCUPCG | AX482C*C+TXV |  | Split System | 46500 | 18 | 8.25 | 1.9 | R-454B | 650
215821299 | BOSCH | BOVA-24RXB-M15S | FE*G32*24+TXV |  | Split System | 22600 | 16 | 8.25 | 1.8 | R-454B | 650
215821298 | BOSCH | BOVA-24RXB-M15S | FE*G32*25+TXV |  | Split System | 23000 | 17 | 8.25 | 1.8 | R-454B | 650
218631527 | FRIEDRICH | WFPU17Y483D | (V,R)48H175P38*+TXV+AEFE4B* |  | Split System | 44500 | 18 | 8.3 | 1.86 | R-454B | 650
218631528 | FRIEDRICH | WFPU17Y483D | (V,R)60H210P19*+TXV+AEFE5* |  | Split System | 46000 | 18 | 8.3 | 1.88 | R-454B | 650
218391345 | LENNOX | EL18KSLV-036-230A** | L*18/36V*+TXV | ML193UH045XE36B* | Split System | 33600 | 17 | 8.3 | 1.82 | R-454B | 650
218392584 | LENNOX | EL18KSLV-036-230A** | L*18/36V*+TXV | ML193UH045XE36B* | Split System | 33600 | 17 | 8.3 | 1.82 | R-454B | 650
218391176 | LENNOX | EL18KSLV-036-230A** | LD24/35Z*+TXV | EL280DF090E48B* | Split System | 34600 | 17 | 8.3 | 1.86 | R-454B | 650
218392415 | LENNOX | EL18KSLV-036-230A** | LD24/35Z*+TXV | EL280DF090E48B* | Split System | 34600 | 17 | 8.3 | 1.86 | R-454B | 650
215870971 | YORK | HH860E2S11 | CV481**C+TXV | Y91E100C20SMPS1 | Split System | 44500 | 17 | 8.3 | 1.96 | R-454B | 650
218392458 | LENNOX | EL18KSLV-036-230A** | LD19/36Z*+TXV | EL297DF070XV48B* | Split System | 33600 | 16 | 8.35 | 1.82 | R-454B | 650
218392599 | LENNOX | EL18KSLV-036-230A** | LD19/36Z*+TXV | ML196DF070XE48B* | Split System | 34000 | 16 | 8.35 | 1.82 | R-454B | 650
218631531 | FRIEDRICH | WFPU17Y483D | (H,R)G84*48+TXV+AEFE4B* |  | Split System | 45500 | 18 | 8.35 | 1.88 | R-454B | 650
218632488 | GE Appliances | NS15H30HA5*** | BV**C5*31+TXV |  | Split System | 29800 | 16 | 8.35 | 2.1 | R-454B | 650
218632487 | GE Appliances | NS15H30HA5*** | BV**C5*37+TXV |  | Split System | 29800 | 16 | 8.35 | 2.1 | R-454B | 650
218632500 | HAIER | QS15H30HA5*** | BV**C5*31+TXV |  | Split System | 29800 | 16 | 8.35 | 2.1 | R-454B | 650
218632499 | HAIER | QS15H30HA5*** | BV**C5*37+TXV |  | Split System | 29800 | 16 | 8.35 | 2.1 | R-454B | 650
218392619 | LENNOX | EL18KSLV-036-230A** | LD19/36Z*+TXV | ML196UH070XE48B* | Split System | 34000 | 16 | 8.35 | 1.82 | R-454B | 650
218391380 | LENNOX | EL18KSLV-036-230A** | LD19/36Z*+TXV | ML196UH070XE48B* | Split System | 34000 | 16 | 8.35 | 1.82 | R-454B | 650
218392414 | LENNOX | EL18KSLV-036-230A** | LD19/36Z*+TXV | EL280DF090E48B* | Split System | 34200 | 16 | 8.35 | 1.82 | R-454B | 650
218391175 | LENNOX | EL18KSLV-036-230A** | LD19/36Z*+TXV | EL280DF090E48B* | Split System | 34200 | 16 | 8.35 | 1.82 | R-454B | 650
218391149 | LENNOX | EL18KSLV-036-230A** | LP25/36R*+TXV | EL180UH100NE60C* | Split System | 34400 | 16 | 8.35 | 1.82 | R-454B | 650
218392388 | LENNOX | EL18KSLV-036-230A** | LP25/36R*+TXV | EL180UH100NE60C* | Split System | 34400 | 16 | 8.35 | 1.82 | R-454B | 650
218391325 | LENNOX | EL18KSLV-036-230A** | LP25/36R*+TXV | ML180UH110E60C* | Split System | 34600 | 16 | 8.35 | 1.88 | R-454B | 650
218392570 | LENNOX | EL18KSLV-036-230A** | LP25/36R*+TXV | ML180UH110XE60C* | Split System | 34600 | 16 | 8.35 | 1.88 | R-454B | 650
218392564 | LENNOX | EL18KSLV-036-230A** | LP25/36R*+TXV | ML180UH110E60C* | Split System | 34600 | 16 | 8.35 | 1.88 | R-454B | 650
218391223 | LENNOX | EL18KSLV-036-230A** | L*18/36V*+TXV | EL297UH045XE36B* | Split System | 33200 | 17 | 8.35 | 1.78 | R-454B | 650
218392462 | LENNOX | EL18KSLV-036-230A** | L*18/36V*+TXV | EL297UH045XE36B* | Split System | 33200 | 17 | 8.35 | 1.78 | R-454B | 650
218392631 | LENNOX | EL18KSLV-036-230A** | L*18/36V*+TXV | ML296UH045XV36B* | Split System | 33200 | 17 | 8.35 | 1.82 | R-454B | 650
218391392 | LENNOX | EL18KSLV-036-230A** | L*18/36V*+TXV | ML296UH045XV36B* | Split System | 33200 | 17 | 8.35 | 1.82 | R-454B | 650
218391343 | LENNOX | EL18KSLV-036-230A** | LD19/36Z*+TXV | ML193UH045XE36B* | Split System | 34000 | 17 | 8.35 | 1.82 | R-454B | 650
218392582 | LENNOX | EL18KSLV-036-230A** | LD19/36Z*+TXV | ML193UH045XE36B* | Split System | 34000 | 17 | 8.35 | 1.82 | R-454B | 650
218392635 | LENNOX | EL18KSLV-036-230A** | LD19/36Z*+TXV | ML296UH070XV36B* | Split System | 34200 | 17 | 8.35 | 1.82 | R-454B | 650
218392697 | LENNOX | EL18KSLV-036-230A** | LP25/36R*+TXV | SL297UH080NV60C* | Split System | 34400 | 17 | 8.35 | 1.82 | R-454B | 650
218392708 | LENNOX | EL18KSLV-036-230A** | LP25/36R*+TXV | SLP99UH090XV60C* | Split System | 34600 | 17 | 8.35 | 1.82 | R-454B | 650
218391445 | LENNOX | EL18KSLV-036-230A** | LP25/36R*+TXV | SL280UH100NV60C* | Split System | 34600 | 17 | 8.35 | 1.82 | R-454B | 650
218392684 | LENNOX | EL18KSLV-036-230A** | LP25/36R*+TXV | SL280UH100NV60C* | Split System | 34600 | 17 | 8.35 | 1.82 | R-454B | 650
218392450 | LENNOX | EL18KSLV-036-230A** | LP25/36R*+TXV | EL280UH110E48C* | Split System | 34400 | 17 | 8.35 | 1.88 | R-454B | 650
218392576 | LENNOX | EL18KSLV-036-230A** | LD19/36Z*+TXV | ML193UH030XE36B* | Split System | 33800 | 18 | 8.35 | 1.82 | R-454B | 650
218391274 | LENNOX | EL18KSLV-036-230A** | LD19/36Z*+TXV | ML180UH070E36B* | Split System | 34200 | 18 | 8.35 | 1.82 | R-454B | 650
218392513 | LENNOX | EL18KSLV-036-230A** | LD19/36Z*+TXV | ML180UH070E36B* | Split System | 34200 | 18 | 8.35 | 1.82 | R-454B | 650
218391403 | LENNOX | EL18KSLV-036-230A** | LP25/36R*+TXV | ML296UH110XV60C* | Split System | 34600 | 18 | 8.35 | 1.82 | R-454B | 650
218391448 | LENNOX | EL18KSLV-036-230A** | LP25/36R*+TXV | SL280UH110V60C* | Split System | 34600 | 18 | 8.35 | 1.82 | R-454B | 650
218392690 | LENNOX | EL18KSLV-036-230A** | LP25/36R*+TXV | SL280UH110XV60C* | Split System | 34600 | 18 | 8.35 | 1.82 | R-454B | 650
218392642 | LENNOX | EL18KSLV-036-230A** | LP25/36R*+TXV | ML296UH110XV60C* | Split System | 34600 | 18 | 8.35 | 1.82 | R-454B | 650
218392687 | LENNOX | EL18KSLV-036-230A** | LP25/36R*+TXV | SL280UH110V60C* | Split System | 34600 | 18 | 8.35 | 1.82 | R-454B | 650
218391472 | LENNOX | EL18KSLV-036-230A** | LP25/36R*+TXV | SLP99UH110XV60C* | Split System | 34400 | 18 | 8.35 | 1.88 | R-454B | 650
218392711 | LENNOX | EL18KSLV-036-230A** | LP25/36R*+TXV | SLP99UH110XV60C* | Split System | 34400 | 18 | 8.35 | 1.88 | R-454B | 650
218391244 | LENNOX | EL18KSLV-036-230A** | LP25/36R*+TXV | EL297UH110XV60C* | Split System | 34600 | 18 | 8.35 | 1.88 | R-454B | 650
218392681 | LENNOX | EL18KSLV-036-230A** | LP25/36R*+TXV | SL280UH090XV60C* | Split System | 34600 | 18 | 8.35 | 1.88 | R-454B | 650
218392567 | LENNOX | EL18KSLV-036-230A** | LP25/36R*+TXV | ML180UH110V60C* | Split System | 34600 | 18 | 8.35 | 1.88 | R-454B | 650
218392672 | LENNOX | EL18KSLV-036-230A** | LP25/36R*+TXV | SL280UH090V60C* | Split System | 34600 | 18 | 8.35 | 1.88 | R-454B | 650
218392483 | LENNOX | EL18KSLV-036-230A** | LP25/36R*+TXV | EL297UH110XV60C* | Split System | 34600 | 18 | 8.35 | 1.88 | R-454B | 650
218391204 | LENNOX | EL18KSLV-036-230A** | LD19/36Z*+TXV | EL280UH090XE48B* | Split System | 34200 | 16 | 8.35 | 1.86 | R-454B | 650
218391198 | LENNOX | EL18KSLV-036-230A** | LD19/36Z*+TXV | EL280UH090E48B* | Split System | 34200 | 16 | 8.35 | 1.86 | R-454B | 650
218391307 | LENNOX | EL18KSLV-036-230A** | LD19/36Z*+TXV | ML180UH090E48B* | Split System | 34200 | 17 | 8.35 | 1.86 | R-454B | 650
218391318 | LENNOX | EL18KSLV-036-230A** | LD19/36Z*+TXV | ML180UH090XE48B* | Split System | 34200 | 17 | 8.35 | 1.86 | R-454B | 650
218392557 | LENNOX | EL18KSLV-036-230A** | LD19/36Z*+TXV | ML180UH090XE48B* | Split System | 34200 | 17 | 8.35 | 1.86 | R-454B | 650
218391435 | LENNOX | EL18KSLV-036-230A** | LD19/36Z*+TXV | SL280UH090XV48B* | Split System | 34000 | 18 | 8.35 | 1.82 | R-454B | 650
218392674 | LENNOX | EL18KSLV-036-230A** | LD19/36Z*+TXV | SL280UH090XV48B* | Split System | 34000 | 18 | 8.35 | 1.82 | R-454B | 650
218391429 | LENNOX | EL18KSLV-036-230A** | LD19/36Z*+TXV | SL280UH090V48B* | Split System | 34000 | 18 | 8.35 | 1.86 | R-454B | 650
218394099 | LENNOX | EL18KSLV-036-230A** | L*19/36U+TXV+LEFE3A* |  | Split System | 33800 | 15.2 | 8.4 | 1.78 | R-454B | 650
218325129 | BRYANT HEATING AND COOLING SYSTEMS | 37MUHAQ18AA3+TIC2025-0016 | CE2403A*+TXV |  | Split System | 17600 | 16 | 8.4 | 1.92 | R-454B | 650
218325130 | BRYANT HEATING AND COOLING SYSTEMS | 37MUHAQ18AA3+TIC2025-0016 | CE2403C*+TXV |  | Split System | 17600 | 16 | 8.4 | 1.92 | R-454B | 650
218325122 | CARRIER | 37MUHAQ18AA3+TIC2025-0016 | CE2403C*+TXV |  | Split System | 17600 | 16 | 8.4 | 1.92 | R-454B | 650
218325121 | CARRIER | 37MUHAQ18AA3+TIC2025-0016 | CE2403A*+TXV |  | Split System | 17600 | 16 | 8.4 | 1.92 | R-454B | 650
218392385 | LENNOX | EL18KSLV-036-230A** | L*19/36U+TXV | EL180UH080NE48B* | Split System | 34400 | 16 | 8.4 | 1.82 | R-454B | 650
218391146 | LENNOX | EL18KSLV-036-230A** | L*19/36U+TXV | EL180UH080NE48B* | Split System | 34400 | 16 | 8.4 | 1.82 | R-454B | 650
218325199 | PAYNE HEATING AND COOLING | 37MUHAQ18AA3+TIC2025-0016 | CE2403C*+TXV |  | Split System | 17600 | 16 | 8.4 | 1.92 | R-454B | 650
218325198 | PAYNE HEATING AND COOLING | 37MUHAQ18AA3+TIC2025-0016 | CE2403A*+TXV |  | Split System | 17600 | 16 | 8.4 | 1.92 | R-454B | 650
218391400 | LENNOX | EL18KSLV-036-230A** | L*19/36U+TXV | ML296UH070XV36B* | Split System | 34400 | 17 | 8.4 | 1.82 | R-454B | 650
218392638 | LENNOX | EL18KSLV-036-230A** | LH29/36X*+TXV | ML296UH070XV36B* | Split System | 34400 | 17 | 8.4 | 1.82 | R-454B | 650
218391399 | LENNOX | EL18KSLV-036-230A** | LH29/36X*+TXV | ML296UH070XV36B* | Split System | 34400 | 17 | 8.4 | 1.82 | R-454B | 650
218392639 | LENNOX | EL18KSLV-036-230A** | L*19/36U+TXV | ML296UH070XV36B* | Split System | 34400 | 17 | 8.4 | 1.82 | R-454B | 650
218392586 | LENNOX | EL18KSLV-036-230A** | L*19/36U+TXV | ML193UH045XE36B* | Split System | 34200 | 17 | 8.4 | 1.84 | R-454B | 650
218391347 | LENNOX | EL18KSLV-036-230A** | L*19/36U+TXV | ML193UH045XE36B* | Split System | 34200 | 17 | 8.4 | 1.84 | R-454B | 650
218392585 | LENNOX | EL18KSLV-036-230A** | LH29/36X*+TXV | ML193UH045XE36B* | Split System | 34200 | 17 | 8.4 | 1.84 | R-454B | 650
218392580 | LENNOX | EL18KSLV-036-230A** | L*19/36U+TXV | ML193UH030XE36B* | Split System | 34000 | 18 | 8.4 | 1.82 | R-454B | 650
218391304 | LENNOX | EL18KSLV-036-230A** | LH29/36X*+TXV | ML180UH070XE36B* | Split System | 34400 | 18 | 8.4 | 1.82 | R-454B | 650
218391305 | LENNOX | EL18KSLV-036-230A** | L*19/36U+TXV | ML180UH070XE36B* | Split System | 34400 | 18 | 8.4 | 1.82 | R-454B | 650
218392543 | LENNOX | EL18KSLV-036-230A** | LH29/36X*+TXV | ML180UH070XE36B* | Split System | 34400 | 18 | 8.4 | 1.82 | R-454B | 650
218392517 | LENNOX | EL18KSLV-036-230A** | L*19/36U+TXV | ML180UH070E36B* | Split System | 34400 | 18 | 8.4 | 1.82 | R-454B | 650
218391340 | LENNOX | EL18KSLV-036-230A** | LH29/36X*+TXV | ML193UH030XE36B* | Split System | 34000 | 18 | 8.4 | 1.84 | R-454B | 650
218391201 | LENNOX | EL18KSLV-036-230A** | LH29/36X*+TXV | EL280UH090E48B* | Split System | 34400 | 16 | 8.4 | 1.88 | R-454B | 650
218391208 | LENNOX | EL18KSLV-036-230A** | L*19/36U+TXV | EL280UH090XE48B* | Split System | 34400 | 16 | 8.4 | 1.88 | R-454B | 650
218391202 | LENNOX | EL18KSLV-036-230A** | L*19/36U+TXV | EL280UH090E48B* | Split System | 34400 | 16 | 8.4 | 1.88 | R-454B | 650
218392440 | LENNOX | EL18KSLV-036-230A** | LH29/36X*+TXV | EL280UH090E48B* | Split System | 34400 | 16 | 8.4 | 1.88 | R-454B | 650
218392441 | LENNOX | EL18KSLV-036-230A** | L*19/36U+TXV | EL280UH090E48B* | Split System | 34400 | 16 | 8.4 | 1.88 | R-454B | 650
218392447 | LENNOX | EL18KSLV-036-230A** | L*19/36U+TXV | EL280UH090XE48B* | Split System | 34400 | 16 | 8.4 | 1.88 | R-454B | 650
218391322 | LENNOX | EL18KSLV-036-230A** | L*19/36U+TXV | ML180UH090XE48B* | Split System | 34400 | 17 | 8.4 | 1.88 | R-454B | 650
218391311 | LENNOX | EL18KSLV-036-230A** | L*19/36U+TXV | ML180UH090E48B* | Split System | 34400 | 17 | 8.4 | 1.88 | R-454B | 650
218392549 | LENNOX | EL18KSLV-036-230A** | LH29/36X*+TXV | ML180UH090E48B* | Split System | 34400 | 17 | 8.4 | 1.88 | R-454B | 650
218392550 | LENNOX | EL18KSLV-036-230A** | L*19/36U+TXV | ML180UH090E48B* | Split System | 34400 | 17 | 8.4 | 1.88 | R-454B | 650
215870975 | YORK | HH860E2S11 | CV600**C+TXV | Y91E100C20SMPS1 | Split System | 45000 | 17 | 8.4 | 1.98 | R-454B | 650
215870974 | YORK | HH860E2S11 | CH600D*C+TXV | Y91E100C20SMPS1 | Split System | 45000 | 17 | 8.4 | 1.98 | R-454B | 650
218391430 | LENNOX | EL18KSLV-036-230A** | L*19/36U+TXV | SL280UH090V48B* | Split System | 34200 | 18 | 8.4 | 1.88 | R-454B | 650
218392678 | LENNOX | EL18KSLV-036-230A** | L*19/36U+TXV | SL280UH090XV48B* | Split System | 34200 | 18 | 8.4 | 1.88 | R-454B | 650
218392677 | LENNOX | EL18KSLV-036-230A** | LH29/36X*+TXV | SL280UH090XV48B* | Split System | 34200 | 18 | 8.4 | 1.88 | R-454B | 650
218392533 | LENNOX | EL18KSLV-036-230A** | L*19/36U+TXV | ML180UH070V48B* | Split System | 34600 | 18 | 8.4 | 1.88 | R-454B | 650
218391294 | LENNOX | EL18KSLV-036-230A** | L*19/36U+TXV | ML180UH070V48B* | Split System | 34600 | 18 | 8.4 | 1.88 | R-454B | 650
218392532 | LENNOX | EL18KSLV-036-230A** | LH29/36X*+TXV | ML180UH070V48B* | Split System | 34600 | 18 | 8.4 | 1.88 | R-454B | 650
218391221 | LENNOX | EL18KSLV-036-230A** | LD19/36Z*+TXV | EL297UH045XE36B* | Split System | 33600 | 17 | 8.45 | 1.78 | R-454B | 650
218391224 | LENNOX | EL18KSLV-036-230A** | LH29/36X*+TXV | EL297UH045XE36B* | Split System | 33600 | 17 | 8.45 | 1.8 | R-454B | 650
218391225 | LENNOX | EL18KSLV-036-230A** | L*19/36U+TXV | EL297UH045XE36B* | Split System | 33600 | 17 | 8.45 | 1.8 | R-454B | 650
218392463 | LENNOX | EL18KSLV-036-230A** | LH29/36X*+TXV | EL297UH045XE36B* | Split System | 33600 | 17 | 8.45 | 1.8 | R-454B | 650
218392464 | LENNOX | EL18KSLV-036-230A** | L*19/36U+TXV | EL297UH045XE36B* | Split System | 33600 | 17 | 8.45 | 1.8 | R-454B | 650
218391393 | LENNOX | EL18KSLV-036-230A** | LH29/36X*+TXV | ML296UH045XV36B* | Split System | 33600 | 17 | 8.45 | 1.84 | R-454B | 650
218392632 | LENNOX | EL18KSLV-036-230A** | LH29/36X*+TXV | ML296UH045XV36B* | Split System | 33600 | 17 | 8.45 | 1.84 | R-454B | 650
218392633 | LENNOX | EL18KSLV-036-230A** | L*19/36U+TXV | ML296UH045XV36B* | Split System | 33600 | 17 | 8.45 | 1.84 | R-454B | 650
218619727 | DUCANE | 7SHP15V18P-**A | 7E[C,U]30BX-**+TDR | 92G1UH030BE12* | Split System | 18600 | 15.2 | 8.1 | 1.9 | R-454B | 650
218323889 | AMERICAN STANDARD | 5HPL5036A1 | 5TXCB006AS3 | S9V2B060D3VSB | Split System | 33000 | 16 | 8.1 | 1.8 | R-454B | 650
218323888 | TRANE | 5HPL5036A1 | 5TXCB006AS3 | S9V2B060D3VSB | Split System | 33000 | 16 | 8.1 | 1.8 | R-454B | 650
218615218 | ALLIED | 7SHP15V24P-**A | 7ED24BX-**+TDR | 97G2DF070BV16* | Split System | 23000 | 15.7 | 8.2 | 1.8 | R-454B | 650
218619277 | DUCANE | 7SHP15V24P-**A | 7ED24BX-**+TDR | 97G2DF070BV16* | Split System | 23000 | 15.7 | 8.2 | 1.8 | R-454B | 650
218450453 | GE Appliances | NS15H24HA5*** | NCDC24BT5****+TDR | NF97D070V4B*** | Split System | 23000 | 15.7 | 8.2 | 1.8 | R-454B | 650
218615217 | ALLIED | 7SHP15V24P-**A | 7ED24AX-**+TDR | 80G1DF045AE12* | Split System | 23000 | 15.6 | 8.2 | 1.8 | R-454B | 650
218619276 | DUCANE | 7SHP15V24P-**A | 7ED24AX-**+TDR | 80G1DF045AE12* | Split System | 23000 | 15.6 | 8.2 | 1.8 | R-454B | 650
218450451 | GE Appliances | NS15H24HA5*** | NCDC24AT5****+TDR | NF80D045S3A*** | Split System | 23000 | 15.6 | 8.2 | 1.8 | R-454B | 650
218615215 | ALLIED | 7SHP15V24P-**A | 7ED24AX-**+TDR | 80G2DF070AE12* | Split System | 23000 | 15.8 | 8.2 | 1.8 | R-454B | 650
218619274 | DUCANE | 7SHP15V24P-**A | 7ED24AX-**+TDR | 80G2DF070AE12* | Split System | 23000 | 15.8 | 8.2 | 1.8 | R-454B | 650
218450449 | GE Appliances | NS15H24HA5*** | NCDC24AT5****+TDR | NF80D070T3A*** | Split System | 23000 | 15.8 | 8.2 | 1.8 | R-454B | 650
218619748 | DUCANE | 7SHP15V24P-**A | 7E[C,U]24BX-**+TDR | 80G2UH090BE12* | Split System | 23000 | 16.1 | 8.2 | 1.8 | R-454B | 650
218450452 | GE Appliances | NS15H24HA5*** | NCDC24BT5****+TDR | NF97D070M3B*** | Split System | 22800 | 15.9 | 8.2 | 1.8 | R-454B | 650
218619598 | DUCANE | 7SHP15V24P-**A | 7E[C,U]36AX-**+TDR | 80G1UH040AE12X* | Split System | 23600 | 16.3 | 8.2 | 1.8 | R-454B | 650
218619599 | DUCANE | 7SHP15V24P-**A | 7E[C,U]36AX-**+TDR | 80G1UH060AE12X* | Split System | 23600 | 16.3 | 8.2 | 1.8 | R-454B | 650
218619779 | DUCANE | 7SHP15V24P-**A | 7EH30BX-**+TDR | 97G2UH030BE08* | Split System | 23000 | 16.9 | 8.2 | 1.8 | R-454B | 650
218619763 | DUCANE | 7SHP15V24P-**A | 7E[C,U]36BX-**+TDR | 80G2UH090BE12* | Split System | 23200 | 16.1 | 8.2 | 1.8 | R-454B | 650
218615202 | ALLIED | 7SHP15V24P-**A | 7EH24BX-**+TDR | 80G2UH090BV16* | Split System | 23400 | 16.2 | 8.2 | 1.8 | R-454B | 650
218619261 | DUCANE | 7SHP15V24P-**A | 7EH24BX-**+TDR | 80G2UH090BV16* | Split System | 23400 | 16.2 | 8.2 | 1.8 | R-454B | 650
218450435 | GE Appliances | NS15H24HA5*** | NCHC24BT5****+TDR | NF80U090V4B*** | Split System | 23400 | 16.2 | 8.2 | 1.8 | R-454B | 650
218619601 | DUCANE | 7SHP15V24P-**A | 7E[C,U]36AX-**+TDR | 80G2UH045AE12* | Split System | 23400 | 16.6 | 8.2 | 1.8 | R-454B | 650
218619555 | DUCANE | 7SHP15V18P-**A | 7E[C,U]30AX-**+TDR | 80G1UH040AE12X* | Split System | 18200 | 15.5 | 8.2 | 1.9 | R-454B | 650
218619556 | DUCANE | 7SHP15V18P-**A | 7E[C,U]30AX-**+TDR | 80G1UH060AE12X* | Split System | 18200 | 15.5 | 8.2 | 1.9 | R-454B | 650
218619740 | DUCANE | 7SHP15V18P-**A | 7EH30BX-**+TDR | 97G2UH070BE12* | Split System | 18700 | 15.2 | 8.2 | 1.9 | R-454B | 650
218619582 | DUCANE | 7SHP15V18P-**A | 7EH30BX-**+TDR | 95G1UH060BE12X* | Split System | 18800 | 15.2 | 8.2 | 1.9 | R-454B | 650
218619733 | DUCANE | 7SHP15V18P-**A | 7EH24BX-**+TDR | 97G2UH070BE12* | Split System | 18700 | 15.3 | 8.2 | 1.9 | R-454B | 650
218619572 | DUCANE | 7SHP15V18P-**A | 7EH24BX-**+TDR | 95G1UH060BE12X* | Split System | 18800 | 15.3 | 8.2 | 1.9 | R-454B | 650
218619739 | DUCANE | 7SHP15V18P-**A | 7EH30BX-**+TDR | 97G2UH045BE12* | Split System | 18800 | 15.3 | 8.2 | 1.9 | R-454B | 650
218619741 | DUCANE | 7SHP15V18P-**A | 7EH30BX-**+TDR | 92G1UH030BE12* | Split System | 17900 | 15.4 | 8.2 | 1.9 | R-454B | 650
218619732 | DUCANE | 7SHP15V18P-**A | 7EH24BX-**+TDR | 97G2UH045BE12* | Split System | 18800 | 15.4 | 8.2 | 1.9 | R-454B | 650
218619559 | DUCANE | 7SHP15V18P-**A | 7E[C,U]30AX-**+TDR | 80G1UH045AE12* | Split System | 18400 | 15.7 | 8.2 | 1.9 | R-454B | 650
218619560 | DUCANE | 7SHP15V18P-**A | 7E[C,U]30AX-**+TDR | 80G1UH045AE12L* | Split System | 18400 | 15.7 | 8.2 | 1.9 | R-454B | 650
218619728 | DUCANE | 7SHP15V18P-**A | 7E[C,U]30BX-**+TDR | 92G1UH045BE12* | Split System | 18600 | 15.7 | 8.2 | 1.9 | R-454B | 650
218619729 | DUCANE | 7SHP15V18P-**A | 7E[C,U]30BX-**+TDR | 92G1UH070BE12* | Split System | 18500 | 15.8 | 8.2 | 1.9 | R-454B | 650
218619558 | DUCANE | 7SHP15V18P-**A | 7E[C,U]30AX-**+TDR | 80G2UH070AE12* | Split System | 18600 | 16 | 8.2 | 1.9 | R-454B | 650
218619723 | DUCANE | 7SHP15V18P-**A | 7E[C,U]30AX-**+TDR | 80G2UH070AE12L* | Split System | 18600 | 16 | 8.2 | 1.9 | R-454B | 650
218619584 | DUCANE | 7SHP15V18P-**A | 7EH30BX-**+TDR | 96G1UH070BE12* | Split System | 18800 | 15.2 | 8.2 | 1.9 | R-454B | 650
218619574 | DUCANE | 7SHP15V18P-**A | 7EH24BX-**+TDR | 96G1UH070BE12* | Split System | 18800 | 15.3 | 8.2 | 1.9 | R-454B | 650
218619557 | DUCANE | 7SHP15V18P-**A | 7E[C,U]30AX-**+TDR | 80G2UH045AE12* | Split System | 18100 | 15.7 | 8.2 | 1.9 | R-454B | 650
218619724 | DUCANE | 7SHP15V18P-**A | 7E[C,U]30BX-**+TDR | 80G2UH090BE12* | Split System | 18700 | 15.8 | 8.2 | 1.9 | R-454B | 650
218619619 | DUCANE | 7SHP15V24P-**A | 7EH30AX-**+TDR | 80G1UH070AE12* | Split System | 23600 | 15.6 | 8.3 | 1.8 | R-454B | 650
218619565 | DUCANE | 7SHP15V18P-**A | 7EH24AX-**+TDR | 80G1UH040AE12X* | Split System | 18000 | 15.4 | 8.3 | 1.9 | R-454B | 650
218619566 | DUCANE | 7SHP15V18P-**A | 7EH24AX-**+TDR | 80G1UH060AE12X* | Split System | 18000 | 15.4 | 8.3 | 1.9 | R-454B | 650
218619546 | DUCANE | 7SHP15V18P-**A | 7E[C,U]24AX-**+TDR | 80G1UH040AE12X* | Split System | 18100 | 15.4 | 8.3 | 1.9 | R-454B | 650
218619547 | DUCANE | 7SHP15V18P-**A | 7E[C,U]24AX-**+TDR | 80G1UH060AE12X* | Split System | 18100 | 15.4 | 8.3 | 1.9 | R-454B | 650
218619721 | DUCANE | 7SHP15V18P-**A | 7E[C,U]24BX-**+TDR | 92G1UH045BE12* | Split System | 18400 | 15.6 | 8.3 | 1.9 | R-454B | 650
218619722 | DUCANE | 7SHP15V18P-**A | 7E[C,U]24BX-**+TDR | 92G1UH070BE12* | Split System | 18400 | 15.7 | 8.3 | 1.9 | R-454B | 650
218619568 | DUCANE | 7SHP15V18P-**A | 7EH24AX-**+TDR | 80G2UH070AE12* | Split System | 18500 | 15.9 | 8.3 | 1.9 | R-454B | 650
218619548 | DUCANE | 7SHP15V18P-**A | 7E[C,U]24AX-**+TDR | 80G2UH070AE12* | Split System | 18500 | 15.9 | 8.3 | 1.9 | R-454B | 650
218619730 | DUCANE | 7SHP15V18P-**A | 7EH24AX-**+TDR | 80G2UH070AE12L* | Split System | 18500 | 15.9 | 8.3 | 1.9 | R-454B | 650
218619716 | DUCANE | 7SHP15V18P-**A | 7E[C,U]24AX-**+TDR | 80G2UH070AE12L* | Split System | 18500 | 15.9 | 8.3 | 1.9 | R-454B | 650
218619550 | DUCANE | 7SHP15V18P-**A | 7E[C,U]24AX-**+TDR | 80G1UH045AE12L* | Split System | 18300 | 15.6 | 8.3 | 1.9 | R-454B | 650
218619549 | DUCANE | 7SHP15V18P-**A | 7E[C,U]24AX-**+TDR | 80G1UH045AE12* | Split System | 18300 | 15.6 | 8.3 | 1.9 | R-454B | 650
218619717 | DUCANE | 7SHP15V18P-**A | 7E[C,U]24BX-**+TDR | 80G2UH090BE12* | Split System | 18500 | 15.7 | 8.3 | 1.9 | R-454B | 650
218619735 | DUCANE | 7SHP15V18P-**A | 7EH24BX-**+TDR | 92G1UH045BE12* | Split System | 18800 | 15.9 | 8.3 | 1.9 | R-454B | 650
218619742 | DUCANE | 7SHP15V18P-**A | 7EH30BX-**+TDR | 92G1UH045BE12* | Split System | 18800 | 15.9 | 8.3 | 1.9 | R-454B | 650
218619736 | DUCANE | 7SHP15V18P-**A | 7EH24BX-**+TDR | 92G1UH070BE12* | Split System | 18700 | 16 | 8.3 | 1.9 | R-454B | 650
218619743 | DUCANE | 7SHP15V18P-**A | 7EH30BX-**+TDR | 92G1UH070BE12* | Split System | 18700 | 16 | 8.3 | 1.9 | R-454B | 650
215866627 | KADEN | KOB-UUX60HP-2AAMA | KIB-UUX60AH-2AAMA |  | Split System | 54000 | 15.2 | 8.4 | 1.8 | R-454B | 650
215864309 | MAINLINE | ML60HP230LMNT-O | ML60HP230LMNTAHU-I |  | Split System | 54000 | 15.2 | 8.4 | 1.8 | R-454B | 650
218619620 | DUCANE | 7SHP15V24P-**A | 7EH30AX-**+TDR | 80G1UH045AE12* | Split System | 23600 | 16.2 | 8.4 | 1.8 | R-454B | 650
218615208 | ALLIED | 7SHP15V24P-**A | 7EH30AX-**+TDR | 80G1UH060AE12X* | Split System | 23600 | 16.4 | 8.4 | 1.8 | R-454B | 650
218619266 | DUCANE | 7SHP15V24P-**A | 7EH30AX-**+TDR | 80G1UH040AE12X* | Split System | 23600 | 16.4 | 8.4 | 1.8 | R-454B | 650
218619267 | DUCANE | 7SHP15V24P-**A | 7EH30AX-**+TDR | 80G1UH060AE12X* | Split System | 23600 | 16.4 | 8.4 | 1.8 | R-454B | 650
218450440 | GE Appliances | NS15H24HA5*** | NCHC30AT5****+TDR | NF80X040S3A*** | Split System | 23600 | 16.4 | 8.4 | 1.8 | R-454B | 650
218615209 | ALLIED | 7SHP15V24P-**A | 7EH30AX-**+TDR | 80G2UH070AE12* | Split System | 23200 | 16 | 8.4 | 1.8 | R-454B | 650
218619268 | DUCANE | 7SHP15V24P-**A | 7EH30AX-**+TDR | 80G2UH070AE12* | Split System | 23200 | 16 | 8.4 | 1.8 | R-454B | 650
218619778 | DUCANE | 7SHP15V24P-**A | 7EH30AX-**+TDR | 80G2UH070AE12L* | Split System | 23200 | 16 | 8.4 | 1.8 | R-454B | 650
218619622 | DUCANE | 7SHP15V24P-**A | 7EH30AX-**+TDR | 80G1UH045AE12L* | Split System | 23400 | 16.1 | 8.4 | 1.8 | R-454B | 650
218619618 | DUCANE | 7SHP15V24P-**A | 7EH30AX-**+TDR | 80G2UH045AE12* | Split System | 23400 | 16.5 | 8.4 | 1.9 | R-454B | 650
218619585 | DUCANE | 7SHP15V18P-**A | 7ED24AX-**+TDR | 80G2DF070AE12* | Split System | 18500 | 15.4 | 8.4 | 1.9 | R-454B | 650
218619745 | DUCANE | 7SHP15V18P-**A | 7ED24BX-**+TDR | 92G1DF045BE12* | Split System | 18500 | 15.7 | 8.4 | 1.9 | R-454B | 650
218619746 | DUCANE | 7SHP15V18P-**A | 7ED24BX-**+TDR | 92G1DF070BE12* | Split System | 18500 | 15.8 | 8.4 | 1.9 | R-454B | 650
218619567 | DUCANE | 7SHP15V18P-**A | 7EH24AX-**+TDR | 80G2UH045AE12* | Split System | 17900 | 16.2 | 8.4 | 1.9 | R-454B | 650
218619734 | DUCANE | 7SHP15V18P-**A | 7EH24BX-**+TDR | 92G1UH030BE12* | Split System | 18800 | 16.5 | 8.4 | 1.9 | R-454B | 650
218619738 | DUCANE | 7SHP15V18P-**A | 7EH30BX-**+TDR | 80G2UH090BE12* | Split System | 18900 | 16.7 | 8.4 | 1.9 | R-454B | 650
218619731 | DUCANE | 7SHP15V18P-**A | 7EH24BX-**+TDR | 80G2UH090BE12* | Split System | 18900 | 16.8 | 8.4 | 1.9 | R-454B | 650
218615089 | CONCORD | 7SHP15V24P-**A | 7AH1AV30PX-** |  | Split System | 24000 | 16.2 | 8.5 | 1.8 | R-454B | 650
218615132 | DUCANE | 7SHP15V24P-**A | 7AH1AV30PX-** |  | Split System | 24000 | 16.2 | 8.5 | 1.8 | R-454B | 650
215864308 | MAINLINE | ML48HP230LMNT-O | ML48HP230LMNTAHU-I |  | Split System | 48000 | 16 | 8.5 | 1.85 | R-454B | 650
218522141 | CHAMPION HEATING AND COOLING | HH836E2S11 | CTF36C5CDS2 | TM9V100C20MP12 | Split System | 34600 | 18 | 8.5 | 2 | R-454B | 650
218522135 | CHAMPION HEATING AND COOLING | HH836E2S11 | CTF36C5ADS2 | TP9C100C20MP13 | Split System | 34600 | 18 | 8.5 | 2 | R-454B | 650
218522131 | CHAMPION HEATING AND COOLING | HH836E2S11 | CTF36C5ADS2 | TM9V100C20MP12 | Split System | 34600 | 18 | 8.5 | 2 | R-454B | 650
218522145 | CHAMPION HEATING AND COOLING | HH836E2S11 | CTF36C5CDS2 | TP9C100C20MP13 | Split System | 34600 | 18 | 8.5 | 2 | R-454B | 650
218522128 | COLEMAN | HH836E2S11 | CTF36C5ADS2 | TM9V100C20MP12 | Split System | 34600 | 18 | 8.5 | 2 | R-454B | 650
218522132 | COLEMAN | HH836E2S11 | CTF36C5ADS2 | TP9C100C20MP13 | Split System | 34600 | 18 | 8.5 | 2 | R-454B | 650
218522146 | COLEMAN | HH836E2S11 | CTF36C5CDS2 | CP9C100C20MP13 | Split System | 34600 | 18 | 8.5 | 2 | R-454B | 650
218522142 | COLEMAN | HH836E2S11 | CTF36C5CDS2 | TP9C100C20MP13 | Split System | 34600 | 18 | 8.5 | 2 | R-454B | 650
218522136 | COLEMAN | HH836E2S11 | CTF36C5ADS2 | CP9C100C20MP13 | Split System | 34600 | 18 | 8.5 | 2 | R-454B | 650
218522138 | COLEMAN | HH836E2S11 | CTF36C5CDS2 | TM9V100C20MP12 | Split System | 34600 | 18 | 8.5 | 2 | R-454B | 650
218522134 | FRASER-JOHNSTON | HH836E2S11 | CTF36C5ADS2 | TP9C100C20MP13 | Split System | 34600 | 18 | 8.5 | 2 | R-454B | 650
218522130 | FRASER-JOHNSTON | HH836E2S11 | CTF36C5ADS2 | TM9V100C20MP12 | Split System | 34600 | 18 | 8.5 | 2 | R-454B | 650
218522140 | FRASER-JOHNSTON | HH836E2S11 | CTF36C5CDS2 | TM9V100C20MP12 | Split System | 34600 | 18 | 8.5 | 2 | R-454B | 650
218522144 | FRASER-JOHNSTON | HH836E2S11 | CTF36C5CDS2 | TP9C100C20MP13 | Split System | 34600 | 18 | 8.5 | 2 | R-454B | 650
218522139 | LUXAIRE | HH836E2S11 | CTF36C5CDS2 | TM9V100C20MP12 | Split System | 34600 | 18 | 8.5 | 2 | R-454B | 650
218522129 | LUXAIRE | HH836E2S11 | CTF36C5ADS2 | TM9V100C20MP12 | Split System | 34600 | 18 | 8.5 | 2 | R-454B | 650
218522147 | LUXAIRE | HH836E2S11 | CTF36C5CDS2 | LP9C100C20MP13 | Split System | 34600 | 18 | 8.5 | 2 | R-454B | 650
218522133 | LUXAIRE | HH836E2S11 | CTF36C5ADS2 | TP9C100C20MP13 | Split System | 34600 | 18 | 8.5 | 2 | R-454B | 650
218522137 | LUXAIRE | HH836E2S11 | CTF36C5ADS2 | LP9C100C20MP13 | Split System | 34600 | 18 | 8.5 | 2 | R-454B | 650
218522143 | LUXAIRE | HH836E2S11 | CTF36C5CDS2 | TP9C100C20MP13 | Split System | 34600 | 18 | 8.5 | 2 | R-454B | 650
218619720 | DUCANE | 7SHP15V18P-**A | 7E[C,U]24BX-**+TDR | 92G1UH030BE12* | Split System | 18500 | 17.1 | 8.5 | 1.9 | R-454B | 650
218372785 | HEIL | H5H0V60*K*AAA* | D(A,C,E)61A3J+TDR | *97CMN0602120B* | Split System | 50000 | 17.5 | 8.1 | 2.29 | R-454B | 650
218331670 | GE Appliances | NS15H24HA5*** | L(E,F)W36CJ |  | Split System | 22400 | 15.2 | 8.1 | 1.8 | R-454B | 650
218372786 | HEIL | H5H0V60*K*AAA* | D(A,C,E)61A3J+TDR | *97CMN0802120B* | Split System | 50500 | 18 | 8.1 | 2.32 | R-454B | 650
218372773 | HEIL | H5H0V60*K*AAA* | D(A,C,E)61A3J+TDR | *80CSU1002120A* | Split System | 51000 | 18 | 8.1 | 2.35 | R-454B | 650
218331666 | GE Appliances | NS15H24HA5*** | A(E,F)M24J+TDR |  | Split System | 21400 | 15.2 | 8.1 | 1.8 | R-454B | 650
218372783 | HEIL | H5H0V60*K*AAA* | D(A,C,E)61A3J+TDR | *96CTN1002122B* | Split System | 51000 | 18.5 | 8.1 | 2.35 | R-454B | 650
218372788 | HEIL | H5H0V60*K*AAA* | D(A,C,E)61A3J+TDR | *97CMN1202422B* | Split System | 51000 | 18.5 | 8.1 | 2.35 | R-454B | 650
218372787 | HEIL | H5H0V60*K*AAA* | D(A,C,E)61A3J+TDR | *97CMN1002122B* | Split System | 51000 | 18.5 | 8.1 | 2.35 | R-454B | 650
218372781 | HEIL | H5H0V60*K*AAA* | D(A,C,E)61A3J+TDR | *95CSU1002122B* | Split System | 51000 | 18.5 | 8.1 | 2.37 | R-454B | 650
218372771 | HEIL | H5H0V60*K*AAA* | D(A,C,E)61A3J+TDR | *80CSU0802120A* | Split System | 51000 | 18.5 | 8.1 | 2.37 | R-454B | 650
218372772 | HEIL | H5H0V60*K*AAA* | D(A,C,E)61A3J+TDR | *80CSU0802120B* | Split System | 51500 | 18.5 | 8.1 | 2.39 | R-454B | 650
218330903 | CARRIER | 37MUHAQ60AA3+TIC2025-0016 | L(E,G)M60AJ |  | Split System | 49000 | 15.2 | 8.1 | 2.35 | R-454B | 650
218331343 | CARRIER | 37MURAQ24AA3 | D(A,C,E)31A3J+TDR | 59SU5B080M21**20 | Split System | 21800 | 15.2 | 8.1 | 2.94 | R-454B | 650
218331339 | CARRIER | 37MURAQ24AA3 | D(A,C,E)31A3J+TDR | 59SU5B040M17**12 | Split System | 22000 | 15.2 | 8.1 | 2.94 | R-454B | 650
218331377 | CARRIER | 37MURAQ24AA3 | D(A,C,E)31A3J+TDR | GG96VTAB48060B** | Split System | 22200 | 15.2 | 8.1 | 2.94 | R-454B | 650
218331284 | CARRIER | 37MURAQ24AA3 | D(A,C,E)31A3J+TDR | 58TP*B070V17**16 | Split System | 22000 | 15.2 | 8.1 | 2.96 | R-454B | 650
218331341 | CARRIER | 37MURAQ24AA3 | D(A,C,E)31A3J+TDR | 59SU5B060M17**16 | Split System | 22000 | 15.2 | 8.1 | 2.96 | R-454B | 650
218362612 | BOSCH | BOHA-24MTB-M18S | D(A,C,E)31D2J+TDR | BGH97M060B3A | Split System | 20400 | 15.5 | 8.1 | 2.58 | R-454B | 650
218331272 | CARRIER | 37MURAQ24AA3 | D(A,C,E)31A3J+TDR | 58SU*B040M17**12 | Split System | 22200 | 15.5 | 8.1 | 2.97 | R-454B | 650
218372723 | HEIL | H5H0V48*K*AAA* | D(A,C,E)49A3J+TDR | *80CTL0701412B* | Split System | 42000 | 16 | 8.1 | 2.59 | R-454B | 650
218138493 | RUUD | RD16AY48AJVC | D(A,C,E)60B4J+TDR | U97MV1155A24DHS | Split System | 42000 | 16 | 8.1 | 2.44 | R-454B | 650
218138507 | RUUD | RD16AY48AJVC | D(A,C,E)60B4J+TDR | U98MV1155A24UPS | Split System | 42000 | 16 | 8.1 | 2.44 | R-454B | 650
218331224 | CARRIER | 37MURAQ18AA3 | D(A,C,E)31A3J+TDR | 59SC6A100M21**20 | Split System | 16300 | 15.2 | 8.1 | 2.79 | R-454B | 650
218330945 | CARRIER | 37MUHAQ24AA3 | D(A,C,E)31A3J+TDR | 58S(B,C)*B045M17**14 | Split System | 20600 | 15.2 | 8.1 | 2.83 | R-454B | 650
218331047 | CARRIER | 37MUHAQ24AA3 | D(A,C,E)31A3J+TDR | 59SP6B040V14**10 | Split System | 20600 | 15.2 | 8.1 | 2.84 | R-454B | 650
218331025 | CARRIER | 37MUHAQ24AA3 | D(A,C,E)31A3J+TDR | 59SC6A026M14**10 | Split System | 20800 | 15.2 | 8.1 | 2.87 | R-454B | 650
218331031 | CARRIER | 37MUHAQ24AA3 | D(A,C,E)31A3J+TDR | 59SC6A060M14**12 | Split System | 20800 | 15.2 | 8.1 | 2.87 | R-454B | 650
218331357 | CARRIER | 37MURAQ24AA3 | D(A,C,E)31A3J+TDR | 59TP6C080V17**16 | Split System | 22400 | 15.2 | 8.1 | 3 | R-454B | 650
218138426 | RUUD | RD16AY48AJVC | D(A,C,E)60B4J+TDR | R921T0705A21M4 | Split System | 41500 | 15.2 | 8.1 | 2.44 | R-454B | 650
218138430 | RUUD | RD16AY48AJVC | D(A,C,E)60B4J+TDR | R921T1155A24M4 | Split System | 42000 | 15.2 | 8.1 | 2.44 | R-454B | 650
218138428 | RUUD | RD16AY48AJVC | D(A,C,E)60B4J+TDR | R921T1005A21M4 | Split System | 41500 | 15.2 | 8.1 | 2.58 | R-454B | 650
218362615 | BOSCH | BOHA-24RTB-M18S | D(A,C,E)37D3J+TDR | BGH97M060B3A | Split System | 22000 | 15.5 | 8.1 | 2.57 | R-454B | 650
218362621 | BOSCH | BOHA-24RTB-M18S | D(A,C,E)37D3J+TDR | BGH97M080B3A | Split System | 22000 | 15.5 | 8.1 | 2.6 | R-454B | 650
218331075 | CARRIER | 37MUHAQ24AA3 | D(A,C,E)31A3J+TDR | 59TP6C040V17**12 | Split System | 20800 | 15.5 | 8.1 | 2.82 | R-454B | 650
218331013 | CARRIER | 37MUHAQ24AA3 | D(A,C,E)31A3J+TDR | 59SC2E060M17**14 | Split System | 20800 | 15.5 | 8.1 | 2.85 | R-454B | 650
218330955 | CARRIER | 37MUHAQ24AA3 | D(A,C,E)31A3J+TDR | 58S(B,C)*B090M17**14 | Split System | 20800 | 15.5 | 8.1 | 2.85 | R-454B | 650
218331011 | CARRIER | 37MUHAQ24AA3 | D(A,C,E)31A3J+TDR | 59SC2E060M14**12 | Split System | 21000 | 15.5 | 8.1 | 2.86 | R-454B | 650
218331112 | CARRIER | 37MUHAQ24AA3 | D(A,C,E)37A3J+TDR | GG96VTAB66120D** | Split System | 22000 | 15.5 | 8.1 | 3.03 | R-454B | 650
218331090 | CARRIER | 37MUHAQ24AA3 | D(A,C,E)37A3J+TDR | 59TP6C120V24**22 | Split System | 22000 | 15.5 | 8.1 | 3.03 | R-454B | 650
218362623 | BOSCH | BOHA-36RTB-M18S | D(A,C,E)37D3J+TDR | BGH97M080B3A | Split System | 31600 | 16 | 8.1 | 2.53 | R-454B | 650
218362632 | BOSCH | BOHA-60MTB-M18S | D(A,C,E)49B3J+TDR | BGH97M100C5A | Split System | 41000 | 16 | 8.1 | 2.59 | R-454B | 650
218362634 | BOSCH | BOHA-60MTB-M18S | D(A,C,E)49B3J+TDR | BGH97M100D5A | Split System | 42000 | 16 | 8.1 | 2.59 | R-454B | 650
218362636 | BOSCH | BOHA-60MTB-M18S | D(A,C,E)49B3J+TDR | BGH97M120D5A | Split System | 42000 | 16 | 8.1 | 2.59 | R-454B | 650
218362628 | BOSCH | BOHA-60MTB-M18S | D(A,C,E)49B3J+TDR | BGH97M080C4A | Split System | 40000 | 16 | 8.1 | 2.63 | R-454B | 650
218362624 | BOSCH | BOHA-60MTB-M18S | D(A,C,E)49B3J+TDR | BGH97M080B3A | Split System | 40000 | 16 | 8.1 | 2.64 | R-454B | 650
218331015 | CARRIER | 37MUHAQ24AA3 | D(A,C,E)31A3J+TDR | 59SC2E080M17**16 | Split System | 20600 | 16 | 8.1 | 2.85 | R-454B | 650
218330947 | CARRIER | 37MUHAQ24AA3 | D(A,C,E)31A3J+TDR | 58S(B,C)*B070M14**12 | Split System | 20800 | 16 | 8.1 | 2.85 | R-454B | 650
218331079 | CARRIER | 37MUHAQ24AA3 | D(A,C,E)31A3J+TDR | 59TP6C060V17**16 | Split System | 20800 | 16 | 8.1 | 2.86 | R-454B | 650
218331105 | CARRIER | 37MUHAQ24AA3 | D(A,C,E)31A3J+TDR | GG96VTAB48060B** | Split System | 20800 | 16 | 8.1 | 2.86 | R-454B | 650
218331093 | CARRIER | 37MUHAQ24AA3 | D(A,C,E)31A3J+TDR | 59TP7A080V17**16 | Split System | 21000 | 16 | 8.1 | 2.88 | R-454B | 650
218331107 | CARRIER | 37MUHAQ24AA3 | D(A,C,E)31A3J+TDR | GG96VTAB48080B** | Split System | 21000 | 16 | 8.1 | 2.88 | R-454B | 650
218330977 | CARRIER | 37MUHAQ24AA3 | D(A,C,E)31A3J+TDR | 58SP*B090V17**16 | Split System | 21000 | 16 | 8.1 | 2.89 | R-454B | 650
218138478 | RUUD | RD16AY48AJVC | D(A,C,E)60B4J+TDR | R962V1155A24M4 | Split System | 42000 | 16 | 8.1 | 2.58 | R-454B | 650
218138460 | RUUD | RD16AY48AJVC | D(A,C,E)60B4J+TDR | R951V1155A24M4 | Split System | 42000 | 16 | 8.1 | 2.58 | R-454B | 650
218138440 | RUUD | RD16AY48AJVC | D(A,C,E)60B4J+TDR | R921V1155A24M4 | Split System | 42000 | 16 | 8.1 | 2.58 | R-454B | 650
218138321 | RUUD | RD16AY36AJVC | D(A,C,E)36A3J+TDR | R951V0603A17M4 | Split System | 31000 | 16 | 8.1 | 2.7 | R-454B | 650
218138317 | RUUD | RD16AY36AJVC | D(A,C,E)36A3J+TDR | R951V0403A17M4 | Split System | 31000 | 16 | 8.1 | 2.71 | R-454B | 650
218138303 | RUUD | RD16AY36AJVC | D(A,C,E)36A3J+TDR | R921V0403A17M4 | Split System | 31000 | 16 | 8.1 | 2.71 | R-454B | 650
218138337 | RUUD | RD16AY36AJVC | D(A,C,E)36A3J+TDR | R962V0403A17M4 | Split System | 31000 | 16 | 8.1 | 2.71 | R-454B | 650
218138353 | RUUD | RD16AY36AJVC | D(A,C,E)36A3J+TDR | U97MV0703A17DHS | Split System | 30800 | 16 | 8.1 | 2.72 | R-454B | 650
218138339 | RUUD | RD16AY36AJVC | D(A,C,E)36A3J+TDR | R962V0603A17M4 | Split System | 30800 | 16 | 8.1 | 2.72 | R-454B | 650
218138323 | RUUD | RD16AY36AJVC | D(A,C,E)36A3J+TDR | R951V0603A17UH | Split System | 30800 | 16 | 8.1 | 2.72 | R-454B | 650
218138304 | RUUD | RD16AY36AJVC | D(A,C,E)36D3J+TDR | R921V0403A17M4 | Split System | 32200 | 16 | 8.1 | 2.77 | R-454B | 650
218138338 | RUUD | RD16AY36AJVC | D(A,C,E)36D3J+TDR | R962V0403A17M4 | Split System | 32200 | 16 | 8.1 | 2.77 | R-454B | 650
218138318 | RUUD | RD16AY36AJVC | D(A,C,E)36D3J+TDR | R951V0403A17M4 | Split System | 32200 | 16 | 8.1 | 2.77 | R-454B | 650
218138354 | RUUD | RD16AY36AJVC | D(A,C,E)36D3J+TDR | U97MV0703A17DHS | Split System | 32000 | 16 | 8.1 | 2.78 | R-454B | 650
218138324 | RUUD | RD16AY36AJVC | D(A,C,E)36D3J+TDR | R951V0603A17UH | Split System | 32000 | 16 | 8.1 | 2.78 | R-454B | 650
218138340 | RUUD | RD16AY36AJVC | D(A,C,E)36D3J+TDR | R962V0603A17M4 | Split System | 32000 | 16 | 8.1 | 2.78 | R-454B | 650
218138320 | RUUD | RD16AY36AJVC | D(A,C,E)36D3J+TDR | R951V0403A17UH | Split System | 32000 | 16 | 8.1 | 2.78 | R-454B | 650
218138306 | RUUD | RD16AY36AJVC | D(A,C,E)36D3J+TDR | R921V0603A17M4 | Split System | 32200 | 16 | 8.1 | 2.78 | R-454B | 650
218138322 | RUUD | RD16AY36AJVC | D(A,C,E)36D3J+TDR | R951V0603A17M4 | Split System | 32200 | 16 | 8.1 | 2.78 | R-454B | 650
218330995 | CARRIER | 37MUHAQ24AA3 | D(A,C,E)31A3J+TDR | 58TP*B070V14**12 | Split System | 21000 | 16.5 | 8.1 | 2.88 | R-454B | 650
218330973 | CARRIER | 37MUHAQ24AA3 | D(A,C,E)31A3J+TDR | 58SP*B070V14**12 | Split System | 21000 | 16.5 | 8.1 | 2.88 | R-454B | 650
218330987 | CARRIER | 37MUHAQ24AA3 | D(A,C,E)31A3J+TDR | 58SU*B060M17**16 | Split System | 21200 | 16.5 | 8.1 | 2.88 | R-454B | 650
218138367 | RUUD | RD16AY36AJVC | D(A,C,E)36A3J+TDR | U98MV1005A21UPS | Split System | 30600 | 16.5 | 8.1 | 2.62 | R-454B | 650
218138307 | RUUD | RD16AY36AJVC | D(A,C,E)36A3J+TDR | R921V0703A17M4 | Split System | 30600 | 16.5 | 8.1 | 2.62 | R-454B | 650
218138325 | RUUD | RD16AY36AJVC | D(A,C,E)36A3J+TDR | R951V0703A17M4 | Split System | 30600 | 16.5 | 8.1 | 2.62 | R-454B | 650
218138341 | RUUD | RD16AY36AJVC | D(A,C,E)36A3J+TDR | R962V0703A17M4 | Split System | 30600 | 16.5 | 8.1 | 2.62 | R-454B | 650
218138351 | RUUD | RD16AY36AJVC | D(A,C,E)36A3J+TDR | U97MV0603A17DHS | Split System | 30600 | 16.5 | 8.1 | 2.63 | R-454B | 650
218138361 | RUUD | RD16AY36AJVC | D(A,C,E)36A3J+TDR | U98MV0603A17UPS | Split System | 30600 | 16.5 | 8.1 | 2.64 | R-454B | 650
218138315 | RUUD | RD16AY36AJVC | D(A,C,E)36A3J+TDR | R921V1155A24M4 | Split System | 30600 | 16.5 | 8.1 | 2.76 | R-454B | 650
218138349 | RUUD | RD16AY36AJVC | D(A,C,E)36A3J+TDR | R962V1155A24M4 | Split System | 30600 | 16.5 | 8.1 | 2.76 | R-454B | 650
218138365 | RUUD | RD16AY36AJVC | D(A,C,E)36A3J+TDR | U98MV0855A21UPS | Split System | 30600 | 16.5 | 8.1 | 2.77 | R-454B | 650
218138355 | RUUD | RD16AY36AJVC | D(A,C,E)36A3J+TDR | U97MV0855A21DHS | Split System | 30600 | 16.5 | 8.1 | 2.77 | R-454B | 650
218138357 | RUUD | RD16AY36AJVC | D(A,C,E)36A3J+TDR | U97MV1005A21DHS | Split System | 30600 | 16.5 | 8.1 | 2.77 | R-454B | 650
218138329 | RUUD | RD16AY36AJVC | D(A,C,E)36A3J+TDR | R951V0705A21UHU | Split System | 30600 | 16.5 | 8.1 | 2.77 | R-454B | 650
218138331 | RUUD | RD16AY36AJVC | D(A,C,E)36A3J+TDR | R951V0855A21M4 | Split System | 30600 | 16.5 | 8.1 | 2.77 | R-454B | 650
218138311 | RUUD | RD16AY36AJVC | D(A,C,E)36A3J+TDR | R921V0855A21M4 | Split System | 30600 | 16.5 | 8.1 | 2.77 | R-454B | 650
218138347 | RUUD | RD16AY36AJVC | D(A,C,E)36A3J+TDR | R962V1005A21M4 | Split System | 30600 | 16.5 | 8.1 | 2.78 | R-454B | 650
218138369 | RUUD | RD16AY36AJVC | D(A,C,E)36A3J+TDR | U98MV1155A24UPS | Split System | 30600 | 16.5 | 8.1 | 2.78 | R-454B | 650
218138333 | RUUD | RD16AY36AJVC | D(A,C,E)36A3J+TDR | R951V1005A21M4 | Split System | 30600 | 16.5 | 8.1 | 2.78 | R-454B | 650
218138343 | RUUD | RD16AY36AJVC | D(A,C,E)36A3J+TDR | R962V0705A21M4 | Split System | 30600 | 16.5 | 8.1 | 2.79 | R-454B | 650
218138309 | RUUD | RD16AY36AJVC | D(A,C,E)36A3J+TDR | R921V0705A21M4 | Split System | 30600 | 16.5 | 8.1 | 2.79 | R-454B | 650
218138327 | RUUD | RD16AY36AJVC | D(A,C,E)36A3J+TDR | R951V0705A21M4 | Split System | 30600 | 16.5 | 8.1 | 2.79 | R-454B | 650
215850249 | COLEMAN | HH836E2S11 | C(A,C,D,E)36B3K+TDR | CP9C100C20MP13 | Split System | 31600 | 17.5 | 8.1 | 2 | R-454B | 650
215869135 | AMERICAN STANDARD | 5A6V8X60A1 | 5PX*D008AS3 | S9V2C100U5VSB+LRP | Split System | 53000 | 18.1 | 8.5 | 2 | R-454B | 650
215869151 | AMERICAN STANDARD | 5A6V8X60A1 | 5TXCD008AS3 | S9V2C080U5VSB+LRP | Split System | 53000 | 18.1 | 8.5 | 2 | R-454B | 650
215864744 | AMERICAN STANDARD | 5A6V8X60A1 | 5TXCD008AS3 | S8V2C100M5PDB | Split System | 53000 | 18.1 | 8.5 | 2 | R-454B | 650
215864696 | AMERICAN STANDARD | 5A6V8X60A1 | 5TXCC007AS3 | S8V2C080M5PCB | Split System | 53000 | 18.1 | 8.5 | 2 | R-454B | 650
215869141 | AMERICAN STANDARD | 5A6V8X60A1 | 5TXCC007AS3 | S9V2C100U5VSB+LRP | Split System | 53000 | 18.1 | 8.5 | 2 | R-454B | 650
215864752 | AMERICAN STANDARD | 5A6V8X60A1 | 5TXCD010AS3 | *UHMD120CCV5+LRP | Split System | 53500 | 18.1 | 8.5 | 2 | R-454B | 650
215865074 | AMERICAN STANDARD | 5A6V8X60A1 | 5TXCC007AS3+P0V0C000M50SD+LRP |  | Split System | 53500 | 18.1 | 8.5 | 2 | R-454B | 650
215864726 | AMERICAN STANDARD | 5A6V8X60A1 | 5TXCD008AS3 | L8V1C100U5VSB+LRP | Split System | 53500 | 18.1 | 8.5 | 2 | R-454B | 650
215864740 | AMERICAN STANDARD | 5A6V8X60A1 | 5TXCD008AS3 | S8V2D120M5PDB | Split System | 53500 | 18.1 | 8.5 | 2 | R-454B | 650
215864742 | AMERICAN STANDARD | 5A6V8X60A1 | 5TXCD008AS3 | S8V2D120M5PCB | Split System | 53500 | 18.1 | 8.5 | 2 | R-454B | 650
215864722 | AMERICAN STANDARD | 5A6V8X60A1 | 5TXCC009AS3 | S8V2C080M5PCB | Split System | 54000 | 18.1 | 8.5 | 2 | R-454B | 650
215864776 | AMERICAN STANDARD | 5A6V8X60A1 | 5TXCD010AS3 | S8V2C080M5PDB | Split System | 54000 | 18.1 | 8.5 | 2 | R-454B | 650
215864778 | AMERICAN STANDARD | 5A6V8X60A1 | 5TXCD010AS3 | S8V2C080M5PCB | Split System | 54000 | 18.1 | 8.5 | 2 | R-454B | 650
215869137 | AMERICAN STANDARD | 5A6V8X60A1 | 5PX*D010AS3 | S9V2C100U5VSB+LRP | Split System | 54000 | 18.1 | 8.5 | 2 | R-454B | 650
215864718 | AMERICAN STANDARD | 5A6V8X60A1 | 5TXCC009AS3 | S8V2C100M5PCB | Split System | 54000 | 18.1 | 8.5 | 2 | R-454B | 650
215864716 | AMERICAN STANDARD | 5A6V8X60A1 | 5TXCC009AS3 | S8V2C100M5PDB | Split System | 54000 | 18.1 | 8.5 | 2 | R-454B | 650
215865002 | AMERICAN STANDARD | 5A6V8X60A1 | 5PX*C009AS3 | S8V2C100M5PDB | Split System | 54000 | 18.1 | 8.5 | 2 | R-454B | 650
215865012 | AMERICAN STANDARD | 5A6V8X60A1 | 5PX*D010AS3 | S8V2C100M5PCB | Split System | 54000 | 18.1 | 8.5 | 2 | R-454B | 650
215869147 | AMERICAN STANDARD | 5A6V8X60A1 | 5TXCC009AS3 | S9V2C100U5VSB+LRP | Split System | 54000 | 18.1 | 8.5 | 2 | R-454B | 650
215869149 | AMERICAN STANDARD | 5A6V8X60A1 | 5TXCC009AS3 | S9V2C080U5VSB+LRP | Split System | 54000 | 18.1 | 8.5 | 2 | R-454B | 650
215869139 | AMERICAN STANDARD | 5A6V8X60A1 | 5PX*D010AS3 | S9V2C080U5VSB+LRP | Split System | 54000 | 18.1 | 8.5 | 2 | R-454B | 650
215869129 | AMERICAN STANDARD | 5A6V8X60A1 | 5PX*C009AS3 | S9V2C080U5VSB+LRP | Split System | 54000 | 18.1 | 8.5 | 2 | R-454B | 650
215869131 | AMERICAN STANDARD | 5A6V8X60A1 | 5PX*C009AS3 | S9V2C100U5VSB+LRP | Split System | 54000 | 18.1 | 8.5 | 2 | R-454B | 650
215864998 | AMERICAN STANDARD | 5A6V8X60A1 | 5PX*C009AS3 | S8V2C100M5PCB | Split System | 54000 | 18.1 | 8.5 | 2 | R-454B | 650
215865000 | AMERICAN STANDARD | 5A6V8X60A1 | 5PX*C009AS3 | L8V1C100U5VSB+LRP | Split System | 54500 | 18.1 | 8.5 | 2 | R-454B | 650
215864712 | AMERICAN STANDARD | 5A6V8X60A1 | 5TXCC009AS3 | L8V1C100U5VSB+LRP | Split System | 54500 | 18.1 | 8.5 | 2 | R-454B | 650
215864768 | AMERICAN STANDARD | 5A6V8X60A1 | 5TXCD010AS3 | S8V2D120M5PDB | Split System | 54500 | 18.1 | 8.5 | 2 | R-454B | 650
215865026 | AMERICAN STANDARD | 5A6V8X60A1 | 5PX*D010AS3 | S8V2D120M5PDB | Split System | 54500 | 18.1 | 8.5 | 2 | R-454B | 650
215869157 | AMERICAN STANDARD | 5A6V8X60A1 | 5TXCD010AS3 | S9V2C080U5VSB+LRP | Split System | 54500 | 18.1 | 8.5 | 2 | R-454B | 650
215864774 | AMERICAN STANDARD | 5A6V8X60A1 | 5TXCD010AS3 | S8V2C100M5PCB | Split System | 54500 | 18.1 | 8.5 | 2 | R-454B | 650
215864770 | AMERICAN STANDARD | 5A6V8X60A1 | 5TXCD010AS3 | S8V2D120M5PCB | Split System | 54500 | 18.1 | 8.5 | 2 | R-454B | 650
215869161 | AMERICAN STANDARD | 5A6V8X60A1 | 5TXCD010AS3 | S9V2C100U5VSB+LRP | Split System | 54500 | 18.1 | 8.5 | 2 | R-454B | 650
215864642 | AMERICAN STANDARD | 5A6V8X36A1 | 5TXCC005AS3 | *UHMC100CCV4+LRP | Split System | 31800 | 18.1 | 8.5 | 2.1 | R-454B | 650
215864524 | AMERICAN STANDARD | 5A6V8X36A1 | 5PX*C005AS3 | *UHMC100CCV4+LRP | Split System | 31800 | 18.1 | 8.5 | 2.1 | R-454B | 650
215864526 | AMERICAN STANDARD | 5A6V8X36A1 | 5PX*C005AS3 | S8V2C080M5PCB | Split System | 31800 | 18.1 | 8.5 | 2.1 | R-454B | 650
215864640 | AMERICAN STANDARD | 5A6V8X36A1 | 5TXCC005AS3 | S8V2C080M5PCB | Split System | 31800 | 18.1 | 8.5 | 2.1 | R-454B | 650
215864644 | AMERICAN STANDARD | 5A6V8X36A1 | 5TXCC005AS3 | S8V2C080M5PDB | Split System | 31800 | 18.1 | 8.5 | 2.1 | R-454B | 650
215864528 | AMERICAN STANDARD | 5A6V8X36A1 | 5PX*C005AS3 | S8V2C080M5PDB | Split System | 31800 | 18.1 | 8.5 | 2.1 | R-454B | 650
215864530 | AMERICAN STANDARD | 5A6V8X36A1 | 5PX*C005AS3 | S8V2C100M5PCB | Split System | 31800 | 18.1 | 8.5 | 2.1 | R-454B | 650
215864634 | AMERICAN STANDARD | 5A6V8X36A1 | 5TXCC005AS3 | S8V2C100M5PDB | Split System | 31800 | 18.1 | 8.5 | 2.1 | R-454B | 650
215864532 | AMERICAN STANDARD | 5A6V8X36A1 | 5PX*C005AS3 | S8V2C100M5PDB | Split System | 31800 | 18.1 | 8.5 | 2.1 | R-454B | 650
215869095 | AMERICAN STANDARD | 5A6V8X36A1 | 5PX*C005AS3 | S9V2C080U5VSB+LRP | Split System | 31800 | 18.1 | 8.5 | 2.1 | R-454B | 650
215869109 | AMERICAN STANDARD | 5A6V8X36A1 | 5TXCC005AS3 | S9V2C100U5VSB+LRP | Split System | 31800 | 18.1 | 8.5 | 2.1 | R-454B | 650
215869093 | AMERICAN STANDARD | 5A6V8X36A1 | 5PX*C005AS3 | S9V2C100U5VSB+LRP | Split System | 31800 | 18.1 | 8.5 | 2.1 | R-454B | 650
215869107 | AMERICAN STANDARD | 5A6V8X36A1 | 5TXCC005AS3 | S9V2C080U5VSB+LRP | Split System | 31800 | 18.1 | 8.5 | 2.1 | R-454B | 650
215865038 | AMERICAN STANDARD | 5A6V8X36A1 | 5TEMCB03AV31+TDR |  | Split System | 31800 | 18.1 | 8.5 | 2.1 | R-454B | 650
215865062 | AMERICAN STANDARD | 5A6V8X36A1 | 5TXCB006AS3+P0V0A000M30SD+LRP |  | Split System | 32600 | 18.1 | 8.5 | 2.1 | R-454B | 650
215864600 | AMERICAN STANDARD | 5A6V8X36A1 | 5TXCB006AS3 | S9V2B080U4VSB+LRP | Split System | 32600 | 18.1 | 8.5 | 2.1 | R-454B | 650
215864608 | AMERICAN STANDARD | 5A6V8X36A1 | 5TXCB006AS3 | S9V2B040U3VSB+LRP | Split System | 32600 | 18.1 | 8.5 | 2.1 | R-454B | 650
215864620 | AMERICAN STANDARD | 5A6V8X36A1 | 5TXCB006AS3 | L8V1B080U4VSB+LRP | Split System | 32600 | 18.1 | 8.5 | 2.1 | R-454B | 650
215864802 | AMERICAN STANDARD | 5A6V8X36A1 | 5PX*CD07AS3 | *DHMC100CCV4+LRP | Split System | 32600 | 18.1 | 8.5 | 2.1 | R-454B | 650
215864598 | AMERICAN STANDARD | 5A6V8X36A1 | 5TXCB006AS3 | *UHMB080CCV3+LRP | Split System | 32800 | 18.1 | 8.5 | 2.1 | R-454B | 650
215864628 | AMERICAN STANDARD | 5A6V8X36A1 | 5TXCB006AS3 | S8V2B060M4PDB | Split System | 32800 | 18.1 | 8.5 | 2.1 | R-454B | 650
215864626 | AMERICAN STANDARD | 5A6V8X36A1 | 5TXCB006AS3 | S8V2B060M4PCB | Split System | 32800 | 18.1 | 8.5 | 2.1 | R-454B | 650
215869105 | AMERICAN STANDARD | 5A6V8X36A1 | 5TXCB006AS3 | S9V2B060U4VSB+LRP | Split System | 32800 | 18.1 | 8.5 | 2.1 | R-454B | 650
215869089 | AMERICAN STANDARD | 5A6V8X36A1 | 5PX*B006AS3 | S9V2B060U4VSB+LRP | Split System | 32800 | 18.1 | 8.5 | 2.1 | R-454B | 650
215864596 | AMERICAN STANDARD | 5A6V8X36A1 | 5TXCB006AS3 | *UHMB060CCV3+LRP | Split System | 32800 | 18.1 | 8.5 | 2.1 | R-454B | 650
215864612 | AMERICAN STANDARD | 5A6V8X36A1 | 5TXCB006AS3 | S8V2B080M4PDB | Split System | 32800 | 18.1 | 8.5 | 2.1 | R-454B | 650
215864614 | AMERICAN STANDARD | 5A6V8X36A1 | 5TXCB006AS3 | S8V2B080M4PCB | Split System | 32800 | 18.1 | 8.5 | 2.1 | R-454B | 650
215864810 | AMERICAN STANDARD | 5A6V8X36A1 | 5PX*CD07AS3 | S8V2C080M5PDB | Split System | 32800 | 18.1 | 8.5 | 2.1 | R-454B | 650
215864540 | AMERICAN STANDARD | 5A6V8X36A1 | 5PX*C007AS3 | S8V2C100M5PCB | Split System | 33000 | 18.1 | 8.5 | 2.1 | R-454B | 650
215864542 | AMERICAN STANDARD | 5A6V8X36A1 | 5PX*C007AS3 | S8V2C100M5PDB | Split System | 33000 | 18.1 | 8.5 | 2.1 | R-454B | 650
215864806 | AMERICAN STANDARD | 5A6V8X36A1 | 5PX*CD07AS3 | S8V2C100M5PDB | Split System | 33000 | 18.1 | 8.5 | 2.1 | R-454B | 650
215864808 | AMERICAN STANDARD | 5A6V8X36A1 | 5PX*CD07AS3 | S8V2C100M5PCB | Split System | 33000 | 18.1 | 8.5 | 2.1 | R-454B | 650
215865070 | AMERICAN STANDARD | 5A6V8X48A1 | 5TXCC005AS3+P0V0C000M50SD+LRP |  | Split System | 43500 | 18.1 | 8.5 | 2.1 | R-454B | 650
215864826 | AMERICAN STANDARD | 5A6V8X48A1 | 5PX*B006AS3 | S8V2B080M4PCB | Split System | 44500 | 18.1 | 8.5 | 2.1 | R-454B | 650
215864666 | AMERICAN STANDARD | 5A6V8X48A1 | 5TXCB006AS3 | S9V2B080U4VSB+LRP | Split System | 44500 | 18.1 | 8.5 | 2.1 | R-454B | 650
215864818 | AMERICAN STANDARD | 5A6V8X48A1 | 5PX*B006AS3 | S8V2B080M4PDB | Split System | 44500 | 18.1 | 8.5 | 2.1 | R-454B | 650
215864824 | AMERICAN STANDARD | 5A6V8X48A1 | 5PX*B006AS3 | S8V2B060M4PCB | Split System | 44500 | 18.1 | 8.5 | 2.1 | R-454B | 650
215864664 | AMERICAN STANDARD | 5A6V8X48A1 | 5TXCB006AS3 | L8V1B080U4VSB+LRP | Split System | 44500 | 18.1 | 8.5 | 2.1 | R-454B | 650
215869121 | AMERICAN STANDARD | 5A6V8X48A1 | 5TXCB006AS3 | S9V2B060U4VSB+LRP | Split System | 44500 | 18.1 | 8.5 | 2.1 | R-454B | 650
215869115 | AMERICAN STANDARD | 5A6V8X48A1 | 5PX*B006AS3 | S9V2B060U4VSB+LRP | Split System | 44500 | 18.1 | 8.5 | 2.1 | R-454B | 650
215864820 | AMERICAN STANDARD | 5A6V8X48A1 | 5PX*B006AS3 | L8V1B080U4VSB+LRP | Split System | 44500 | 18.1 | 8.5 | 2.1 | R-454B | 650
215864672 | AMERICAN STANDARD | 5A6V8X48A1 | 5TXCB006AS3 | S8V2B080M4PDB | Split System | 44500 | 18.1 | 8.5 | 2.1 | R-454B | 650
215864674 | AMERICAN STANDARD | 5A6V8X48A1 | 5TXCB006AS3 | S8V2B080M4PCB | Split System | 44500 | 18.1 | 8.5 | 2.1 | R-454B | 650
215864812 | AMERICAN STANDARD | 5A6V8X48A1 | 5PX*B006AS3 | S9V2B080U4VSB+LRP | Split System | 44500 | 18.1 | 8.5 | 2.1 | R-454B | 650
215864918 | AMERICAN STANDARD | 5A6V8X48A1 | 5PX*DD10AS3 | S8V2C080M5PCB | Split System | 45000 | 18.1 | 8.5 | 2.1 | R-454B | 650
215864912 | AMERICAN STANDARD | 5A6V8X48A1 | 5PX*DD10AS3 | S8V2C100M5PDB | Split System | 45000 | 18.1 | 8.5 | 2.1 | R-454B | 650
215864916 | AMERICAN STANDARD | 5A6V8X48A1 | 5PX*DD10AS3 | S8V2C080M5PDB | Split System | 45000 | 18.1 | 8.5 | 2.1 | R-454B | 650
215864914 | AMERICAN STANDARD | 5A6V8X48A1 | 5PX*DD10AS3 | S8V2C100M5PCB | Split System | 45000 | 18.1 | 8.5 | 2.1 | R-454B | 650
215864936 | AMERICAN STANDARD | 5A6V8X48A1 | 5TXCC007AS3 | S8V2C080M5PCB | Split System | 45000 | 18.1 | 8.5 | 2.1 | R-454B | 650
215864934 | AMERICAN STANDARD | 5A6V8X48A1 | 5TXCC007AS3 | S8V2C080M5PDB | Split System | 45000 | 18.1 | 8.5 | 2.1 | R-454B | 650
215864864 | AMERICAN STANDARD | 5A6V8X48A1 | 5PX*D008AS3 | *UHMD120CCV5+LRP | Split System | 45000 | 18.1 | 8.5 | 2.1 | R-454B | 650
215864956 | AMERICAN STANDARD | 5A6V8X48A1 | 5TXCD008AS3 | *UHMD120CCV5+LRP | Split System | 45000 | 18.1 | 8.5 | 2.1 | R-454B | 650
215864660 | AMERICAN STANDARD | 5A6V8X48A1 | 5PX*C007AS3 | S8V2C080M5PDB | Split System | 45000 | 18.1 | 8.5 | 2.1 | R-454B | 650
215864662 | AMERICAN STANDARD | 5A6V8X48A1 | 5PX*C007AS3 | S8V2C080M5PCB | Split System | 45000 | 18.1 | 8.5 | 2.1 | R-454B | 650
215864678 | AMERICAN STANDARD | 5A6V8X48A1 | 5TXCB006AS3 | S8V2B060M4PCB | Split System | 45000 | 18.1 | 8.5 | 2.1 | R-454B | 650
215865068 | AMERICAN STANDARD | 5A6V8X48A1 | 5TXCB006AS3+P0V0B000M40SD+LRP |  | Split System | 45000 | 18.1 | 8.5 | 2.1 | R-454B | 650
215864658 | AMERICAN STANDARD | 5A6V8X48A1 | 5PX*C007AS3 | S8V2C100M5PCB | Split System | 45000 | 18.1 | 8.5 | 2.1 | R-454B | 650
215864676 | AMERICAN STANDARD | 5A6V8X48A1 | 5TXCB006AS3 | S8V2B060M4PDB | Split System | 45000 | 18.1 | 8.5 | 2.1 | R-454B | 650
215865086 | AMERICAN STANDARD | 5A6V8X48A1 | 5PX*B006AS3+P0V0B000M40SD+LRP |  | Split System | 45000 | 18.1 | 8.5 | 2.1 | R-454B | 650
215864908 | AMERICAN STANDARD | 5A6V8X48A1 | 5PX*DD10AS3 | S8V2D120M5PDB | Split System | 45500 | 18.1 | 8.5 | 2.1 | R-454B | 650
215864964 | AMERICAN STANDARD | 5A6V8X48A1 | 5TXCD008AS3 | S8V2D120M5PDB | Split System | 45500 | 18.1 | 8.5 | 2.1 | R-454B | 650
215864870 | AMERICAN STANDARD | 5A6V8X48A1 | 5PX*D008AS3 | S8V2C100M5PDB | Split System | 45500 | 18.1 | 8.5 | 2.1 | R-454B | 650
215864968 | AMERICAN STANDARD | 5A6V8X48A1 | 5TXCD008AS3 | S8V2C100M5PDB | Split System | 45500 | 18.1 | 8.5 | 2.1 | R-454B | 650
215864874 | AMERICAN STANDARD | 5A6V8X48A1 | 5PX*D008AS3 | S8V2D120M5PDB | Split System | 45500 | 18.1 | 8.5 | 2.1 | R-454B | 650
215864880 | AMERICAN STANDARD | 5A6V8X48A1 | 5PX*D008AS3 | S8V2C100M5PCB | Split System | 45500 | 18.1 | 8.5 | 2.1 | R-454B | 650
215864966 | AMERICAN STANDARD | 5A6V8X48A1 | 5TXCD008AS3 | S8V2D120M5PCB | Split System | 45500 | 18.1 | 8.5 | 2.1 | R-454B | 650
215864970 | AMERICAN STANDARD | 5A6V8X48A1 | 5TXCD008AS3 | S8V2C100M5PCB | Split System | 45500 | 18.1 | 8.5 | 2.1 | R-454B | 650
215864872 | AMERICAN STANDARD | 5A6V8X48A1 | 5PX*D008AS3 | S8V2D120M5PCB | Split System | 45500 | 18.1 | 8.5 | 2.1 | R-454B | 650
215864930 | AMERICAN STANDARD | 5A6V8X48A1 | 5TXCC007AS3 | S8V2C100M5PDB | Split System | 45500 | 18.1 | 8.5 | 2.1 | R-454B | 650
215864932 | AMERICAN STANDARD | 5A6V8X48A1 | 5TXCC007AS3 | S8V2C100M5PCB | Split System | 45500 | 18.1 | 8.5 | 2.1 | R-454B | 650
215869123 | AMERICAN STANDARD | 5A6V8X48A1 | 5TXCC007AS3 | S9V2C100U5VSB+LRP | Split System | 45500 | 18.1 | 8.5 | 2.1 | R-454B | 650
215869119 | AMERICAN STANDARD | 5A6V8X48A1 | 5PX*C007AS3 | S9V2C100U5VSB+LRP | Split System | 45500 | 18.1 | 8.5 | 2.1 | R-454B | 650
215864856 | AMERICAN STANDARD | 5A6V8X48A1 | 5PX*CD09AS3 | S8V2C100M5PDB | Split System | 46000 | 18.1 | 8.5 | 2.1 | R-454B | 650
215864834 | AMERICAN STANDARD | 5A6V8X48A1 | 5PX*C009AS3 | S8V2C100M5PCB | Split System | 46000 | 18.1 | 8.5 | 2.1 | R-454B | 650
215864944 | AMERICAN STANDARD | 5A6V8X48A1 | 5TXCC009AS3 | S8V2C100M5PCB | Split System | 46000 | 18.1 | 8.5 | 2.1 | R-454B | 650
215864832 | AMERICAN STANDARD | 5A6V8X48A1 | 5PX*C009AS3 | S8V2C100M5PDB | Split System | 46000 | 18.1 | 8.5 | 2.1 | R-454B | 650
215864942 | AMERICAN STANDARD | 5A6V8X48A1 | 5TXCC009AS3 | S8V2C100M5PDB | Split System | 46000 | 18.1 | 8.5 | 2.1 | R-454B | 650
215865040 | AMERICAN STANDARD | 5A6V8X36A1 | 5TEMCD05AV41+TDR |  | Split System | 32800 | 18.1 | 8.5 | 2.2 | R-454B | 650
215864866 | AMERICAN STANDARD | 5A6V8X48A1 | 5PX*D008AS3 | S8V2C080M5PDB | Split System | 45000 | 18.1 | 8.5 | 2.2 | R-454B | 650
215864860 | AMERICAN STANDARD | 5A6V8X48A1 | 5PX*D008AS3 | S8V2C080M5PCB | Split System | 45000 | 18.1 | 8.5 | 2.2 | R-454B | 650
215864972 | AMERICAN STANDARD | 5A6V8X48A1 | 5TXCD008AS3 | S8V2C080M5PDB | Split System | 45000 | 18.1 | 8.5 | 2.2 | R-454B | 650
215864974 | AMERICAN STANDARD | 5A6V8X48A1 | 5TXCD008AS3 | S8V2C080M5PCB | Split System | 45000 | 18.1 | 8.5 | 2.2 | R-454B | 650
215864515 | TRANE | 5TWV8X36A1 | 5PX*BD04AS3 | S8V2A040M3PCB | Split System | 31400 | 18.1 | 8.5 | 1.9 | R-454B | 650
215864519 | TRANE | 5TWV8X36A1 | 5PX*BD04AS3 | *DHMB060CCV3+LRP | Split System | 31600 | 18.1 | 8.5 | 1.9 | R-454B | 650
215865029 | TRANE | 5TWV8X60A1 | 5PX*DD10AS3 | S8V2C100M5PDB | Split System | 53000 | 18.1 | 8.5 | 1.9 | R-454B | 650
215865031 | TRANE | 5TWV8X60A1 | 5PX*DD10AS3 | S8V2C100M5PCB | Split System | 53000 | 18.1 | 8.5 | 1.9 | R-454B | 650
215865059 | TRANE | 5TWV8X36A1 | 5TXCB004AS3+P0V0A000M30SD+LRP |  | Split System | 31400 | 18.1 | 8.5 | 2 | R-454B | 650
215865051 | TRANE | 5TWV8X36A1 | 5PX*B004AS3+P0V0A000M30SD+LRP |  | Split System | 31400 | 18.1 | 8.5 | 2 | R-454B | 650
215864497 | TRANE | 5TWV8X36A1 | 5PX*B004AS3 | L8V1B080U4VSB+LRP | Split System | 31600 | 18.1 | 8.5 | 2 | R-454B | 650
215864581 | TRANE | 5TWV8X36A1 | 5TXCB004AS3 | S8V2B060M4PCB | Split System | 31600 | 18.1 | 8.5 | 2 | R-454B | 650
215864579 | TRANE | 5TWV8X36A1 | 5TXCB004AS3 | S8V2B060M4PDB | Split System | 31600 | 18.1 | 8.5 | 2 | R-454B | 650
215864585 | TRANE | 5TWV8X36A1 | 5TXCB004AS3 | *UHMB080CCV3+LRP | Split System | 31600 | 18.1 | 8.5 | 2 | R-454B | 650
215864477 | TRANE | 5TWV8X36A1 | 5PX*B004AS3 | S9V2B080U4VSB+LRP | Split System | 31600 | 18.1 | 8.5 | 2 | R-454B | 650
215864493 | TRANE | 5TWV8X36A1 | 5PX*B004AS3 | S8V2B060M4PDB | Split System | 31600 | 18.1 | 8.5 | 2 | R-454B | 650
215864485 | TRANE | 5TWV8X36A1 | 5PX*B004AS3 | S9V2B040U3VSB+LRP | Split System | 31600 | 18.1 | 8.5 | 2 | R-454B | 650
215864475 | TRANE | 5TWV8X36A1 | 5PX*B004AS3 | *UHMB080CCV3+LRP | Split System | 31600 | 18.1 | 8.5 | 2 | R-454B | 650
215864591 | TRANE | 5TWV8X36A1 | 5TXCB004AS3 | S9V2B080U4VSB+LRP | Split System | 31600 | 18.1 | 8.5 | 2 | R-454B | 650
215864495 | TRANE | 5TWV8X36A1 | 5PX*B004AS3 | S8V2B060M4PCB | Split System | 31600 | 18.1 | 8.5 | 2 | R-454B | 650
215864583 | TRANE | 5TWV8X36A1 | 5TXCB004AS3 | L8V1B080U4VSB+LRP | Split System | 31600 | 18.1 | 8.5 | 2 | R-454B | 650
215864473 | TRANE | 5TWV8X36A1 | 5PX*B004AS3 | *UHMB060CCV3+LRP | Split System | 31600 | 18.1 | 8.5 | 2 | R-454B | 650
215864587 | TRANE | 5TWV8X36A1 | 5TXCB004AS3 | *UHMB060CCV3+LRP | Split System | 31600 | 18.1 | 8.5 | 2 | R-454B | 650
215864501 | TRANE | 5TWV8X36A1 | 5PX*BD04AS3 | S9V2B060D3VSB+LRP | Split System | 31600 | 18.1 | 8.5 | 2 | R-454B | 650
215865053 | TRANE | 5TWV8X36A1 | 5PX*BD04AS3+P0V0A000M30SD+LRP |  | Split System | 31600 | 18.1 | 8.5 | 2 | R-454B | 650
215864517 | TRANE | 5TWV8X36A1 | 5PX*BD04AS3 | *DHMB080CCV3+LRP | Split System | 31600 | 18.1 | 8.5 | 2 | R-454B | 650
215864635 | TRANE | 5TWV8X36A1 | 5TXCC005AS3 | S8V2C100M5PCB | Split System | 31800 | 18.1 | 8.5 | 2 | R-454B | 650
215864575 | TRANE | 5TWV8X36A1 | 5TXCB004AS3 | S8V2B080M4PDB | Split System | 31800 | 18.1 | 8.5 | 2 | R-454B | 650
215864577 | TRANE | 5TWV8X36A1 | 5TXCB004AS3 | S8V2B080M4PCB | Split System | 31800 | 18.1 | 8.5 | 2 | R-454B | 650
215869086 | TRANE | 5TWV8X36A1 | 5PX*B004AS3 | S9V2B060U4VSB+LRP | Split System | 31800 | 18.1 | 8.5 | 2 | R-454B | 650
215864491 | TRANE | 5TWV8X36A1 | 5PX*B004AS3 | S8V2B080M4PCB | Split System | 31800 | 18.1 | 8.5 | 2 | R-454B | 650
215869102 | TRANE | 5TWV8X36A1 | 5TXCB004AS3 | S9V2B060U4VSB+LRP | Split System | 31800 | 18.1 | 8.5 | 2 | R-454B | 650
215864489 | TRANE | 5TWV8X36A1 | 5PX*B004AS3 | S8V2B080M4PDB | Split System | 31800 | 18.1 | 8.5 | 2 | R-454B | 650
215864511 | TRANE | 5TWV8X36A1 | 5PX*BD04AS3 | S9V2B080D4VSB+LRP | Split System | 31800 | 18.1 | 8.5 | 2 | R-454B | 650
215869090 | TRANE | 5TWV8X36A1 | 5PX*BD04AS3 | S9V2B040D3VSB+LRP | Split System | 31800 | 18.1 | 8.5 | 2 | R-454B | 650
215864563 | TRANE | 5TWV8X36A1 | 5PX*CD05AS3 | S8V2C080M5PCB | Split System | 32000 | 18.1 | 8.5 | 2 | R-454B | 650
215864559 | TRANE | 5TWV8X36A1 | 5PX*CD05AS3 | S8V2C100M5PCB | Split System | 32000 | 18.1 | 8.5 | 2 | R-454B | 650
215864557 | TRANE | 5TWV8X36A1 | 5PX*CD05AS3 | S8V2C100M5PDB | Split System | 32000 | 18.1 | 8.5 | 2 | R-454B | 650
215864567 | TRANE | 5TWV8X36A1 | 5PX*CD05AS3 | *DHMC100CCV4+LRP | Split System | 32000 | 18.1 | 8.5 | 2 | R-454B | 650
215864521 | TRANE | 5TWV8X36A1 | 5PX*BD04AS3 | S8V2B060M4PDB | Split System | 32000 | 18.1 | 8.5 | 2 | R-454B | 650
215864785 | TRANE | 5TWV8X36A1 | 5PX*BD06AS3 | S8V2A040M3PDB | Split System | 32000 | 18.1 | 8.5 | 2 | R-454B | 650
215864783 | TRANE | 5TWV8X36A1 | 5PX*BD06AS3 | S8V2A040M3PCB | Split System | 32000 | 18.1 | 8.5 | 2 | R-454B | 650
215864507 | TRANE | 5TWV8X36A1 | 5PX*BD04AS3 | S8V2B080M4PDB | Split System | 32000 | 18.1 | 8.5 | 2 | R-454B | 650
215864509 | TRANE | 5TWV8X36A1 | 5PX*BD04AS3 | S8V2B080M4PCB | Split System | 32000 | 18.1 | 8.5 | 2 | R-454B | 650
215864513 | TRANE | 5TWV8X36A1 | 5PX*BD04AS3 | S8V2B060M4PCB | Split System | 32000 | 18.1 | 8.5 | 2 | R-454B | 650
215864623 | TRANE | 5TWV8X36A1 | 5TXCB006AS3 | S8V2A040M3PDB | Split System | 32200 | 18.1 | 8.5 | 2 | R-454B | 650
215864621 | TRANE | 5TWV8X36A1 | 5TXCB006AS3 | S8V2A040M3PCB | Split System | 32200 | 18.1 | 8.5 | 2 | R-454B | 650
215869100 | TRANE | 5TWV8X36A1 | 5PX*CD05AS3 | S9V2C100D5VSB+LRP | Split System | 32200 | 18.1 | 8.5 | 2 | R-454B | 650
215864617 | TRANE | 5TWV8X36A1 | 5TXCB006AS3 | L8V1A060U3VSB+LRP | Split System | 32400 | 18.1 | 8.5 | 2 | R-454B | 650
215864615 | TRANE | 5TWV8X36A1 | 5TXCB006AS3 | L8V1A040U3VSB+LRP | Split System | 32400 | 18.1 | 8.5 | 2 | R-454B | 650
215864797 | TRANE | 5TWV8X36A1 | 5PX*BD06AS3 | S9V2B060D3VSB+LRP | Split System | 32400 | 18.1 | 8.5 | 2 | R-454B | 650
215864781 | TRANE | 5TWV8X36A1 | 5PX*BD06AS3 | *DHMB080CCV3+LRP | Split System | 32400 | 18.1 | 8.5 | 2 | R-454B | 650
215864799 | TRANE | 5TWV8X36A1 | 5PX*BD06AS3 | S9V2B080D4VSB+LRP | Split System | 32600 | 18.1 | 8.5 | 2 | R-454B | 650
215864789 | TRANE | 5TWV8X36A1 | 5PX*BD06AS3 | S8V2B060M4PDB | Split System | 32800 | 18.1 | 8.5 | 2 | R-454B | 650
215864793 | TRANE | 5TWV8X36A1 | 5PX*BD06AS3 | S8V2B080M4PDB | Split System | 32800 | 18.1 | 8.5 | 2 | R-454B | 650
215864791 | TRANE | 5TWV8X36A1 | 5PX*BD06AS3 | S8V2B080M4PCB | Split System | 32800 | 18.1 | 8.5 | 2 | R-454B | 650
215864683 | TRANE | 5TWV8X60A1 | 5PX*C007AS3 | S8V2C080M5PDB | Split System | 52500 | 18.1 | 8.5 | 2 | R-454B | 650
215864727 | TRANE | 5TWV8X60A1 | 5TXCD008AS3 | *UHMD120CCV5+LRP | Split System | 52500 | 18.1 | 8.5 | 2 | R-454B | 650
215864679 | TRANE | 5TWV8X60A1 | 5PX*C007AS3 | S8V2C080M5PCB | Split System | 52500 | 18.1 | 8.5 | 2 | R-454B | 650
215864747 | TRANE | 5TWV8X60A1 | 5TXCD008AS3 | S8V2C080M5PDB | Split System | 53000 | 18.1 | 8.5 | 2 | R-454B | 650
215864749 | TRANE | 5TWV8X60A1 | 5TXCD008AS3 | S8V2C080M5PCB | Split System | 53000 | 18.1 | 8.5 | 2 | R-454B | 650
215864731 | TRANE | 5TWV8X60A1 | 5TXCD008AS3 | S9V2D120U5VSB+LRP | Split System | 53000 | 18.1 | 8.5 | 2 | R-454B | 650
215864695 | TRANE | 5TWV8X60A1 | 5TXCC007AS3 | S8V2C080M5PCB | Split System | 53000 | 18.1 | 8.5 | 2 | R-454B | 650
215864697 | TRANE | 5TWV8X60A1 | 5TXCC007AS3 | L8V1C100U5VSB+LRP | Split System | 53000 | 18.1 | 8.5 | 2 | R-454B | 650
215864743 | TRANE | 5TWV8X60A1 | 5TXCD008AS3 | S8V2C100M5PDB | Split System | 53000 | 18.1 | 8.5 | 2 | R-454B | 650
215869124 | TRANE | 5TWV8X60A1 | 5PX*C007AS3 | S9V2C080U5VSB+LRP | Split System | 53000 | 18.1 | 8.5 | 2 | R-454B | 650
215869126 | TRANE | 5TWV8X60A1 | 5PX*C007AS3 | S9V2C100U5VSB+LRP | Split System | 53000 | 18.1 | 8.5 | 2 | R-454B | 650
215864707 | TRANE | 5TWV8X60A1 | 5TXCC007AS3 | S8V2C100M5PDB | Split System | 53000 | 18.1 | 8.5 | 2 | R-454B | 650
215864681 | TRANE | 5TWV8X60A1 | 5PX*C007AS3 | L8V1C100U5VSB+LRP | Split System | 53000 | 18.1 | 8.5 | 2 | R-454B | 650
215864745 | TRANE | 5TWV8X60A1 | 5TXCD008AS3 | S8V2C100M5PCB | Split System | 53000 | 18.1 | 8.5 | 2 | R-454B | 650
215864709 | TRANE | 5TWV8X60A1 | 5TXCC007AS3 | S8V2C100M5PCB | Split System | 53000 | 18.1 | 8.5 | 2 | R-454B | 650
215869132 | TRANE | 5TWV8X60A1 | 5PX*D008AS3 | S9V2C080U5VSB+LRP | Split System | 53000 | 18.1 | 8.5 | 2 | R-454B | 650
215869134 | TRANE | 5TWV8X60A1 | 5PX*D008AS3 | S9V2C100U5VSB+LRP | Split System | 53000 | 18.1 | 8.5 | 2 | R-454B | 650
215869140 | TRANE | 5TWV8X60A1 | 5TXCC007AS3 | S9V2C100U5VSB+LRP | Split System | 53000 | 18.1 | 8.5 | 2 | R-454B | 650
215864699 | TRANE | 5TWV8X60A1 | 5TXCC007AS3 | S8V2C080M5PDB | Split System | 53000 | 18.1 | 8.5 | 2 | R-454B | 650
215869142 | TRANE | 5TWV8X60A1 | 5TXCC007AS3 | S9V2C080U5VSB+LRP | Split System | 53000 | 18.1 | 8.5 | 2 | R-454B | 650
215869152 | TRANE | 5TWV8X60A1 | 5TXCD008AS3 | S9V2C100U5VSB+LRP | Split System | 53000 | 18.1 | 8.5 | 2 | R-454B | 650
215864685 | TRANE | 5TWV8X60A1 | 5PX*C007AS3 | S8V2C100M5PCB | Split System | 53000 | 18.1 | 8.5 | 2 | R-454B | 650
215864751 | TRANE | 5TWV8X60A1 | 5TXCD010AS3 | *UHMD120CCV5+LRP | Split System | 53500 | 18.1 | 8.5 | 2 | R-454B | 650
215864725 | TRANE | 5TWV8X60A1 | 5TXCD008AS3 | L8V1C100U5VSB+LRP | Split System | 53500 | 18.1 | 8.5 | 2 | R-454B | 650
215865071 | TRANE | 5TWV8X60A1 | 5PX*C007AS3+P0V0C000M50SD+LRP |  | Split System | 53500 | 18.1 | 8.5 | 2 | R-454B | 650
215865073 | TRANE | 5TWV8X60A1 | 5TXCC007AS3+P0V0C000M50SD+LRP |  | Split System | 53500 | 18.1 | 8.5 | 2 | R-454B | 650
215864741 | TRANE | 5TWV8X60A1 | 5TXCD008AS3 | S8V2D120M5PCB | Split System | 53500 | 18.1 | 8.5 | 2 | R-454B | 650
215864739 | TRANE | 5TWV8X60A1 | 5TXCD008AS3 | S8V2D120M5PDB | Split System | 53500 | 18.1 | 8.5 | 2 | R-454B | 650
215864777 | TRANE | 5TWV8X60A1 | 5TXCD010AS3 | S8V2C080M5PCB | Split System | 54000 | 18.1 | 8.5 | 2 | R-454B | 650
215864719 | TRANE | 5TWV8X60A1 | 5TXCC009AS3 | S8V2C080M5PDB | Split System | 54000 | 18.1 | 8.5 | 2 | R-454B | 650
215864775 | TRANE | 5TWV8X60A1 | 5TXCD010AS3 | S8V2C080M5PDB | Split System | 54000 | 18.1 | 8.5 | 2 | R-454B | 650
215864721 | TRANE | 5TWV8X60A1 | 5TXCC009AS3 | S8V2C080M5PCB | Split System | 54000 | 18.1 | 8.5 | 2 | R-454B | 650
215869136 | TRANE | 5TWV8X60A1 | 5PX*D010AS3 | S9V2C100U5VSB+LRP | Split System | 54000 | 18.1 | 8.5 | 2 | R-454B | 650
215864771 | TRANE | 5TWV8X60A1 | 5TXCD010AS3 | S8V2C100M5PDB | Split System | 54000 | 18.1 | 8.5 | 2 | R-454B | 650
217351023 | LG | KUSXB181A | PL36H***P42*+TXV+TD |  | Split System | 17600 | 15.2 | 8.1 | 1.8 | R-32 | 650
217351026 | LG | KUSXB181A | PL36H175P13*+TXV+TD |  | Split System | 17800 | 15.2 | 8.1 | 1.8 | R-32 | 650
217351039 | LG | KUSXB361A | PL36H175P15*+TXV+TD |  | Split System | 34200 | 15.2 | 8.5 | 1.8 | R-32 | 650
218432080 | AC PRO | SPHP-X-I036B | (H,A)G1K*36+TXV+AEFE3A* |  | Split System | 32000 | 16 | 8.5 | 1.8 | R-32 | 650
218432082 | AC PRO | SPHP-X-I036B | (H,A)G1K*36+TXV+AEFE4B* |  | Split System | 32000 | 16 | 8.5 | 1.8 | R-32 | 650
218432100 | AC PRO | SPHP-X-I036B | (H,A)G1K*36+TXV+TD |  | Split System | 32000 | 16 | 8.5 | 1.8 | R-32 | 650
218432098 | AC PRO | SPHP-X-I036B | PL36H***7BN*+TXV+TD |  | Split System | 32000 | 16 | 8.5 | 1.8 | R-32 | 650
218432101 | AC PRO | SPHP-X-I036B | (V,A)36H***7BL*+TXV+TD |  | Split System | 32000 | 16 | 8.5 | 1.8 | R-32 | 650
218432102 | AC PRO | SPHP-X-I036B | (V,A)36H***7BN*+TXV+TD |  | Split System | 32000 | 16 | 8.5 | 1.8 | R-32 | 650
218432097 | AC PRO | SPHP-X-I036B | PL36H***7BL*+TXV+TD |  | Split System | 32000 | 16 | 8.5 | 1.8 | R-32 | 650
218432088 | AC PRO | SPHP-X-I060B | (H,A)E50*60+TXV+AEFE5* |  | Split System | 52000 | 16 | 8.9 | 1.78 | R-32 | 650
218432086 | AC PRO | SPHP-X-I060B | A60VHC*+TXV+AEFE5* |  | Split System | 51500 | 16 | 9 | 1.8 | R-32 | 650
218432087 | AC PRO | SPHP-X-I060B | PL60H210P52*+TXV+AEFE5* |  | Split System | 52000 | 16 | 9 | 1.8 | R-32 | 650
217901607 | LG | KUSXA181A | HE32*36+TXV+TD |  | Split System | 17500 | 15.2 | 8.1 | 1.8 | R-32 | 650
218082713 | LG | KUSXA181A | HG32*30+TXV+TD |  | Split System | 17500 | 15.2 | 8.1 | 1.8 | R-32 | 650
217901617 | LG | KUSXB181A | HE32*36+TXV+TD |  | Split System | 17500 | 15.2 | 8.1 | 1.8 | R-32 | 650
217889305 | LG | KUSXA181A | HG31*24+TXV+AEFE3A* |  | Split System | 17600 | 15.2 | 8.1 | 1.8 | R-32 | 650
218067027 | LG | KUSXA181A | V36H***D12*+TXV+AEFE3A* |  | Split System | 17900 | 15.2 | 8.1 | 1.8 | R-32 | 650
218067010 | LG | KUSXA181A | A36VCA*+TXV+TD |  | Split System | 17900 | 15.2 | 8.1 | 1.8 | R-32 | 650
218067028 | LG | KUSXA181A | V36H***P21*+TXV+AEFE3A* |  | Split System | 18000 | 15.2 | 8.1 | 1.8 | R-32 | 650
218067036 | LG | KUSXB181A | V36H***P21*+TXV+AEFE3A* |  | Split System | 17900 | 15.2 | 8.1 | 1.8 | R-32 | 650
218067018 | LG | KUSXB181A | A36VCA*+TXV+TD |  | Split System | 17900 | 15.2 | 8.1 | 1.8 | R-32 | 650
218067116 | LG | KUSXB421A | A48VFA*+TXV+AEFE5* |  | Split System | 40500 | 15.2 | 8.25 | 1.76 | R-32 | 650
217752198 | LG | KUSXB361A | HE32*36+TXV | LNA**060B1 | Split System | 31400 | 17 | 8.3 | 1.76 | R-32 | 650
217901623 | LG | KUSXB361A | HE32*36+TXV+TD |  | Split System | 32800 | 15.2 | 8.3 | 1.76 | R-32 | 650
218425816 | LG | KUSXE481A | HG35*48+TXV | LNAVE120D1 | Split System | 45500 | 16 | 8.3 | 1.86 | R-32 | 650
217901628 | LG | KUSXB481A | HE35*48+TXV+TD |  | Split System | 44000 | 15.2 | 8.35 | 1.78 | R-32 | 650
218067052 | LG | KUSXB481A | V48H175P15*+TXV+AEFE4B* |  | Split System | 44500 | 15.2 | 8.35 | 1.78 | R-32 | 650
218067022 | LG | KUSXB361A | A36VBC*+TXV+TD |  | Split System | 33000 | 15.2 | 8.35 | 1.78 | R-32 | 650
218067047 | LG | KUSXB361A | V36H***D12*+TXV+AEFE3A* |  | Split System | 33200 | 15.2 | 8.35 | 1.78 | R-32 | 650
218027895 | LG | KUSXB361A | PL36H***P12*+TXV+AEFE3A* |  | Split System | 33200 | 15.2 | 8.35 | 1.78 | R-32 | 650
218067045 | LG | KUSXB361A | A36VBC*+TXV+AEFE4B* |  | Split System | 33600 | 15.2 | 8.35 | 1.78 | R-32 | 650
218067414 | LG | KUSXB421A | V60H210D29*+TXV+AEFE5* |  | Split System | 40500 | 15.2 | 8.35 | 1.78 | R-32 | 650
218067051 | LG | KUSXB481A | A48VEC*+TXV+AEFE5* |  | Split System | 45000 | 15.2 | 8.4 | 1.78 | R-32 | 650
218097584 | LG | KUSXE481A | HG36*60+TXV | LNAEA120D1 | Split System | 44500 | 16 | 8.4 | 1.88 | R-32 | 650
218097586 | LG | KUSXE481A | HG36*60+TXV | LNAVE120D1 | Split System | 44500 | 16 | 8.4 | 1.88 | R-32 | 650
218067411 | LG | KUSXB421A | A42VDC*+TXV+TD |  | Split System | 40000 | 15.2 | 8.4 | 1.78 | R-32 | 650
217901627 | LG | KUSXB421A | HE35*48+TXV+TD |  | Split System | 40000 | 15.2 | 8.4 | 1.78 | R-32 | 650
218067457 | LG | KUSXE481A | HG36*60+TXV | LNAEA100C1 | Split System | 45000 | 16 | 8.45 | 1.8 | R-32 | 650
218097585 | LG | KUSXE481A | HG36*60+TXV | LNAVE100C1 | Split System | 45000 | 16 | 8.45 | 1.8 | R-32 | 650
218067110 | LG | KUSXB481A | A48VEC*+TXV+TD |  | Split System | 44500 | 15.2 | 8.45 | 1.8 | R-32 | 650
218067025 | LG | KUSXB481A | A48VEA*+TXV+TD |  | Split System | 44500 | 15.2 | 8.45 | 1.8 | R-32 | 650
217901629 | LG | KUSXB481A | HE36*60+TXV+TD |  | Split System | 44500 | 15.2 | 8.45 | 1.8 | R-32 | 650
217901624 | LG | KUSXB361A | HE33*36+TXV+TD |  | Split System | 33200 | 15.2 | 8.45 | 1.78 | R-32 | 650
217889319 | LG | KUSXB241A | HE31*24+TXV+AEFE3A* |  | Split System | 21000 | 15.2 | 8.45 | 1.8 | R-32 | 650
217889301 | LG | KUSXB241A | FE*E31*24+TXV |  | Split System | 21000 | 15.2 | 8.45 | 1.8 | R-32 | 650
217752214 | LG | KUSXB361A | HE33*36+TXV | LNA**080B1 | Split System | 32000 | 17 | 8.45 | 1.78 | R-32 | 650
218067037 | LG | KUSXB241A | A24VAC*+TXV+AEFE3A* |  | Split System | 21200 | 15.2 | 8.45 | 1.8 | R-32 | 650
218088084 | LG | KUSXB361A | M36E34*+TXV+AMHE3D |  | Split System | 33800 | 15.2 | 8.45 | 1.8 | R-32 | 650
218067456 | LG | KUSXE421A | HG36*60+TXV | LNAEA100C1 | Split System | 40500 | 15.2 | 8.5 | 1.8 | R-32 | 650
217752175 | LG | KUSXB301A | HE7J*36+TXV | LNA**060B1 | Split System | 26000 | 16 | 8.5 | 1.8 | R-32 | 650
218027888 | LG | KUSXA482A | BV**C5*48+TXV |  | Split System | 42000 | 16 | 8.5 | 1.8 | R-32 | 650
217655793 | LG | KUSXB241A | SM3*24+TXV+TD |  | Split System | 20000 | 15.2 | 8.5 | 1.8 | R-32 | 650
217901619 | LG | KUSXB241A | HE32*36+TXV+TD |  | Split System | 21000 | 15.2 | 8.5 | 1.8 | R-32 | 650
218159511 | LG | KUSXB241A | FC*G32*24+TXV+TD |  | Split System | 21000 | 15.2 | 8.5 | 1.8 | R-32 | 650
218067117 | LG | KUSXB481A | A48VFA*+TXV+AEFE5* |  | Split System | 45500 | 15.2 | 8.5 | 1.8 | R-32 | 650
218067415 | LG | KUSXB481A | V60H210D29*+TXV+AEFE5* |  | Split System | 45500 | 15.2 | 8.5 | 1.8 | R-32 | 650
218426446 | AC PRO | SPHP-X-I036B | (H,A)E33*36+TXV+AEFE4B* |  | Split System | 22800 | 16 | 8.5 | 1.8 | R-32 | 650
218426424 | AC PRO | SPHP-X-I036B | PL36H175P14*+TXV+TD |  | Split System | 22800 | 16 | 8.5 | 1.8 | R-32 | 650
218426426 | AC PRO | SPHP-X-I036B | PL36H***P44*+TXV+TD |  | Split System | 23000 | 16 | 8.5 | 1.8 | R-32 | 650
218426443 | AC PRO | SPHP-X-I036B | (V,A)36H***P44*+TXV+TD |  | Split System | 23000 | 16 | 8.5 | 1.8 | R-32 | 650
218426455 | AC PRO | SPHP-XB-I060BC | (V,A)60H210D50*+TXV+TD |  | Split System | 47000 | 16 | 8.5 | 1.85 | R-32 | 650
217752223 | LG | KUSXB361A | HE9J*36+TXV | LNA**080B1 | Split System | 32600 | 17 | 8.5 | 1.8 | R-32 | 650
218401334 | LG | KUSXB361A | SM6*36+TXV+TD |  | Split System | 33000 | 15.2 | 8.5 | 1.8 | R-32 | 650
218067023 | LG | KUSXB361A | A36VCA*+TXV+TD |  | Split System | 33600 | 15.2 | 8.5 | 1.8 | R-32 | 650
217901625 | LG | KUSXB361A | HE34*36+TXV+TD |  | Split System | 33600 | 15.2 | 8.5 | 1.8 | R-32 | 650
218067024 | LG | KUSXB421A | A48VEA*+TXV+TD |  | Split System | 40500 | 15.2 | 8.5 | 1.8 | R-32 | 650
218330699 | LG | KUSXB421A | HE1K*48+TXV+TD |  | Split System | 40500 | 15.2 | 8.5 | 1.8 | R-32 | 650
218067039 | LG | KUSXB241A | V36H***D12*+TXV+AEFE3A* |  | Split System | 21400 | 15.2 | 8.5 | 1.8 | R-32 | 650
218082779 | LG | KUSXB241A | HG8J*30+TXV+TD |  | Split System | 21400 | 15.2 | 8.5 | 1.8 | R-32 | 650
218067040 | LG | KUSXB241A | V36H***P21*+TXV+AEFE3A* |  | Split System | 21600 | 15.2 | 8.5 | 1.8 | R-32 | 650
218067019 | LG | KUSXB241A | A36VCA*+TXV+TD |  | Split System | 21600 | 15.2 | 8.5 | 1.8 | R-32 | 650
218067038 | LG | KUSXB241A | A36VCA*+TXV+AEFE4B* |  | Split System | 21600 | 15.2 | 8.5 | 1.8 | R-32 | 650
218067046 | LG | KUSXB361A | A36VCA*+TXV+AEFE4B* |  | Split System | 34200 | 15.2 | 8.5 | 1.8 | R-32 | 650
218067048 | LG | KUSXB361A | V36H***P21*+TXV+AEFE3A* |  | Split System | 34200 | 15.2 | 8.5 | 1.8 | R-32 | 650
218067031 | LG | KUSXA301A | V36H***D12*+TXV+AEFE3A* |  | Split System | 22400 | 15.2 | 8.55 | 1.76 | R-32 | 650
218067032 | LG | KUSXA422A | V48H175P15*+TXV+AEFE4B* |  | Split System | 40000 | 16 | 8.55 | 1.84 | R-32 | 650
217901665 | LG | KUSXA482A | HE27*60+TXV+TD |  | Split System | 42000 | 15.2 | 8.7 | 1.84 | R-32 | 650
217901611 | LG | KUSXA422A | HE34*42+TXV+TD |  | Split System | 39500 | 15.2 | 8.7 | 1.86 | R-32 | 650
218027913 | LG | KUSXA301A | A24VCC*+TXV+AEFE3A* |  | Split System | 23000 | 15.2 | 8.7 | 1.78 | R-32 | 650
218067014 | LG | KUSXA361A | A36VBC*+TXV+TD |  | Split System | 33000 | 15.2 | 8.75 | 1.78 | R-32 | 650
218088068 | LG | KUSXA301A | M36E34*+TXV+AMHE3D |  | Split System | 23000 | 15.2 | 8.75 | 1.8 | R-32 | 650
218067412 | LG | KUSXA422A | V60H210D29*+TXV+AEFE5* |  | Split System | 40500 | 16 | 8.75 | 1.88 | R-32 | 650
218067012 | LG | KUSXA301A | A36VBC*+TXV+TD |  | Split System | 22600 | 15.2 | 8.8 | 1.8 | R-32 | 650
218067112 | LG | KUSXA301A | V36H***P22*+TXV+AEFE3A* |  | Split System | 23000 | 15.2 | 8.8 | 1.8 | R-32 | 650
218067013 | LG | KUSXA301A | A36VCA*+TXV+TD |  | Split System | 23000 | 15.2 | 8.8 | 1.8 | R-32 | 650
218082729 | LG | KUSXA301A | HG80*36+TXV+TD |  | Split System | 23000 | 15.2 | 8.8 | 1.8 | R-32 | 650
218088066 | LG | KUSXA301A | FE*SS9*37+TXV |  | Split System | 30000 | 15.2 | 8.8 | 1.8 | R-32 | 650
218067408 | LG | KUSXA422A | A42VDC*+TXV+TD |  | Split System | 40000 | 16 | 8.8 | 1.88 | R-32 | 650
217901612 | LG | KUSXA422A | HE35*48+TXV+TD |  | Split System | 40000 | 16 | 8.8 | 1.88 | R-32 | 650
218088061 | LG | KUSXA361A | FC*E33*36+TXV+TD |  | Split System | 33200 | 15.2 | 8.85 | 1.78 | R-32 | 650
217901609 | LG | KUSXA361A | HE33*36+TXV+TD |  | Split System | 33200 | 15.2 | 8.85 | 1.78 | R-32 | 650
218088072 | LG | KUSXA361A | M36E34*+TXV+AMHE3D |  | Split System | 33800 | 16 | 8.85 | 1.8 | R-32 | 650
218461441 | LG | KUSXA361A | M36E34*+TXV+TD |  | Split System | 32200 | 16 | 8.9 | 1.8 | R-32 | 650
218067015 | LG | KUSXA361A | A36VCA*+TXV+TD |  | Split System | 33600 | 16 | 8.9 | 1.8 | R-32 | 650
217901610 | LG | KUSXA361A | HE8J*36+TXV+TD |  | Split System | 33600 | 16 | 8.9 | 1.8 | R-32 | 650
218426806 | LG | KUSXB301A | FE*E33*36+TXV |  | Split System | 26400 | 17 | 8.9 | 1.76 | R-32 | 650
218067113 | LG | KUSXA361A | V36H***D21*+TXV+AEFE3A* |  | Split System | 34200 | 16 | 8.9 | 1.8 | R-32 | 650
217889500 | LG | KUSXA361A | HG1K*36+TXV+AEFE3A* |  | Split System | 34400 | 16 | 8.9 | 1.8 | R-32 | 650
218085441 | LG | KUSXA361A | L*31/37U*+TXV+TD |  | Split System | 34400 | 16 | 8.9 | 1.8 | R-32 | 650
218067114 | LG | KUSXA361A | V36H***P22*+TXV+AEFE3A* |  | Split System | 34400 | 16 | 8.9 | 1.8 | R-32 | 650
218067016 | LG | KUSXA422A | A48VEA*+TXV+TD |  | Split System | 40500 | 16 | 8.9 | 1.9 | R-32 | 650
218082736 | LG | KUSXA422A | HG37*48+TXV+TD |  | Split System | 41000 | 16 | 8.9 | 1.9 | R-32 | 650
217901613 | LG | KUSXA482A | HE35*48+TXV+TD |  | Split System | 44000 | 16 | 8.95 | 1.88 | R-32 | 650
218067033 | LG | KUSXA482A | V48H175P15*+TXV+AEFE4B* |  | Split System | 44500 | 16 | 8.95 | 1.88 | R-32 | 650
217752141 | LG | KUSXB241A | HE32*24+TXV | LNA**060B1 | Split System | 22400 | 16 | 9 | 1.9 | R-32 | 650
218426458 | AC PRO | SPHP-X-I060B | (V,A)60H210D50*+TXV+TD |  | Split System | 47000 | 16 | 9 | 1.85 | R-32 | 650
217752157 | LG | KUSXB241A | HG33*36+TXV | LNA**080B1 | Split System | 22800 | 17 | 9 | 1.9 | R-32 | 650
217752080 | LG | KUSXA301A | HG9J*36+TXV | LNA**060B1 | Split System | 28600 | 17 | 9 | 1.8 | R-32 | 650
217752089 | LG | KUSXA301A | HE9J*36+TXV | LNA**080B1 | Split System | 28600 | 17 | 9 | 1.8 | R-32 | 650
218067109 | LG | KUSXA482A | A48VEC*+TXV+TD |  | Split System | 44500 | 16 | 9.05 | 1.9 | R-32 | 650
217901614 | LG | KUSXA482A | HE36*60+TXV+TD |  | Split System | 44500 | 16 | 9.05 | 1.9 | R-32 | 650
218067017 | LG | KUSXA482A | A48VEA*+TXV+TD |  | Split System | 44500 | 16 | 9.05 | 1.9 | R-32 | 650
218082754 | LG | KUSXA482A | HG3K*60+TXV+TD |  | Split System | 45000 | 16 | 9.1 | 1.9 | R-32 | 650
218067413 | LG | KUSXA482A | V60H210D29*+TXV+AEFE5* |  | Split System | 45500 | 16 | 9.1 | 1.9 | R-32 | 650
217752064 | LG | KUSXA241A | HE7J*36+TXV | LNA**060B1 | Split System | 22600 | 16 | 9.3 | 1.9 | R-32 | 650
217752121 | LG | KUSXA482A | HG1K*48+TXV | LNA**120D1 | Split System | 47000 | 17 | 9.5 | 2 | R-32 | 650
218326951 | AC PRO | SPHP-XB-I030BC | L(E,G)M24FD |  | Split System | 22400 | 18.4 | 8.1 | 1.75 | R-32 | 650
218598106 | RHEEM | RD18AY48AJVC | (H,R)G84*48+TXV | R801V0704A17UH | Split System | 40500 | 16 | 8.1 | 2 | R-454B | 650
218126536 | RUUD | RD18AY48AJVC | (H,R)G84*48+TXV | R801V0704A17UH | Split System | 40500 | 16 | 8.1 | 2 | R-454B | 650
218598112 | RHEEM | RD18AY60AJVC | (V,R)60H210P19*+TXV | R801V1005A21UHU | Split System | 48500 | 17 | 8.1 | 2 | R-454B | 650
217268284 | ARMSTRONG AIR | A7CP21V48P-**A | H,A,DP19*60+TXV | A80US2V080B16X* | Split System | 46000 | 20 | 8.1 | 1.96 | R-454B | 650
218432311 | ARMSTRONG AIR | A7CP21V48P-**A | (H,A,D)G51*60+TXV | A80US2V080B16X* | Split System | 46000 | 20 | 8.1 | 1.96 | R-454B | 650
218432416 | ARMSTRONG AIR | A7CP21V48P-**A | (H,A,D)G49*60+TXV | A80US2V080B16X* | Split System | 46000 | 20 | 8.1 | 1.96 | R-454B | 650
218623417 | GE | NS21H48MA5-**A | (H,A,D)G84*48+TXV | NF80X080V4B* | Split System | 46000 | 20 | 8.1 | 1.96 | R-454B | 650
218388446 | LENNOX | SL22KLV-024-230A** | L*31/37U+TXV | SL280UH060NV36A* | Split System | 22400 | 20 | 8.2 | 1.78 | R-454B | 650
218388309 | LENNOX | EL21KLV-024-230A** | LD19/25Z*+TXV | ML180UH030V36A* | Split System | 23800 | 20 | 8.2 | 1.98 | R-454B | 650
218388312 | LENNOX | EL21KLV-024-230A** | LH18/37R*+TXV | ML180UH030V36A* | Split System | 23800 | 20 | 8.2 | 1.98 | R-454B | 650
218388311 | LENNOX | EL21KLV-024-230A** | L*19/36U+TXV | ML180UH030V36A* | Split System | 23800 | 20 | 8.2 | 1.98 | R-454B | 650
218388310 | LENNOX | EL21KLV-024-230A** | L*18/36V*+TXV | ML180UH030V36A* | Split System | 23800 | 20 | 8.2 | 1.98 | R-454B | 650
218394037 | LENNOX | EL21KLV-048-230A** | L*41/60Z+TXV | ML193UH110XE48C* | Split System | 47000 | 19 | 8.35 | 2.08 | R-454B | 650
218432321 | ARMSTRONG AIR | A7CP21V48P-**A | (H,A,D)G51*60+TXV | A93UH1E110C16A* | Split System | 47000 | 20 | 8.35 | 2.08 | R-454B | 650
218598105 | RHEEM | RD18AY36AJVC | (H,R)G80*36+TXV | R801V0504A17UHU | Split System | 31200 | 18 | 8.5 | 1.9 | R-454B | 650
218598104 | RHEEM | RD18AY36AJVC | (V,R)36H175P15*+TXV | R801V0504A17UHU | Split System | 31200 | 18 | 8.5 | 1.9 | R-454B | 650
217896519 | LENNOX | SL22KLV-024-230A** | L*31/37U*+TXV | SL280UH090XV48B* | Split System | 22200 | 19 | 8.5 | 1.86 | R-454B | 650
217896517 | LENNOX | SL22KLV-024-230A** | L*31/37U*+TXV | SL280UH090V36B* | Split System | 22400 | 20 | 8.5 | 1.86 | R-454B | 650
218388450 | LENNOX | SL22KLV-024-230A** | L*31/37U+TXV | SL280UH090V36B* | Split System | 22400 | 20 | 8.5 | 1.86 | R-454B | 650
218432249 | ARMSTRONG AIR | A7CP21V24P-**A | (H,A,D)G9J*36+TXV | A80UH1E040A12X* | Split System | 23800 | 20 | 8.5 | 1.96 | R-454B | 650
218432254 | ARMSTRONG AIR | A7CP21V24P-**A | (H,A,D)G9J*36+TXV | A80UH2E070A12* | Split System | 24000 | 20 | 8.5 | 1.98 | R-454B | 650
218388449 | LENNOX | SL22KLV-024-230A** | LP36/37R*+TXV | SL280UH090V36B* | Split System | 22600 | 20 | 8.5 | 1.86 | R-454B | 650
218388224 | LENNOX | EL21KLV-024-230A** | L*31/37U+TXV | EL180UH060NE36A* | Split System | 23800 | 20 | 8.5 | 1.96 | R-454B | 650
218388223 | LENNOX | EL21KLV-024-230A** | LH24/37X*+TXV | EL180UH060NE36A* | Split System | 23800 | 20 | 8.5 | 1.96 | R-454B | 650
218388218 | LENNOX | EL21KLV-024-230A** | LH24/37X*+TXV | EL180UH040NE36A* | Split System | 23800 | 20 | 8.5 | 1.96 | R-454B | 650
218388216 | LENNOX | EL21KLV-024-230A** | L*18/36V*+TXV | EL180UH040NE36A* | Split System | 23800 | 20 | 8.5 | 1.96 | R-454B | 650
218388222 | LENNOX | EL21KLV-024-230A** | L*19/36U+TXV | EL180UH060NE36A* | Split System | 23800 | 20 | 8.5 | 1.96 | R-454B | 650
218388215 | LENNOX | EL21KLV-024-230A** | LD19/25Z*+TXV | EL180UH040NE36A* | Split System | 23800 | 20 | 8.5 | 1.96 | R-454B | 650
218388217 | LENNOX | EL21KLV-024-230A** | L*19/36U+TXV | EL180UH040NE36A* | Split System | 23800 | 20 | 8.5 | 1.96 | R-454B | 650
218388267 | LENNOX | EL21KLV-024-230A** | L*19/36U+TXV | EL280UH070XE36A* | Split System | 24000 | 20 | 8.5 | 1.98 | R-454B | 650
218388259 | LENNOX | EL21KLV-024-230A** | LD19/25Z*+TXV | EL280UH070E36A* | Split System | 24000 | 20 | 8.5 | 1.98 | R-454B | 650
218388261 | LENNOX | EL21KLV-024-230A** | L*19/36U+TXV | EL280UH070E36A* | Split System | 24000 | 20 | 8.5 | 1.98 | R-454B | 650
218388263 | LENNOX | EL21KLV-024-230A** | LH24/37X*+TXV | EL280UH070E36A* | Split System | 24000 | 20 | 8.5 | 1.98 | R-454B | 650
218388266 | LENNOX | EL21KLV-024-230A** | L*18/36V*+TXV | EL280UH070XE36A* | Split System | 24000 | 20 | 8.5 | 1.98 | R-454B | 650
218388268 | LENNOX | EL21KLV-024-230A** | LH18/37R*+TXV | EL280UH070XE36A* | Split System | 24000 | 20 | 8.5 | 1.98 | R-454B | 650
218388270 | LENNOX | EL21KLV-024-230A** | L*31/37U+TXV | EL280UH070XE36A* | Split System | 24000 | 20 | 8.5 | 1.98 | R-454B | 650
218388265 | LENNOX | EL21KLV-024-230A** | LD19/25Z*+TXV | EL280UH070XE36A* | Split System | 24000 | 20 | 8.5 | 1.98 | R-454B | 650
218388269 | LENNOX | EL21KLV-024-230A** | LH24/37X*+TXV | EL280UH070XE36A* | Split System | 24000 | 20 | 8.5 | 1.98 | R-454B | 650
218388260 | LENNOX | EL21KLV-024-230A** | L*18/36V*+TXV | EL280UH070E36A* | Split System | 24000 | 20 | 8.5 | 1.98 | R-454B | 650
218394034 | LENNOX | EL21KLV-048-230A** | L*41/60Z+TXV | ML180UH110V60C* | Split System | 47500 | 20 | 8.85 | 2.12 | R-454B | 650
218432256 | ARMSTRONG AIR | A7CP21V24P-**A | (H,A,D)G9J*36+TXV | A80UH2E090B16* | Split System | 23800 | 16 | 9 | 2.04 | R-454B | 650
217896509 | LENNOX | EL21KLV-024-230A** | L*31/37U*+TXV | EL280UH090XE48B* | Split System | 23800 | 16 | 9 | 2.04 | R-454B | 650
217896508 | LENNOX | EL21KLV-024-230A** | L*31/37U*+TXV | EL280UH090E48B* | Split System | 23800 | 16 | 9 | 2.04 | R-454B | 650
218432260 | ARMSTRONG AIR | A7CP21V24P-**A | (H,A,D)G9J*36+TXV | A80US2V080B16X* | Split System | 23200 | 19 | 9 | 2.04 | R-454B | 650
218432266 | ARMSTRONG AIR | A7CP21V24P-**A | (H,A,D)G9J*36+TXV | A93UH1E045B12A* | Split System | 23800 | 19 | 9 | 2.04 | R-454B | 650
218388366 | LENNOX | EL21KLV-024-230A** | L*31/37U+TXV | ML193UH045XE36B* | Split System | 23800 | 19 | 9 | 2.04 | R-454B | 650
218432425 | ARMSTRONG AIR | A7CP21V48P-**A | (H,A,D)G49*60+TXV | A93UH1E090C16A* | Split System | 47000 | 19 | 9.2 | 2.06 | R-454B | 650
218432410 | ARMSTRONG AIR | A7CP21V48P-**A | (H,A,D)G49*60+TXV | A80UH1E090C20* | Split System | 47000 | 19 | 9.2 | 2.06 | R-454B | 650
218432421 | ARMSTRONG AIR | A7CP21V48P-**A | (H,A,D)G49*60+TXV | A80US2V100C20X* | Split System | 47500 | 20 | 9.25 | 2.08 | R-454B | 650
218432420 | ARMSTRONG AIR | A7CP21V48P-**A | (H,A,D)G49*60+TXV | A80US2V090C20* | Split System | 47500 | 20 | 9.25 | 2.08 | R-454B | 650
218432417 | ARMSTRONG AIR | A7CP21V48P-**A | (H,A,D)G49*60+TXV | A80US2V080C20X* | Split System | 47500 | 20 | 9.25 | 2.08 | R-454B | 650
218432305 | ARMSTRONG AIR | A7CP21V48P-**A | (H,A,D)G51*60+TXV | A80UH1E090C20* | Split System | 47000 | 19 | 9.3 | 2.08 | R-454B | 650
218432320 | ARMSTRONG AIR | A7CP21V48P-**A | (H,A,D)G51*60+TXV | A93UH1E090C16A* | Split System | 47000 | 19 | 9.3 | 2.08 | R-454B | 650
218432415 | ARMSTRONG AIR | A7CP21V48P-**A | (H,A,D)G49*60+TXV | A80UH2E110C20* | Split System | 47500 | 19 | 9.3 | 2.08 | R-454B | 650
218394032 | LENNOX | EL21KLV-048-230A** | L*41/60Z+TXV | ML180UH090E60C* | Split System | 47000 | 19 | 9.3 | 2.08 | R-454B | 650
218394036 | LENNOX | EL21KLV-048-230A** | L*41/60Z+TXV | ML193UH090XE48C* | Split System | 47000 | 19 | 9.3 | 2.08 | R-454B | 650
218432411 | ARMSTRONG AIR | A7CP21V48P-**A | (H,A,D)G49*60+TXV | A80UH1E100C20X* | Split System | 47500 | 19 | 9.35 | 2.08 | R-454B | 650
217268267 | ARMSTRONG AIR | A7CP21V48P-**A | H,A,DP79*60+TXV | A80UH1E090C20* | Split System | 47000 | 19 | 9.35 | 2.1 | R-454B | 650
218432412 | ARMSTRONG AIR | A7CP21V48P-**A | (H,A,D)G49*60+TXV | A80UH1E110C20* | Split System | 47500 | 19 | 9.35 | 2.1 | R-454B | 650
218432318 | ARMSTRONG AIR | A7CP21V48P-**A | (H,A,D)G51*60+TXV | A80US2V110C20L* | Split System | 47500 | 20 | 9.35 | 2.06 | R-454B | 650
218432414 | ARMSTRONG AIR | A7CP21V48P-**A | (H,A,D)G49*60+TXV | A80UH2E110C16* | Split System | 47500 | 20 | 9.35 | 2.08 | R-454B | 650
218432312 | ARMSTRONG AIR | A7CP21V48P-**A | (H,A,D)G51*60+TXV | A80US2V080C20X* | Split System | 47500 | 20 | 9.35 | 2.08 | R-454B | 650
218432315 | ARMSTRONG AIR | A7CP21V48P-**A | (H,A,D)G51*60+TXV | A80US2V090C20* | Split System | 47500 | 20 | 9.35 | 2.08 | R-454B | 650
217615890 | ARMSTRONG AIR | A7CP21V48P-**A | H,A,DG84*48+TXV | A80US2V080C20X* | Split System | 47500 | 20 | 9.35 | 2.1 | R-454B | 650
218623419 | GE | NS21H48MA5-**A | (H,A,D)G84*48+TXV | NF80X100V5C* | Split System | 47500 | 20 | 9.35 | 2.1 | R-454B | 650
218394047 | LENNOX | EL21KLV-048-230A** | L*41/60Z+TXV | SL280UH100NV60C* | Split System | 47500 | 20 | 9.35 | 2.1 | R-454B | 650
218394046 | LENNOX | EL21KLV-048-230A** | L*41/60Z+TXV | SL280UH090XV60C* | Split System | 47500 | 20 | 9.35 | 2.1 | R-454B | 650
218394044 | LENNOX | EL21KLV-048-230A** | L*41/60Z+TXV | SL280UH080NV60C* | Split System | 47500 | 20 | 9.35 | 2.1 | R-454B | 650
218432310 | ARMSTRONG AIR | A7CP21V48P-**A | (H,A,D)G51*60+TXV | A80UH2E110C20* | Split System | 47500 | 19 | 9.4 | 2.1 | R-454B | 650
217268300 | ARMSTRONG AIR | A7CP21V48P-**A | H,A,DP79*60+TXV | A80US2V100C20X* | Split System | 47500 | 20 | 9.4 | 2.1 | R-454B | 650
218432306 | ARMSTRONG AIR | A7CP21V48P-**A | (H,A,D)G51*60+TXV | A80UH1E100C20X* | Split System | 47500 | 19 | 9.45 | 2.1 | R-454B | 650
218623418 | GE | NS21H48MA5-**A | (H,A,D)G84*48+TXV | NF80X100S5C* | Split System | 47500 | 19 | 9.45 | 2.1 | R-454B | 650
218394019 | LENNOX | EL21KLV-048-230A** | L*41/60Z+TXV | EL180UH100NE60C* | Split System | 47500 | 19 | 9.45 | 2.1 | R-454B | 650
218394024 | LENNOX | EL21KLV-048-230A** | L*41/60Z+TXV | EL280UH110E60C* | Split System | 47500 | 19 | 9.45 | 2.1 | R-454B | 650
218394025 | LENNOX | EL21KLV-048-230A** | L*41/60Z+TXV | EL280UH110XE60C* | Split System | 47500 | 19 | 9.45 | 2.1 | R-454B | 650
218432307 | ARMSTRONG AIR | A7CP21V48P-**A | (H,A,D)G51*60+TXV | A80UH1E110C20* | Split System | 47500 | 20 | 9.45 | 2.12 | R-454B | 650
218394023 | LENNOX | EL21KLV-048-230A** | L*41/60Z+TXV | EL280UH110E48C* | Split System | 47500 | 20 | 9.45 | 2.12 | R-454B | 650
218394035 | LENNOX | EL21KLV-048-230A** | L*41/60Z+TXV | ML180UH110XE60C* | Split System | 47500 | 20 | 9.45 | 2.12 | R-454B | 650
218044794 | MOOVAIR | MSHMA18R2AN1 | HE21*18+TXV+TD |  | Split System | 17600 | 16 | 9.5 | 2.06 | R-454B | 650
218044795 | MOOVAIR | MSHMA18R2AN1 | HE21*24+TXV+TD |  | Split System | 17600 | 16 | 9.5 | 2.06 | R-454B | 650
217268279 | ARMSTRONG AIR | A7CP21V48P-**A | H,A,DP79*60+TXV | A80UH2E110C16* | Split System | 47500 | 20 | 9.5 | 2.12 | R-454B | 650
218388318 | LENNOX | EL21KLV-024-230A** | LH18/37R*+TXV | ML180UH045V36A* | Split System | 22800 | 19 | 9.5 | 2.08 | R-454B | 650
218388315 | LENNOX | EL21KLV-024-230A** | LD19/25Z*+TXV | ML180UH045V36A* | Split System | 22800 | 19 | 9.5 | 2.08 | R-454B | 650
218388317 | LENNOX | EL21KLV-024-230A** | L*19/36U+TXV | ML180UH045V36A* | Split System | 22800 | 19 | 9.5 | 2.08 | R-454B | 650
217268270 | ARMSTRONG AIR | A7CP21V48P-**A | H,A,DP79*60+TXV | A80UH1E100C20X* | Split System | 47500 | 19 | 9.55 | 2.1 | R-454B | 650
218044788 | MOOVAIR | MSHMA30R2AN1 | HE31*30+TXV+TD |  | Split System | 27600 | 15.2 | 9.6 | 1.85 | R-454B | 650
218388333 | LENNOX | EL21KLV-024-230A** | LD19/25Z*+TXV | ML180UH070V36A* | Split System | 23000 | 19 | 9.6 | 2.1 | R-454B | 650
218388339 | LENNOX | EL21KLV-024-230A** | LD19/36Z*+TXV | ML180UH070V36B* | Split System | 23200 | 19 | 9.6 | 2.1 | R-454B | 650
218388336 | LENNOX | EL21KLV-024-230A** | LH18/37R*+TXV | ML180UH070V36A* | Split System | 23000 | 20 | 9.6 | 2.1 | R-454B | 650
218388335 | LENNOX | EL21KLV-024-230A** | L*19/36U+TXV | ML180UH070V36A* | Split System | 23000 | 20 | 9.6 | 2.1 | R-454B | 650
218388338 | LENNOX | EL21KLV-024-230A** | L*31/37U+TXV | ML180UH070V36A* | Split System | 23000 | 20 | 9.6 | 2.1 | R-454B | 650
218388340 | LENNOX | EL21KLV-024-230A** | LD24/35Z*+TXV | ML180UH070V36B* | Split System | 23200 | 20 | 9.6 | 2.1 | R-454B | 650
218363873 | TRANE | 5TWX7036A1 | 5PX*BD04AS3 | S8X1B080M4PTC | Split System | 32600 | 17.1 | 8.2 | 1.9 | R-454B | 650
218521043 | CHAMPION HEATING AND COOLING | HH836E2S11 | CTF30A5ADS2 | TM8V060A12MP12 | Split System | 32800 | 17 | 8.5 | 2 | R-454B | 650
218522645 | CHAMPION HEATING AND COOLING | HH836E2S11 | CTM36B5CDS2 | TM8V080B12MP12 | Split System | 32800 | 17 | 8.5 | 2 | R-454B | 650
218522639 | CHAMPION HEATING AND COOLING | HH836E2S11 | CTM36B5ADS2 | TPLC080B12MP13 | Split System | 32800 | 17 | 8.5 | 2 | R-454B | 650
218522635 | CHAMPION HEATING AND COOLING | HH836E2S11 | CTM36B5ADS2 | TM8V080B12MP12 | Split System | 32800 | 17 | 8.5 | 2 | R-454B | 650
218522619 | CHAMPION HEATING AND COOLING | HH836E2S11 | CTM36B5ADS2 | TP9C080B12MP13 | Split System | 33000 | 17 | 8.5 | 2 | R-454B | 650
218522629 | CHAMPION HEATING AND COOLING | HH836E2S11 | CTM36B5CDS2 | TP9C080B12MP13 | Split System | 33000 | 17 | 8.5 | 2 | R-454B | 650
218522625 | CHAMPION HEATING AND COOLING | HH836E2S11 | CTM36B5CDS2 | TM9V080B12MP12 | Split System | 33000 | 17 | 8.5 | 2 | R-454B | 650
218522615 | CHAMPION HEATING AND COOLING | HH836E2S11 | CTM36B5ADS2 | TM9V080B12MP12 | Split System | 33000 | 17 | 8.5 | 2 | R-454B | 650
218522557 | CHAMPION HEATING AND COOLING | HH836E2S11 | CTM36B5CDS2 | TM9V060B12MP12 | Split System | 33000 | 17 | 8.5 | 2 | R-454B | 650
218522551 | CHAMPION HEATING AND COOLING | HH836E2S11 | CTM36B5ADS2 | TP9C060B12MP13 | Split System | 33000 | 17 | 8.5 | 2 | R-454B | 650
218522561 | CHAMPION HEATING AND COOLING | HH836E2S11 | CTM36B5CDS2 | TP9C060B12MP13 | Split System | 33000 | 17 | 8.5 | 2 | R-454B | 650
218522547 | CHAMPION HEATING AND COOLING | HH836E2S11 | CTM36B5ADS2 | TM9V060B12MP12 | Split System | 33000 | 17 | 8.5 | 2 | R-454B | 650
218521123 | CHAMPION HEATING AND COOLING | HH836E2S11 | CTF36B5ADS2 | TPLC080B12MP13 | Split System | 33000 | 17 | 8.5 | 2 | R-454B | 650
218521119 | CHAMPION HEATING AND COOLING | HH836E2S11 | CTF36B5ADS2 | TM8V080B12MP12 | Split System | 33000 | 17 | 8.5 | 2 | R-454B | 650
218521187 | CHAMPION HEATING AND COOLING | HH836E2S11 | CTU36B5XDS2+TXV | TM9V060B12MP12 | Split System | 33000 | 17 | 8.5 | 2 | R-454B | 650
218521191 | CHAMPION HEATING AND COOLING | HH836E2S11 | CTU36B5XDS2+TXV | TP9C060B12MP13 | Split System | 33000 | 17 | 8.5 | 2 | R-454B | 650
218521177 | CHAMPION HEATING AND COOLING | HH836E2S11 | CTF36B5CDS2 | TM9V060B12MP12 | Split System | 33000 | 17 | 8.5 | 2 | R-454B | 650
218521133 | CHAMPION HEATING AND COOLING | HH836E2S11 | CTU36B5XDS2+TXV | TM8V080B12MP12 | Split System | 33000 | 17 | 8.5 | 2 | R-454B | 650
218521167 | CHAMPION HEATING AND COOLING | HH836E2S11 | CTF36B5ADS2 | TM9V060B12MP12 | Split System | 33000 | 17 | 8.5 | 2 | R-454B | 650
218521129 | CHAMPION HEATING AND COOLING | HH836E2S11 | CTF36B5CDS2 | TM8V080B12MP12 | Split System | 33000 | 17 | 8.5 | 2 | R-454B | 650
218521181 | CHAMPION HEATING AND COOLING | HH836E2S11 | CTF36B5CDS2 | TP9C060B12MP13 | Split System | 33000 | 17 | 8.5 | 2 | R-454B | 650
218521171 | CHAMPION HEATING AND COOLING | HH836E2S11 | CTF36B5ADS2 | TP9C060B12MP13 | Split System | 33000 | 17 | 8.5 | 2 | R-454B | 650
218522607 | CHAMPION HEATING AND COOLING | HH836E2S11 | CTM36B5ADS2 | Z9ES060B12SMPS1 | Split System | 33200 | 17 | 8.5 | 2 | R-454B | 650
218522611 | CHAMPION HEATING AND COOLING | HH836E2S11 | CTM36B5CDS2 | Z9ES060B12SMPS1 | Split System | 33200 | 17 | 8.5 | 2 | R-454B | 650
218521059 | CHAMPION HEATING AND COOLING | HH836E2S11 | CTF36B5ADS2 | Z9ES060B12SMPS1 | Split System | 33200 | 17 | 8.5 | 2 | R-454B | 650
218521067 | CHAMPION HEATING AND COOLING | HH836E2S11 | CTU36B5XDS2+TXV | Z9ES060B12SMPS1 | Split System | 33200 | 17 | 8.5 | 2 | R-454B | 650
218521063 | CHAMPION HEATING AND COOLING | HH836E2S11 | CTF36B5CDS2 | Z9ES060B12SMPS1 | Split System | 33200 | 17 | 8.5 | 2 | R-454B | 650
218521575 | CHAMPION HEATING AND COOLING | HH836E2S11 | CTM36C5CDS2 | TP9C080C16MP13 | Split System | 33800 | 17 | 8.5 | 2 | R-454B | 650
218521561 | CHAMPION HEATING AND COOLING | HH836E2S11 | CTM36C5ADS2 | TM9V080C16MP12 | Split System | 33800 | 17 | 8.5 | 2 | R-454B | 650
218521565 | CHAMPION HEATING AND COOLING | HH836E2S11 | CTM36C5ADS2 | TP9C080C16MP13 | Split System | 33800 | 17 | 8.5 | 2 | R-454B | 650
218521571 | CHAMPION HEATING AND COOLING | HH836E2S11 | CTM36C5CDS2 | TM9V080C16MP12 | Split System | 33800 | 17 | 8.5 | 2 | R-454B | 650
218521425 | CHAMPION HEATING AND COOLING | HH836E2S11 | CTM36C5ADS2 | TL9E100C20UH11 | Split System | 34200 | 17 | 8.5 | 2 | R-454B | 650
218521429 | CHAMPION HEATING AND COOLING | HH836E2S11 | CTM36C5CDS2 | TL9E100C20UH11 | Split System | 34200 | 17 | 8.5 | 2 | R-454B | 650
218521867 | CHAMPION HEATING AND COOLING | HH836E2S11 | CTF36C5ADS2 | TL9E100C20UH11 | Split System | 34200 | 17 | 8.5 | 2 | R-454B | 650
218521871 | CHAMPION HEATING AND COOLING | HH836E2S11 | CTF36C5CDS2 | TL9E100C20UH11 | Split System | 34200 | 17 | 8.5 | 2 | R-454B | 650
218521605 | CHAMPION HEATING AND COOLING | HH836E2S11 | CTM36C5CDS2 | Z9ES100C16SMPS1 | Split System | 34400 | 17 | 8.5 | 2 | R-454B | 650
218521601 | CHAMPION HEATING AND COOLING | HH836E2S11 | CTM36C5ADS2 | Z9ES100C16SMPS1 | Split System | 34400 | 17 | 8.5 | 2 | R-454B | 650
218521875 | CHAMPION HEATING AND COOLING | HH836E2S11 | CTF36C5ADS2 | Z9ES100C16SMPS1 | Split System | 34600 | 17 | 8.5 | 2 | R-454B | 650
218521879 | CHAMPION HEATING AND COOLING | HH836E2S11 | CTF36C5CDS2 | Z9ES100C16SMPS1 | Split System | 34600 | 17 | 8.5 | 2 | R-454B | 650
218521040 | COLEMAN | HH836E2S11 | CTF30A5ADS2 | TM8V060A12MP12 | Split System | 32800 | 17 | 8.5 | 2 | R-454B | 650
218522640 | COLEMAN | HH836E2S11 | CTM36B5ADS2 | CPLC080B12MP13 | Split System | 32800 | 17 | 8.5 | 2 | R-454B | 650
218522632 | COLEMAN | HH836E2S11 | CTM36B5ADS2 | TM8V080B12MP12 | Split System | 32800 | 17 | 8.5 | 2 | R-454B | 650
218522642 | COLEMAN | HH836E2S11 | CTM36B5CDS2 | TM8V080B12MP12 | Split System | 32800 | 17 | 8.5 | 2 | R-454B | 650
218522636 | COLEMAN | HH836E2S11 | CTM36B5ADS2 | TPLC080B12MP13 | Split System | 32800 | 17 | 8.5 | 2 | R-454B | 650
218522630 | COLEMAN | HH836E2S11 | CTM36B5CDS2 | CP9C080B12MP13 | Split System | 33000 | 17 | 8.5 | 2 | R-454B | 650
218522612 | COLEMAN | HH836E2S11 | CTM36B5ADS2 | TM9V080B12MP12 | Split System | 33000 | 17 | 8.5 | 2 | R-454B | 650
218522616 | COLEMAN | HH836E2S11 | CTM36B5ADS2 | TP9C080B12MP13 | Split System | 33000 | 17 | 8.5 | 2 | R-454B | 650
218522620 | COLEMAN | HH836E2S11 | CTM36B5ADS2 | CP9C080B12MP13 | Split System | 33000 | 17 | 8.5 | 2 | R-454B | 650
218522622 | COLEMAN | HH836E2S11 | CTM36B5CDS2 | TM9V080B12MP12 | Split System | 33000 | 17 | 8.5 | 2 | R-454B | 650
218522626 | COLEMAN | HH836E2S11 | CTM36B5CDS2 | TP9C080B12MP13 | Split System | 33000 | 17 | 8.5 | 2 | R-454B | 650
218522558 | COLEMAN | HH836E2S11 | CTM36B5CDS2 | TP9C060B12MP13 | Split System | 33000 | 17 | 8.5 | 2 | R-454B | 650
218522554 | COLEMAN | HH836E2S11 | CTM36B5CDS2 | TM9V060B12MP12 | Split System | 33000 | 17 | 8.5 | 2 | R-454B | 650
218522544 | COLEMAN | HH836E2S11 | CTM36B5ADS2 | TM9V060B12MP12 | Split System | 33000 | 17 | 8.5 | 2 | R-454B | 650
218522562 | COLEMAN | HH836E2S11 | CTM36B5CDS2 | CP9C060B12MP13 | Split System | 33000 | 17 | 8.5 | 2 | R-454B | 650
218522552 | COLEMAN | HH836E2S11 | CTM36B5ADS2 | CP9C060B12MP13 | Split System | 33000 | 17 | 8.5 | 2 | R-454B | 650
218522548 | COLEMAN | HH836E2S11 | CTM36B5ADS2 | TP9C060B12MP13 | Split System | 33000 | 17 | 8.5 | 2 | R-454B | 650
218521182 | COLEMAN | HH836E2S11 | CTF36B5CDS2 | CP9C060B12MP13 | Split System | 33000 | 17 | 8.5 | 2 | R-454B | 650
218521130 | COLEMAN | HH836E2S11 | CTU36B5XDS2+TXV | TM8V080B12MP12 | Split System | 33000 | 17 | 8.5 | 2 | R-454B | 650
218521164 | COLEMAN | HH836E2S11 | CTF36B5ADS2 | TM9V060B12MP12 | Split System | 33000 | 17 | 8.5 | 2 | R-454B | 650
218521120 | COLEMAN | HH836E2S11 | CTF36B5ADS2 | TPLC080B12MP13 | Split System | 33000 | 17 | 8.5 | 2 | R-454B | 650
218521172 | COLEMAN | HH836E2S11 | CTF36B5ADS2 | CP9C060B12MP13 | Split System | 33000 | 17 | 8.5 | 2 | R-454B | 650
218521168 | COLEMAN | HH836E2S11 | CTF36B5ADS2 | TP9C060B12MP13 | Split System | 33000 | 17 | 8.5 | 2 | R-454B | 650
218521124 | COLEMAN | HH836E2S11 | CTF36B5ADS2 | CPLC080B12MP13 | Split System | 33000 | 17 | 8.5 | 2 | R-454B | 650
218521188 | COLEMAN | HH836E2S11 | CTU36B5XDS2+TXV | TP9C060B12MP13 | Split System | 33000 | 17 | 8.5 | 2 | R-454B | 650
218521116 | COLEMAN | HH836E2S11 | CTF36B5ADS2 | TM8V080B12MP12 | Split System | 33000 | 17 | 8.5 | 2 | R-454B | 650
218521126 | COLEMAN | HH836E2S11 | CTF36B5CDS2 | TM8V080B12MP12 | Split System | 33000 | 17 | 8.5 | 2 | R-454B | 650
218521178 | COLEMAN | HH836E2S11 | CTF36B5CDS2 | TP9C060B12MP13 | Split System | 33000 | 17 | 8.5 | 2 | R-454B | 650
218521192 | COLEMAN | HH836E2S11 | CTU36B5XDS2+TXV | CP9C060B12MP13 | Split System | 33000 | 17 | 8.5 | 2 | R-454B | 650
218521174 | COLEMAN | HH836E2S11 | CTF36B5CDS2 | TM9V060B12MP12 | Split System | 33000 | 17 | 8.5 | 2 | R-454B | 650
218522604 | COLEMAN | HH836E2S11 | CTM36B5ADS2 | Z9ES060B12SMPS1 | Split System | 33200 | 17 | 8.5 | 2 | R-454B | 650
218522608 | COLEMAN | HH836E2S11 | CTM36B5CDS2 | Z9ES060B12SMPS1 | Split System | 33200 | 17 | 8.5 | 2 | R-454B | 650
218521060 | COLEMAN | HH836E2S11 | CTF36B5CDS2 | Z9ES060B12SMPS1 | Split System | 33200 | 17 | 8.5 | 2 | R-454B | 650
218521064 | COLEMAN | HH836E2S11 | CTU36B5XDS2+TXV | Z9ES060B12SMPS1 | Split System | 33200 | 17 | 8.5 | 2 | R-454B | 650
218521056 | COLEMAN | HH836E2S11 | CTF36B5ADS2 | Z9ES060B12SMPS1 | Split System | 33200 | 17 | 8.5 | 2 | R-454B | 650
218521576 | COLEMAN | HH836E2S11 | CTM36C5CDS2 | CP9C080C16MP13 | Split System | 33800 | 17 | 8.5 | 2 | R-454B | 650
218521566 | COLEMAN | HH836E2S11 | CTM36C5ADS2 | CP9C080C16MP13 | Split System | 33800 | 17 | 8.5 | 2 | R-454B | 650
218521558 | COLEMAN | HH836E2S11 | CTM36C5ADS2 | TM9V080C16MP12 | Split System | 33800 | 17 | 8.5 | 2 | R-454B | 650
218521568 | COLEMAN | HH836E2S11 | CTM36C5CDS2 | TM9V080C16MP12 | Split System | 33800 | 17 | 8.5 | 2 | R-454B | 650
218521562 | COLEMAN | HH836E2S11 | CTM36C5ADS2 | TP9C080C16MP13 | Split System | 33800 | 17 | 8.5 | 2 | R-454B | 650
218521572 | COLEMAN | HH836E2S11 | CTM36C5CDS2 | TP9C080C16MP13 | Split System | 33800 | 17 | 8.5 | 2 | R-454B | 650
218521426 | COLEMAN | HH836E2S11 | CTM36C5CDS2 | TL9E100C20UH11 | Split System | 34200 | 17 | 8.5 | 2 | R-454B | 650
218521864 | COLEMAN | HH836E2S11 | CTF36C5ADS2 | TL9E100C20UH11 | Split System | 34200 | 17 | 8.5 | 2 | R-454B | 650
218521422 | COLEMAN | HH836E2S11 | CTM36C5ADS2 | TL9E100C20UH11 | Split System | 34200 | 17 | 8.5 | 2 | R-454B | 650
218521868 | COLEMAN | HH836E2S11 | CTF36C5CDS2 | TL9E100C20UH11 | Split System | 34200 | 17 | 8.5 | 2 | R-454B | 650
218521598 | COLEMAN | HH836E2S11 | CTM36C5ADS2 | Z9ES100C16SMPS1 | Split System | 34400 | 17 | 8.5 | 2 | R-454B | 650
218521602 | COLEMAN | HH836E2S11 | CTM36C5CDS2 | Z9ES100C16SMPS1 | Split System | 34400 | 17 | 8.5 | 2 | R-454B | 650
218521872 | COLEMAN | HH836E2S11 | CTF36C5ADS2 | Z9ES100C16SMPS1 | Split System | 34600 | 17 | 8.5 | 2 | R-454B | 650
218521876 | COLEMAN | HH836E2S11 | CTF36C5CDS2 | Z9ES100C16SMPS1 | Split System | 34600 | 17 | 8.5 | 2 | R-454B | 650
218521042 | FRASER-JOHNSTON | HH836E2S11 | CTF30A5ADS2 | TM8V060A12MP12 | Split System | 32800 | 17 | 8.5 | 2 | R-454B | 650
218522638 | FRASER-JOHNSTON | HH836E2S11 | CTM36B5ADS2 | TPLC080B12MP13 | Split System | 32800 | 17 | 8.5 | 2 | R-454B | 650
218522634 | FRASER-JOHNSTON | HH836E2S11 | CTM36B5ADS2 | TM8V080B12MP12 | Split System | 32800 | 17 | 8.5 | 2 | R-454B | 650
218522644 | FRASER-JOHNSTON | HH836E2S11 | CTM36B5CDS2 | TM8V080B12MP12 | Split System | 32800 | 17 | 8.5 | 2 | R-454B | 650
218522624 | FRASER-JOHNSTON | HH836E2S11 | CTM36B5CDS2 | TM9V080B12MP12 | Split System | 33000 | 17 | 8.5 | 2 | R-454B | 650
218522614 | FRASER-JOHNSTON | HH836E2S11 | CTM36B5ADS2 | TM9V080B12MP12 | Split System | 33000 | 17 | 8.5 | 2 | R-454B | 650
218522628 | FRASER-JOHNSTON | HH836E2S11 | CTM36B5CDS2 | TP9C080B12MP13 | Split System | 33000 | 17 | 8.5 | 2 | R-454B | 650
218522618 | FRASER-JOHNSTON | HH836E2S11 | CTM36B5ADS2 | TP9C080B12MP13 | Split System | 33000 | 17 | 8.5 | 2 | R-454B | 650
218522560 | FRASER-JOHNSTON | HH836E2S11 | CTM36B5CDS2 | TP9C060B12MP13 | Split System | 33000 | 17 | 8.5 | 2 | R-454B | 650
218522550 | FRASER-JOHNSTON | HH836E2S11 | CTM36B5ADS2 | TP9C060B12MP13 | Split System | 33000 | 17 | 8.5 | 2 | R-454B | 650
218522546 | FRASER-JOHNSTON | HH836E2S11 | CTM36B5ADS2 | TM9V060B12MP12 | Split System | 33000 | 17 | 8.5 | 2 | R-454B | 650
218522556 | FRASER-JOHNSTON | HH836E2S11 | CTM36B5CDS2 | TM9V060B12MP12 | Split System | 33000 | 17 | 8.5 | 2 | R-454B | 650
218521180 | FRASER-JOHNSTON | HH836E2S11 | CTF36B5CDS2 | TP9C060B12MP13 | Split System | 33000 | 17 | 8.5 | 2 | R-454B | 650
218521118 | FRASER-JOHNSTON | HH836E2S11 | CTF36B5ADS2 | TM8V080B12MP12 | Split System | 33000 | 17 | 8.5 | 2 | R-454B | 650
218521128 | FRASER-JOHNSTON | HH836E2S11 | CTF36B5CDS2 | TM8V080B12MP12 | Split System | 33000 | 17 | 8.5 | 2 | R-454B | 650
218521176 | FRASER-JOHNSTON | HH836E2S11 | CTF36B5CDS2 | TM9V060B12MP12 | Split System | 33000 | 17 | 8.5 | 2 | R-454B | 650
218521122 | FRASER-JOHNSTON | HH836E2S11 | CTF36B5ADS2 | TPLC080B12MP13 | Split System | 33000 | 17 | 8.5 | 2 | R-454B | 650
218521190 | FRASER-JOHNSTON | HH836E2S11 | CTU36B5XDS2+TXV | TP9C060B12MP13 | Split System | 33000 | 17 | 8.5 | 2 | R-454B | 650
218521166 | FRASER-JOHNSTON | HH836E2S11 | CTF36B5ADS2 | TM9V060B12MP12 | Split System | 33000 | 17 | 8.5 | 2 | R-454B | 650
218521132 | FRASER-JOHNSTON | HH836E2S11 | CTU36B5XDS2+TXV | TM8V080B12MP12 | Split System | 33000 | 17 | 8.5 | 2 | R-454B | 650
218521170 | FRASER-JOHNSTON | HH836E2S11 | CTF36B5ADS2 | TP9C060B12MP13 | Split System | 33000 | 17 | 8.5 | 2 | R-454B | 650
218521186 | FRASER-JOHNSTON | HH836E2S11 | CTU36B5XDS2+TXV | TM9V060B12MP12 | Split System | 33000 | 17 | 8.5 | 2 | R-454B | 650
218522606 | FRASER-JOHNSTON | HH836E2S11 | CTM36B5ADS2 | Z9ES060B12SMPS1 | Split System | 33200 | 17 | 8.5 | 2 | R-454B | 650
218521062 | FRASER-JOHNSTON | HH836E2S11 | CTF36B5CDS2 | Z9ES060B12SMPS1 | Split System | 33200 | 17 | 8.5 | 2 | R-454B | 650
218522610 | FRASER-JOHNSTON | HH836E2S11 | CTM36B5CDS2 | Z9ES060B12SMPS1 | Split System | 33200 | 17 | 8.5 | 2 | R-454B | 650
218521058 | FRASER-JOHNSTON | HH836E2S11 | CTF36B5ADS2 | Z9ES060B12SMPS1 | Split System | 33200 | 17 | 8.5 | 2 | R-454B | 650
218521564 | FRASER-JOHNSTON | HH836E2S11 | CTM36C5ADS2 | TP9C080C16MP13 | Split System | 33800 | 17 | 8.5 | 2 | R-454B | 650
218521570 | FRASER-JOHNSTON | HH836E2S11 | CTM36C5CDS2 | TM9V080C16MP12 | Split System | 33800 | 17 | 8.5 | 2 | R-454B | 650
218521560 | FRASER-JOHNSTON | HH836E2S11 | CTM36C5ADS2 | TM9V080C16MP12 | Split System | 33800 | 17 | 8.5 | 2 | R-454B | 650
218521574 | FRASER-JOHNSTON | HH836E2S11 | CTM36C5CDS2 | TP9C080C16MP13 | Split System | 33800 | 17 | 8.5 | 2 | R-454B | 650
218521428 | FRASER-JOHNSTON | HH836E2S11 | CTM36C5CDS2 | TL9E100C20UH11 | Split System | 34200 | 17 | 8.5 | 2 | R-454B | 650
218521870 | FRASER-JOHNSTON | HH836E2S11 | CTF36C5CDS2 | TL9E100C20UH11 | Split System | 34200 | 17 | 8.5 | 2 | R-454B | 650
218521424 | FRASER-JOHNSTON | HH836E2S11 | CTM36C5ADS2 | TL9E100C20UH11 | Split System | 34200 | 17 | 8.5 | 2 | R-454B | 650
218521866 | FRASER-JOHNSTON | HH836E2S11 | CTF36C5ADS2 | TL9E100C20UH11 | Split System | 34200 | 17 | 8.5 | 2 | R-454B | 650
218521600 | FRASER-JOHNSTON | HH836E2S11 | CTM36C5ADS2 | Z9ES100C16SMPS1 | Split System | 34400 | 17 | 8.5 | 2 | R-454B | 650
218521878 | FRASER-JOHNSTON | HH836E2S11 | CTF36C5CDS2 | Z9ES100C16SMPS1 | Split System | 34600 | 17 | 8.5 | 2 | R-454B | 650
218521874 | FRASER-JOHNSTON | HH836E2S11 | CTF36C5ADS2 | Z9ES100C16SMPS1 | Split System | 34600 | 17 | 8.5 | 2 | R-454B | 650
218600202 | KENMORE | HH836E2S11* | CTM36B5ADS2 | Z9ES060B12SMPS1* | Split System | 33200 | 17 | 8.5 | 2 | R-454B | 650
218599913 | KENMORE | HH836E2S11* | CTF36B5CDS2 | Z9ES060B12SMPS1* | Split System | 33200 | 17 | 8.5 | 2 | R-454B | 650
218600195 | KENMORE | HH836E2S11* | CTM36B5CDS2 | Z9ES060B12SMPS1* | Split System | 33200 | 17 | 8.5 | 2 | R-454B | 650
218599992 | KENMORE | HH836E2S11* | CTM36C5ADS2 | Z9ES100C16SMPS1* | Split System | 34400 | 17 | 8.5 | 2 | R-454B | 650
218599993 | KENMORE | HH836E2S11* | CTM36C5CDS2 | Z9ES100C16SMPS1* | Split System | 34400 | 17 | 8.5 | 2 | R-454B | 650
218600067 | KENMORE | HH836E2S11* | CTF36C5ADS2 | Z9ES100C16SMPS1* | Split System | 34600 | 17 | 8.5 | 2 | R-454B | 650
218600065 | KENMORE | HH836E2S11* | CTF36C5CDS2 | Z9ES100C16SMPS1* | Split System | 34600 | 17 | 8.5 | 2 | R-454B | 650
218521041 | LUXAIRE | HH836E2S11 | CTF30A5ADS2 | TM8V060A12MP12 | Split System | 32800 | 17 | 8.5 | 2 | R-454B | 650
218522643 | LUXAIRE | HH836E2S11 | CTM36B5CDS2 | TM8V080B12MP12 | Split System | 32800 | 17 | 8.5 | 2 | R-454B | 650
218522633 | LUXAIRE | HH836E2S11 | CTM36B5ADS2 | TM8V080B12MP12 | Split System | 32800 | 17 | 8.5 | 2 | R-454B | 650
218522641 | LUXAIRE | HH836E2S11 | CTM36B5ADS2 | LPLC080B12MP13 | Split System | 32800 | 17 | 8.5 | 2 | R-454B | 650
218522637 | LUXAIRE | HH836E2S11 | CTM36B5ADS2 | TPLC080B12MP13 | Split System | 32800 | 17 | 8.5 | 2 | R-454B | 650
218522623 | LUXAIRE | HH836E2S11 | CTM36B5CDS2 | TM9V080B12MP12 | Split System | 33000 | 17 | 8.5 | 2 | R-454B | 650
218522613 | LUXAIRE | HH836E2S11 | CTM36B5ADS2 | TM9V080B12MP12 | Split System | 33000 | 17 | 8.5 | 2 | R-454B | 650
218522631 | LUXAIRE | HH836E2S11 | CTM36B5CDS2 | LP9C080B12MP13 | Split System | 33000 | 17 | 8.5 | 2 | R-454B | 650
218522617 | LUXAIRE | HH836E2S11 | CTM36B5ADS2 | TP9C080B12MP13 | Split System | 33000 | 17 | 8.5 | 2 | R-454B | 650
218522627 | LUXAIRE | HH836E2S11 | CTM36B5CDS2 | TP9C080B12MP13 | Split System | 33000 | 17 | 8.5 | 2 | R-454B | 650
218522545 | LUXAIRE | HH836E2S11 | CTM36B5ADS2 | TM9V060B12MP12 | Split System | 33000 | 17 | 8.5 | 2 | R-454B | 650
218522559 | LUXAIRE | HH836E2S11 | CTM36B5CDS2 | TP9C060B12MP13 | Split System | 33000 | 17 | 8.5 | 2 | R-454B | 650
218522563 | LUXAIRE | HH836E2S11 | CTM36B5CDS2 | LP9C060B12MP13 | Split System | 33000 | 17 | 8.5 | 2 | R-454B | 650
218522555 | LUXAIRE | HH836E2S11 | CTM36B5CDS2 | TM9V060B12MP12 | Split System | 33000 | 17 | 8.5 | 2 | R-454B | 650
218521121 | LUXAIRE | HH836E2S11 | CTF36B5ADS2 | TPLC080B12MP13 | Split System | 33000 | 17 | 8.5 | 2 | R-454B | 650
218521173 | LUXAIRE | HH836E2S11 | CTF36B5ADS2 | LP9C060B12MP13 | Split System | 33000 | 17 | 8.5 | 2 | R-454B | 650
218521193 | LUXAIRE | HH836E2S11 | CTU36B5XDS2+TXV | LP9C060B12MP13 | Split System | 33000 | 17 | 8.5 | 2 | R-454B | 650
218521127 | LUXAIRE | HH836E2S11 | CTF36B5CDS2 | TM8V080B12MP12 | Split System | 33000 | 17 | 8.5 | 2 | R-454B | 650
218521175 | LUXAIRE | HH836E2S11 | CTF36B5CDS2 | TM9V060B12MP12 | Split System | 33000 | 17 | 8.5 | 2 | R-454B | 650
218521125 | LUXAIRE | HH836E2S11 | CTF36B5ADS2 | LPLC080B12MP13 | Split System | 33000 | 17 | 8.5 | 2 | R-454B | 650
218521117 | LUXAIRE | HH836E2S11 | CTF36B5ADS2 | TM8V080B12MP12 | Split System | 33000 | 17 | 8.5 | 2 | R-454B | 650
218521165 | LUXAIRE | HH836E2S11 | CTF36B5ADS2 | TM9V060B12MP12 | Split System | 33000 | 17 | 8.5 | 2 | R-454B | 650
218521169 | LUXAIRE | HH836E2S11 | CTF36B5ADS2 | TP9C060B12MP13 | Split System | 33000 | 17 | 8.5 | 2 | R-454B | 650
218521131 | LUXAIRE | HH836E2S11 | CTU36B5XDS2+TXV | TM8V080B12MP12 | Split System | 33000 | 17 | 8.5 | 2 | R-454B | 650
218521189 | LUXAIRE | HH836E2S11 | CTU36B5XDS2+TXV | TP9C060B12MP13 | Split System | 33000 | 17 | 8.5 | 2 | R-454B | 650
218522549 | LUXAIRE | HH836E2S11 | CTM36B5ADS2 | TP9C060B12MP13 | Split System | 33000 | 17 | 8.5 | 2 | R-454B | 650
218522553 | LUXAIRE | HH836E2S11 | CTM36B5ADS2 | LP9C060B12MP13 | Split System | 33000 | 17 | 8.5 | 2 | R-454B | 650
218521183 | LUXAIRE | HH836E2S11 | CTF36B5CDS2 | LP9C060B12MP13 | Split System | 33000 | 17 | 8.5 | 2 | R-454B | 650
218521179 | LUXAIRE | HH836E2S11 | CTF36B5CDS2 | TP9C060B12MP13 | Split System | 33000 | 17 | 8.5 | 2 | R-454B | 650
218522605 | LUXAIRE | HH836E2S11 | CTM36B5ADS2 | Z9ES060B12SMPS1 | Split System | 33200 | 17 | 8.5 | 2 | R-454B | 650
218522609 | LUXAIRE | HH836E2S11 | CTM36B5CDS2 | Z9ES060B12SMPS1 | Split System | 33200 | 17 | 8.5 | 2 | R-454B | 650
218521057 | LUXAIRE | HH836E2S11 | CTF36B5ADS2 | Z9ES060B12SMPS1 | Split System | 33200 | 17 | 8.5 | 2 | R-454B | 650
218521061 | LUXAIRE | HH836E2S11 | CTF36B5CDS2 | Z9ES060B12SMPS1 | Split System | 33200 | 17 | 8.5 | 2 | R-454B | 650
218521065 | LUXAIRE | HH836E2S11 | CTU36B5XDS2+TXV | Z9ES060B12SMPS1 | Split System | 33200 | 17 | 8.5 | 2 | R-454B | 650
218521573 | LUXAIRE | HH836E2S11 | CTM36C5CDS2 | TP9C080C16MP13 | Split System | 33800 | 17 | 8.5 | 2 | R-454B | 650
218521559 | LUXAIRE | HH836E2S11 | CTM36C5ADS2 | TM9V080C16MP12 | Split System | 33800 | 17 | 8.5 | 2 | R-454B | 650
218521577 | LUXAIRE | HH836E2S11 | CTM36C5CDS2 | LP9C080C16MP13 | Split System | 33800 | 17 | 8.5 | 2 | R-454B | 650
218521563 | LUXAIRE | HH836E2S11 | CTM36C5ADS2 | TP9C080C16MP13 | Split System | 33800 | 17 | 8.5 | 2 | R-454B | 650
218521567 | LUXAIRE | HH836E2S11 | CTM36C5ADS2 | LP9C080C16MP13 | Split System | 33800 | 17 | 8.5 | 2 | R-454B | 650
218521569 | LUXAIRE | HH836E2S11 | CTM36C5CDS2 | TM9V080C16MP12 | Split System | 33800 | 17 | 8.5 | 2 | R-454B | 650
218521427 | LUXAIRE | HH836E2S11 | CTM36C5CDS2 | TL9E100C20UH11 | Split System | 34200 | 17 | 8.5 | 2 | R-454B | 650
218521423 | LUXAIRE | HH836E2S11 | CTM36C5ADS2 | TL9E100C20UH11 | Split System | 34200 | 17 | 8.5 | 2 | R-454B | 650
218521869 | LUXAIRE | HH836E2S11 | CTF36C5CDS2 | TL9E100C20UH11 | Split System | 34200 | 17 | 8.5 | 2 | R-454B | 650
218521865 | LUXAIRE | HH836E2S11 | CTF36C5ADS2 | TL9E100C20UH11 | Split System | 34200 | 17 | 8.5 | 2 | R-454B | 650
218521599 | LUXAIRE | HH836E2S11 | CTM36C5ADS2 | Z9ES100C16SMPS1 | Split System | 34400 | 17 | 8.5 | 2 | R-454B | 650
218521603 | LUXAIRE | HH836E2S11 | CTM36C5CDS2 | Z9ES100C16SMPS1 | Split System | 34400 | 17 | 8.5 | 2 | R-454B | 650
218521873 | LUXAIRE | HH836E2S11 | CTF36C5ADS2 | Z9ES100C16SMPS1 | Split System | 34600 | 17 | 8.5 | 2 | R-454B | 650
218521877 | LUXAIRE | HH836E2S11 | CTF36C5CDS2 | Z9ES100C16SMPS1 | Split System | 34600 | 17 | 8.5 | 2 | R-454B | 650
218521157 | CHAMPION HEATING AND COOLING | HH836E2S11 | CTU36B5XDS2+TXV | TM9V080B12MP12 | Split System | 33000 | 18 | 8.5 | 2 | R-454B | 650
218521141 | CHAMPION HEATING AND COOLING | HH836E2S11 | CTF36B5ADS2 | TP9C080B12MP13 | Split System | 33000 | 18 | 8.5 | 2 | R-454B | 650
218521147 | CHAMPION HEATING AND COOLING | HH836E2S11 | CTF36B5CDS2 | TM9V080B12MP12 | Split System | 33000 | 18 | 8.5 | 2 | R-454B | 650
218521137 | CHAMPION HEATING AND COOLING | HH836E2S11 | CTF36B5ADS2 | TM9V080B12MP12 | Split System | 33000 | 18 | 8.5 | 2 | R-454B | 650
218521103 | CHAMPION HEATING AND COOLING | HH836E2S11 | CTU36B5XDS2+TXV | TL9E060B12UH11 | Split System | 33000 | 18 | 8.5 | 2 | R-454B | 650
218521151 | CHAMPION HEATING AND COOLING | HH836E2S11 | CTF36B5CDS2 | TP9C080B12MP13 | Split System | 33000 | 18 | 8.5 | 2 | R-454B | 650
218521161 | CHAMPION HEATING AND COOLING | HH836E2S11 | CTU36B5XDS2+TXV | TP9C080B12MP13 | Split System | 33000 | 18 | 8.5 | 2 | R-454B | 650
218521095 | CHAMPION HEATING AND COOLING | HH836E2S11 | CTF36B5ADS2 | TL9E060B12UH11 | Split System | 33000 | 18 | 8.5 | 2 | R-454B | 650
218521099 | CHAMPION HEATING AND COOLING | HH836E2S11 | CTF36B5CDS2 | TL9E060B12UH11 | Split System | 33000 | 18 | 8.5 | 2 | R-454B | 650
218522583 | CHAMPION HEATING AND COOLING | HH836E2S11 | CTM36B5ADS2 | Z8ES100B12SMPS1 | Split System | 33200 | 18 | 8.5 | 2 | R-454B | 650
218522595 | CHAMPION HEATING AND COOLING | HH836E2S11 | CTM36B5CDS2 | Z8ES100B12LMPS1 | Split System | 33200 | 18 | 8.5 | 2 | R-454B | 650
218522591 | CHAMPION HEATING AND COOLING | HH836E2S11 | CTM36B5CDS2 | Z8ES100B12SMPS1 | Split System | 33200 | 18 | 8.5 | 2 | R-454B | 650
218522657 | CHAMPION HEATING AND COOLING | HH836E2S11 | CTM36B5ADS2 | Z9ET080B12SMPS1 | Split System | 33200 | 18 | 8.5 | 2 | R-454B | 650
218522661 | CHAMPION HEATING AND COOLING | HH836E2S11 | CTM36B5CDS2 | Z9ET080B12SMPS1 | Split System | 33200 | 18 | 8.5 | 2 | R-454B | 650
218522649 | CHAMPION HEATING AND COOLING | HH836E2S11 | CTM36B5ADS2 | Z9ET060B12SMPS1 | Split System | 33200 | 18 | 8.5 | 2 | R-454B | 650
217198694 | LG | KUSXA181A | HG9J*36+TXV+TD |  | Split System | 18000 | 15.2 | 8.1 | 1.8 | R-32 | 650
217198692 | LG | KUSXA181A | HG34*36+TXV+TD |  | Split System | 18000 | 15.2 | 8.1 | 1.8 | R-32 | 650
217198715 | LG | KUSXB181A | HG9J*36+TXV+TD |  | Split System | 18000 | 15.2 | 8.1 | 1.8 | R-32 | 650
217198728 | LG | KUSXB481A | HG48*60+TXV+TD |  | Split System | 45500 | 15.2 | 8.5 | 1.8 | R-32 | 650
217198729 | LG | KUSXB481A | HG84*60+TXV+TD |  | Split System | 45500 | 15.2 | 8.5 | 1.8 | R-32 | 650
217198724 | LG | KUSXB361A | HE9J*36+TXV+TD |  | Split System | 34000 | 15.2 | 8.5 | 1.8 | R-32 | 650
217198719 | LG | KUSXB241A | HG9J*36+TXV+TD |  | Split System | 21600 | 15.2 | 8.5 | 1.8 | R-32 | 650
217198717 | LG | KUSXB241A | HG34*36+TXV+TD |  | Split System | 21600 | 15.2 | 8.5 | 1.8 | R-32 | 650
217291663 | LG | KUSXB361A | SL9*39+TXV |  | Split System | 33400 | 15.2 | 8.5 | 1.8 | R-32 | 650
217198723 | LG | KUSXB361A | HG36*36+TXV+TD |  | Split System | 34400 | 15.2 | 8.5 | 1.8 | R-32 | 650
217198726 | LG | KUSXB421A | HG48*60+TXV+TD |  | Split System | 41000 | 15.2 | 8.5 | 1.8 | R-32 | 650
217198727 | LG | KUSXB421A | HG84*60+TXV+TD |  | Split System | 41000 | 15.2 | 8.5 | 1.8 | R-32 | 650
217198703 | LG | KUSXA301A | HE9J*36+TXV+TD |  | Split System | 23000 | 15.2 | 8.8 | 1.8 | R-32 | 650
217198701 | LG | KUSXA301A | HE8J*36+TXV+TD |  | Split System | 23000 | 15.2 | 8.8 | 1.8 | R-32 | 650
217198702 | LG | KUSXA301A | HG9J*36+TXV+TD |  | Split System | 23000 | 15.2 | 8.8 | 1.8 | R-32 | 650
217198700 | LG | KUSXA301A | HG34*36+TXV+TD |  | Split System | 23000 | 15.2 | 8.8 | 1.8 | R-32 | 650
217291658 | LG | KUSXA301A | SL6*37+TXV |  | Split System | 29000 | 15.2 | 8.8 | 1.8 | R-32 | 650
217198704 | LG | KUSXA361A | HE34*36+TXV+TD |  | Split System | 33600 | 16 | 8.9 | 1.8 | R-32 | 650
217198706 | LG | KUSXA361A | HE9J*36+TXV+TD |  | Split System | 34000 | 16 | 8.9 | 1.8 | R-32 | 650
217198731 | LG | KUSXB601A | HG84*60+TXV+TD |  | Split System | 45500 | 15.2 | 8.9 | 1.8 | R-32 | 650
217198705 | LG | KUSXA361A | HG36*36+TXV+TD |  | Split System | 34400 | 16 | 8.9 | 1.8 | R-32 | 650
217198709 | LG | KUSXA422A | HG84*60+TXV+TD |  | Split System | 41000 | 16 | 8.9 | 1.9 | R-32 | 650
217198708 | LG | KUSXA422A | HG48*60+TXV+TD |  | Split System | 41000 | 16 | 8.9 | 1.9 | R-32 | 650
217198710 | LG | KUSXA482A | HG48*60+TXV+TD |  | Split System | 45500 | 16 | 9.1 | 1.9 | R-32 | 650
217198711 | LG | KUSXA482A | HG84*60+TXV+TD |  | Split System | 45500 | 16 | 9.1 | 1.9 | R-32 | 650
217542729 | LG | KUSXB181A | HG32*36+TXV+TD |  | Split System | 17500 | 15.2 | 8.1 | 1.8 | R-32 | 650
217542730 | LG | KUSXB181A | HG8J*36+TXV+TD |  | Split System | 17900 | 15.2 | 8.1 | 1.8 | R-32 | 650
217730113 | LG | KUSXB481A | FC*SS9*48+TXV+TD |  | Split System | 44000 | 15.2 | 8.35 | 1.78 | R-32 | 650
217730117 | LG | KUSXB241A | FE*G32*30+TXV |  | Split System | 21600 | 15.2 | 8.5 | 1.8 | R-32 | 650
217545654 | ARMSTRONG AIR | A7CP21V24P-**A | H,A,DP42*36+TXV | A80UH1E060A12X* | Split System | 23800 | 20 | 8.5 | 1.96 | R-454B | 650
218472780 | DAY & NIGHT | D5CUHAH60AAK | (H,G)G54*60+TXV+TD |  | Split System | 47000 | 15.2 | 8.1 | 1.83 | R-454B | 650
218378126 | DAY & NIGHT | Q5H9V24*K*AAA* | M24G24*+TXV+TD |  | Split System | 22200 | 16 | 8.1 | 1.8 | R-454B | 650
218378118 | DAY & NIGHT | N5H9V24*K*AAA* | M24G24*+TXV+TD |  | Split System | 22200 | 16 | 8.1 | 1.8 | R-454B | 650
217138176 | AMERICAN STANDARD | 5A6H7024A1 | H,TE31*30+TXV+TD |  | Split System | 21600 | 15.2 | 8.15 | 2.06 | R-454B | 650
217138153 | TRANE | 5TWR7024A1 | H,TE31*30+TXV+TD |  | Split System | 21600 | 15.2 | 8.15 | 2.06 | R-454B | 650
217138174 | TRANE | 5TWX7060A1 | TA*61D*+TXV+TD |  | Split System | 53000 | 15.2 | 8.2 | 2.28 | R-454B | 650
217138196 | TRANE | 5TWR7060A1 | TA*61D*+TXV+TD |  | Split System | 53000 | 15.2 | 8.2 | 2.28 | R-454B | 650
217138195 | TRANE | 5TWR7060A1 | TA*61C*+TXV+TD |  | Split System | 53000 | 15.2 | 8.2 | 2.28 | R-454B | 650
217138197 | TRANE | 5TWR7060A1 | H,TE49*60+TXV+TD |  | Split System | 53000 | 15.2 | 8.2 | 2.28 | R-454B | 650
217590575 | HISENSE | AOH-24U3T24P | HG34*36+TXV+TD |  | Split System | 24000 | 16 | 8.2 | 1.95 | R-454B | 650
217138183 | AMERICAN STANDARD | 5A6H7048A1 | H,TE48*48+TXV+TD |  | Split System | 44500 | 15.2 | 8.2 | 2.2 | R-454B | 650
217138167 | TRANE | 5TWX7048A1 | H,TE48*48+TXV+TD |  | Split System | 44500 | 15.2 | 8.2 | 2.2 | R-454B | 650
217138177 | AMERICAN STANDARD | 5A6H7024A1 | H,TE33*36+TXV+TD |  | Split System | 22400 | 15.2 | 8.2 | 2.08 | R-454B | 650
217138184 | AMERICAN STANDARD | 5A6H7048A1 | TA*61C*+TXV+TD |  | Split System | 45000 | 15.2 | 8.2 | 2.2 | R-454B | 650
217138186 | AMERICAN STANDARD | 5A6H7048A1 | H,TE49*60+TXV+TD |  | Split System | 45000 | 15.2 | 8.2 | 2.2 | R-454B | 650
217138185 | AMERICAN STANDARD | 5A6H7048A1 | TA*61D*+TXV+TD |  | Split System | 45000 | 15.2 | 8.2 | 2.2 | R-454B | 650
217138161 | TRANE | 5TWX7024A1 | H,TE33*36+TXV+TD |  | Split System | 22400 | 15.2 | 8.2 | 2.08 | R-454B | 650
217138192 | TRANE | 5TWR7048A1 | H,TE49*60+TXV+TD |  | Split System | 45000 | 15.2 | 8.2 | 2.2 | R-454B | 650
217138190 | TRANE | 5TWR7048A1 | TA*61C*+TXV+TD |  | Split System | 45000 | 15.2 | 8.2 | 2.2 | R-454B | 650
217138191 | TRANE | 5TWR7048A1 | TA*61D*+TXV+TD |  | Split System | 45000 | 15.2 | 8.2 | 2.2 | R-454B | 650
217138169 | TRANE | 5TWX7048A1 | TA*61D*+TXV+TD |  | Split System | 45000 | 15.2 | 8.2 | 2.2 | R-454B | 650
217138170 | TRANE | 5TWX7048A1 | H,TE49*60+TXV+TD |  | Split System | 45000 | 15.2 | 8.2 | 2.2 | R-454B | 650
218377919 | HISENSE | AUWR-3624P | M36G58*+TXV+TD |  | Split System | 32200 | 16 | 8.2 | 1.8 | R-454B | 650
218377909 | HISENSE | AOH-36U3T24P | M36G58*+TXV+TD |  | Split System | 32200 | 16 | 8.2 | 1.8 | R-454B | 650
217138188 | AMERICAN STANDARD | 5A6H7048A1 | TA*48D*+TXV+TD |  | Split System | 45000 | 15.2 | 8.2 | 2.2 | R-454B | 650
217138194 | TRANE | 5TWR7048A1 | TA*48D*+TXV+TD |  | Split System | 45000 | 15.2 | 8.2 | 2.2 | R-454B | 650
217138193 | TRANE | 5TWR7048A1 | TA*48C*+TXV+TD |  | Split System | 45000 | 15.2 | 8.2 | 2.2 | R-454B | 650
217138172 | TRANE | 5TWX7048A1 | TA*48D*+TXV+TD |  | Split System | 45000 | 15.2 | 8.2 | 2.2 | R-454B | 650
217138171 | TRANE | 5TWX7048A1 | TA*48C*+TXV+TD |  | Split System | 45000 | 15.2 | 8.2 | 2.2 | R-454B | 650
217138181 | AMERICAN STANDARD | 5A6H7024A1 | TA*36B*+TXV+TD |  | Split System | 22800 | 16 | 8.2 | 2.08 | R-454B | 650
217138179 | AMERICAN STANDARD | 5A6H7024A1 | TA*30B*+TXV+TD |  | Split System | 22800 | 16 | 8.2 | 2.08 | R-454B | 650
217138182 | AMERICAN STANDARD | 5A6H7024A1 | TA*36C*+TXV+TD |  | Split System | 22800 | 16 | 8.2 | 2.08 | R-454B | 650
217138178 | AMERICAN STANDARD | 5A6H7024A1 | TA*30A*+TXV+TD |  | Split System | 22800 | 16 | 8.2 | 2.08 | R-454B | 650
217138180 | AMERICAN STANDARD | 5A6H7024A1 | TA*36A*+TXV+TD |  | Split System | 22800 | 16 | 8.2 | 2.08 | R-454B | 650
217221476 | HISENSE | AOH-48U3T24P | HG84*60+TXV+TD |  | Split System | 48000 | 16 | 8.2 | 1.9 | R-454B | 650
217138165 | TRANE | 5TWX7024A1 | TA*36B*+TXV+TD |  | Split System | 22800 | 16 | 8.2 | 2.08 | R-454B | 650
217138162 | TRANE | 5TWX7024A1 | TA*30A*+TXV+TD |  | Split System | 22800 | 16 | 8.2 | 2.08 | R-454B | 650
217138158 | TRANE | 5TWR7024A1 | TA*36B*+TXV+TD |  | Split System | 22800 | 16 | 8.2 | 2.08 | R-454B | 650
217138157 | TRANE | 5TWR7024A1 | TA*36A*+TXV+TD |  | Split System | 22800 | 16 | 8.2 | 2.08 | R-454B | 650
217138156 | TRANE | 5TWR7024A1 | TA*30B*+TXV+TD |  | Split System | 22800 | 16 | 8.2 | 2.08 | R-454B | 650
218338374 | CARRIER | 37MUHAQ60AA3 | PL60H210P17*+TXV+TD |  | Split System | 52000 | 15.2 | 8.5 | 1.83 | R-454B | 650
218338376 | PAYNE | 37MUHAQ60AA3 | PL60H210P29*+TXV+TD |  | Split System | 52000 | 15.2 | 8.5 | 1.83 | R-454B | 650
218338375 | PAYNE | 37MUHAQ60AA3 | PL60H210P17*+TXV+TD |  | Split System | 52000 | 15.2 | 8.5 | 1.83 | R-454B | 650
218378117 | DAY & NIGHT | N5H9V24*K*AAA* | M36E22*+TXV+TD |  | Split System | 21200 | 16 | 8.5 | 1.9 | R-454B | 650
218378125 | DAY & NIGHT | Q5H9V24*K*AAA* | M36E22*+TXV+TD |  | Split System | 21200 | 16 | 8.5 | 1.9 | R-454B | 650
218378119 | DAY & NIGHT | N5H9V24*K*AAA* | M36G33*+TXV+TD |  | Split System | 22200 | 16 | 8.5 | 1.9 | R-454B | 650
218378127 | DAY & NIGHT | Q5H9V24*K*AAA* | M36G33*+TXV+TD |  | Split System | 22200 | 16 | 8.5 | 1.9 | R-454B | 650
218378128 | DAY & NIGHT | Q5H9V24*K*AAA* | M36G34*+TXV+TD |  | Split System | 23200 | 16 | 8.5 | 1.9 | R-454B | 650
218378120 | DAY & NIGHT | N5H9V24*K*AAA* | M36G34*+TXV+TD |  | Split System | 23200 | 16 | 8.5 | 1.9 | R-454B | 650
217727381 | COMFORTMAKER | D5CURAH24AAK | FE*G31*24+TXV |  | Split System | 24000 | 16 | 8.75 | 1.76 | R-454B | 650
218378015 | BOSCH | BOVB-36MTB-M19E | M36G33*+TXV+TD |  | Split System | 31200 | 15.2 | 8.9 | 1.88 | R-454B | 650
218378483 | HISENSE | AUW-36U3TW1(JCH) | M36G59*+TXV+AMHE3D |  | Split System | 35600 | 15.2 | 8.9 | 1.88 | R-454B | 650
217573841 | BRYANT | 37MUHAQ36AA3 | H,PG32*36+TXV+TD |  | Split System | 34800 | 15.2 | 8.95 | 1.82 | R-454B | 650
218378107 | DAY & NIGHT | D5CURAH24AAK | M36G33*+TXV+TD |  | Split System | 23200 | 16 | 9 | 1.8 | R-454B | 650
218378108 | DAY & NIGHT | D5CURAH24AAK | M36G34*+TXV+TD |  | Split System | 23200 | 16 | 9 | 1.8 | R-454B | 650
218378016 | BOSCH | BOVB-36MTB-M19E | M36E34*+TXV+TD |  | Split System | 31200 | 15.2 | 9 | 1.9 | R-454B | 650
218378122 | DAY & NIGHT | N5H9V48*K*AAA* | M48E36*+TXV+TD |  | Split System | 44500 | 15.2 | 9 | 2.24 | R-454B | 650
218378131 | DAY & NIGHT | Q5H9V48*K*AAA* | M48E36*+TXV+TD |  | Split System | 44500 | 15.2 | 9 | 2.24 | R-454B | 650
218338523 | FRIEDRICH | FPHFR36A3D | (H,R)G37*36+TXV+TD |  | Split System | 36000 | 15.2 | 9 | 1.9 | R-454B | 650
218338543 | FRIEDRICH | FPHFR36A3D | (H,R)G82*36+TXV+TD |  | Split System | 36000 | 15.2 | 9 | 1.9 | R-454B | 650
218338540 | FRIEDRICH | FPHFR36A3D | (H,R)G81*36+TXV+TD |  | Split System | 36000 | 15.2 | 9 | 1.9 | R-454B | 650
218378482 | HISENSE | AUW-36U3TW1(JCH) | M36G59*+TXV+AMHE4D |  | Split System | 36000 | 15.2 | 9 | 1.9 | R-454B | 650
218472777 | DAY & NIGHT | D5CUHAH18AAK | (H,G)G22*24+TXV+TD |  | Split System | 18000 | 16 | 9 | 1.98 | R-454B | 650
218453423 | CARRIER | 37MUHAQ18AA3 | (V,C)36H***P03*+TXV+TD |  | Split System | 18000 | 16 | 9.05 | 1.98 | R-454B | 650
217573833 | BRYANT | 37MUHAQ18AA3 | H,PG30*24+TXV+TD |  | Split System | 18000 | 16 | 9.1 | 1.98 | R-454B | 650
217573835 | BRYANT | 37MUHAQ30AA3 | H,PG32*36+TXV+TD |  | Split System | 28200 | 15.2 | 9.15 | 1.78 | R-454B | 650
218454902 | CARRIER | 37MUHAQ30AA3 | (V,C)36H***P42*+TXV+TD |  | Split System | 28400 | 15.2 | 9.25 | 1.8 | R-454B | 650
217573837 | BRYANT | 37MUHAQ30AA3 | H,PG34*36+TXV+TD |  | Split System | 29000 | 15.3 | 9.3 | 1.82 | R-454B | 650
218454903 | CARRIER | 37MUHAQ30AA3 | M36E33*+TXV+TD |  | Split System | 27200 | 16 | 9.3 | 1.8 | R-454B | 650
218378093 | DAY & NIGHT | D5CUHAH24AAK | M24G24*+TXV+TD |  | Split System | 23200 | 16 | 9.3 | 1.78 | R-454B | 650
218454907 | CARRIER | 37MUHAQ30AA3 | (V,C)36H175P13*+TXV+TD |  | Split System | 28600 | 16 | 9.4 | 1.82 | R-454B | 650
218453431 | CARRIER | 37MUHAQ24AA3 | (V,C)36H***P42*+TXV+TD |  | Split System | 24000 | 16 | 9.45 | 1.8 | R-454B | 650
218454904 | CARRIER | 37MUHAQ30AA3 | (V,C)36H175P14*+TXV+TD |  | Split System | 29000 | 16 | 9.45 | 1.82 | R-454B | 650
218453424 | CARRIER | 37MUHAQ18AA3 | (V,C)36H***P42*+TXV+TD |  | Split System | 18000 | 16 | 9.45 | 2.04 | R-454B | 650
218453432 | CARRIER | 37MUHAQ24AA3 | M36E33*+TXV+TD |  | Split System | 23200 | 16 | 9.5 | 1.8 | R-454B | 650
218453434 | CARRIER | 37MUHAQ24AA3 | (V,C)36H175P15*+TXV+TD |  | Split System | 24000 | 16 | 9.5 | 1.8 | R-454B | 650
218453436 | CARRIER | 37MUHAQ24AA3 | (V,C)36H175P13*+TXV+TD |  | Split System | 24000 | 16 | 9.5 | 1.8 | R-454B | 650
218453435 | CARRIER | 37MUHAQ24AA3 | (V,C)36H***P21*+TXV+TD |  | Split System | 24000 | 16 | 9.5 | 1.8 | R-454B | 650
218453433 | CARRIER | 37MUHAQ24AA3 | (V,C)36H175P14*+TXV+TD |  | Split System | 24000 | 16 | 9.5 | 1.8 | R-454B | 650
218454906 | CARRIER | 37MUHAQ30AA3 | (V,C)36H***P21*+TXV+TD |  | Split System | 29000 | 16 | 9.5 | 1.84 | R-454B | 650
218378094 | DAY & NIGHT | D5CUHAH24AAK | M36G33*+TXV+TD |  | Split System | 23200 | 16 | 9.5 | 1.8 | R-454B | 650
218453425 | CARRIER | 37MUHAQ18AA3 | M36E33*+TXV+TD |  | Split System | 17100 | 16 | 9.5 | 2.06 | R-454B | 650
218453426 | CARRIER | 37MUHAQ18AA3 | (V,C)36H175P14*+TXV+TD |  | Split System | 18000 | 16 | 9.5 | 2.06 | R-454B | 650
218453429 | CARRIER | 37MUHAQ18AA3 | (V,C)36H175P13*+TXV+TD |  | Split System | 18000 | 16 | 9.5 | 2.06 | R-454B | 650
218453428 | CARRIER | 37MUHAQ18AA3 | (V,C)36H***P21*+TXV+TD |  | Split System | 18000 | 16 | 9.5 | 2.06 | R-454B | 650
218453427 | CARRIER | 37MUHAQ18AA3 | (V,C)36H175P15*+TXV+TD |  | Split System | 18000 | 16 | 9.5 | 2.06 | R-454B | 650
217573838 | BRYANT | 37MUHAQ30AA3 | H,PG35*36+TXV+TD |  | Split System | 29000 | 16 | 9.55 | 1.84 | R-454B | 650
218472779 | DAY & NIGHT | D5CUHAH30AAK | (H,G)G35*36+TXV+TD |  | Split System | 29000 | 16 | 9.55 | 1.84 | R-454B | 650
218454905 | CARRIER | 37MUHAQ30AA3 | (V,C)36H175P15*+TXV+TD |  | Split System | 29000 | 16 | 9.6 | 1.85 | R-454B | 650
218378394 | MIDEA | MO1HE-H60B-2A | C(A,C,D,E)60B2J+TDR |  | Split System | 47000 | 15.5 | 8.1 | 1.8 | R-454B | 650
217730090 | COLEMAN | HH836E2S11 | DM36F3Z+TXV+TDR |  | Split System | 31200 | 15.2 | 8.1 | 2.57 | R-454B | 650
217596953 | GE Appliances | NS18H36HA5*** | D(A,C,E)36B4J+TDR |  | Split System | 32800 | 15.2 | 8.1 | 1.8 | R-454B | 650
217727084 | YORK | HH836E2S11 | DM36F3K+TDR |  | Split System | 31200 | 15.2 | 8.1 | 2.57 | R-454B | 650
217284009 | YORK | HH836E2S11 | CH36B3K+TDR |  | Split System | 31000 | 15.2 | 8.1 | 2.59 | R-454B | 650
216573778 | COLEMAN | HH836E2S11 | CM36B3K+TDR |  | Split System | 30600 | 15.2 | 8.1 | 2.56 | R-454B | 650
217219916 | BOSCH | BOVA-60MTB-M19E | D(A,C,E)60A3K+TDR |  | Split System | 40500 | 15.2 | 8.1 | 1.8 | R-454B | 650
217219879 | BOSCH | BOVA-60MTB-M19E | D(A,C,E)60A3J+TDR |  | Split System | 40500 | 15.2 | 8.1 | 1.8 | R-454B | 650
217219880 | BOSCH | BOVA-60MTB-M19E | D(A,C,E)60B3J+TDR |  | Split System | 41000 | 15.2 | 8.1 | 1.8 | R-454B | 650
217219917 | BOSCH | BOVA-60MTB-M19E | D(A,C,E)60B3K+TDR |  | Split System | 41000 | 15.2 | 8.1 | 1.8 | R-454B | 650
217272745 | CHAMPION HEATING AND COOLING | HH824E2S11 | CM30A3J+TDR |  | Split System | 22000 | 15.2 | 8.1 | 2.59 | R-454B | 650
216776750 | COLEMAN | HH824E2S11 | CM24C3K+TDR |  | Split System | 22200 | 15.2 | 8.1 | 2.76 | R-454B | 650
216057050 | LUXAIRE | HH824E2S11 | D(A,C,E)24B3K+TDR |  | Split System | 22000 | 15.2 | 8.1 | 2.67 | R-454B | 650
217727068 | YORK | HH824E2S11 | CM24C3K+TDR |  | Split System | 22200 | 15.2 | 8.1 | 2.76 | R-454B | 650
217222682 | HISENSE | AOH-24U3T24P | C(A,C,D,E)24A3K+TDR |  | Split System | 22400 | 16 | 8.1 | 2.45 | R-454B | 650
217222681 | HISENSE | AUWR-2424P | C(A,C,D,E)24A3K+TDR |  | Split System | 22400 | 16 | 8.1 | 2.45 | R-454B | 650
217222686 | HISENSE | AOH-24U3T24P | C(A,C,D,E)30D2K+TDR |  | Split System | 22200 | 16 | 8.1 | 2.64 | R-454B | 650
217222685 | HISENSE | AUWR-2424P | C(A,C,D,E)30D2K+TDR |  | Split System | 22200 | 16 | 8.1 | 2.64 | R-454B | 650
217598418 | HISENSE | AOH-24U3T24P | CM30A3K+TDR |  | Split System | 22600 | 16 | 8.1 | 2.43 | R-454B | 650
217580945 | HISENSE | AOH-24U3T24P | D(A,C,E)24A4J+TDR |  | Split System | 22600 | 16 | 8.1 | 2.46 | R-454B | 650
217270893 | HISENSE | AUWR-2424P | D(A,C,E)24A4J+TDR |  | Split System | 22600 | 16 | 8.1 | 2.46 | R-454B | 650
217222707 | HISENSE | AOH-24U3T24P | D(A,C,E)24A4K+TDR |  | Split System | 22600 | 16 | 8.1 | 2.46 | R-454B | 650
217598356 | HISENSE | AOH-24U3T24P | DM36A3J+TDR |  | Split System | 23000 | 16 | 8.1 | 2.47 | R-454B | 650
217598421 | HISENSE | AOH-24U3T24P | DM36A3K+TDR |  | Split System | 23000 | 16 | 8.1 | 2.47 | R-454B | 650
217598389 | HISENSE | AUWR-2424P | DM36A3J+TDR |  | Split System | 23000 | 16 | 8.1 | 2.47 | R-454B | 650
217598453 | HISENSE | AUWR-2424P | DM36A3K+TDR |  | Split System | 23000 | 16 | 8.1 | 2.47 | R-454B | 650
217270894 | HISENSE | AUWR-2424P | D(A,C,E)25A4J+TDR |  | Split System | 22800 | 16 | 8.1 | 2.49 | R-454B | 650
217222706 | HISENSE | AUWR-2424P | D(A,C,E)25A4K+TDR |  | Split System | 22800 | 16 | 8.1 | 2.49 | R-454B | 650
217222708 | HISENSE | AOH-24U3T24P | D(A,C,E)25A4K+TDR |  | Split System | 22800 | 16 | 8.1 | 2.49 | R-454B | 650
217270891 | HISENSE | AUWR-2424P | D(A,C,E)25B3J+TDR |  | Split System | 23000 | 16 | 8.1 | 2.51 | R-454B | 650
217270892 | HISENSE | AUWR-2424P | D(A,C,E)31A3J+TDR |  | Split System | 23000 | 16 | 8.1 | 2.51 | R-454B | 650
217222703 | HISENSE | AUWR-2424P | D(A,C,E)31A3K+TDR |  | Split System | 23000 | 16 | 8.1 | 2.51 | R-454B | 650
217222702 | HISENSE | AOH-24U3T24P | D(A,C,E)25B3K+TDR |  | Split System | 23000 | 16 | 8.1 | 2.51 | R-454B | 650
217222701 | HISENSE | AUWR-2424P | D(A,C,E)25B3K+TDR |  | Split System | 23000 | 16 | 8.1 | 2.51 | R-454B | 650
217222704 | HISENSE | AOH-24U3T24P | D(A,C,E)31A3K+TDR |  | Split System | 23000 | 16 | 8.1 | 2.51 | R-454B | 650
217270895 | HISENSE | AUWR-2424P | D(A,C,E)24C3J+TDR |  | Split System | 23200 | 16 | 8.1 | 2.53 | R-454B | 650
217270897 | HISENSE | AUWR-2424P | D(A,C,E)30B3J+TDR |  | Split System | 23200 | 16 | 8.1 | 2.53 | R-454B | 650
217222709 | HISENSE | AUWR-2424P | D(A,C,E)24C3K+TDR |  | Split System | 23200 | 16 | 8.1 | 2.53 | R-454B | 650
217222713 | HISENSE | AUWR-2424P | D(A,C,E)30B3K+TDR |  | Split System | 23200 | 16 | 8.1 | 2.53 | R-454B | 650
217222711 | HISENSE | AOH-24U3T24P | D(A,C,E)24C3K+TDR |  | Split System | 23200 | 16 | 8.1 | 2.53 | R-454B | 650
217222715 | HISENSE | AOH-24U3T24P | D(A,C,E)30B3K+TDR |  | Split System | 23200 | 16 | 8.1 | 2.53 | R-454B | 650
217222683 | HISENSE | AUWR-2424P | C(A,C,D,E)24B3K+TDR |  | Split System | 22600 | 16 | 8.1 | 2.55 | R-454B | 650
217598351 | HISENSE | AOH-24U3T24P | CM24B3J+TDR |  | Split System | 22600 | 16 | 8.1 | 2.55 | R-454B | 650
217222684 | HISENSE | AOH-24U3T24P | C(A,C,D,E)24B3K+TDR |  | Split System | 22600 | 16 | 8.1 | 2.55 | R-454B | 650
217598416 | HISENSE | AOH-24U3T24P | CM24B3K+TDR |  | Split System | 22600 | 16 | 8.1 | 2.55 | R-454B | 650
217598448 | HISENSE | AUWR-2424P | CM24B3K+TDR |  | Split System | 22600 | 16 | 8.1 | 2.55 | R-454B | 650
217270900 | HISENSE | AUWR-2424P | D(A,C,E)37A3J+TDR |  | Split System | 23400 | 16 | 8.1 | 2.55 | R-454B | 650
217270902 | HISENSE | AUWR-2424P | D(A,C,E)30A4J+TDR |  | Split System | 23400 | 16 | 8.1 | 2.55 | R-454B | 650
217270896 | HISENSE | AUWR-2424P | D(A,C,E)25C3J+TDR |  | Split System | 23400 | 16 | 8.1 | 2.55 | R-454B | 650
217270898 | HISENSE | AUWR-2424P | D(A,C,E)31B3J+TDR |  | Split System | 23400 | 16 | 8.1 | 2.55 | R-454B | 650
217270906 | HISENSE | AUWR-2424P | D(A,C,E)36B3J+TDR |  | Split System | 23400 | 16 | 8.1 | 2.55 | R-454B | 650
217270905 | HISENSE | AUWR-2424P | D(A,C,E)30C3J+TDR |  | Split System | 23400 | 16 | 8.1 | 2.55 | R-454B | 650
217270901 | HISENSE | AUWR-2424P | D(A,C,E)24B4J+TDR |  | Split System | 23400 | 16 | 8.1 | 2.55 | R-454B | 650
217270904 | HISENSE | AUWR-2424P | D(A,C,E)24D3J+TDR |  | Split System | 23400 | 16 | 8.1 | 2.55 | R-454B | 650
217222722 | HISENSE | AOH-24U3T24P | D(A,C,E)24B4K+TDR |  | Split System | 23400 | 16 | 8.1 | 2.55 | R-454B | 650
217222724 | HISENSE | AOH-24U3T24P | D(A,C,E)30A4K+TDR |  | Split System | 23400 | 16 | 8.1 | 2.55 | R-454B | 650
217222716 | HISENSE | AOH-24U3T24P | D(A,C,E)31B3K+TDR |  | Split System | 23400 | 16 | 8.1 | 2.55 | R-454B | 650
217222712 | HISENSE | AOH-24U3T24P | D(A,C,E)25C3K+TDR |  | Split System | 23400 | 16 | 8.1 | 2.55 | R-454B | 650
217222728 | HISENSE | AOH-24U3T24P | D(A,C,E)24D3K+TDR |  | Split System | 23400 | 16 | 8.1 | 2.55 | R-454B | 650
217222721 | HISENSE | AUWR-2424P | D(A,C,E)24B4K+TDR |  | Split System | 23400 | 16 | 8.1 | 2.55 | R-454B | 650
217222727 | HISENSE | AUWR-2424P | D(A,C,E)24D3K+TDR |  | Split System | 23400 | 16 | 8.1 | 2.55 | R-454B | 650
217222719 | HISENSE | AUWR-2424P | D(A,C,E)37A3K+TDR |  | Split System | 23400 | 16 | 8.1 | 2.55 | R-454B | 650
217222710 | HISENSE | AUWR-2424P | D(A,C,E)25C3K+TDR |  | Split System | 23400 | 16 | 8.1 | 2.55 | R-454B | 650
217222731 | HISENSE | AOH-24U3T24P | D(A,C,E)30C3K+TDR |  | Split System | 23400 | 16 | 8.1 | 2.55 | R-454B | 650
217222720 | HISENSE | AOH-24U3T24P | D(A,C,E)37A3K+TDR |  | Split System | 23400 | 16 | 8.1 | 2.55 | R-454B | 650
217222729 | HISENSE | AUWR-2424P | D(A,C,E)30C3K+TDR |  | Split System | 23400 | 16 | 8.1 | 2.55 | R-454B | 650
217222732 | HISENSE | AOH-24U3T24P | D(A,C,E)36B3K+TDR |  | Split System | 23400 | 16 | 8.1 | 2.55 | R-454B | 650
217222723 | HISENSE | AUWR-2424P | D(A,C,E)30A4K+TDR |  | Split System | 23400 | 16 | 8.1 | 2.55 | R-454B | 650
217598452 | HISENSE | AUWR-2424P | CM36B2K+TDR |  | Split System | 21800 | 16 | 8.1 | 2.59 | R-454B | 650
217598388 | HISENSE | AUWR-2424P | CM36B2J+TDR |  | Split System | 21800 | 16 | 8.1 | 2.59 | R-454B | 650
217270899 | HISENSE | AUWR-2424P | D(A,C,E)31E2J+TDR |  | Split System | 22800 | 16 | 8.1 | 2.61 | R-454B | 650
217270931 | HISENSE | AUWR-2424P | D(A,C,E)37D2J+TDR |  | Split System | 22800 | 16 | 8.1 | 2.61 | R-454B | 650
217222718 | HISENSE | AOH-24U3T24P | D(A,C,E)31E2K+TDR |  | Split System | 22800 | 16 | 8.1 | 2.61 | R-454B | 650
217222717 | HISENSE | AUWR-2424P | D(A,C,E)31E2K+TDR |  | Split System | 22800 | 16 | 8.1 | 2.61 | R-454B | 650
217222782 | HISENSE | AOH-24U3T24P | D(A,C,E)37D2K+TDR |  | Split System | 22800 | 16 | 8.1 | 2.61 | R-454B | 650
217222781 | HISENSE | AUWR-2424P | D(A,C,E)37D2K+TDR |  | Split System | 22800 | 16 | 8.1 | 2.61 | R-454B | 650
217270903 | HISENSE | AUWR-2424P | D(A,C,E)37E2J+TDR |  | Split System | 23000 | 16 | 8.1 | 2.63 | R-454B | 650
217222725 | HISENSE | AUWR-2424P | D(A,C,E)37E2K+TDR |  | Split System | 23000 | 16 | 8.1 | 2.63 | R-454B | 650
217222726 | HISENSE | AOH-24U3T24P | D(A,C,E)37E2K+TDR |  | Split System | 23000 | 16 | 8.1 | 2.63 | R-454B | 650
217222694 | HISENSE | AOH-48U3T24P | C(A,C,D,E)60D2K+TDR |  | Split System | 43000 | 16 | 8.1 | 2.51 | R-454B | 650
217222693 | HISENSE | AUWR-4824P | C(A,C,D,E)60D2K+TDR |  | Split System | 43000 | 16 | 8.1 | 2.51 | R-454B | 650
217270908 | HISENSE | AUWR-3624P | D(A,C,E)36C3J+TDR |  | Split System | 31400 | 16.5 | 8.1 | 2.3 | R-454B | 650
217580949 | HISENSE | AOH-36U3T24P | D(A,C,E)36C3J+TDR |  | Split System | 31400 | 16.5 | 8.1 | 2.3 | R-454B | 650
217222735 | HISENSE | AUWR-3624P | D(A,C,E)36C3K+TDR |  | Split System | 31400 | 16.5 | 8.1 | 2.3 | R-454B | 650
217222737 | HISENSE | AOH-36U3T24P | D(A,C,E)36C3K+TDR |  | Split System | 31400 | 16.5 | 8.1 | 2.3 | R-454B | 650
217580950 | HISENSE | AOH-36U3T24P | D(A,C,E)37D3J+TDR |  | Split System | 32000 | 16.5 | 8.1 | 1.8 | R-454B | 650
217580955 | HISENSE | AOH-48U3T24P | D(A,C,E)49B3J+TDR |  | Split System | 45000 | 16.5 | 8.1 | 1.9 | R-454B | 650
217270912 | HISENSE | AUWR-3624P | D(A,C,E)36B4J+TDR |  | Split System | 31800 | 16.5 | 8.1 | 2.33 | R-454B | 650
217222743 | HISENSE | AUWR-3624P | D(A,C,E)36B4K+TDR |  | Split System | 31800 | 16.5 | 8.1 | 2.33 | R-454B | 650
217222744 | HISENSE | AOH-36U3T24P | D(A,C,E)36B4K+TDR |  | Split System | 31800 | 16.5 | 8.1 | 2.33 | R-454B | 650
217222739 | HISENSE | AUWR-3624P | D(A,C,E)37D3K+TDR |  | Split System | 32000 | 16.5 | 8.1 | 2.35 | R-454B | 650
217222740 | HISENSE | AOH-36U3T24P | D(A,C,E)37D3K+TDR |  | Split System | 32000 | 16.5 | 8.1 | 2.35 | R-454B | 650
217270920 | HISENSE | AUWR-4824P | D(A,C,E)60B3J+TDR |  | Split System | 45500 | 16.5 | 8.1 | 2.48 | R-454B | 650
217222699 | HISENSE | AUWR-4824P | C(A,C,D,E)60B3K+TDR |  | Split System | 45500 | 16.5 | 8.1 | 2.48 | R-454B | 650
217222761 | HISENSE | AOH-48U3T24P | D(A,C,E)60B3K+TDR |  | Split System | 45500 | 16.5 | 8.1 | 2.48 | R-454B | 650
217222700 | HISENSE | AOH-48U3T24P | C(A,C,D,E)60B3K+TDR |  | Split System | 45500 | 16.5 | 8.1 | 2.48 | R-454B | 650
217222759 | HISENSE | AUWR-4824P | D(A,C,E)60B3K+TDR |  | Split System | 45500 | 16.5 | 8.1 | 2.48 | R-454B | 650
217270915 | HISENSE | AUWR-4824P | D(A,C,E)48C3J+TDR |  | Split System | 45500 | 16.5 | 8.1 | 2.49 | R-454B | 650
217222696 | HISENSE | AOH-48U3T24P | C(A,C,D,E)48C3K+TDR |  | Split System | 45500 | 16.5 | 8.1 | 2.49 | R-454B | 650
217932210 | HEIL | Q5H9V60*K*AAA* | EA*5X61M21A* | *97CMN1002122B* | Split System | 56000 | 16 | 8.5 | 2 | R-454B | 650
217932315 | HEIL | Q5H9V60*K*AAA* | EA*5X61M21A* | *96CTN1002122B* | Split System | 56000 | 16 | 8.5 | 2 | R-454B | 650
217932075 | HEIL | Q5H9V60*K*AAA* | EA*5X61M21A* | *80MSU0601716A* | Split System | 56000 | 16 | 8.5 | 2 | R-454B | 650
217932345 | HEIL | Q5H9V60*K*AAA* | EA*5X61M21A* | *97CTN1002122A* | Split System | 56000 | 16 | 8.5 | 2 | R-454B | 650
217932233 | HEIL | N5H9V60*K*AAA* | EA*5X61M21A* | *96VSN1002120B* | Split System | 55500 | 16 | 8.5 | 2.05 | R-454B | 650
217932240 | HEIL | Q5H9V60*K*AAA* | EA*5X61M21A* | *96VSN1002120B* | Split System | 55500 | 16 | 8.5 | 2.05 | R-454B | 650
217932774 | HEIL | N5H9V60*K*AAA* | EA*5X61M24A* | *95MSU1002122A* | Split System | 56000 | 16 | 8.5 | 2.05 | R-454B | 650
217932781 | HEIL | Q5H9V60*K*AAA* | EA*5X61M24A* | *95MSU1002122A* | Split System | 56000 | 16 | 8.5 | 2.05 | R-454B | 650
217932023 | HEIL | N5H9V60*K*AAA* | EA*5X61M21A* | *80CSU0802120B* | Split System | 56500 | 16 | 8.5 | 2.05 | R-454B | 650
217932030 | HEIL | Q5H9V60*K*AAA* | EA*5X61M21A* | *80CSU0802120B* | Split System | 56500 | 16 | 8.5 | 2.05 | R-454B | 650
217930348 | KEEPRITE | N5H9V48*K*AAA* | ESH5X48M12A* | *80CSU0802120B* | Split System | 45500 | 16 | 8.5 | 2 | R-454B | 650
217930353 | KEEPRITE | Q5H9V48*K*AAA* | ESH5X48M12A* | *80CSU0802120B* | Split System | 45500 | 16 | 8.5 | 2 | R-454B | 650
217930374 | KEEPRITE | N5H9V48*K*AAA* | ESH5X48M12A* | *80VSL1102122B* | Split System | 45500 | 16 | 8.5 | 2 | R-454B | 650
217930478 | KEEPRITE | N5H9V48*K*AAA* | ESH5X48M12A* | *80CTL1102120B* | Split System | 45500 | 16 | 8.5 | 2 | R-454B | 650
217930504 | KEEPRITE | N5H9V48*K*AAA* | ESH5X48M12A* | *80VTL1102122B* | Split System | 45500 | 16 | 8.5 | 2 | R-454B | 650
217930509 | KEEPRITE | Q5H9V48*K*AAA* | ESH5X48M12A* | *80VTL1102122B* | Split System | 45500 | 16 | 8.5 | 2 | R-454B | 650
217930483 | KEEPRITE | Q5H9V48*K*AAA* | ESH5X48M12A* | *80CTL1102120B* | Split System | 45500 | 16 | 8.5 | 2 | R-454B | 650
217930379 | KEEPRITE | Q5H9V48*K*AAA* | ESH5X48M12A* | *80VSL1102122B* | Split System | 45500 | 16 | 8.5 | 2 | R-454B | 650
217930413 | KEEPRITE | N5H9V48*K*AAA* | ESH5X48M12A* | *80MSU0802120A* | Split System | 46000 | 16 | 8.5 | 2 | R-454B | 650
217930418 | KEEPRITE | Q5H9V48*K*AAA* | ESH5X48M12A* | *80MSU0802120A* | Split System | 46000 | 16 | 8.5 | 2 | R-454B | 650
217931543 | KEEPRITE | N5H9V60*K*AAA* | EA*5X60M24A* | *80MSU0802120A* | Split System | 55000 | 16 | 8.5 | 2 | R-454B | 650
217931468 | KEEPRITE | N5H9V60*K*AAA* | EA*5X60M24A* | *80CSU0802120B* | Split System | 55000 | 16 | 8.5 | 2 | R-454B | 650
217931550 | KEEPRITE | Q5H9V60*K*AAA* | EA*5X60M24A* | *80MSU0802120A* | Split System | 55000 | 16 | 8.5 | 2 | R-454B | 650
217931475 | KEEPRITE | Q5H9V60*K*AAA* | EA*5X60M24A* | *80CSU0802120B* | Split System | 55000 | 16 | 8.5 | 2 | R-454B | 650
217932534 | KEEPRITE | N5H9V60*K*AAA* | EA*5X61M24A* | *80MSU1002120A* | Split System | 56000 | 16 | 8.5 | 2 | R-454B | 650
217932279 | KEEPRITE | N5H9V60*K*AAA* | EA*5X61M21A* | *95MSU1002122A* | Split System | 56000 | 16 | 8.5 | 2 | R-454B | 650
217932541 | KEEPRITE | Q5H9V60*K*AAA* | EA*5X61M24A* | *80MSU1002120A* | Split System | 56000 | 16 | 8.5 | 2 | R-454B | 650
217932286 | KEEPRITE | Q5H9V60*K*AAA* | EA*5X61M21A* | *95MSU1002122A* | Split System | 56000 | 16 | 8.5 | 2 | R-454B | 650
217932549 | KEEPRITE | N5H9V60*K*AAA* | EA*5X61M24A* | *80CTL0702120B* | Split System | 56000 | 16 | 8.5 | 2 | R-454B | 650
217932459 | KEEPRITE | N5H9V60*K*AAA* | EA*5X61M24A* | *80CSU1002120B* | Split System | 56000 | 16 | 8.5 | 2 | R-454B | 650
217932309 | KEEPRITE | N5H9V60*K*AAA* | EA*5X61M21A* | *96CTN1002122B* | Split System | 56000 | 16 | 8.5 | 2 | R-454B | 650
217932685 | KEEPRITE | N5H9V60*K*AAA* | EA*5X61M24A* | *97CMN1202422B* | Split System | 56000 | 16 | 8.5 | 2 | R-454B | 650
217932114 | KEEPRITE | N5H9V60*K*AAA* | EA*5X61M21A* | *80CTL0902120B* | Split System | 56000 | 16 | 8.5 | 2 | R-454B | 650
217932204 | KEEPRITE | N5H9V60*K*AAA* | EA*5X61M21A* | *97CMN1002122B* | Split System | 56000 | 16 | 8.5 | 2 | R-454B | 650
217932339 | KEEPRITE | N5H9V60*K*AAA* | EA*5X61M21A* | *97CTN1002122A* | Split System | 56000 | 16 | 8.5 | 2 | R-454B | 650
217932211 | KEEPRITE | Q5H9V60*K*AAA* | EA*5X61M21A* | *97CMN1002122B* | Split System | 56000 | 16 | 8.5 | 2 | R-454B | 650
217932316 | KEEPRITE | Q5H9V60*K*AAA* | EA*5X61M21A* | *96CTN1002122B* | Split System | 56000 | 16 | 8.5 | 2 | R-454B | 650
217932466 | KEEPRITE | Q5H9V60*K*AAA* | EA*5X61M24A* | *80CSU1002120B* | Split System | 56000 | 16 | 8.5 | 2 | R-454B | 650
217932692 | KEEPRITE | Q5H9V60*K*AAA* | EA*5X61M24A* | *97CMN1202422B* | Split System | 56000 | 16 | 8.5 | 2 | R-454B | 650
217932346 | KEEPRITE | Q5H9V60*K*AAA* | EA*5X61M21A* | *97CTN1002122A* | Split System | 56000 | 16 | 8.5 | 2 | R-454B | 650
217932556 | KEEPRITE | Q5H9V60*K*AAA* | EA*5X61M24A* | *80CTL0702120B* | Split System | 56000 | 16 | 8.5 | 2 | R-454B | 650
217932121 | KEEPRITE | Q5H9V60*K*AAA* | EA*5X61M21A* | *80CTL0902120B* | Split System | 56000 | 16 | 8.5 | 2 | R-454B | 650
217932076 | KEEPRITE | Q5H9V60*K*AAA* | EA*5X61M21A* | *80MSU0601716A* | Split System | 56000 | 16 | 8.5 | 2 | R-454B | 650
217932234 | KEEPRITE | N5H9V60*K*AAA* | EA*5X61M21A* | *96VSN1002120B* | Split System | 55500 | 16 | 8.5 | 2.05 | R-454B | 650
217932241 | KEEPRITE | Q5H9V60*K*AAA* | EA*5X61M21A* | *96VSN1002120B* | Split System | 55500 | 16 | 8.5 | 2.05 | R-454B | 650
217932775 | KEEPRITE | N5H9V60*K*AAA* | EA*5X61M24A* | *95MSU1002122A* | Split System | 56000 | 16 | 8.5 | 2.05 | R-454B | 650
217932782 | KEEPRITE | Q5H9V60*K*AAA* | EA*5X61M24A* | *95MSU1002122A* | Split System | 56000 | 16 | 8.5 | 2.05 | R-454B | 650
217932024 | KEEPRITE | N5H9V60*K*AAA* | EA*5X61M21A* | *80CSU0802120B* | Split System | 56500 | 16 | 8.5 | 2.05 | R-454B | 650
217932031 | KEEPRITE | Q5H9V60*K*AAA* | EA*5X61M21A* | *80CSU0802120B* | Split System | 56500 | 16 | 8.5 | 2.05 | R-454B | 650
217930349 | TEMPSTAR | N5H9V48*K*AAA* | ESH5X48M12A* | *80CSU0802120B* | Split System | 45500 | 16 | 8.5 | 2 | R-454B | 650
217930354 | TEMPSTAR | Q5H9V48*K*AAA* | ESH5X48M12A* | *80CSU0802120B* | Split System | 45500 | 16 | 8.5 | 2 | R-454B | 650
217930375 | TEMPSTAR | N5H9V48*K*AAA* | ESH5X48M12A* | *80VSL1102122B* | Split System | 45500 | 16 | 8.5 | 2 | R-454B | 650
217930505 | TEMPSTAR | N5H9V48*K*AAA* | ESH5X48M12A* | *80VTL1102122B* | Split System | 45500 | 16 | 8.5 | 2 | R-454B | 650
217930479 | TEMPSTAR | N5H9V48*K*AAA* | ESH5X48M12A* | *80CTL1102120B* | Split System | 45500 | 16 | 8.5 | 2 | R-454B | 650
217930380 | TEMPSTAR | Q5H9V48*K*AAA* | ESH5X48M12A* | *80VSL1102122B* | Split System | 45500 | 16 | 8.5 | 2 | R-454B | 650
217930510 | TEMPSTAR | Q5H9V48*K*AAA* | ESH5X48M12A* | *80VTL1102122B* | Split System | 45500 | 16 | 8.5 | 2 | R-454B | 650
217930484 | TEMPSTAR | Q5H9V48*K*AAA* | ESH5X48M12A* | *80CTL1102120B* | Split System | 45500 | 16 | 8.5 | 2 | R-454B | 650
217930414 | TEMPSTAR | N5H9V48*K*AAA* | ESH5X48M12A* | *80MSU0802120A* | Split System | 46000 | 16 | 8.5 | 2 | R-454B | 650
217930419 | TEMPSTAR | Q5H9V48*K*AAA* | ESH5X48M12A* | *80MSU0802120A* | Split System | 46000 | 16 | 8.5 | 2 | R-454B | 650
217931544 | TEMPSTAR | N5H9V60*K*AAA* | EA*5X60M24A* | *80MSU0802120A* | Split System | 55000 | 16 | 8.5 | 2 | R-454B | 650
217931469 | TEMPSTAR | N5H9V60*K*AAA* | EA*5X60M24A* | *80CSU0802120B* | Split System | 55000 | 16 | 8.5 | 2 | R-454B | 650
217931476 | TEMPSTAR | Q5H9V60*K*AAA* | EA*5X60M24A* | *80CSU0802120B* | Split System | 55000 | 16 | 8.5 | 2 | R-454B | 650
217931551 | TEMPSTAR | Q5H9V60*K*AAA* | EA*5X60M24A* | *80MSU0802120A* | Split System | 55000 | 16 | 8.5 | 2 | R-454B | 650
217932535 | TEMPSTAR | N5H9V60*K*AAA* | EA*5X61M24A* | *80MSU1002120A* | Split System | 56000 | 16 | 8.5 | 2 | R-454B | 650
217932280 | TEMPSTAR | N5H9V60*K*AAA* | EA*5X61M21A* | *95MSU1002122A* | Split System | 56000 | 16 | 8.5 | 2 | R-454B | 650
217932287 | TEMPSTAR | Q5H9V60*K*AAA* | EA*5X61M21A* | *95MSU1002122A* | Split System | 56000 | 16 | 8.5 | 2 | R-454B | 650
217932542 | TEMPSTAR | Q5H9V60*K*AAA* | EA*5X61M24A* | *80MSU1002120A* | Split System | 56000 | 16 | 8.5 | 2 | R-454B | 650
217932115 | TEMPSTAR | N5H9V60*K*AAA* | EA*5X61M21A* | *80CTL0902120B* | Split System | 56000 | 16 | 8.5 | 2 | R-454B | 650
217932070 | TEMPSTAR | N5H9V60*K*AAA* | EA*5X61M21A* | *80MSU0601716A* | Split System | 56000 | 16 | 8.5 | 2 | R-454B | 650
217932686 | TEMPSTAR | N5H9V60*K*AAA* | EA*5X61M24A* | *97CMN1202422B* | Split System | 56000 | 16 | 8.5 | 2 | R-454B | 650
217932550 | TEMPSTAR | N5H9V60*K*AAA* | EA*5X61M24A* | *80CTL0702120B* | Split System | 56000 | 16 | 8.5 | 2 | R-454B | 650
217932340 | TEMPSTAR | N5H9V60*K*AAA* | EA*5X61M21A* | *97CTN1002122A* | Split System | 56000 | 16 | 8.5 | 2 | R-454B | 650
217932310 | TEMPSTAR | N5H9V60*K*AAA* | EA*5X61M21A* | *96CTN1002122B* | Split System | 56000 | 16 | 8.5 | 2 | R-454B | 650
217932460 | TEMPSTAR | N5H9V60*K*AAA* | EA*5X61M24A* | *80CSU1002120B* | Split System | 56000 | 16 | 8.5 | 2 | R-454B | 650
217932077 | TEMPSTAR | Q5H9V60*K*AAA* | EA*5X61M21A* | *80MSU0601716A* | Split System | 56000 | 16 | 8.5 | 2 | R-454B | 650
217932467 | TEMPSTAR | Q5H9V60*K*AAA* | EA*5X61M24A* | *80CSU1002120B* | Split System | 56000 | 16 | 8.5 | 2 | R-454B | 650
217932347 | TEMPSTAR | Q5H9V60*K*AAA* | EA*5X61M21A* | *97CTN1002122A* | Split System | 56000 | 16 | 8.5 | 2 | R-454B | 650
217932693 | TEMPSTAR | Q5H9V60*K*AAA* | EA*5X61M24A* | *97CMN1202422B* | Split System | 56000 | 16 | 8.5 | 2 | R-454B | 650
217932212 | TEMPSTAR | Q5H9V60*K*AAA* | EA*5X61M21A* | *97CMN1002122B* | Split System | 56000 | 16 | 8.5 | 2 | R-454B | 650
217932122 | TEMPSTAR | Q5H9V60*K*AAA* | EA*5X61M21A* | *80CTL0902120B* | Split System | 56000 | 16 | 8.5 | 2 | R-454B | 650
217932557 | TEMPSTAR | Q5H9V60*K*AAA* | EA*5X61M24A* | *80CTL0702120B* | Split System | 56000 | 16 | 8.5 | 2 | R-454B | 650
217932317 | TEMPSTAR | Q5H9V60*K*AAA* | EA*5X61M21A* | *96CTN1002122B* | Split System | 56000 | 16 | 8.5 | 2 | R-454B | 650
217932235 | TEMPSTAR | N5H9V60*K*AAA* | EA*5X61M21A* | *96VSN1002120B* | Split System | 55500 | 16 | 8.5 | 2.05 | R-454B | 650
217932242 | TEMPSTAR | Q5H9V60*K*AAA* | EA*5X61M21A* | *96VSN1002120B* | Split System | 55500 | 16 | 8.5 | 2.05 | R-454B | 650
217932776 | TEMPSTAR | N5H9V60*K*AAA* | EA*5X61M24A* | *95MSU1002122A* | Split System | 56000 | 16 | 8.5 | 2.05 | R-454B | 650
217932783 | TEMPSTAR | Q5H9V60*K*AAA* | EA*5X61M24A* | *95MSU1002122A* | Split System | 56000 | 16 | 8.5 | 2.05 | R-454B | 650
217932025 | TEMPSTAR | N5H9V60*K*AAA* | EA*5X61M21A* | *80CSU0802120B* | Split System | 56500 | 16 | 8.5 | 2.05 | R-454B | 650
217932032 | TEMPSTAR | Q5H9V60*K*AAA* | EA*5X61M21A* | *80CSU0802120B* | Split System | 56500 | 16 | 8.5 | 2.05 | R-454B | 650
215853443 | CHAMPION HEATING AND COOLING | HH836E2S11 | CTM36B5CDS1 | Z9ES060B12SMPS1 | Split System | 33200 | 17 | 8.5 | 2 | R-454B | 650
215853444 | CHAMPION HEATING AND COOLING | HH836E2S11 | CTF36B5CDS1 | Z9ES060B12SMPS1 | Split System | 33200 | 17 | 8.5 | 2 | R-454B | 650
215853446 | CHAMPION HEATING AND COOLING | HH836E2S11 | CTM36C5CDS1 | Z9ES100C16SMPS1 | Split System | 34400 | 17 | 8.5 | 2 | R-454B | 650
215853447 | CHAMPION HEATING AND COOLING | HH836E2S11 | CTF36C5CDS1 | Z9ES100C16SMPS1 | Split System | 34600 | 17 | 8.5 | 2 | R-454B | 650
215853363 | COLEMAN | HH836E2S11 | CTU36B5XDS1+TXV | Z9ES060B12SMPS1 | Split System | 33200 | 17 | 8.5 | 2 | R-454B | 650
215853365 | COLEMAN | HH836E2S11 | CTM36B5CDS1 | Z9ES060B12SMPS1 | Split System | 33200 | 17 | 8.5 | 2 | R-454B | 650
215853364 | COLEMAN | HH836E2S11 | CTF36B5CDS1 | Z9ES060B12SMPS1 | Split System | 33200 | 17 | 8.5 | 2 | R-454B | 650
215853368 | COLEMAN | HH836E2S11 | CTM36C5CDS1 | Z9ES100C16SMPS1 | Split System | 34400 | 17 | 8.5 | 2 | R-454B | 650
215853369 | COLEMAN | HH836E2S11 | CTF36C5CDS1 | Z9ES100C16SMPS1 | Split System | 34600 | 17 | 8.5 | 2 | R-454B | 650
215853418 | FRASER-JOHNSTON | HH836E2S11 | CTU36B5XDS1+TXV | Z9ES060B12SMPS1 | Split System | 33200 | 17 | 8.5 | 2 | R-454B | 650
215853417 | FRASER-JOHNSTON | HH836E2S11 | CTF36B5CDS1 | Z9ES060B12SMPS1 | Split System | 33200 | 17 | 8.5 | 2 | R-454B | 650
215853416 | FRASER-JOHNSTON | HH836E2S11 | CTM36B5CDS1 | Z9ES060B12SMPS1 | Split System | 33200 | 17 | 8.5 | 2 | R-454B | 650
215853425 | FRASER-JOHNSTON | HH836E2S11 | CTM36C5CDS1 | Z9ES100C16SMPS1 | Split System | 34400 | 17 | 8.5 | 2 | R-454B | 650
215853424 | FRASER-JOHNSTON | HH836E2S11 | CTF36C5CDS1 | Z9ES100C16SMPS1 | Split System | 34600 | 17 | 8.5 | 2 | R-454B | 650
215853336 | JOHNSON CONTROLS | HH836E2S11 | CTF36B5CDS1 | Z9ES060B12SMPS1 | Split System | 33200 | 17 | 8.5 | 2 | R-454B | 650
215853337 | JOHNSON CONTROLS | HH836E2S11 | CTM36B5CDS1 | Z9ES060B12SMPS1 | Split System | 33200 | 17 | 8.5 | 2 | R-454B | 650
215853335 | JOHNSON CONTROLS | HH836E2S11 | CTU36B5XDS1+TXV | Z9ES060B12SMPS1 | Split System | 33200 | 17 | 8.5 | 2 | R-454B | 650
215853338 | JOHNSON CONTROLS | HH836E2S11 | CTM36C5CDS1 | Z9ES100C16SMPS1 | Split System | 34400 | 17 | 8.5 | 2 | R-454B | 650
215853395 | LUXAIRE | HH836E2S11 | CTU36B5XDS1+TXV | Z9ES060B12SMPS1 | Split System | 33200 | 17 | 8.5 | 2 | R-454B | 650
215853396 | LUXAIRE | HH836E2S11 | CTF36B5CDS1 | Z9ES060B12SMPS1 | Split System | 33200 | 17 | 8.5 | 2 | R-454B | 650
215853394 | LUXAIRE | HH836E2S11 | CTM36B5CDS1 | Z9ES060B12SMPS1 | Split System | 33200 | 17 | 8.5 | 2 | R-454B | 650
215853387 | LUXAIRE | HH836E2S11 | CTM36C5CDS1 | Z9ES100C16SMPS1 | Split System | 34400 | 17 | 8.5 | 2 | R-454B | 650
215853388 | LUXAIRE | HH836E2S11 | CTF36C5CDS1 | Z9ES100C16SMPS1 | Split System | 34600 | 17 | 8.5 | 2 | R-454B | 650
215853298 | YORK | HH836E2S11 | CTM36B5CDS1 | Y91E060B12SMPS1 | Split System | 33200 | 17 | 8.5 | 2 | R-454B | 650
215853299 | YORK | HH836E2S11 | CTF36B5CDS1 | Y91E060B12SMPS1 | Split System | 33200 | 17 | 8.5 | 2 | R-454B | 650
215853300 | YORK | HH836E2S11 | CTU36B5XDS1+TXV | Y91E060B12SMPS1 | Split System | 33200 | 17 | 8.5 | 2 | R-454B | 650
215853297 | YORK | HH836E2S11 | CTM36C5CDS1 | Y91E100C16SMPS1 | Split System | 34400 | 17 | 8.5 | 2 | R-454B | 650
215853296 | YORK | HH836E2S11 | CTF36C5CDS1 | Y91E100C16SMPS1 | Split System | 34600 | 17 | 8.5 | 2 | R-454B | 650
218114519 | LENNOX | EL18KSLV-036-230A** | CK40DT-30/36B-***+TDR | EL297DF045XV36B* | Split System | 34200 | 17.05 | 8.5 | 1.85 | R-454B | 650
218114555 | AIREASE | A7SCP18V36P-**A | 7ED30/36BX-***+TDR | A80DF1E070B12* | Split System | 34000 | 17.3 | 8.5 | 1.85 | R-454B | 650
218114521 | LENNOX | EL18KSLV-036-230A** | CK40DT-30/36B-***+TDR | ML193DF070XE36B* | Split System | 34400 | 17.4 | 8.5 | 1.85 | R-454B | 650
215853441 | CHAMPION HEATING AND COOLING | HH836E2S11 | CTF36B5CDS1 | TL9E060B12UH11 | Split System | 33000 | 18 | 8.5 | 2 | R-454B | 650
215853440 | CHAMPION HEATING AND COOLING | HH836E2S11 | CTU36B5XDS1+TXV | TL9E060B12UH11 | Split System | 33000 | 18 | 8.5 | 2 | R-454B | 650
215853450 | CHAMPION HEATING AND COOLING | HH836E2S11 | CTM36B5CDS1 | Z9ES080B12SMPS1 | Split System | 33400 | 18 | 8.5 | 2 | R-454B | 650
215853452 | CHAMPION HEATING AND COOLING | HH836E2S11 | CTM36C5CDS1 | Z9ES080C16SMPS1 | Split System | 33600 | 18 | 8.5 | 2 | R-454B | 650
215853449 | CHAMPION HEATING AND COOLING | HH836E2S11 | CTU36B5XDS1+TXV | Z9ES080B12SMPS1 | Split System | 33600 | 18 | 8.5 | 2 | R-454B | 650
215853448 | CHAMPION HEATING AND COOLING | HH836E2S11 | CTF36B5CDS1 | Z9ES080B12SMPS1 | Split System | 33600 | 18 | 8.5 | 2 | R-454B | 650
215853453 | CHAMPION HEATING AND COOLING | HH836E2S11 | CTF36C5CDS1 | Z9ES080C20SMPS1 | Split System | 34200 | 18 | 8.5 | 2 | R-454B | 650
215853454 | CHAMPION HEATING AND COOLING | HH836E2S11 | CTM36C5CDS1 | Z9ES080C20SMPS1 | Split System | 34200 | 18 | 8.5 | 2 | R-454B | 650
215853445 | CHAMPION HEATING AND COOLING | HH836E2S11 | CTF36C5CDS1 | Z9ES100C20SMPS1 | Split System | 34800 | 18 | 8.5 | 2 | R-454B | 650
215853344 | COLEMAN | HH836E2S11 | CTF36B5CDS1 | TL9E060B12UH11 | Split System | 33000 | 18 | 8.5 | 2 | R-454B | 650
215853343 | COLEMAN | HH836E2S11 | CTU36B5XDS1+TXV | TL9E060B12UH11 | Split System | 33000 | 18 | 8.5 | 2 | R-454B | 650
215853358 | COLEMAN | HH836E2S11 | CTM36B5CDS1 | Z9ES080B12SMPS1 | Split System | 33400 | 18 | 8.5 | 2 | R-454B | 650
215853361 | COLEMAN | HH836E2S11 | CTM36C5CDS1 | Z9ES080C16SMPS1 | Split System | 33600 | 18 | 8.5 | 2 | R-454B | 650
215853359 | COLEMAN | HH836E2S11 | CTU36B5XDS1+TXV | Z9ES080B12SMPS1 | Split System | 33600 | 18 | 8.5 | 2 | R-454B | 650
215853360 | COLEMAN | HH836E2S11 | CTF36B5CDS1 | Z9ES080B12SMPS1 | Split System | 33600 | 18 | 8.5 | 2 | R-454B | 650
215853367 | COLEMAN | HH836E2S11 | CTF36C5CDS1 | Z9ES080C20SMPS1 | Split System | 34200 | 18 | 8.5 | 2 | R-454B | 650
215853366 | COLEMAN | HH836E2S11 | CTM36C5CDS1 | Z9ES080C20SMPS1 | Split System | 34200 | 18 | 8.5 | 2 | R-454B | 650
215853370 | COLEMAN | HH836E2S11 | CTF36C5CDS1 | Z9ES100C20SMPS1 | Split System | 34800 | 18 | 8.5 | 2 | R-454B | 650
215853399 | FRASER-JOHNSTON | HH836E2S11 | CTU36B5XDS1+TXV | TL9E060B12UH11 | Split System | 33000 | 18 | 8.5 | 2 | R-454B | 650
215853400 | FRASER-JOHNSTON | HH836E2S11 | CTF36B5CDS1 | TL9E060B12UH11 | Split System | 33000 | 18 | 8.5 | 2 | R-454B | 650
215853420 | FRASER-JOHNSTON | HH836E2S11 | CTM36B5CDS1 | Z9ES080B12SMPS1 | Split System | 33400 | 18 | 8.5 | 2 | R-454B | 650
215853415 | FRASER-JOHNSTON | HH836E2S11 | CTM36C5CDS1 | Z9ES080C16SMPS1 | Split System | 33600 | 18 | 8.5 | 2 | R-454B | 650
215853419 | FRASER-JOHNSTON | HH836E2S11 | CTF36B5CDS1 | Z9ES080B12SMPS1 | Split System | 33600 | 18 | 8.5 | 2 | R-454B | 650
215853421 | FRASER-JOHNSTON | HH836E2S11 | CTU36B5XDS1+TXV | Z9ES080B12SMPS1 | Split System | 33600 | 18 | 8.5 | 2 | R-454B | 650
215853426 | FRASER-JOHNSTON | HH836E2S11 | CTF36C5CDS1 | Z9ES100C20SMPS1 | Split System | 34800 | 18 | 8.5 | 2 | R-454B | 650
218374405 | GE | NS21H36MA5-**A | NCU[C,U]37CT5*-**+TDR | NF95X080S4C* | Split System | 34000 | 18 | 8.5 | 2.06 | R-454B | 650
215853455 | JOHNSON CONTROLS | HH836E2S11 | CTU36B5XDS1+TXV | TL9E060B12UH11 | Split System | 33000 | 18 | 8.5 | 2 | R-454B | 650
215853456 | JOHNSON CONTROLS | HH836E2S11 | CTF36B5CDS1 | TL9E060B12UH11 | Split System | 33000 | 18 | 8.5 | 2 | R-454B | 650
215853332 | JOHNSON CONTROLS | HH836E2S11 | CTM36B5CDS1 | Z9ES080B12SMPS1 | Split System | 33400 | 18 | 8.5 | 2 | R-454B | 650
215853334 | JOHNSON CONTROLS | HH836E2S11 | CTU36B5XDS1+TXV | Z9ES080B12SMPS1 | Split System | 33600 | 18 | 8.5 | 2 | R-454B | 650
215853333 | JOHNSON CONTROLS | HH836E2S11 | CTF36B5CDS1 | Z9ES080B12SMPS1 | Split System | 33600 | 18 | 8.5 | 2 | R-454B | 650
215853330 | JOHNSON CONTROLS | HH836E2S11 | CTM36C5CDS1 | Z9ES080C16SMPS1 | Split System | 33600 | 18 | 8.5 | 2 | R-454B | 650
215853341 | JOHNSON CONTROLS | HH836E2S11 | CTF36C5CDS1 | Z9ES080C20SMPS1 | Split System | 34200 | 18 | 8.5 | 2 | R-454B | 650
215853340 | JOHNSON CONTROLS | HH836E2S11 | CTM36C5CDS1 | Z9ES080C20SMPS1 | Split System | 34200 | 18 | 8.5 | 2 | R-454B | 650
215853342 | JOHNSON CONTROLS | HH836E2S11 | CTF36C5CDS1 | Z9ES100C20SMPS1 | Split System | 34800 | 18 | 8.5 | 2 | R-454B | 650
215853385 | LUXAIRE | HH836E2S11 | CTF36B5CDS1 | TL9E060B12UH11 | Split System | 33000 | 18 | 8.5 | 2 | R-454B | 650
215853384 | LUXAIRE | HH836E2S11 | CTU36B5XDS1+TXV | TL9E060B12UH11 | Split System | 33000 | 18 | 8.5 | 2 | R-454B | 650
215853393 | LUXAIRE | HH836E2S11 | CTM36B5CDS1 | Z9ES080B12SMPS1 | Split System | 33400 | 18 | 8.5 | 2 | R-454B | 650
215853398 | LUXAIRE | HH836E2S11 | CTM36C5CDS1 | Z9ES080C16SMPS1 | Split System | 33600 | 18 | 8.5 | 2 | R-454B | 650
215853391 | LUXAIRE | HH836E2S11 | CTU36B5XDS1+TXV | Z9ES080B12SMPS1 | Split System | 33600 | 18 | 8.5 | 2 | R-454B | 650
215853392 | LUXAIRE | HH836E2S11 | CTF36B5CDS1 | Z9ES080B12SMPS1 | Split System | 33600 | 18 | 8.5 | 2 | R-454B | 650
215853390 | LUXAIRE | HH836E2S11 | CTF36C5CDS1 | Z9ES080C20SMPS1 | Split System | 34200 | 18 | 8.5 | 2 | R-454B | 650
215853389 | LUXAIRE | HH836E2S11 | CTM36C5CDS1 | Z9ES080C20SMPS1 | Split System | 34200 | 18 | 8.5 | 2 | R-454B | 650
215853386 | LUXAIRE | HH836E2S11 | CTF36C5CDS1 | Z9ES100C20SMPS1 | Split System | 34800 | 18 | 8.5 | 2 | R-454B | 650
215853293 | YORK | HH836E2S11 | CTU36B5XDS1+TXV | TL9E060B12UH11 | Split System | 33000 | 18 | 8.5 | 2 | R-454B | 650
215853292 | YORK | HH836E2S11 | CTF36B5CDS1 | TL9E060B12UH11 | Split System | 33000 | 18 | 8.5 | 2 | R-454B | 650
215853278 | YORK | HH836E2S11 | CTM36B5CDS1 | Y91E080B12SMPS1 | Split System | 33400 | 18 | 8.5 | 2 | R-454B | 650
215853289 | YORK | HH836E2S11 | CTM36C5CDS1 | Y91E080C16SMPS1 | Split System | 33600 | 18 | 8.5 | 2 | R-454B | 650
215853288 | YORK | HH836E2S11 | CTU36B5XDS1+TXV | Y91E080B12SMPS1 | Split System | 33600 | 18 | 8.5 | 2 | R-454B | 650
215853287 | YORK | HH836E2S11 | CTF36B5CDS1 | Y91E080B12SMPS1 | Split System | 33600 | 18 | 8.5 | 2 | R-454B | 650
215853283 | YORK | HH836E2S11 | CTF36C5CDS1 | Y91E080C20SMPS1 | Split System | 34200 | 18 | 8.5 | 2 | R-454B | 650
215853282 | YORK | HH836E2S11 | CTM36C5CDS1 | Y91E080C20SMPS1 | Split System | 34200 | 18 | 8.5 | 2 | R-454B | 650
215853284 | YORK | HH836E2S11 | CTF36C5CDS1 | Y91E100C20SMPS1 | Split System | 34800 | 18 | 8.5 | 2 | R-454B | 650
218407196 | DAY & NIGHT | B5H3V24*K*AAA* | EVM5X24M14A*+WALLCON | *96CTN0401410B* | Split System | 21800 | 19 | 8.5 | 1.92 | R-454B | 650
218407266 | ARCOAIRE | B5H3V24*K*AAA* | EVM5X24M17A*+WALLCON | *96CTN0401410B* | Split System | 22000 | 19.5 | 8.5 | 1.9 | R-454B | 650
218407271 | TEMPSTAR | B5H3V24*K*AAA* | EVM5X24M17A*+WALLCON | *96CTN0401410B* | Split System | 22000 | 19.5 | 8.5 | 1.9 | R-454B | 650
218374406 | GE | NS21H36MA5-**A | NCU[C,U]37CT5*-**+TDR | NF95X100S5C* | Split System | 33800 | 15.5 | 8.5 | 2.04 | R-454B | 650
218374408 | GE | NS21H36MA5-**A | NCU[C,U]37CT5*-**+TDR | NF96U110S5C* | Split System | 34400 | 15.5 | 8.5 | 2.08 | R-454B | 650
217970384 | AC PRO | A7CP21V36P-**A | 7EH30BX-**+TDR | EFV12BCA* | Split System | 33600 | 17.5 | 8.5 | 2.44 | R-454B | 650
218374407 | GE | NS21H36MA5-**A | NCU[C,U]37CT5*-**+TDR | NF97X080V4C* | Split System | 33000 | 18 | 8.5 | 2.02 | R-454B | 650
217922187 | AIRQUEST | N5H9V36*K*AAA* | EA*5X36M17A* | *80VSL0901716B* | Split System | 33600 | 15.2 | 8.5 | 2 | R-454B | 650
217922112 | AIRQUEST | N5H9V36*K*AAA* | EA*5X36M17A* | *80CSU0401712B* | Split System | 33600 | 15.2 | 8.5 | 2 | R-454B | 650
217922194 | AIRQUEST | Q5H9V36*K*AAA* | EA*5X36M17A* | *80VSL0901716B* | Split System | 33600 | 15.2 | 8.5 | 2 | R-454B | 650
217922277 | AIRQUEST | N5H9V36*K*AAA* | EA*5X36M17A* | *80CTL0901716B* | Split System | 33600 | 15.2 | 8.5 | 2 | R-454B | 650
217922284 | AIRQUEST | Q5H9V36*K*AAA* | EA*5X36M17A* | *80CTL0901716B* | Split System | 33600 | 15.2 | 8.5 | 2 | R-454B | 650
217923887 | AIRQUEST | N5H9V36*K*AAA* | EA*5X42M21A* | *80CSU1002120B* | Split System | 34400 | 15.2 | 8.5 | 2 | R-454B | 650
217923894 | AIRQUEST | Q5H9V36*K*AAA* | EA*5X42M21A* | *80CSU1002120B* | Split System | 34400 | 15.2 | 8.5 | 2 | R-454B | 650
217923864 | AIRQUEST | Q5H9V36*K*AAA* | EA*5X42M21A* | *80CSU0601716B* | Split System | 34400 | 15.2 | 8.5 | 2 | R-454B | 650
217924128 | AIRQUEST | N5H9V36*K*AAA* | EA*5X42M21A* | *95CSU1002122B* | Split System | 34400 | 15.2 | 8.5 | 2 | R-454B | 650
217924135 | AIRQUEST | Q5H9V36*K*AAA* | EA*5X42M21A* | *95CSU1002122B* | Split System | 34400 | 15.2 | 8.5 | 2 | R-454B | 650
217913351 | AIRQUEST | N5H9V36*K*AAA* | EVD5X42M17A* | *96CTN0601714B* | Split System | 35400 | 15.2 | 8.5 | 2.02 | R-454B | 650
217911346 | AIRQUEST | Q5H9V36*K*AAA* | EVD5X36M17A* | *96VSN0801716B* | Split System | 35400 | 15.2 | 8.5 | 2.02 | R-454B | 650
217913419 | AIRQUEST | Q5H9V36*K*AAA* | EVD5X42M17A* | *96VTN0601716B* | Split System | 35600 | 15.2 | 8.5 | 2.02 | R-454B | 650
217911731 | AIRQUEST | N5H9V36*K*AAA* | EVD5X36M21A* | *80CTL0901716B* | Split System | 36000 | 15.2 | 8.5 | 2.02 | R-454B | 650
217913705 | AIRQUEST | Q5H9V36*K*AAA* | EVD5X42M21A* | *80CTL0901716B* | Split System | 36000 | 15.2 | 8.5 | 2.02 | R-454B | 650
217912268 | AIRQUEST | Q5H9V36*K*AAA* | EVD5X37M21A* | *80VSL0701716B* | Split System | 36400 | 15.2 | 8.5 | 2.02 | R-454B | 650
217922111 | ARCOAIRE | N5H9V36*K*AAA* | EA*5X36M17A* | *80CSU0401712B* | Split System | 33600 | 15.2 | 8.5 | 2 | R-454B | 650
217922118 | ARCOAIRE | Q5H9V36*K*AAA* | EA*5X36M17A* | *80CSU0401712B* | Split System | 33600 | 15.2 | 8.5 | 2 | R-454B | 650
218405125 | CHAMPION HEATING AND COOLING | HH824E2S11 | (H,Y)G9J*36+TXV | TL8E060A12UH11 | Split System | 23000 | 17 | 9.5 | 2 | R-454B | 650
218405126 | CHAMPION HEATING AND COOLING | HH824E2S11 | (H,Y)G9J*36+TXV | TL9E060B12UH11 | Split System | 23000 | 17 | 9.5 | 2 | R-454B | 650
218405143 | CHAMPION HEATING AND COOLING | HH824E2S11 | (H,Y)G9J*36+TXV | Z8ES060A12LMPS1 | Split System | 23000 | 17 | 9.5 | 2 | R-454B | 650
218405147 | CHAMPION HEATING AND COOLING | HH824E2S11 | (H,Y)G9J*36+TXV | Z9ES026A08SMPS1 | Split System | 23000 | 17 | 9 | 2 | R-454B | 650
218405144 | CHAMPION HEATING AND COOLING | HH824E2S11 | (H,Y)G9J*36+TXV | Z8ES060A12SMPS1 | Split System | 23000 | 17 | 9.5 | 2 | R-454B | 650
218405148 | CHAMPION HEATING AND COOLING | HH824E2S11 | (H,Y)G9J*36+TXV | Z9ES040A10SMPS1 | Split System | 22800 | 17 | 9 | 2 | R-454B | 650
218405135 | CHAMPION HEATING AND COOLING | HH824E2S11 | (H,Y)G9J*36+TXV | TM9V060B12MP12 | Split System | 23000 | 17 | 9.5 | 2 | R-454B | 650
218405149 | CHAMPION HEATING AND COOLING | HH824E2S11 | (H,Y)G9J*36+TXV | Z9ES060A10SMPS1 | Split System | 23000 | 18 | 9 | 2 | R-454B | 650
218405152 | CHAMPION HEATING AND COOLING | HH824E2S11 | (H,Y)G9J*36+TXV | Z9ET060B12SMPS1 | Split System | 23000 | 18 | 9.5 | 2 | R-454B | 650
218405202 | CHAMPION HEATING AND COOLING | HH824E2S11 | (H,Y)G80*36+TXV | TM9E060B12MP12 | Split System | 23000 | 18 | 9.5 | 2 | R-454B | 650
218405133 | CHAMPION HEATING AND COOLING | HH824E2S11 | (H,Y)G9J*36+TXV | TM9E060B12MP12 | Split System | 23000 | 17 | 9.5 | 2 | R-454B | 650
218405134 | CHAMPION HEATING AND COOLING | HH824E2S11 | (H,Y)G9J*36+TXV | TM9V040A10MP12 | Split System | 22800 | 16 | 9 | 2 | R-454B | 650
218405140 | CHAMPION HEATING AND COOLING | HH824E2S11 | (H,Y)G9J*36+TXV | TP9C060B12MP13 | Split System | 23000 | 17 | 9.5 | 2 | R-454B | 650
218405129 | CHAMPION HEATING AND COOLING | HH824E2S11 | (H,Y)G9J*36+TXV | TM8Y060A12MP11 | Split System | 23000 | 17 | 9 | 2 | R-454B | 650
218405136 | CHAMPION HEATING AND COOLING | HH824E2S11 | (H,Y)G9J*36+TXV | TM9Y040A10MP11 | Split System | 22800 | 16 | 9 | 2 | R-454B | 650
218405137 | CHAMPION HEATING AND COOLING | HH824E2S11 | (H,Y)G9J*36+TXV | TM9Y060B12MP11 | Split System | 23000 | 17 | 9.5 | 2 | R-454B | 650
218405203 | CHAMPION HEATING AND COOLING | HH824E2S11 | (H,Y)G80*36+TXV | TM9V060B12MP12 | Split System | 23000 | 18 | 9.5 | 2 | R-454B | 650
218405132 | CHAMPION HEATING AND COOLING | HH824E2S11 | (H,Y)G9J*36+TXV | TM9E060A10MP12 | Split System | 23000 | 16 | 9 | 2 | R-454B | 650
218405131 | CHAMPION HEATING AND COOLING | HH824E2S11 | (H,Y)G9J*36+TXV | TM9E040A10MP12 | Split System | 22800 | 16 | 9 | 2 | R-454B | 650
218404991 | CHAMPION HEATING AND COOLING | HH860E2S11 | (H,Y)G84*60+TXV | TM8Y100C20MP11 | Split System | 54000 | 19 | 9 | 2 | R-454B | 650
218404990 | CHAMPION HEATING AND COOLING | HH860E2S11 | (H,Y)G84*60+TXV | TM8V120C20MP12 | Split System | 52500 | 19 | 8.5 | 2 | R-454B | 650
218405008 | CHAMPION HEATING AND COOLING | HH860E2S11 | (H,Y)G84*60+TXV | Z8ES120C20LMPS1 | Split System | 53500 | 19 | 9 | 2 | R-454B | 650
218404988 | CHAMPION HEATING AND COOLING | HH860E2S11 | (H,Y)G84*60+TXV | TM8E120C20MP11 | Split System | 54000 | 19 | 8.5 | 2 | R-454B | 650
218404995 | CHAMPION HEATING AND COOLING | HH860E2S11 | (H,Y)G84*60+TXV | TM9V100C20MP12 | Split System | 53000 | 19 | 8.5 | 2 | R-454B | 650
218404997 | CHAMPION HEATING AND COOLING | HH860E2S11 | (H,Y)G84*60+TXV | TMLE080C20MP11 | Split System | 53500 | 19 | 8.5 | 2 | R-454B | 650
218405013 | CHAMPION HEATING AND COOLING | HH860E2S11 | (H,Y)G84*60+TXV | Z8VT120C20SMPC1 | Split System | 53500 | 19 | 9 | 2 | R-454B | 650
218404994 | CHAMPION HEATING AND COOLING | HH860E2S11 | (H,Y)G84*60+TXV | TM9E100C20MP12 | Split System | 54000 | 19 | 8.5 | 2 | R-454B | 650
218404996 | CHAMPION HEATING AND COOLING | HH860E2S11 | (H,Y)G84*60+TXV | TM9Y100C20MP11 | Split System | 53000 | 19 | 8.5 | 2 | R-454B | 650
218405012 | CHAMPION HEATING AND COOLING | HH860E2S11 | (H,Y)G84*60+TXV | Z8VT100C20SMPC1 | Split System | 53500 | 19 | 9 | 2 | R-454B | 650
218405001 | CHAMPION HEATING AND COOLING | HH860E2S11 | (H,Y)G84*60+TXV | TP9C100C20MP13 | Split System | 53000 | 19 | 8.5 | 2 | R-454B | 650
218404985 | CHAMPION HEATING AND COOLING | HH860E2S11 | (H,Y)G84*60+TXV | TL9E100C20UH11 | Split System | 53000 | 19 | 8.5 | 2 | R-454B | 650
218404998 | CHAMPION HEATING AND COOLING | HH860E2S11 | (H,Y)G84*60+TXV | TMLE100C20MP11 | Split System | 53500 | 19 | 8.5 | 2 | R-454B | 650
218404992 | CHAMPION HEATING AND COOLING | HH860E2S11 | (H,Y)G84*60+TXV | TM8Y120C20MP11 | Split System | 54000 | 19 | 9 | 2 | R-454B | 650
218404986 | CHAMPION HEATING AND COOLING | HH860E2S11 | (H,Y)G84*60+TXV | TM8E080C20MP11 | Split System | 53500 | 19 | 8.5 | 2 | R-454B | 650
218404984 | CHAMPION HEATING AND COOLING | HH860E2S11 | (H,Y)G84*60+TXV | TL8E100C20UH11 | Split System | 53000 | 19 | 9 | 2 | R-454B | 650
218405000 | CHAMPION HEATING AND COOLING | HH860E2S11 | (H,Y)G84*60+TXV | TMLV120C20MP12 | Split System | 52500 | 19 | 8.5 | 2 | R-454B | 650
218405209 | CHAMPION HEATING AND COOLING | HH836E2S11 | (H,Y)G80*36+TXV | TM8E080B12MP11 | Split System | 33600 | 18 | 8.5 | 2 | R-454B | 650
218405210 | CHAMPION HEATING AND COOLING | HH836E2S11 | (H,Y)G80*36+TXV | TM8E100B12MP11 | Split System | 33200 | 18 | 8.5 | 2 | R-454B | 650
218405218 | CHAMPION HEATING AND COOLING | HH836E2S11 | (H,Y)G80*36+TXV | TM9Y080B12MP11 | Split System | 33400 | 18 | 8.5 | 2 | R-454B | 650
218405230 | CHAMPION HEATING AND COOLING | HH836E2S11 | (H,Y)G80*36+TXV | Z9ES060B12SMPS1 | Split System | 33200 | 17 | 8.5 | 2 | R-454B | 650
218405005 | CHAMPION HEATING AND COOLING | HH860E2S11 | (H,Y)G84*60+TXV | Z8ES080C20SMPS1 | Split System | 54000 | 19 | 9 | 2 | R-454B | 650
218404987 | CHAMPION HEATING AND COOLING | HH860E2S11 | (H,Y)G84*60+TXV | TM8E100C20MP11 | Split System | 53500 | 19 | 8.5 | 2 | R-454B | 650
218404989 | CHAMPION HEATING AND COOLING | HH860E2S11 | (H,Y)G84*60+TXV | TM8V100C20MP12 | Split System | 52500 | 19 | 8.5 | 2 | R-454B | 650
218483761 | AIRQUEST | D5CUHAH18AAK+KSAIC0701230 | EA*5X30M14A* | *80MS(N,L)0701412A* | Split System | 17800 | 15.2 | 8.5 | 1.9 | R-454B | 650
218483859 | AIRQUEST | D5CUHAH18AAK+KSAIC0701230 | EA*5X25M17A* | *80MS(N,L)0701412A* | Split System | 18300 | 15.5 | 8.5 | 1.94 | R-454B | 650
218483950 | AIRQUEST | D5CUHAH18AAK+KSAIC0701230 | EA*5X25M17A* | *92MSN0601412A* | Split System | 17900 | 15.2 | 8.1 | 1.85 | R-454B | 650
218483765 | KEEPRITE | D5CUHAH18AAK+KSAIC0701230 | EA*5X30M14A* | *80MS(N,L)0701412A* | Split System | 17800 | 15.2 | 8.5 | 1.9 | R-454B | 650
218483875 | COMFORTMAKER | D5CUHAH18AAK+KSAIC0701230 | EA*5X25M17A* | *80MS(N,L)0701716A* | Split System | 18000 | 15.5 | 8.5 | 1.94 | R-454B | 650
218483924 | COMFORTMAKER | D5CUHAH18AAK+KSAIC0701230 | EA*5X25M17A* | *80VTL0451412B* | Split System | 18400 | 15.2 | 8.1 | 1.9 | R-454B | 650
218483754 | AIRQUEST | D5CUHAH18AAK+KSAIC0701230 | EA*5X30M14A* | *80MS(N,L)0451412A* | Split System | 17600 | 15.2 | 8.1 | 1.85 | R-454B | 650
218483922 | AIRQUEST | D5CUHAH18AAK+KSAIC0701230 | EA*5X25M17A* | *80VTL0451412B* | Split System | 18400 | 15.2 | 8.1 | 1.9 | R-454B | 650
218483845 | AIRQUEST | D5CUHAH18AAK+KSAIC0701230 | EA*5X25M17A* | *80MS(N,L)0451412A* | Split System | 18200 | 15.5 | 8.5 | 1.94 | R-454B | 650
218483892 | TEMPSTAR | D5CUHAH18AAK+KSAIC0701230 | EA*5X25M17A* | *80VSL0451412B* | Split System | 18400 | 15.2 | 8.1 | 1.9 | R-454B | 650
218483913 | TEMPSTAR | D5CUHAH18AAK+KSAIC0701230 | EA*5X25M17A* | *80MSU0401712A* | Split System | 18300 | 15.5 | 8.1 | 1.9 | R-454B | 650
218483877 | KEEPRITE | D5CUHAH18AAK+KSAIC0701230 | EA*5X25M17A* | *80MS(N,L)0701716A* | Split System | 18000 | 15.5 | 8.5 | 1.94 | R-454B | 650
218483879 | HEIL | D5CUHAH18AAK+KSAIC0701230 | EA*5X25M17A* | *80MS(N,L)0901714A* | Split System | 18200 | 15.2 | 8.5 | 1.95 | R-454B | 650
218483886 | HEIL | D5CUHAH18AAK+KSAIC0701230 | EA*5X25M17A* | *80VSL0451412B* | Split System | 18400 | 15.2 | 8.1 | 1.9 | R-454B | 650
218483622 | COMFORTMAKER | D5CUHAH18AAK+KSAIC0701230 | EA*5X30M17A* | *92MSN0801716A* | Split System | 18000 | 15.2 | 8.5 | 1.9 | R-454B | 650
218483777 | COMFORTMAKER | D5CUHAH18AAK+KSAIC0701230 | EA*5X30M14A* | *80VSL0701412B* | Split System | 17700 | 15.2 | 8.1 | 1.9 | R-454B | 650
218483847 | COMFORTMAKER | D5CUHAH18AAK+KSAIC0701230 | EA*5X25M17A* | *80MS(N,L)0451412A* | Split System | 18200 | 15.5 | 8.5 | 1.94 | R-454B | 650
218483868 | COMFORTMAKER | D5CUHAH18AAK+KSAIC0701230 | EA*5X25M17A* | *80MS(N,L)0701712A* | Split System | 18200 | 15.5 | 8.5 | 1.94 | R-454B | 650
218483964 | AIRQUEST | D5CUHAH18AAK+KSAIC0701230 | EA*5X25M17A* | *92MSN0801716A* | Split System | 18400 | 15.5 | 8.5 | 1.94 | R-454B | 650
218483747 | AIRQUEST | D5CUHAH18AAK+KSAIC0701230 | EA*5X30M17A* | OLV098A12* | Split System | 18200 | 15.5 | 8.1 | 1.9 | R-454B | 650
218483880 | AIRQUEST | D5CUHAH18AAK+KSAIC0701230 | EA*5X25M17A* | *80MS(N,L)0901714A* | Split System | 18200 | 15.2 | 8.5 | 1.95 | R-454B | 650
218483775 | AIRQUEST | D5CUHAH18AAK+KSAIC0701230 | EA*5X30M14A* | *80VSL0701412B* | Split System | 17700 | 15.2 | 8.1 | 1.9 | R-454B | 650
218483955 | TEMPSTAR | D5CUHAH18AAK+KSAIC0701230 | EA*5X25M17A* | *92MSN0601412A* | Split System | 17900 | 15.2 | 8.1 | 1.85 | R-454B | 650
218483850 | TEMPSTAR | D5CUHAH18AAK+KSAIC0701230 | EA*5X25M17A* | *80MS(N,L)0451412A* | Split System | 18200 | 15.5 | 8.5 | 1.94 | R-454B | 650
218483780 | TEMPSTAR | D5CUHAH18AAK+KSAIC0701230 | EA*5X30M14A* | *80VSL0701412B* | Split System | 17700 | 15.2 | 8.1 | 1.9 | R-454B | 650
218483871 | TEMPSTAR | D5CUHAH18AAK+KSAIC0701230 | EA*5X25M17A* | *80MS(N,L)0701712A* | Split System | 18200 | 15.5 | 8.5 | 1.94 | R-454B | 650
218483878 | TEMPSTAR | D5CUHAH18AAK+KSAIC0701230 | EA*5X25M17A* | *80MS(N,L)0701716A* | Split System | 18000 | 15.5 | 8.5 | 1.94 | R-454B | 650
218483956 | HEIL | D5CUHAH18AAK+KSAIC0701230 | EA*5X25M17A* | *92MSN0601714A* | Split System | 18200 | 15.2 | 8.5 | 1.95 | R-454B | 650
218483758 | KEEPRITE | D5CUHAH18AAK+KSAIC0701230 | EA*5X30M14A* | *80MS(N,L)0451412A* | Split System | 17600 | 15.2 | 8.1 | 1.85 | R-454B | 650
218483870 | KEEPRITE | D5CUHAH18AAK+KSAIC0701230 | EA*5X25M17A* | *80MS(N,L)0701712A* | Split System | 18200 | 15.5 | 8.5 | 1.94 | R-454B | 650
218483872 | HEIL | D5CUHAH18AAK+KSAIC0701230 | EA*5X25M17A* | *80MS(N,L)0701716A* | Split System | 18000 | 15.5 | 8.5 | 1.94 | R-454B | 650
218483954 | KEEPRITE | D5CUHAH18AAK+KSAIC0701230 | EA*5X25M17A* | *92MSN0601412A* | Split System | 17900 | 15.2 | 8.1 | 1.85 | R-454B | 650
218483779 | KEEPRITE | D5CUHAH18AAK+KSAIC0701230 | EA*5X30M14A* | *80VSL0701412B* | Split System | 17700 | 15.2 | 8.1 | 1.9 | R-454B | 650
218483751 | KEEPRITE | D5CUHAH18AAK+KSAIC0701230 | EA*5X30M17A* | OLV098A12* | Split System | 18200 | 15.5 | 8.1 | 1.9 | R-454B | 650
218483760 | HEIL | D5CUHAH18AAK+KSAIC0701230 | EA*5X30M14A* | *80MS(N,L)0701412A* | Split System | 17800 | 15.2 | 8.5 | 1.9 | R-454B | 650
218483921 | HEIL | D5CUHAH18AAK+KSAIC0701230 | EA*5X25M17A* | *80VTL0451412B* | Split System | 18400 | 15.2 | 8.1 | 1.9 | R-454B | 650
218483884 | KEEPRITE | D5CUHAH18AAK+KSAIC0701230 | EA*5X25M17A* | *80MS(N,L)0901714A* | Split System | 18200 | 15.2 | 8.5 | 1.95 | R-454B | 650
218483898 | KEEPRITE | D5CUHAH18AAK+KSAIC0701230 | EA*5X25M17A* | *80VSL0701412B* | Split System | 18300 | 15.5 | 8.1 | 1.9 | R-454B | 650
218483746 | HEIL | D5CUHAH18AAK+KSAIC0701230 | EA*5X30M17A* | OLV098A12* | Split System | 18200 | 15.5 | 8.1 | 1.9 | R-454B | 650
218483753 | HEIL | D5CUHAH18AAK+KSAIC0701230 | EA*5X30M14A* | *80MS(N,L)0451412A* | Split System | 17600 | 15.2 | 8.1 | 1.85 | R-454B | 650
218483844 | HEIL | D5CUHAH18AAK+KSAIC0701230 | EA*5X25M17A* | *80MS(N,L)0451412A* | Split System | 18200 | 15.5 | 8.5 | 1.94 | R-454B | 650
218483750 | DAY & NIGHT | D5CUHAH18AAK+KSAIC0701230 | EA*5X30M17A* | OLV098A12* | Split System | 18200 | 15.5 | 8.1 | 1.9 | R-454B | 650
218483911 | DAY & NIGHT | D5CUHAH18AAK+KSAIC0701230 | EA*5X25M17A* | *80MSU0401712A* | Split System | 18300 | 15.5 | 8.1 | 1.9 | R-454B | 650
218483757 | DAY & NIGHT | D5CUHAH18AAK+KSAIC0701230 | EA*5X30M14A* | *80MS(N,L)0451412A* | Split System | 17600 | 15.2 | 8.1 | 1.85 | R-454B | 650
218483876 | DAY & NIGHT | D5CUHAH18AAK+KSAIC0701230 | EA*5X25M17A* | *80MS(N,L)0701716A* | Split System | 18000 | 15.5 | 8.5 | 1.94 | R-454B | 650
218483848 | DAY & NIGHT | D5CUHAH18AAK+KSAIC0701230 | EA*5X25M17A* | *80MS(N,L)0451412A* | Split System | 18200 | 15.5 | 8.5 | 1.94 | R-454B | 650
218483883 | DAY & NIGHT | D5CUHAH18AAK+KSAIC0701230 | EA*5X25M17A* | *80MS(N,L)0901714A* | Split System | 18200 | 15.2 | 8.5 | 1.95 | R-454B | 650
218483967 | DAY & NIGHT | D5CUHAH18AAK+KSAIC0701230 | EA*5X25M17A* | *92MSN0801716A* | Split System | 18400 | 15.5 | 8.5 | 1.94 | R-454B | 650
218480316 | PAYNE HEATING AND COOLING | 37MUHAQ36AA3+KSAIC0701230 | CAA**3717AM* | PG80VTLB48070B** | Split System | 35600 | 15.5 | 8.5 | 1.82 | R-454B | 650
218480333 | PAYNE HEATING AND COOLING | 37MUHAQ36AA3+KSAIC0701230 | CAA**3717AM* | PG95MSUA36040B** | Split System | 35400 | 15.2 | 8.1 | 1.75 | R-454B | 650
218483897 | DAY & NIGHT | D5CUHAH18AAK+KSAIC0701230 | EA*5X25M17A* | *80VSL0701412B* | Split System | 18300 | 15.5 | 8.1 | 1.9 | R-454B | 650
218483778 | DAY & NIGHT | D5CUHAH18AAK+KSAIC0701230 | EA*5X30M14A* | *80VSL0701412B* | Split System | 17700 | 15.2 | 8.1 | 1.9 | R-454B | 650
218483748 | ARCOAIRE | D5CUHAH18AAK+KSAIC0701230 | EA*5X30M17A* | OLV098A12* | Split System | 18200 | 15.5 | 8.1 | 1.9 | R-454B | 650
218483846 | ARCOAIRE | D5CUHAH18AAK+KSAIC0701230 | EA*5X25M17A* | *80MS(N,L)0451412A* | Split System | 18200 | 15.5 | 8.5 | 1.94 | R-454B | 650
218483860 | ARCOAIRE | D5CUHAH18AAK+KSAIC0701230 | EA*5X25M17A* | *80MS(N,L)0701412A* | Split System | 18300 | 15.5 | 8.5 | 1.94 | R-454B | 650
218483916 | ARCOAIRE | D5CUHAH18AAK+KSAIC0701230 | EA*5X25M17A* | *80MSU0601716A* | Split System | 18300 | 15.5 | 8.1 | 1.9 | R-454B | 650
218483951 | ARCOAIRE | D5CUHAH18AAK+KSAIC0701230 | EA*5X25M17A* | *92MSN0601412A* | Split System | 17900 | 15.2 | 8.1 | 1.85 | R-454B | 650
218483621 | ARCOAIRE | D5CUHAH18AAK+KSAIC0701230 | EA*5X30M17A* | *92MSN0801716A* | Split System | 18000 | 15.2 | 8.5 | 1.9 | R-454B | 650
218483763 | COMFORTMAKER | D5CUHAH18AAK+KSAIC0701230 | EA*5X30M14A* | *80MS(N,L)0701412A* | Split System | 17800 | 15.2 | 8.5 | 1.9 | R-454B | 650
218483749 | COMFORTMAKER | D5CUHAH18AAK+KSAIC0701230 | EA*5X30M17A* | OLV098A12* | Split System | 18200 | 15.5 | 8.1 | 1.9 | R-454B | 650
218483623 | DAY & NIGHT | D5CUHAH18AAK+KSAIC0701230 | EA*5X30M17A* | *92MSN0801716A* | Split System | 18000 | 15.2 | 8.5 | 1.9 | R-454B | 650
218483625 | TEMPSTAR | D5CUHAH18AAK+KSAIC0701230 | EA*5X30M17A* | *92MSN0801716A* | Split System | 18000 | 15.2 | 8.5 | 1.9 | R-454B | 650
218483752 | TEMPSTAR | D5CUHAH18AAK+KSAIC0701230 | EA*5X30M17A* | OLV098A12* | Split System | 18200 | 15.5 | 8.1 | 1.9 | R-454B | 650
218483908 | AIRQUEST | D5CUHAH18AAK+KSAIC0701230 | EA*5X25M17A* | *80MSU0401712A* | Split System | 18300 | 15.5 | 8.1 | 1.9 | R-454B | 650
218483858 | HEIL | D5CUHAH18AAK+KSAIC0701230 | EA*5X25M17A* | *80MS(N,L)0701412A* | Split System | 18300 | 15.5 | 8.5 | 1.94 | R-454B | 650
218483893 | HEIL | D5CUHAH18AAK+KSAIC0701230 | EA*5X25M17A* | *80VSL0701412B* | Split System | 18300 | 15.5 | 8.1 | 1.9 | R-454B | 650
218483756 | COMFORTMAKER | D5CUHAH18AAK+KSAIC0701230 | EA*5X30M14A* | *80MS(N,L)0451412A* | Split System | 17600 | 15.2 | 8.1 | 1.85 | R-454B | 650
218483889 | COMFORTMAKER | D5CUHAH18AAK+KSAIC0701230 | EA*5X25M17A* | *80VSL0451412B* | Split System | 18400 | 15.2 | 8.1 | 1.9 | R-454B | 650
218483861 | COMFORTMAKER | D5CUHAH18AAK+KSAIC0701230 | EA*5X25M17A* | *80MS(N,L)0701412A* | Split System | 18300 | 15.5 | 8.5 | 1.94 | R-454B | 650
218483766 | TEMPSTAR | D5CUHAH18AAK+KSAIC0701230 | EA*5X30M14A* | *80MS(N,L)0701412A* | Split System | 17800 | 15.2 | 8.5 | 1.9 | R-454B | 650
218483759 | TEMPSTAR | D5CUHAH18AAK+KSAIC0701230 | EA*5X30M14A* | *80MS(N,L)0451412A* | Split System | 17600 | 15.2 | 8.1 | 1.85 | R-454B | 650
218483882 | COMFORTMAKER | D5CUHAH18AAK+KSAIC0701230 | EA*5X25M17A* | *80MS(N,L)0901714A* | Split System | 18200 | 15.2 | 8.5 | 1.95 | R-454B | 650
218483952 | COMFORTMAKER | D5CUHAH18AAK+KSAIC0701230 | EA*5X25M17A* | *92MSN0601412A* | Split System | 17900 | 15.2 | 8.1 | 1.85 | R-454B | 650
218483896 | COMFORTMAKER | D5CUHAH18AAK+KSAIC0701230 | EA*5X25M17A* | *80VSL0701412B* | Split System | 18300 | 15.5 | 8.1 | 1.9 | R-454B | 650
218483910 | COMFORTMAKER | D5CUHAH18AAK+KSAIC0701230 | EA*5X25M17A* | *80MSU0401712A* | Split System | 18300 | 15.5 | 8.1 | 1.9 | R-454B | 650
218483917 | COMFORTMAKER | D5CUHAH18AAK+KSAIC0701230 | EA*5X25M17A* | *80MSU0601716A* | Split System | 18300 | 15.5 | 8.1 | 1.9 | R-454B | 650
218483959 | COMFORTMAKER | D5CUHAH18AAK+KSAIC0701230 | EA*5X25M17A* | *92MSN0601714A* | Split System | 18200 | 15.2 | 8.5 | 1.95 | R-454B | 650
218483776 | ARCOAIRE | D5CUHAH18AAK+KSAIC0701230 | EA*5X30M14A* | *80VSL0701412B* | Split System | 17700 | 15.2 | 8.1 | 1.9 | R-454B | 650
218483958 | ARCOAIRE | D5CUHAH18AAK+KSAIC0701230 | EA*5X25M17A* | *92MSN0601714A* | Split System | 18200 | 15.2 | 8.5 | 1.95 | R-454B | 650
218483909 | ARCOAIRE | D5CUHAH18AAK+KSAIC0701230 | EA*5X25M17A* | *80MSU0401712A* | Split System | 18300 | 15.5 | 8.1 | 1.9 | R-454B | 650
218483923 | ARCOAIRE | D5CUHAH18AAK+KSAIC0701230 | EA*5X25M17A* | *80VTL0451412B* | Split System | 18400 | 15.2 | 8.1 | 1.9 | R-454B | 650
218483888 | ARCOAIRE | D5CUHAH18AAK+KSAIC0701230 | EA*5X25M17A* | *80VSL0451412B* | Split System | 18400 | 15.2 | 8.1 | 1.9 | R-454B | 650
218483867 | ARCOAIRE | D5CUHAH18AAK+KSAIC0701230 | EA*5X25M17A* | *80MS(N,L)0701712A* | Split System | 18200 | 15.5 | 8.5 | 1.94 | R-454B | 650
218483881 | ARCOAIRE | D5CUHAH18AAK+KSAIC0701230 | EA*5X25M17A* | *80MS(N,L)0901714A* | Split System | 18200 | 15.2 | 8.5 | 1.95 | R-454B | 650
218483885 | TEMPSTAR | D5CUHAH18AAK+KSAIC0701230 | EA*5X25M17A* | *80MS(N,L)0901714A* | Split System | 18200 | 15.2 | 8.5 | 1.95 | R-454B | 650
218483969 | TEMPSTAR | D5CUHAH18AAK+KSAIC0701230 | EA*5X25M17A* | *92MSN0801716A* | Split System | 18400 | 15.5 | 8.5 | 1.94 | R-454B | 650
218483927 | TEMPSTAR | D5CUHAH18AAK+KSAIC0701230 | EA*5X25M17A* | *80VTL0451412B* | Split System | 18400 | 15.2 | 8.1 | 1.9 | R-454B | 650
218483864 | TEMPSTAR | D5CUHAH18AAK+KSAIC0701230 | EA*5X25M17A* | *80MS(N,L)0701412A* | Split System | 18300 | 15.5 | 8.5 | 1.94 | R-454B | 650
218483899 | TEMPSTAR | D5CUHAH18AAK+KSAIC0701230 | EA*5X25M17A* | *80VSL0701412B* | Split System | 18300 | 15.5 | 8.1 | 1.9 | R-454B | 650
218483962 | TEMPSTAR | D5CUHAH18AAK+KSAIC0701230 | EA*5X25M17A* | *92MSN0601714A* | Split System | 18200 | 15.2 | 8.5 | 1.95 | R-454B | 650
218483920 | TEMPSTAR | D5CUHAH18AAK+KSAIC0701230 | EA*5X25M17A* | *80MSU0601716A* | Split System | 18300 | 15.5 | 8.1 | 1.9 | R-454B | 650
218483764 | DAY & NIGHT | D5CUHAH18AAK+KSAIC0701230 | EA*5X30M14A* | *80MS(N,L)0701412A* | Split System | 17800 | 15.2 | 8.5 | 1.9 | R-454B | 650
218483925 | DAY & NIGHT | D5CUHAH18AAK+KSAIC0701230 | EA*5X25M17A* | *80VTL0451412B* | Split System | 18400 | 15.2 | 8.1 | 1.9 | R-454B | 650
218483862 | DAY & NIGHT | D5CUHAH18AAK+KSAIC0701230 | EA*5X25M17A* | *80MS(N,L)0701412A* | Split System | 18300 | 15.5 | 8.5 | 1.94 | R-454B | 650
218483869 | DAY & NIGHT | D5CUHAH18AAK+KSAIC0701230 | EA*5X25M17A* | *80MS(N,L)0701712A* | Split System | 18200 | 15.5 | 8.5 | 1.94 | R-454B | 650
218483953 | DAY & NIGHT | D5CUHAH18AAK+KSAIC0701230 | EA*5X25M17A* | *92MSN0601412A* | Split System | 17900 | 15.2 | 8.1 | 1.85 | R-454B | 650
218483918 | DAY & NIGHT | D5CUHAH18AAK+KSAIC0701230 | EA*5X25M17A* | *80MSU0601716A* | Split System | 18300 | 15.5 | 8.1 | 1.9 | R-454B | 650
218483915 | AIRQUEST | D5CUHAH18AAK+KSAIC0701230 | EA*5X25M17A* | *80MSU0601716A* | Split System | 18300 | 15.5 | 8.1 | 1.9 | R-454B | 650
218483866 | AIRQUEST | D5CUHAH18AAK+KSAIC0701230 | EA*5X25M17A* | *80MS(N,L)0701712A* | Split System | 18200 | 15.5 | 8.5 | 1.94 | R-454B | 650
218483887 | AIRQUEST | D5CUHAH18AAK+KSAIC0701230 | EA*5X25M17A* | *80VSL0451412B* | Split System | 18400 | 15.2 | 8.1 | 1.9 | R-454B | 650
218483873 | AIRQUEST | D5CUHAH18AAK+KSAIC0701230 | EA*5X25M17A* | *80MS(N,L)0701716A* | Split System | 18000 | 15.5 | 8.5 | 1.94 | R-454B | 650
218483957 | AIRQUEST | D5CUHAH18AAK+KSAIC0701230 | EA*5X25M17A* | *92MSN0601714A* | Split System | 18200 | 15.2 | 8.5 | 1.95 | R-454B | 650
218483894 | AIRQUEST | D5CUHAH18AAK+KSAIC0701230 | EA*5X25M17A* | *80VSL0701412B* | Split System | 18300 | 15.5 | 8.1 | 1.9 | R-454B | 650
218483966 | COMFORTMAKER | D5CUHAH18AAK+KSAIC0701230 | EA*5X25M17A* | *92MSN0801716A* | Split System | 18400 | 15.5 | 8.5 | 1.94 | R-454B | 650
218483960 | DAY & NIGHT | D5CUHAH18AAK+KSAIC0701230 | EA*5X25M17A* | *92MSN0601714A* | Split System | 18200 | 15.2 | 8.5 | 1.95 | R-454B | 650
218483890 | DAY & NIGHT | D5CUHAH18AAK+KSAIC0701230 | EA*5X25M17A* | *80VSL0451412B* | Split System | 18400 | 15.2 | 8.1 | 1.9 | R-454B | 650
218480379 | PAYNE HEATING AND COOLING | 37MUHAQ36AA3+KSAIC0701230 | CAA**3617AM* | PG80MSUA36040B** | Split System | 34200 | 15.5 | 8.1 | 1.75 | R-454B | 650
218480314 | BRYANT HEATING AND COOLING SYSTEMS | 37MUHAQ36AA3+KSAIC0701230 | CAA**3717AM* | 82*TB48070V17*** | Split System | 35600 | 15.5 | 8.5 | 1.82 | R-454B | 650
218480372 | BRYANT HEATING AND COOLING SYSTEMS | 37MUHAQ36AA3+KSAIC0701230 | CAA**3617AM* | 82*SB48070V17*** | Split System | 34600 | 15.5 | 8.1 | 1.75 | R-454B | 650
218480407 | BRYANT HEATING AND COOLING SYSTEMS | 37MUHAQ36AA3+KSAIC0701230 | CAA**3617AM* | 935SB36040M17*** | Split System | 34400 | 15.2 | 8.1 | 1.75 | R-454B | 650
218480377 | BRYANT HEATING AND COOLING SYSTEMS | 37MUHAQ36AA3+KSAIC0701230 | CAA**3617AM* | 83*SB36040M17*** | Split System | 34200 | 15.5 | 8.1 | 1.75 | R-454B | 650
218480393 | BRYANT HEATING AND COOLING SYSTEMS | 37MUHAQ36AA3+KSAIC0701230 | CAA**3617AM* | 82*TB48070V17*** | Split System | 34400 | 15.5 | 8.1 | 1.75 | R-454B | 650
218480354 | BRYANT HEATING AND COOLING SYSTEMS | 37MUHAQ36AA3+KSAIC0701230 | CAA**3717AM* | 926TC48080V17*** | Split System | 35600 | 15.5 | 8.5 | 1.84 | R-454B | 650
218483965 | ARCOAIRE | D5CUHAH18AAK+KSAIC0701230 | EA*5X25M17A* | *92MSN0801716A* | Split System | 18400 | 15.5 | 8.5 | 1.94 | R-454B | 650
218483874 | ARCOAIRE | D5CUHAH18AAK+KSAIC0701230 | EA*5X25M17A* | *80MS(N,L)0701716A* | Split System | 18000 | 15.5 | 8.5 | 1.94 | R-454B | 650
218483895 | ARCOAIRE | D5CUHAH18AAK+KSAIC0701230 | EA*5X25M17A* | *80VSL0701412B* | Split System | 18300 | 15.5 | 8.1 | 1.9 | R-454B | 650
218483755 | ARCOAIRE | D5CUHAH18AAK+KSAIC0701230 | EA*5X30M14A* | *80MS(N,L)0451412A* | Split System | 17600 | 15.2 | 8.1 | 1.85 | R-454B | 650
218483762 | ARCOAIRE | D5CUHAH18AAK+KSAIC0701230 | EA*5X30M14A* | *80MS(N,L)0701412A* | Split System | 17800 | 15.2 | 8.5 | 1.9 | R-454B | 650
218483849 | KEEPRITE | D5CUHAH18AAK+KSAIC0701230 | EA*5X25M17A* | *80MS(N,L)0451412A* | Split System | 18200 | 15.5 | 8.5 | 1.94 | R-454B | 650
218483624 | KEEPRITE | D5CUHAH18AAK+KSAIC0701230 | EA*5X30M17A* | *92MSN0801716A* | Split System | 18000 | 15.2 | 8.5 | 1.9 | R-454B | 650
218483774 | HEIL | D5CUHAH18AAK+KSAIC0701230 | EA*5X30M14A* | *80VSL0701412B* | Split System | 17700 | 15.2 | 8.1 | 1.9 | R-454B | 650
218483968 | KEEPRITE | D5CUHAH18AAK+KSAIC0701230 | EA*5X25M17A* | *92MSN0801716A* | Split System | 18400 | 15.5 | 8.5 | 1.94 | R-454B | 650
218483963 | HEIL | D5CUHAH18AAK+KSAIC0701230 | EA*5X25M17A* | *92MSN0801716A* | Split System | 18400 | 15.5 | 8.5 | 1.94 | R-454B | 650
218483865 | HEIL | D5CUHAH18AAK+KSAIC0701230 | EA*5X25M17A* | *80MS(N,L)0701712A* | Split System | 18200 | 15.5 | 8.5 | 1.94 | R-454B | 650
218483891 | KEEPRITE | D5CUHAH18AAK+KSAIC0701230 | EA*5X25M17A* | *80VSL0451412B* | Split System | 18400 | 15.2 | 8.1 | 1.9 | R-454B | 650
218483907 | HEIL | D5CUHAH18AAK+KSAIC0701230 | EA*5X25M17A* | *80MSU0401712A* | Split System | 18300 | 15.5 | 8.1 | 1.9 | R-454B | 650
218480359 | BRYANT HEATING AND COOLING SYSTEMS | 37MUHAQ36AA3+KSAIC0701230 | CAA**3717AM* | 927TA48060V17*** | Split System | 35800 | 15.5 | 8.5 | 1.84 | R-454B | 650
218480409 | PAYNE HEATING AND COOLING | 37MUHAQ36AA3+KSAIC0701230 | CAA**3617AM* | PG95MSUA36040B** | Split System | 34400 | 15.2 | 8.1 | 1.75 | R-454B | 650
218480459 | PAYNE HEATING AND COOLING | 37MUHAQ36AA3+KSAIC0701230 | PF5MN*C42L* |  | Split System | 35800 | 16 | 8.5 | 1.82 | R-454B | 650
218480312 | PAYNE HEATING AND COOLING | 37MUHAQ36AA3+KSAIC0701230 | CAA**3717AM* | PG80VTLB36070A** | Split System | 35600 | 15.5 | 8.5 | 1.82 | R-454B | 650
218480457 | PAYNE HEATING AND COOLING | 37MUHAQ36AA3+KSAIC0701230 | FJ5AN*C42L* |  | Split System | 35800 | 16 | 8.5 | 1.82 | R-454B | 650
218480321 | PAYNE HEATING AND COOLING | 37MUHAQ36AA3+KSAIC0701230 | CAA**3717AM* | PG80VTLB48090B** | Split System | 35600 | 15.5 | 8.5 | 1.84 | R-454B | 650
218480423 | PAYNE HEATING AND COOLING | 37MUHAQ36AA3+KSAIC0701230 | CAA**3617AM* | PG96VTAB48060B** | Split System | 34400 | 15.2 | 8.1 | 1.75 | R-454B | 650
218480624 | PAYNE HEATING AND COOLING | 37MUHAQ36AA3+KSAIC0701230 | CAA**4321AM* | PG80MS(A,L)A48070C** | Split System | 36200 | 15.5 | 8.5 | 1.84 | R-454B | 650
218480387 | PAYNE HEATING AND COOLING | 37MUHAQ36AA3+KSAIC0701230 | CAA**3617AM* | PG80VTLB36045A** | Split System | 34200 | 15.5 | 8.1 | 1.75 | R-454B | 650
218480337 | PAYNE HEATING AND COOLING | 37MUHAQ36AA3+KSAIC0701230 | CAA**3717AM* | PG95MSUA48060B** | Split System | 35600 | 15.5 | 8.5 | 1.84 | R-454B | 650
218480351 | PAYNE HEATING AND COOLING | 37MUHAQ36AA3+KSAIC0701230 | CAA**3717AM* | PG96VTAB48060B** | Split System | 35800 | 15.5 | 8.5 | 1.84 | R-454B | 650
218522103 | CHAMPION HEATING AND COOLING | HH836E2S11 | CTF36C5CDS2+JMC16C2SN1 |  | Split System | 34800 | 19 | 9 | 2 | R-454B | 650
218520693 | CHAMPION HEATING AND COOLING | HH860E2S11 | CTF60C5CHS2 | Z8VT100C20SMPC1 | Split System | 53000 | 19 | 9 | 2 | R-454B | 650
218520753 | CHAMPION HEATING AND COOLING | HH860E2S11 | CTF60C5CHS2 | TL8E100C20UH11 | Split System | 53000 | 19 | 9 | 2 | R-454B | 650
218520915 | CHAMPION HEATING AND COOLING | HH860E2S11 | CTM60C5CHS2 | TL8E100C20UH11 | Split System | 53000 | 19 | 9 | 2 | R-454B | 650
218520947 | CHAMPION HEATING AND COOLING | HH860E2S11 | CTM60C5CHS2 | Z8VT100C20SMPC1 | Split System | 53500 | 19 | 9 | 2 | R-454B | 650
218520737 | CHAMPION HEATING AND COOLING | HH860E2S11 | CTF60C5CHS2 | Z8ES120C20SMPS1 | Split System | 53500 | 19 | 9 | 2 | R-454B | 650
218520741 | CHAMPION HEATING AND COOLING | HH860E2S11 | CTF60C5CHS2 | Z8ES120C20LMPS1 | Split System | 53500 | 19 | 9 | 2 | R-454B | 650
218520939 | CHAMPION HEATING AND COOLING | HH860E2S11 | CTM60C5CHS2 | Z8ES120C20LMPS1 | Split System | 53500 | 19 | 9 | 2 | R-454B | 650
218520705 | CHAMPION HEATING AND COOLING | HH860E2S11 | CTF60C5CHS2 | Z8ET120C20LMPS1 | Split System | 54000 | 19 | 9 | 2 | R-454B | 650
218520745 | CHAMPION HEATING AND COOLING | HH860E2S11 | CTF60C5CHS2 | Z8ES080C20SMPS1 | Split System | 54000 | 19 | 9 | 2 | R-454B | 650
218520885 | CHAMPION HEATING AND COOLING | HH860E2S11 | CTM60C5CHS2 | Z8ES080C20LMPS1 | Split System | 54000 | 19 | 9 | 2 | R-454B | 650
218520881 | CHAMPION HEATING AND COOLING | HH860E2S11 | CTM60C5CHS2 | Z8ES080C20SMPS1 | Split System | 54000 | 19 | 9 | 2 | R-454B | 650
218522508 | COLEMAN | HH836E2S11 | CTU48C5XFS2+TXV | Z8ET120C20LMPS1 | Split System | 32600 | 19 | 9 | 2 | R-454B | 650
218522504 | COLEMAN | HH836E2S11 | CTF48C5CFS2 | Z8ET120C20LMPS1 | Split System | 32600 | 19 | 9 | 2 | R-454B | 650
218522520 | COLEMAN | HH836E2S11 | CTF48C5CFS2 | Z8ET080C16LMPS1 | Split System | 32800 | 19 | 9 | 2 | R-454B | 650
218522468 | COLEMAN | HH836E2S11 | CTU48C5XFS2+TXV | Z8VT100C20SMPC1 | Split System | 32800 | 19 | 9 | 2 | R-454B | 650
218522464 | COLEMAN | HH836E2S11 | CTF48C5CFS2 | Z8VT100C20SMPC1 | Split System | 32800 | 19 | 9 | 2 | R-454B | 650
218521784 | COLEMAN | HH836E2S11 | CTM48C5CFS2 | Z8ET120C20LMPS1 | Split System | 32800 | 19 | 9 | 2 | R-454B | 650
218521776 | COLEMAN | HH836E2S11 | CTM48C5CFS2 | Z8VT100C20SMPC1 | Split System | 32800 | 19 | 9 | 2 | R-454B | 650
218522524 | COLEMAN | HH836E2S11 | CTU48C5XFS2+TXV | Z8ET080C16LMPS1 | Split System | 32800 | 19 | 9 | 2 | R-454B | 650
218521788 | COLEMAN | HH836E2S11 | CTM48C5CFS2 | Z8ET080C16LMPS1 | Split System | 32800 | 19 | 9 | 2 | R-454B | 650
218522480 | COLEMAN | HH836E2S11 | CTF48C5CFS2 | Z8VT100C16SMPC1 | Split System | 32800 | 19 | 9 | 2 | R-454B | 650
218522484 | COLEMAN | HH836E2S11 | CTU48C5XFS2+TXV | Z8VT100C16SMPC1 | Split System | 32800 | 19 | 9 | 2 | R-454B | 650
218521772 | COLEMAN | HH836E2S11 | CTM48C5CFS2 | Z8VT100C16SMPC1 | Split System | 32800 | 19 | 9 | 2 | R-454B | 650
218522500 | COLEMAN | HH836E2S11 | CTU48C5XFS2+TXV | Z8ET100C20LMPS1 | Split System | 33000 | 19 | 9 | 2 | R-454B | 650
218522496 | COLEMAN | HH836E2S11 | CTF48C5CFS2 | Z8ET100C20LMPS1 | Split System | 33000 | 19 | 9 | 2 | R-454B | 650
218521266 | COLEMAN | HH836E2S11 | CTF36B5ADS2 | Z8ET080B12LMPS1 | Split System | 33200 | 19 | 9 | 2 | R-454B | 650
218521274 | COLEMAN | HH836E2S11 | CTU36B5XDS2+TXV | Z8ET080B12LMPS1 | Split System | 33200 | 19 | 9 | 2 | R-454B | 650
218521796 | COLEMAN | HH836E2S11 | CTM48C5CFS2 | Z8ET100C20LMPS1 | Split System | 33200 | 19 | 9 | 2 | R-454B | 650
218521318 | COLEMAN | HH836E2S11 | CTM36C5ADS2 | Z8ET120C20LMPS1 | Split System | 33400 | 19 | 9 | 2 | R-454B | 650
218521848 | COLEMAN | HH836E2S11 | CTF36C5ADS2 | Z8ET120C20LMPS1 | Split System | 33400 | 19 | 9 | 2 | R-454B | 650
218521322 | COLEMAN | HH836E2S11 | CTM36C5CDS2 | Z8ET120C20LMPS1 | Split System | 33400 | 19 | 9 | 2 | R-454B | 650
218522488 | COLEMAN | HH836E2S11 | CTF48C5CFS2 | Z8VT120C20SMPC1 | Split System | 33400 | 19 | 9 | 2 | R-454B | 650
218522472 | COLEMAN | HH836E2S11 | CTF48C5CFS2 | Z8VT080C16SMPC1 | Split System | 33400 | 19 | 9 | 2 | R-454B | 650
218522476 | COLEMAN | HH836E2S11 | CTU48C5XFS2+TXV | Z8VT080C16SMPC1 | Split System | 33400 | 19 | 9 | 2 | R-454B | 650
218522492 | COLEMAN | HH836E2S11 | CTU48C5XFS2+TXV | Z8VT120C20SMPC1 | Split System | 33400 | 19 | 9 | 2 | R-454B | 650
218521768 | COLEMAN | HH836E2S11 | CTM48C5CFS2 | Z8VT080C16SMPC1 | Split System | 33400 | 19 | 9 | 2 | R-454B | 650
218522512 | COLEMAN | HH836E2S11 | CTF48C5CFS2 | Z8ET100C16LMPS1 | Split System | 33600 | 19 | 9 | 2 | R-454B | 650
218522516 | COLEMAN | HH836E2S11 | CTU48C5XFS2+TXV | Z8ET100C16LMPS1 | Split System | 33600 | 19 | 9 | 2 | R-454B | 650
218521792 | COLEMAN | HH836E2S11 | CTM48C5CFS2 | Z8ET100C16LMPS1 | Split System | 33600 | 19 | 9 | 2 | R-454B | 650
218521314 | COLEMAN | HH836E2S11 | CTM36C5CDS2 | Z8ET100C20LMPS1 | Split System | 33800 | 19 | 9 | 2 | R-454B | 650
218521812 | COLEMAN | HH836E2S11 | CTF36C5CDS2 | Z8ET100C20LMPS1 | Split System | 33800 | 19 | 9 | 2 | R-454B | 650
218521310 | COLEMAN | HH836E2S11 | CTM36C5ADS2 | Z8ET100C20LMPS1 | Split System | 33800 | 19 | 9 | 2 | R-454B | 650
218521334 | COLEMAN | HH836E2S11 | CTM36C5ADS2 | Z8VT120C20SMPC1 | Split System | 33800 | 19 | 9 | 2 | R-454B | 650
218521338 | COLEMAN | HH836E2S11 | CTM36C5CDS2 | Z8VT120C20SMPC1 | Split System | 33800 | 19 | 9 | 2 | R-454B | 650
218521808 | COLEMAN | HH836E2S11 | CTF36C5ADS2 | Z8ET100C20LMPS1 | Split System | 33800 | 19 | 9 | 2 | R-454B | 650
218521650 | COLEMAN | HH836E2S11 | CTM48C5AFS2+JMVT16CC2N1 |  | Split System | 34000 | 19 | 9 | 2 | R-454B | 650
218521226 | COLEMAN | HH836E2S11 | CTU36B5XDS2+JMC12B2SN1+TXV |  | Split System | 34000 | 19 | 9 | 2 | R-454B | 650
218521646 | COLEMAN | HH836E2S11 | CTM48C5CFS2+JMC17C2SN1 |  | Split System | 34000 | 19 | 9 | 2 | R-454B | 650
218521222 | COLEMAN | HH836E2S11 | CTF36B5CDS2+JMC12B2SN1 |  | Split System | 34000 | 19 | 9 | 2 | R-454B | 650
218521238 | COLEMAN | HH836E2S11 | CTU36B5XDS2+JMVT12BC2N1+TXV |  | Split System | 34000 | 19 | 9 | 2 | R-454B | 650
218521234 | COLEMAN | HH836E2S11 | CTF36B5CDS2+JMVT12BC2N1 |  | Split System | 34000 | 19 | 9 | 2 | R-454B | 650
218521642 | COLEMAN | HH836E2S11 | CTM48C5AFS2+JMC17C2SN1 |  | Split System | 34000 | 19 | 9 | 2 | R-454B | 650
218521736 | COLEMAN | HH836E2S11 | CTM48C5CFS2 | Z8ES120C16SMPS1 | Split System | 34000 | 19 | 9 | 2 | R-454B | 650
218521230 | COLEMAN | HH836E2S11 | CTF36B5ADS2+JMVT12BC2N1 |  | Split System | 34000 | 19 | 9 | 2 | R-454B | 650
218521218 | COLEMAN | HH836E2S11 | CTF36B5ADS2+JMC12B2SN1 |  | Split System | 34000 | 19 | 9 | 2 | R-454B | 650
218521654 | COLEMAN | HH836E2S11 | CTM48C5CFS2+JMVT16CC2N1 |  | Split System | 34000 | 19 | 9 | 2 | R-454B | 650
218521740 | COLEMAN | HH836E2S11 | CTM48C5CFS2 | Z8ES120C16LMPS1 | Split System | 34000 | 19 | 9 | 2 | R-454B | 650
218522448 | COLEMAN | HH836E2S11 | CTU48C5XFS2+TXV | Z8ES120C16SMPS1 | Split System | 34000 | 19 | 9 | 2 | R-454B | 650
218522440 | COLEMAN | HH836E2S11 | CTF48C5CFS2 | Z8ES120C16SMPS1 | Split System | 34000 | 19 | 9 | 2 | R-454B | 650
218522444 | COLEMAN | HH836E2S11 | CTF48C5CFS2 | Z8ES120C16LMPS1 | Split System | 34000 | 19 | 9 | 2 | R-454B | 650
218522452 | COLEMAN | HH836E2S11 | CTU48C5XFS2+TXV | Z8ES120C16LMPS1 | Split System | 34000 | 19 | 9 | 2 | R-454B | 650
218521634 | COLEMAN | HH836E2S11 | CTM48C5AFS2+JMVT17CC2N1 |  | Split System | 34000 | 19 | 9 | 2 | R-454B | 650
218521638 | COLEMAN | HH836E2S11 | CTM48C5CFS2+JMVT17CC2N1 |  | Split System | 34000 | 19 | 9 | 2 | R-454B | 650
218521350 | COLEMAN | HH836E2S11 | CTM36C5ADS2+JMVT16CC2N1 |  | Split System | 34400 | 19 | 9 | 2 | R-454B | 650
218521362 | COLEMAN | HH836E2S11 | CTM36C5CDS2+JMC17C2SN1 |  | Split System | 34400 | 19 | 9 | 2 | R-454B | 650
218521398 | COLEMAN | HH836E2S11 | CTM36C5ADS2+JMC16C2SN1 |  | Split System | 34400 | 19 | 9 | 2 | R-454B | 650
218521932 | COLEMAN | HH836E2S11 | CTF36C5ADS2+JMC17C2SN1 |  | Split System | 34400 | 19 | 9 | 2 | R-454B | 650
218521546 | COLEMAN | HH836E2S11 | CTM36C5CDS2+JMVT17CC2N1 |  | Split System | 34400 | 19 | 9 | 2 | R-454B | 650
218521354 | COLEMAN | HH836E2S11 | CTM36C5CDS2+JMVT16CC2N1 |  | Split System | 34400 | 19 | 9 | 2 | R-454B | 650
218521358 | COLEMAN | HH836E2S11 | CTM36C5ADS2+JMC17C2SN1 |  | Split System | 34400 | 19 | 9 | 2 | R-454B | 650
218521542 | COLEMAN | HH836E2S11 | CTM36C5ADS2+JMVT17CC2N1 |  | Split System | 34400 | 19 | 9 | 2 | R-454B | 650
218521402 | COLEMAN | HH836E2S11 | CTM36C5CDS2+JMC16C2SN1 |  | Split System | 34400 | 19 | 9 | 2 | R-454B | 650
218521936 | COLEMAN | HH836E2S11 | CTF36C5CDS2+JMC17C2SN1 |  | Split System | 34400 | 19 | 9 | 2 | R-454B | 650
218521662 | COLEMAN | HH836E2S11 | CTM48C5CFS2+JMC16C2SN1 |  | Split System | 34400 | 19 | 9 | 2 | R-454B | 650
218521658 | COLEMAN | HH836E2S11 | CTM48C5AFS2+JMC16C2SN1 |  | Split System | 34400 | 19 | 9 | 2 | R-454B | 650
218522388 | COLEMAN | HH836E2S11 | CTF48C5CFS2+JMC16C2SN1 |  | Split System | 34400 | 19 | 9 | 2 | R-454B | 650
218522360 | COLEMAN | HH836E2S11 | CTF48C5CFS2+JMC17C2SN1 |  | Split System | 34400 | 19 | 9 | 2 | R-454B | 650
218522364 | COLEMAN | HH836E2S11 | CTU48C5XFS2+JMC17C2SN1+TXV |  | Split System | 34400 | 19 | 9 | 2 | R-454B | 650
218522412 | COLEMAN | HH836E2S11 | CTF48C5CFS2+JMVT17CC2N1 |  | Split System | 34400 | 19 | 9 | 2 | R-454B | 650
218522356 | COLEMAN | HH836E2S11 | CTF48C5AFS2+JMC17C2SN1 |  | Split System | 34400 | 19 | 9 | 2 | R-454B | 650
218522404 | COLEMAN | HH836E2S11 | CTU48C5XFS2+JMVT16CC2N1+TXV |  | Split System | 34400 | 19 | 9 | 2 | R-454B | 650
218522408 | COLEMAN | HH836E2S11 | CTF48C5AFS2+JMVT17CC2N1 |  | Split System | 34400 | 19 | 9 | 2 | R-454B | 650
218522396 | COLEMAN | HH836E2S11 | CTF48C5AFS2+JMVT16CC2N1 |  | Split System | 34400 | 19 | 9 | 2 | R-454B | 650
218522384 | COLEMAN | HH836E2S11 | CTF48C5AFS2+JMC16C2SN1 |  | Split System | 34400 | 19 | 9 | 2 | R-454B | 650
218522400 | COLEMAN | HH836E2S11 | CTF48C5CFS2+JMVT16CC2N1 |  | Split System | 34400 | 19 | 9 | 2 | R-454B | 650
218522416 | COLEMAN | HH836E2S11 | CTU48C5XFS2+JMVT17CC2N1+TXV |  | Split System | 34400 | 19 | 9 | 2 | R-454B | 650
218522392 | COLEMAN | HH836E2S11 | CTU48C5XFS2+JMC16C2SN1+TXV |  | Split System | 34400 | 19 | 9 | 2 | R-454B | 650
218522084 | COLEMAN | HH836E2S11 | CTF36C5CDS2+JMVT16CC2N1 |  | Split System | 34800 | 19 | 9 | 2 | R-454B | 650
218522080 | COLEMAN | HH836E2S11 | CTF36C5ADS2+JMVT16CC2N1 |  | Split System | 34800 | 19 | 9 | 2 | R-454B | 650
218522096 | COLEMAN | HH836E2S11 | CTF36C5ADS2+JMC16C2SN1 |  | Split System | 34800 | 19 | 9 | 2 | R-454B | 650
218522088 | COLEMAN | HH836E2S11 | CTF36C5ADS2+JMVT17CC2N1 |  | Split System | 34800 | 19 | 9 | 2 | R-454B | 650
218522092 | COLEMAN | HH836E2S11 | CTF36C5CDS2+JMVT17CC2N1 |  | Split System | 34800 | 19 | 9 | 2 | R-454B | 650
218522100 | COLEMAN | HH836E2S11 | CTF36C5CDS2+JMC16C2SN1 |  | Split System | 34800 | 19 | 9 | 2 | R-454B | 650
218520690 | COLEMAN | HH860E2S11 | CTF60C5CHS2 | Z8VT100C20SMPC1 | Split System | 53000 | 19 | 9 | 2 | R-454B | 650
218520912 | COLEMAN | HH860E2S11 | CTM60C5CHS2 | TL8E100C20UH11 | Split System | 53000 | 19 | 9 | 2 | R-454B | 650
218520750 | COLEMAN | HH860E2S11 | CTF60C5CHS2 | TL8E100C20UH11 | Split System | 53000 | 19 | 9 | 2 | R-454B | 650
218520944 | COLEMAN | HH860E2S11 | CTM60C5CHS2 | Z8VT100C20SMPC1 | Split System | 53500 | 19 | 9 | 2 | R-454B | 650
218520734 | COLEMAN | HH860E2S11 | CTF60C5CHS2 | Z8ES120C20SMPS1 | Split System | 53500 | 19 | 9 | 2 | R-454B | 650
218520738 | COLEMAN | HH860E2S11 | CTF60C5CHS2 | Z8ES120C20LMPS1 | Split System | 53500 | 19 | 9 | 2 | R-454B | 650
218520936 | COLEMAN | HH860E2S11 | CTM60C5CHS2 | Z8ES120C20LMPS1 | Split System | 53500 | 19 | 9 | 2 | R-454B | 650
218520746 | COLEMAN | HH860E2S11 | CTF60C5CHS2 | Z8ES080C20LMPS1 | Split System | 54000 | 19 | 9 | 2 | R-454B | 650
218520878 | COLEMAN | HH860E2S11 | CTM60C5CHS2 | Z8ES080C20SMPS1 | Split System | 54000 | 19 | 9 | 2 | R-454B | 650
218520742 | COLEMAN | HH860E2S11 | CTF60C5CHS2 | Z8ES080C20SMPS1 | Split System | 54000 | 19 | 9 | 2 | R-454B | 650
218522510 | FRASER-JOHNSTON | HH836E2S11 | CTU48C5XFS2+TXV | Z8ET120C20LMPS1 | Split System | 32600 | 19 | 9 | 2 | R-454B | 650
218522466 | FRASER-JOHNSTON | HH836E2S11 | CTF48C5CFS2 | Z8VT100C20SMPC1 | Split System | 32800 | 19 | 9 | 2 | R-454B | 650
218522526 | FRASER-JOHNSTON | HH836E2S11 | CTU48C5XFS2+TXV | Z8ET080C16LMPS1 | Split System | 32800 | 19 | 9 | 2 | R-454B | 650
218522470 | FRASER-JOHNSTON | HH836E2S11 | CTU48C5XFS2+TXV | Z8VT100C20SMPC1 | Split System | 32800 | 19 | 9 | 2 | R-454B | 650
218521778 | FRASER-JOHNSTON | HH836E2S11 | CTM48C5CFS2 | Z8VT100C20SMPC1 | Split System | 32800 | 19 | 9 | 2 | R-454B | 650
218521790 | FRASER-JOHNSTON | HH836E2S11 | CTM48C5CFS2 | Z8ET080C16LMPS1 | Split System | 32800 | 19 | 9 | 2 | R-454B | 650
218521786 | FRASER-JOHNSTON | HH836E2S11 | CTM48C5CFS2 | Z8ET120C20LMPS1 | Split System | 32800 | 19 | 9 | 2 | R-454B | 650
218522482 | FRASER-JOHNSTON | HH836E2S11 | CTF48C5CFS2 | Z8VT100C16SMPC1 | Split System | 32800 | 19 | 9 | 2 | R-454B | 650
218522486 | FRASER-JOHNSTON | HH836E2S11 | CTU48C5XFS2+TXV | Z8VT100C16SMPC1 | Split System | 32800 | 19 | 9 | 2 | R-454B | 650
218521774 | FRASER-JOHNSTON | HH836E2S11 | CTM48C5CFS2 | Z8VT100C16SMPC1 | Split System | 32800 | 19 | 9 | 2 | R-454B | 650
218522498 | FRASER-JOHNSTON | HH836E2S11 | CTF48C5CFS2 | Z8ET100C20LMPS1 | Split System | 33000 | 19 | 9 | 2 | R-454B | 650
218522502 | FRASER-JOHNSTON | HH836E2S11 | CTU48C5XFS2+TXV | Z8ET100C20LMPS1 | Split System | 33000 | 19 | 9 | 2 | R-454B | 650
218521276 | FRASER-JOHNSTON | HH836E2S11 | CTU36B5XDS2+TXV | Z8ET080B12LMPS1 | Split System | 33200 | 19 | 9 | 2 | R-454B | 650
218521268 | FRASER-JOHNSTON | HH836E2S11 | CTF36B5ADS2 | Z8ET080B12LMPS1 | Split System | 33200 | 19 | 9 | 2 | R-454B | 650
218521272 | FRASER-JOHNSTON | HH836E2S11 | CTF36B5CDS2 | Z8ET080B12LMPS1 | Split System | 33200 | 19 | 9 | 2 | R-454B | 650
218521798 | FRASER-JOHNSTON | HH836E2S11 | CTM48C5CFS2 | Z8ET100C20LMPS1 | Split System | 33200 | 19 | 9 | 2 | R-454B | 650
218521850 | FRASER-JOHNSTON | HH836E2S11 | CTF36C5ADS2 | Z8ET120C20LMPS1 | Split System | 33400 | 19 | 9 | 2 | R-454B | 650
218521320 | FRASER-JOHNSTON | HH836E2S11 | CTM36C5ADS2 | Z8ET120C20LMPS1 | Split System | 33400 | 19 | 9 | 2 | R-454B | 650
218521324 | FRASER-JOHNSTON | HH836E2S11 | CTM36C5CDS2 | Z8ET120C20LMPS1 | Split System | 33400 | 19 | 9 | 2 | R-454B | 650
218521854 | FRASER-JOHNSTON | HH836E2S11 | CTF36C5CDS2 | Z8ET120C20LMPS1 | Split System | 33400 | 19 | 9 | 2 | R-454B | 650
218522474 | FRASER-JOHNSTON | HH836E2S11 | CTF48C5CFS2 | Z8VT080C16SMPC1 | Split System | 33400 | 19 | 9 | 2 | R-454B | 650
218522478 | FRASER-JOHNSTON | HH836E2S11 | CTU48C5XFS2+TXV | Z8VT080C16SMPC1 | Split System | 33400 | 19 | 9 | 2 | R-454B | 650
218522490 | FRASER-JOHNSTON | HH836E2S11 | CTF48C5CFS2 | Z8VT120C20SMPC1 | Split System | 33400 | 19 | 9 | 2 | R-454B | 650
218522494 | FRASER-JOHNSTON | HH836E2S11 | CTU48C5XFS2+TXV | Z8VT120C20SMPC1 | Split System | 33400 | 19 | 9 | 2 | R-454B | 650
218521770 | FRASER-JOHNSTON | HH836E2S11 | CTM48C5CFS2 | Z8VT080C16SMPC1 | Split System | 33400 | 19 | 9 | 2 | R-454B | 650
218522518 | FRASER-JOHNSTON | HH836E2S11 | CTU48C5XFS2+TXV | Z8ET100C16LMPS1 | Split System | 33600 | 19 | 9 | 2 | R-454B | 650
218522514 | FRASER-JOHNSTON | HH836E2S11 | CTF48C5CFS2 | Z8ET100C16LMPS1 | Split System | 33600 | 19 | 9 | 2 | R-454B | 650
218521794 | FRASER-JOHNSTON | HH836E2S11 | CTM48C5CFS2 | Z8ET100C16LMPS1 | Split System | 33600 | 19 | 9 | 2 | R-454B | 650
218521316 | FRASER-JOHNSTON | HH836E2S11 | CTM36C5CDS2 | Z8ET100C20LMPS1 | Split System | 33800 | 19 | 9 | 2 | R-454B | 650
218521814 | FRASER-JOHNSTON | HH836E2S11 | CTF36C5CDS2 | Z8ET100C20LMPS1 | Split System | 33800 | 19 | 9 | 2 | R-454B | 650
218521810 | FRASER-JOHNSTON | HH836E2S11 | CTF36C5ADS2 | Z8ET100C20LMPS1 | Split System | 33800 | 19 | 9 | 2 | R-454B | 650
218521312 | FRASER-JOHNSTON | HH836E2S11 | CTM36C5ADS2 | Z8ET100C20LMPS1 | Split System | 33800 | 19 | 9 | 2 | R-454B | 650
218521340 | FRASER-JOHNSTON | HH836E2S11 | CTM36C5CDS2 | Z8VT120C20SMPC1 | Split System | 33800 | 19 | 9 | 2 | R-454B | 650
218521228 | FRASER-JOHNSTON | HH836E2S11 | CTU36B5XDS2+JMC12B2SN1+TXV |  | Split System | 34000 | 19 | 9 | 2 | R-454B | 650
218521644 | FRASER-JOHNSTON | HH836E2S11 | CTM48C5AFS2+JMC17C2SN1 |  | Split System | 34000 | 19 | 9 | 2 | R-454B | 650
218521648 | FRASER-JOHNSTON | HH836E2S11 | CTM48C5CFS2+JMC17C2SN1 |  | Split System | 34000 | 19 | 9 | 2 | R-454B | 650
218521232 | FRASER-JOHNSTON | HH836E2S11 | CTF36B5ADS2+JMVT12BC2N1 |  | Split System | 34000 | 19 | 9 | 2 | R-454B | 650
218521220 | FRASER-JOHNSTON | HH836E2S11 | CTF36B5ADS2+JMC12B2SN1 |  | Split System | 34000 | 19 | 9 | 2 | R-454B | 650
218521240 | FRASER-JOHNSTON | HH836E2S11 | CTU36B5XDS2+JMVT12BC2N1+TXV |  | Split System | 34000 | 19 | 9 | 2 | R-454B | 650
218521652 | FRASER-JOHNSTON | HH836E2S11 | CTM48C5AFS2+JMVT16CC2N1 |  | Split System | 34000 | 19 | 9 | 2 | R-454B | 650
218521656 | FRASER-JOHNSTON | HH836E2S11 | CTM48C5CFS2+JMVT16CC2N1 |  | Split System | 34000 | 19 | 9 | 2 | R-454B | 650
218521236 | FRASER-JOHNSTON | HH836E2S11 | CTF36B5CDS2+JMVT12BC2N1 |  | Split System | 34000 | 19 | 9 | 2 | R-454B | 650
218521224 | FRASER-JOHNSTON | HH836E2S11 | CTF36B5CDS2+JMC12B2SN1 |  | Split System | 34000 | 19 | 9 | 2 | R-454B | 650
218521742 | FRASER-JOHNSTON | HH836E2S11 | CTM48C5CFS2 | Z8ES120C16LMPS1 | Split System | 34000 | 19 | 9 | 2 | R-454B | 650
218522442 | FRASER-JOHNSTON | HH836E2S11 | CTF48C5CFS2 | Z8ES120C16SMPS1 | Split System | 34000 | 19 | 9 | 2 | R-454B | 650
218522450 | FRASER-JOHNSTON | HH836E2S11 | CTU48C5XFS2+TXV | Z8ES120C16SMPS1 | Split System | 34000 | 19 | 9 | 2 | R-454B | 650
218522446 | FRASER-JOHNSTON | HH836E2S11 | CTF48C5CFS2 | Z8ES120C16LMPS1 | Split System | 34000 | 19 | 9 | 2 | R-454B | 650
218522454 | FRASER-JOHNSTON | HH836E2S11 | CTU48C5XFS2+TXV | Z8ES120C16LMPS1 | Split System | 34000 | 19 | 9 | 2 | R-454B | 650
218521636 | FRASER-JOHNSTON | HH836E2S11 | CTM48C5AFS2+JMVT17CC2N1 |  | Split System | 34000 | 19 | 9 | 2 | R-454B | 650
218521640 | FRASER-JOHNSTON | HH836E2S11 | CTM48C5CFS2+JMVT17CC2N1 |  | Split System | 34000 | 19 | 9 | 2 | R-454B | 650
218521364 | FRASER-JOHNSTON | HH836E2S11 | CTM36C5CDS2+JMC17C2SN1 |  | Split System | 34400 | 19 | 9 | 2 | R-454B | 650
218521934 | FRASER-JOHNSTON | HH836E2S11 | CTF36C5ADS2+JMC17C2SN1 |  | Split System | 34400 | 19 | 9 | 2 | R-454B | 650
218521400 | FRASER-JOHNSTON | HH836E2S11 | CTM36C5ADS2+JMC16C2SN1 |  | Split System | 34400 | 19 | 9 | 2 | R-454B | 650
218521360 | FRASER-JOHNSTON | HH836E2S11 | CTM36C5ADS2+JMC17C2SN1 |  | Split System | 34400 | 19 | 9 | 2 | R-454B | 650
218521356 | FRASER-JOHNSTON | HH836E2S11 | CTM36C5CDS2+JMVT16CC2N1 |  | Split System | 34400 | 19 | 9 | 2 | R-454B | 650
218521548 | FRASER-JOHNSTON | HH836E2S11 | CTM36C5CDS2+JMVT17CC2N1 |  | Split System | 34400 | 19 | 9 | 2 | R-454B | 650
218521404 | FRASER-JOHNSTON | HH836E2S11 | CTM36C5CDS2+JMC16C2SN1 |  | Split System | 34400 | 19 | 9 | 2 | R-454B | 650
218521544 | FRASER-JOHNSTON | HH836E2S11 | CTM36C5ADS2+JMVT17CC2N1 |  | Split System | 34400 | 19 | 9 | 2 | R-454B | 650
218521660 | FRASER-JOHNSTON | HH836E2S11 | CTM48C5AFS2+JMC16C2SN1 |  | Split System | 34400 | 19 | 9 | 2 | R-454B | 650
218521664 | FRASER-JOHNSTON | HH836E2S11 | CTM48C5CFS2+JMC16C2SN1 |  | Split System | 34400 | 19 | 9 | 2 | R-454B | 650
218522414 | FRASER-JOHNSTON | HH836E2S11 | CTF48C5CFS2+JMVT17CC2N1 |  | Split System | 34400 | 19 | 9 | 2 | R-454B | 650
218522398 | FRASER-JOHNSTON | HH836E2S11 | CTF48C5AFS2+JMVT16CC2N1 |  | Split System | 34400 | 19 | 9 | 2 | R-454B | 650
218522386 | FRASER-JOHNSTON | HH836E2S11 | CTF48C5AFS2+JMC16C2SN1 |  | Split System | 34400 | 19 | 9 | 2 | R-454B | 650
218522358 | FRASER-JOHNSTON | HH836E2S11 | CTF48C5AFS2+JMC17C2SN1 |  | Split System | 34400 | 19 | 9 | 2 | R-454B | 650
218522362 | FRASER-JOHNSTON | HH836E2S11 | CTF48C5CFS2+JMC17C2SN1 |  | Split System | 34400 | 19 | 9 | 2 | R-454B | 650
218522410 | FRASER-JOHNSTON | HH836E2S11 | CTF48C5AFS2+JMVT17CC2N1 |  | Split System | 34400 | 19 | 9 | 2 | R-454B | 650
218522402 | FRASER-JOHNSTON | HH836E2S11 | CTF48C5CFS2+JMVT16CC2N1 |  | Split System | 34400 | 19 | 9 | 2 | R-454B | 650
218522366 | FRASER-JOHNSTON | HH836E2S11 | CTU48C5XFS2+JMC17C2SN1+TXV |  | Split System | 34400 | 19 | 9 | 2 | R-454B | 650
218522418 | FRASER-JOHNSTON | HH836E2S11 | CTU48C5XFS2+JMVT17CC2N1+TXV |  | Split System | 34400 | 19 | 9 | 2 | R-454B | 650
218522390 | FRASER-JOHNSTON | HH836E2S11 | CTF48C5CFS2+JMC16C2SN1 |  | Split System | 34400 | 19 | 9 | 2 | R-454B | 650
218522394 | FRASER-JOHNSTON | HH836E2S11 | CTU48C5XFS2+JMC16C2SN1+TXV |  | Split System | 34400 | 19 | 9 | 2 | R-454B | 650
218522098 | FRASER-JOHNSTON | HH836E2S11 | CTF36C5ADS2+JMC16C2SN1 |  | Split System | 34800 | 19 | 9 | 2 | R-454B | 650
218522082 | FRASER-JOHNSTON | HH836E2S11 | CTF36C5ADS2+JMVT16CC2N1 |  | Split System | 34800 | 19 | 9 | 2 | R-454B | 650
218522086 | FRASER-JOHNSTON | HH836E2S11 | CTF36C5CDS2+JMVT16CC2N1 |  | Split System | 34800 | 19 | 9 | 2 | R-454B | 650
218522102 | FRASER-JOHNSTON | HH836E2S11 | CTF36C5CDS2+JMC16C2SN1 |  | Split System | 34800 | 19 | 9 | 2 | R-454B | 650
218522094 | FRASER-JOHNSTON | HH836E2S11 | CTF36C5CDS2+JMVT17CC2N1 |  | Split System | 34800 | 19 | 9 | 2 | R-454B | 650
218522090 | FRASER-JOHNSTON | HH836E2S11 | CTF36C5ADS2+JMVT17CC2N1 |  | Split System | 34800 | 19 | 9 | 2 | R-454B | 650
218520692 | FRASER-JOHNSTON | HH860E2S11 | CTF60C5CHS2 | Z8VT100C20SMPC1 | Split System | 53000 | 19 | 9 | 2 | R-454B | 650
218520914 | FRASER-JOHNSTON | HH860E2S11 | CTM60C5CHS2 | TL8E100C20UH11 | Split System | 53000 | 19 | 9 | 2 | R-454B | 650
218520752 | FRASER-JOHNSTON | HH860E2S11 | CTF60C5CHS2 | TL8E100C20UH11 | Split System | 53000 | 19 | 9 | 2 | R-454B | 650
218520946 | FRASER-JOHNSTON | HH860E2S11 | CTM60C5CHS2 | Z8VT100C20SMPC1 | Split System | 53500 | 19 | 9 | 2 | R-454B | 650
218520934 | FRASER-JOHNSTON | HH860E2S11 | CTM60C5CHS2 | Z8ES120C20SMPS1 | Split System | 53500 | 19 | 9 | 2 | R-454B | 650
218520740 | FRASER-JOHNSTON | HH860E2S11 | CTF60C5CHS2 | Z8ES120C20LMPS1 | Split System | 53500 | 19 | 9 | 2 | R-454B | 650
218520736 | FRASER-JOHNSTON | HH860E2S11 | CTF60C5CHS2 | Z8ES120C20SMPS1 | Split System | 53500 | 19 | 9 | 2 | R-454B | 650
218520938 | FRASER-JOHNSTON | HH860E2S11 | CTM60C5CHS2 | Z8ES120C20LMPS1 | Split System | 53500 | 19 | 9 | 2 | R-454B | 650
218520748 | FRASER-JOHNSTON | HH860E2S11 | CTF60C5CHS2 | Z8ES080C20LMPS1 | Split System | 54000 | 19 | 9 | 2 | R-454B | 650
218520744 | FRASER-JOHNSTON | HH860E2S11 | CTF60C5CHS2 | Z8ES080C20SMPS1 | Split System | 54000 | 19 | 9 | 2 | R-454B | 650
218520880 | FRASER-JOHNSTON | HH860E2S11 | CTM60C5CHS2 | Z8ES080C20SMPS1 | Split System | 54000 | 19 | 9 | 2 | R-454B | 650
218520884 | FRASER-JOHNSTON | HH860E2S11 | CTM60C5CHS2 | Z8ES080C20LMPS1 | Split System | 54000 | 19 | 9 | 2 | R-454B | 650
218520704 | FRASER-JOHNSTON | HH860E2S11 | CTF60C5CHS2 | Z8ET120C20LMPS1 | Split System | 54000 | 19 | 9 | 2 | R-454B | 650
218600180 | KENMORE | HH836E2S11* | CTF48C5AFS2 | Z8ET120C20LMPS1* | Split System | 32600 | 19 | 9 | 2 | R-454B | 650
218600181 | KENMORE | HH836E2S11* | CTF48C5CFS2 | Z8ET120C20LMPS1* | Split System | 32600 | 19 | 9 | 2 | R-454B | 650
218600039 | KENMORE | HH836E2S11* | CTM48C5CFS2 | Z8VT100C20SMPC1 | Split System | 32800 | 19 | 9 | 2 | R-454B | 650
218600038 | KENMORE | HH836E2S11* | CTM48C5AFS2 | Z8VT100C20SMPC1 | Split System | 32800 | 19 | 9 | 2 | R-454B | 650
218600166 | KENMORE | HH836E2S11* | CTF48C5CFS2 | Z8VT100C20SMPC1 | Split System | 32800 | 19 | 9 | 2 | R-454B | 650
218600042 | KENMORE | HH836E2S11* | CTM48C5AFS2 | Z8ET120C20LMPS1* | Split System | 32800 | 19 | 9 | 2 | R-454B | 650
218600043 | KENMORE | HH836E2S11* | CTM48C5CFS2 | Z8ET120C20LMPS1* | Split System | 32800 | 19 | 9 | 2 | R-454B | 650
218600165 | KENMORE | HH836E2S11* | CTF48C5AFS2 | Z8VT100C20SMPC1 | Split System | 32800 | 19 | 9 | 2 | R-454B | 650
218600044 | KENMORE | HH836E2S11* | CTM48C5AFS2 | Z8ET080C16LMPS1* | Split System | 32800 | 19 | 9 | 2 | R-454B | 650
218600167 | KENMORE | HH836E2S11* | CTU48C5XFS2+TXV | Z8VT100C20SMPC1 | Split System | 32800 | 19 | 9 | 2 | R-454B | 650
218600186 | KENMORE | HH836E2S11* | CTF48C5AFS2 | Z8ET080C16LMPS1* | Split System | 32800 | 19 | 9 | 2 | R-454B | 650
218600172 | KENMORE | HH836E2S11* | CTF48C5CFS2 | Z8VT100C16SMPC1 | Split System | 32800 | 19 | 9 | 2 | R-454B | 650
218600036 | KENMORE | HH836E2S11* | CTM48C5AFS2 | Z8VT100C16SMPC1 | Split System | 32800 | 19 | 9 | 2 | R-454B | 650
218600177 | KENMORE | HH836E2S11* | CTF48C5AFS2 | Z8ET100C20LMPS1* | Split System | 33000 | 19 | 9 | 2 | R-454B | 650
218600179 | KENMORE | HH836E2S11* | CTU48C5XFS2+TXV | Z8ET100C20LMPS1* | Split System | 33000 | 19 | 9 | 2 | R-454B | 650
218600178 | KENMORE | HH836E2S11* | CTF48C5CFS2 | Z8ET100C20LMPS1* | Split System | 33000 | 19 | 9 | 2 | R-454B | 650
218599939 | KENMORE | HH836E2S11* | CTF36B5ADS2 | Z8ET080B12LMPS1* | Split System | 33200 | 19 | 9 | 2 | R-454B | 650
218599941 | KENMORE | HH836E2S11* | CTU36B5XDS2+TXV | Z8ET080B12LMPS1* | Split System | 33200 | 19 | 9 | 2 | R-454B | 650
218599940 | KENMORE | HH836E2S11* | CTF36B5CDS2 | Z8ET080B12LMPS1* | Split System | 33200 | 19 | 9 | 2 | R-454B | 650
218599952 | KENMORE | HH836E2S11* | CTM36C5ADS2 | Z8ET120C20LMPS1* | Split System | 33400 | 19 | 9 | 2 | R-454B | 650
218600034 | KENMORE | HH836E2S11* | CTM48C5AFS2 | Z8VT080C16SMPC1 | Split System | 33400 | 19 | 9 | 2 | R-454B | 650
218600169 | KENMORE | HH836E2S11* | CTF48C5CFS2 | Z8VT080C16SMPC1 | Split System | 33400 | 19 | 9 | 2 | R-454B | 650
218600175 | KENMORE | HH836E2S11* | CTF48C5CFS2 | Z8VT120C20SMPC1 | Split System | 33400 | 19 | 9 | 2 | R-454B | 650
218600176 | KENMORE | HH836E2S11* | CTU48C5XFS2+TXV | Z8VT120C20SMPC1 | Split System | 33400 | 19 | 9 | 2 | R-454B | 650
218600168 | KENMORE | HH836E2S11* | CTF48C5AFS2 | Z8VT080C16SMPC1 | Split System | 33400 | 19 | 9 | 2 | R-454B | 650
218600185 | KENMORE | HH836E2S11* | CTU48C5XFS2+TXV | Z8ET100C16LMPS1* | Split System | 33600 | 19 | 9 | 2 | R-454B | 650
218600047 | KENMORE | HH836E2S11* | CTM48C5CFS2 | Z8ET100C16LMPS1* | Split System | 33600 | 19 | 9 | 2 | R-454B | 650
218599950 | KENMORE | HH836E2S11* | CTM36C5ADS2 | Z8ET100C20LMPS1* | Split System | 33800 | 19 | 9 | 2 | R-454B | 650
218599957 | KENMORE | HH836E2S11* | CTM36C5CDS2 | Z8VT120C20SMPC1 | Split System | 33800 | 19 | 9 | 2 | R-454B | 650
218599951 | KENMORE | HH836E2S11* | CTM36C5CDS2 | Z8ET100C20LMPS1* | Split System | 33800 | 19 | 9 | 2 | R-454B | 650
218600052 | KENMORE | HH836E2S11* | CTF36C5ADS2 | Z8ET100C20LMPS1* | Split System | 33800 | 19 | 9 | 2 | R-454B | 650
218599930 | KENMORE | HH836E2S11* | CTF36B5ADS2+JMC12B2SN1 |  | Split System | 34000 | 19 | 9 | 2 | R-454B | 650
218599932 | KENMORE | HH836E2S11* | CTU36B5XDS2+JMC12B2SN1+TXV |  | Split System | 34000 | 19 | 9 | 2 | R-454B | 650
218600018 | KENMORE | HH836E2S11* | CTM48C5AFS2 | Z8ES120C16SMPS1* | Split System | 34000 | 19 | 9 | 2 | R-454B | 650
218600019 | KENMORE | HH836E2S11* | CTM48C5AFS2 | Z8ES120C16LMPS1* | Split System | 34000 | 19 | 9 | 2 | R-454B | 650
218600000 | KENMORE | HH836E2S11* | CTM48C5AFS2+JMC17C2SN1 |  | Split System | 34000 | 19 | 9 | 2 | R-454B | 650
218600001 | KENMORE | HH836E2S11* | CTM48C5CFS2+JMC17C2SN1 |  | Split System | 34000 | 19 | 9 | 2 | R-454B | 650
218600020 | KENMORE | HH836E2S11* | CTM48C5CFS2 | Z8ES120C16SMPS1* | Split System | 34000 | 19 | 9 | 2 | R-454B | 650
218600157 | KENMORE | HH836E2S11* | CTF48C5AFS2 | Z8ES120C16LMPS1* | Split System | 34000 | 19 | 9 | 2 | R-454B | 650
218600156 | KENMORE | HH836E2S11* | CTF48C5AFS2 | Z8ES120C16SMPS1* | Split System | 34000 | 19 | 9 | 2 | R-454B | 650
218600159 | KENMORE | HH836E2S11* | CTF48C5CFS2 | Z8ES120C16LMPS1* | Split System | 34000 | 19 | 9 | 2 | R-454B | 650
218600161 | KENMORE | HH836E2S11* | CTU48C5XFS2+TXV | Z8ES120C16LMPS1* | Split System | 34000 | 19 | 9 | 2 | R-454B | 650
218600158 | KENMORE | HH836E2S11* | CTF48C5CFS2 | Z8ES120C16SMPS1* | Split System | 34000 | 19 | 9 | 2 | R-454B | 650
218600160 | KENMORE | HH836E2S11* | CTU48C5XFS2+TXV | Z8ES120C16SMPS1* | Split System | 34000 | 19 | 9 | 2 | R-454B | 650
218599963 | KENMORE | HH836E2S11* | CTM36C5CDS2+JMC16C2SN1 |  | Split System | 34400 | 19 | 9 | 2 | R-454B | 650
218599961 | KENMORE | HH836E2S11* | CTM36C5ADS2+JMC17C2SN1 |  | Split System | 34400 | 19 | 9 | 2 | R-454B | 650
218599958 | KENMORE | HH836E2S11* | CTM36C5CDS2+JMC17C2SN1 |  | Split System | 34400 | 19 | 9 | 2 | R-454B | 650
218600002 | KENMORE | HH836E2S11* | CTM48C5AFS2+JMC16C2SN1 |  | Split System | 34400 | 19 | 9 | 2 | R-454B | 650
218600155 | KENMORE | HH836E2S11* | CTF48C5CFS2+JMC16C2SN1 |  | Split System | 34400 | 19 | 9 | 2 | R-454B | 650
218600154 | KENMORE | HH836E2S11* | CTU48C5XFS2+JMC16C2SN1+TXV |  | Split System | 34400 | 19 | 9 | 2 | R-454B | 650
218600145 | KENMORE | HH836E2S11* | CTF48C5CFS2+JMC17C2SN1 |  | Split System | 34400 | 19 | 9 | 2 | R-454B | 650
218600144 | KENMORE | HH836E2S11* | CTF48C5AFS2+JMC17C2SN1 |  | Split System | 34400 | 19 | 9 | 2 | R-454B | 650
218600097 | KENMORE | HH836E2S11* | CTF36C5ADS2+JMC16C2SN1 |  | Split System | 34800 | 19 | 9 | 2 | R-454B | 650
218599892 | KENMORE | HH860E2S11* | CTM60C5CHS2 | Z8VT100C20SMPC1 | Split System | 53500 | 19 | 9 | 2 | R-454B | 650
218599865 | KENMORE | HH860E2S11* | CTF60C5CHS2 | Z8ES120C20SMPS1* | Split System | 53500 | 19 | 9 | 2 | R-454B | 650
218599891 | KENMORE | HH860E2S11* | CTM60C5CHS2 | Z8ES120C20LMPS1* | Split System | 53500 | 19 | 9 | 2 | R-454B | 650
218599867 | KENMORE | HH860E2S11* | CTF60C5CHS2 | Z8ES080C20LMPS1* | Split System | 54000 | 19 | 9 | 2 | R-454B | 650
218599868 | KENMORE | HH860E2S11* | CTF60C5CHS2 | Z8ES080C20SMPS1* | Split System | 54000 | 19 | 9 | 2 | R-454B | 650
218599884 | KENMORE | HH860E2S11* | CTM60C5CHS2 | Z8ES080C20SMPS1* | Split System | 54000 | 19 | 9 | 2 | R-454B | 650
218599885 | KENMORE | HH860E2S11* | CTM60C5CHS2 | Z8ES080C20LMPS1* | Split System | 54000 | 19 | 9 | 2 | R-454B | 650
218599858 | KENMORE | HH860E2S11* | CTF60C5CHS2 | Z8ET120C20LMPS1* | Split System | 54000 | 19 | 9 | 2 | R-454B | 650
218522505 | LUXAIRE | HH836E2S11 | CTF48C5CFS2 | Z8ET120C20LMPS1 | Split System | 32600 | 19 | 9 | 2 | R-454B | 650
218522509 | LUXAIRE | HH836E2S11 | CTU48C5XFS2+TXV | Z8ET120C20LMPS1 | Split System | 32600 | 19 | 9 | 2 | R-454B | 650
218522469 | LUXAIRE | HH836E2S11 | CTU48C5XFS2+TXV | Z8VT100C20SMPC1 | Split System | 32800 | 19 | 9 | 2 | R-454B | 650
218522521 | LUXAIRE | HH836E2S11 | CTF48C5CFS2 | Z8ET080C16LMPS1 | Split System | 32800 | 19 | 9 | 2 | R-454B | 650
218522525 | LUXAIRE | HH836E2S11 | CTU48C5XFS2+TXV | Z8ET080C16LMPS1 | Split System | 32800 | 19 | 9 | 2 | R-454B | 650
218522465 | LUXAIRE | HH836E2S11 | CTF48C5CFS2 | Z8VT100C20SMPC1 | Split System | 32800 | 19 | 9 | 2 | R-454B | 650
218521789 | LUXAIRE | HH836E2S11 | CTM48C5CFS2 | Z8ET080C16LMPS1 | Split System | 32800 | 19 | 9 | 2 | R-454B | 650
218521777 | LUXAIRE | HH836E2S11 | CTM48C5CFS2 | Z8VT100C20SMPC1 | Split System | 32800 | 19 | 9 | 2 | R-454B | 650
218521785 | LUXAIRE | HH836E2S11 | CTM48C5CFS2 | Z8ET120C20LMPS1 | Split System | 32800 | 19 | 9 | 2 | R-454B | 650
218522485 | LUXAIRE | HH836E2S11 | CTU48C5XFS2+TXV | Z8VT100C16SMPC1 | Split System | 32800 | 19 | 9 | 2 | R-454B | 650
218522481 | LUXAIRE | HH836E2S11 | CTF48C5CFS2 | Z8VT100C16SMPC1 | Split System | 32800 | 19 | 9 | 2 | R-454B | 650
218521773 | LUXAIRE | HH836E2S11 | CTM48C5CFS2 | Z8VT100C16SMPC1 | Split System | 32800 | 19 | 9 | 2 | R-454B | 650
218522501 | LUXAIRE | HH836E2S11 | CTU48C5XFS2+TXV | Z8ET100C20LMPS1 | Split System | 33000 | 19 | 9 | 2 | R-454B | 650
218522497 | LUXAIRE | HH836E2S11 | CTF48C5CFS2 | Z8ET100C20LMPS1 | Split System | 33000 | 19 | 9 | 2 | R-454B | 650
218521271 | LUXAIRE | HH836E2S11 | CTF36B5CDS2 | Z8ET080B12LMPS1 | Split System | 33200 | 19 | 9 | 2 | R-454B | 650
218521267 | LUXAIRE | HH836E2S11 | CTF36B5ADS2 | Z8ET080B12LMPS1 | Split System | 33200 | 19 | 9 | 2 | R-454B | 650
218521275 | LUXAIRE | HH836E2S11 | CTU36B5XDS2+TXV | Z8ET080B12LMPS1 | Split System | 33200 | 19 | 9 | 2 | R-454B | 650
218521797 | LUXAIRE | HH836E2S11 | CTM48C5CFS2 | Z8ET100C20LMPS1 | Split System | 33200 | 19 | 9 | 2 | R-454B | 650
218521323 | LUXAIRE | HH836E2S11 | CTM36C5CDS2 | Z8ET120C20LMPS1 | Split System | 33400 | 19 | 9 | 2 | R-454B | 650
218521319 | LUXAIRE | HH836E2S11 | CTM36C5ADS2 | Z8ET120C20LMPS1 | Split System | 33400 | 19 | 9 | 2 | R-454B | 650
218521849 | LUXAIRE | HH836E2S11 | CTF36C5ADS2 | Z8ET120C20LMPS1 | Split System | 33400 | 19 | 9 | 2 | R-454B | 650
218521853 | LUXAIRE | HH836E2S11 | CTF36C5CDS2 | Z8ET120C20LMPS1 | Split System | 33400 | 19 | 9 | 2 | R-454B | 650
218522489 | LUXAIRE | HH836E2S11 | CTF48C5CFS2 | Z8VT120C20SMPC1 | Split System | 33400 | 19 | 9 | 2 | R-454B | 650
218522473 | LUXAIRE | HH836E2S11 | CTF48C5CFS2 | Z8VT080C16SMPC1 | Split System | 33400 | 19 | 9 | 2 | R-454B | 650
218522493 | LUXAIRE | HH836E2S11 | CTU48C5XFS2+TXV | Z8VT120C20SMPC1 | Split System | 33400 | 19 | 9 | 2 | R-454B | 650
218522477 | LUXAIRE | HH836E2S11 | CTU48C5XFS2+TXV | Z8VT080C16SMPC1 | Split System | 33400 | 19 | 9 | 2 | R-454B | 650
218521769 | LUXAIRE | HH836E2S11 | CTM48C5CFS2 | Z8VT080C16SMPC1 | Split System | 33400 | 19 | 9 | 2 | R-454B | 650
218522517 | LUXAIRE | HH836E2S11 | CTU48C5XFS2+TXV | Z8ET100C16LMPS1 | Split System | 33600 | 19 | 9 | 2 | R-454B | 650
218522513 | LUXAIRE | HH836E2S11 | CTF48C5CFS2 | Z8ET100C16LMPS1 | Split System | 33600 | 19 | 9 | 2 | R-454B | 650
218521793 | LUXAIRE | HH836E2S11 | CTM48C5CFS2 | Z8ET100C16LMPS1 | Split System | 33600 | 19 | 9 | 2 | R-454B | 650
218521339 | LUXAIRE | HH836E2S11 | CTM36C5CDS2 | Z8VT120C20SMPC1 | Split System | 33800 | 19 | 9 | 2 | R-454B | 650
218521809 | LUXAIRE | HH836E2S11 | CTF36C5ADS2 | Z8ET100C20LMPS1 | Split System | 33800 | 19 | 9 | 2 | R-454B | 650
218521813 | LUXAIRE | HH836E2S11 | CTF36C5CDS2 | Z8ET100C20LMPS1 | Split System | 33800 | 19 | 9 | 2 | R-454B | 650
218521335 | LUXAIRE | HH836E2S11 | CTM36C5ADS2 | Z8VT120C20SMPC1 | Split System | 33800 | 19 | 9 | 2 | R-454B | 650
218521311 | LUXAIRE | HH836E2S11 | CTM36C5ADS2 | Z8ET100C20LMPS1 | Split System | 33800 | 19 | 9 | 2 | R-454B | 650
218521315 | LUXAIRE | HH836E2S11 | CTM36C5CDS2 | Z8ET100C20LMPS1 | Split System | 33800 | 19 | 9 | 2 | R-454B | 650
218521223 | LUXAIRE | HH836E2S11 | CTF36B5CDS2+JMC12B2SN1 |  | Split System | 34000 | 19 | 9 | 2 | R-454B | 650
218521239 | LUXAIRE | HH836E2S11 | CTU36B5XDS2+JMVT12BC2N1+TXV |  | Split System | 34000 | 19 | 9 | 2 | R-454B | 650
218521741 | LUXAIRE | HH836E2S11 | CTM48C5CFS2 | Z8ES120C16LMPS1 | Split System | 34000 | 19 | 9 | 2 | R-454B | 650
218521655 | LUXAIRE | HH836E2S11 | CTM48C5CFS2+JMVT16CC2N1 |  | Split System | 34000 | 19 | 9 | 2 | R-454B | 650
218521643 | LUXAIRE | HH836E2S11 | CTM48C5AFS2+JMC17C2SN1 |  | Split System | 34000 | 19 | 9 | 2 | R-454B | 650
218521737 | LUXAIRE | HH836E2S11 | CTM48C5CFS2 | Z8ES120C16SMPS1 | Split System | 34000 | 19 | 9 | 2 | R-454B | 650
218521227 | LUXAIRE | HH836E2S11 | CTU36B5XDS2+JMC12B2SN1+TXV |  | Split System | 34000 | 19 | 9 | 2 | R-454B | 650
218521231 | LUXAIRE | HH836E2S11 | CTF36B5ADS2+JMVT12BC2N1 |  | Split System | 34000 | 19 | 9 | 2 | R-454B | 650
218521219 | LUXAIRE | HH836E2S11 | CTF36B5ADS2+JMC12B2SN1 |  | Split System | 34000 | 19 | 9 | 2 | R-454B | 650
218521235 | LUXAIRE | HH836E2S11 | CTF36B5CDS2+JMVT12BC2N1 |  | Split System | 34000 | 19 | 9 | 2 | R-454B | 650
218521651 | LUXAIRE | HH836E2S11 | CTM48C5AFS2+JMVT16CC2N1 |  | Split System | 34000 | 19 | 9 | 2 | R-454B | 650
218521647 | LUXAIRE | HH836E2S11 | CTM48C5CFS2+JMC17C2SN1 |  | Split System | 34000 | 19 | 9 | 2 | R-454B | 650
218522449 | LUXAIRE | HH836E2S11 | CTU48C5XFS2+TXV | Z8ES120C16SMPS1 | Split System | 34000 | 19 | 9 | 2 | R-454B | 650
218522453 | LUXAIRE | HH836E2S11 | CTU48C5XFS2+TXV | Z8ES120C16LMPS1 | Split System | 34000 | 19 | 9 | 2 | R-454B | 650
218522445 | LUXAIRE | HH836E2S11 | CTF48C5CFS2 | Z8ES120C16LMPS1 | Split System | 34000 | 19 | 9 | 2 | R-454B | 650
218522441 | LUXAIRE | HH836E2S11 | CTF48C5CFS2 | Z8ES120C16SMPS1 | Split System | 34000 | 19 | 9 | 2 | R-454B | 650
218521639 | LUXAIRE | HH836E2S11 | CTM48C5CFS2+JMVT17CC2N1 |  | Split System | 34000 | 19 | 9 | 2 | R-454B | 650
218521355 | LUXAIRE | HH836E2S11 | CTM36C5CDS2+JMVT16CC2N1 |  | Split System | 34400 | 19 | 9 | 2 | R-454B | 650
218521359 | LUXAIRE | HH836E2S11 | CTM36C5ADS2+JMC17C2SN1 |  | Split System | 34400 | 19 | 9 | 2 | R-454B | 650
218521543 | LUXAIRE | HH836E2S11 | CTM36C5ADS2+JMVT17CC2N1 |  | Split System | 34400 | 19 | 9 | 2 | R-454B | 650
218521363 | LUXAIRE | HH836E2S11 | CTM36C5CDS2+JMC17C2SN1 |  | Split System | 34400 | 19 | 9 | 2 | R-454B | 650
218521933 | LUXAIRE | HH836E2S11 | CTF36C5ADS2+JMC17C2SN1 |  | Split System | 34400 | 19 | 9 | 2 | R-454B | 650
218521937 | LUXAIRE | HH836E2S11 | CTF36C5CDS2+JMC17C2SN1 |  | Split System | 34400 | 19 | 9 | 2 | R-454B | 650
218521399 | LUXAIRE | HH836E2S11 | CTM36C5ADS2+JMC16C2SN1 |  | Split System | 34400 | 19 | 9 | 2 | R-454B | 650
218521403 | LUXAIRE | HH836E2S11 | CTM36C5CDS2+JMC16C2SN1 |  | Split System | 34400 | 19 | 9 | 2 | R-454B | 650
218521547 | LUXAIRE | HH836E2S11 | CTM36C5CDS2+JMVT17CC2N1 |  | Split System | 34400 | 19 | 9 | 2 | R-454B | 650
218521659 | LUXAIRE | HH836E2S11 | CTM48C5AFS2+JMC16C2SN1 |  | Split System | 34400 | 19 | 9 | 2 | R-454B | 650
218521663 | LUXAIRE | HH836E2S11 | CTM48C5CFS2+JMC16C2SN1 |  | Split System | 34400 | 19 | 9 | 2 | R-454B | 650
218522361 | LUXAIRE | HH836E2S11 | CTF48C5CFS2+JMC17C2SN1 |  | Split System | 34400 | 19 | 9 | 2 | R-454B | 650
218522385 | LUXAIRE | HH836E2S11 | CTF48C5AFS2+JMC16C2SN1 |  | Split System | 34400 | 19 | 9 | 2 | R-454B | 650
218522413 | LUXAIRE | HH836E2S11 | CTF48C5CFS2+JMVT17CC2N1 |  | Split System | 34400 | 19 | 9 | 2 | R-454B | 650
218522405 | LUXAIRE | HH836E2S11 | CTU48C5XFS2+JMVT16CC2N1+TXV |  | Split System | 34400 | 19 | 9 | 2 | R-454B | 650
218522417 | LUXAIRE | HH836E2S11 | CTU48C5XFS2+JMVT17CC2N1+TXV |  | Split System | 34400 | 19 | 9 | 2 | R-454B | 650
218522365 | LUXAIRE | HH836E2S11 | CTU48C5XFS2+JMC17C2SN1+TXV |  | Split System | 34400 | 19 | 9 | 2 | R-454B | 650
218522393 | LUXAIRE | HH836E2S11 | CTU48C5XFS2+JMC16C2SN1+TXV |  | Split System | 34400 | 19 | 9 | 2 | R-454B | 650
218522397 | LUXAIRE | HH836E2S11 | CTF48C5AFS2+JMVT16CC2N1 |  | Split System | 34400 | 19 | 9 | 2 | R-454B | 650
218522357 | LUXAIRE | HH836E2S11 | CTF48C5AFS2+JMC17C2SN1 |  | Split System | 34400 | 19 | 9 | 2 | R-454B | 650
218522409 | LUXAIRE | HH836E2S11 | CTF48C5AFS2+JMVT17CC2N1 |  | Split System | 34400 | 19 | 9 | 2 | R-454B | 650
218522401 | LUXAIRE | HH836E2S11 | CTF48C5CFS2+JMVT16CC2N1 |  | Split System | 34400 | 19 | 9 | 2 | R-454B | 650
218522093 | LUXAIRE | HH836E2S11 | CTF36C5CDS2+JMVT17CC2N1 |  | Split System | 34800 | 19 | 9 | 2 | R-454B | 650
218522081 | LUXAIRE | HH836E2S11 | CTF36C5ADS2+JMVT16CC2N1 |  | Split System | 34800 | 19 | 9 | 2 | R-454B | 650
218522101 | LUXAIRE | HH836E2S11 | CTF36C5CDS2+JMC16C2SN1 |  | Split System | 34800 | 19 | 9 | 2 | R-454B | 650
218522085 | LUXAIRE | HH836E2S11 | CTF36C5CDS2+JMVT16CC2N1 |  | Split System | 34800 | 19 | 9 | 2 | R-454B | 650
218522089 | LUXAIRE | HH836E2S11 | CTF36C5ADS2+JMVT17CC2N1 |  | Split System | 34800 | 19 | 9 | 2 | R-454B | 650
218522097 | LUXAIRE | HH836E2S11 | CTF36C5ADS2+JMC16C2SN1 |  | Split System | 34800 | 19 | 9 | 2 | R-454B | 650
218520691 | LUXAIRE | HH860E2S11 | CTF60C5CHS2 | Z8VT100C20SMPC1 | Split System | 53000 | 19 | 9 | 2 | R-454B | 650
218520913 | LUXAIRE | HH860E2S11 | CTM60C5CHS2 | TL8E100C20UH11 | Split System | 53000 | 19 | 9 | 2 | R-454B | 650
218520945 | LUXAIRE | HH860E2S11 | CTM60C5CHS2 | Z8VT100C20SMPC1 | Split System | 53500 | 19 | 9 | 2 | R-454B | 650
218520937 | LUXAIRE | HH860E2S11 | CTM60C5CHS2 | Z8ES120C20LMPS1 | Split System | 53500 | 19 | 9 | 2 | R-454B | 650
218520739 | LUXAIRE | HH860E2S11 | CTF60C5CHS2 | Z8ES120C20LMPS1 | Split System | 53500 | 19 | 9 | 2 | R-454B | 650
218520933 | LUXAIRE | HH860E2S11 | CTM60C5CHS2 | Z8ES120C20SMPS1 | Split System | 53500 | 19 | 9 | 2 | R-454B | 650
218520735 | LUXAIRE | HH860E2S11 | CTF60C5CHS2 | Z8ES120C20SMPS1 | Split System | 53500 | 19 | 9 | 2 | R-454B | 650
218520703 | LUXAIRE | HH860E2S11 | CTF60C5CHS2 | Z8ET120C20LMPS1 | Split System | 54000 | 19 | 9 | 2 | R-454B | 650
218520883 | LUXAIRE | HH860E2S11 | CTM60C5CHS2 | Z8ES080C20LMPS1 | Split System | 54000 | 19 | 9 | 2 | R-454B | 650
218520743 | LUXAIRE | HH860E2S11 | CTF60C5CHS2 | Z8ES080C20SMPS1 | Split System | 54000 | 19 | 9 | 2 | R-454B | 650
218520747 | LUXAIRE | HH860E2S11 | CTF60C5CHS2 | Z8ES080C20LMPS1 | Split System | 54000 | 19 | 9 | 2 | R-454B | 650
218520879 | LUXAIRE | HH860E2S11 | CTM60C5CHS2 | Z8ES080C20SMPS1 | Split System | 54000 | 19 | 9 | 2 | R-454B | 650
218520197 | CHAMPION HEATING AND COOLING | HH824E2S11 | CTF30A5ADS2 | Z9ET040A10SMPS1 | Split System | 23000 | 17 | 9 | 2 | R-454B | 650
218520679 | CHAMPION HEATING AND COOLING | HH824E2S11 | CTM36B5ADS2 | TP9C060B12MP13 | Split System | 23000 | 17 | 9 | 2 | R-454B | 650
218520205 | CHAMPION HEATING AND COOLING | HH824E2S11 | CTF30A5ADS2 | TM9V040A10MP12 | Split System | 23000 | 17 | 9 | 2 | R-454B | 650
218520633 | CHAMPION HEATING AND COOLING | HH824E2S11 | CTM36B5ADS2 | TM8V080B12MP12 | Split System | 23000 | 17 | 9 | 2 | R-454B | 650
218520675 | CHAMPION HEATING AND COOLING | HH824E2S11 | CTM36B5ADS2 | TM9V060B12MP12 | Split System | 23000 | 17 | 9 | 2 | R-454B | 650
218520630 | COLEMAN | HH824E2S11 | CTM36B5ADS2 | TM8V080B12MP12 | Split System | 23000 | 17 | 9 | 2 | R-454B | 650
218520680 | COLEMAN | HH824E2S11 | CTM36B5ADS2 | CP9C060B12MP13 | Split System | 23000 | 17 | 9 | 2 | R-454B | 650
218520194 | COLEMAN | HH824E2S11 | CTF30A5ADS2 | Z9ET040A10SMPS1 | Split System | 23000 | 17 | 9 | 2 | R-454B | 650
218520676 | COLEMAN | HH824E2S11 | CTM36B5ADS2 | TP9C060B12MP13 | Split System | 23000 | 17 | 9 | 2 | R-454B | 650
218520202 | COLEMAN | HH824E2S11 | CTF30A5ADS2 | TM9V040A10MP12 | Split System | 23000 | 17 | 9 | 2 | R-454B | 650
218520672 | COLEMAN | HH824E2S11 | CTM36B5ADS2 | TM9V060B12MP12 | Split System | 23000 | 17 | 9 | 2 | R-454B | 650
218520678 | FRASER-JOHNSTON | HH824E2S11 | CTM36B5ADS2 | TP9C060B12MP13 | Split System | 23000 | 17 | 9 | 2 | R-454B | 650
218520196 | FRASER-JOHNSTON | HH824E2S11 | CTF30A5ADS2 | Z9ET040A10SMPS1 | Split System | 23000 | 17 | 9 | 2 | R-454B | 650
218520204 | FRASER-JOHNSTON | HH824E2S11 | CTF30A5ADS2 | TM9V040A10MP12 | Split System | 23000 | 17 | 9 | 2 | R-454B | 650
218520674 | FRASER-JOHNSTON | HH824E2S11 | CTM36B5ADS2 | TM9V060B12MP12 | Split System | 23000 | 17 | 9 | 2 | R-454B | 650
218520673 | LUXAIRE | HH824E2S11 | CTM36B5ADS2 | TM9V060B12MP12 | Split System | 23000 | 17 | 9 | 2 | R-454B | 650
218520203 | LUXAIRE | HH824E2S11 | CTF30A5ADS2 | TM9V040A10MP12 | Split System | 23000 | 17 | 9 | 2 | R-454B | 650
218520677 | LUXAIRE | HH824E2S11 | CTM36B5ADS2 | TP9C060B12MP13 | Split System | 23000 | 17 | 9 | 2 | R-454B | 650
218520681 | LUXAIRE | HH824E2S11 | CTM36B5ADS2 | LP9C060B12MP13 | Split System | 23000 | 17 | 9 | 2 | R-454B | 650
218520631 | LUXAIRE | HH824E2S11 | CTM36B5ADS2 | TM8V080B12MP12 | Split System | 23000 | 17 | 9 | 2 | R-454B | 650
218520195 | LUXAIRE | HH824E2S11 | CTF30A5ADS2 | Z9ET040A10SMPS1 | Split System | 23000 | 17 | 9 | 2 | R-454B | 650
218363875 | TRANE | 5TWX7048A1 | 5PX*C009AS3 | S8X2C100M5PTC | Split System | 43500 | 17 | 9 | 2.1 | R-454B | 650
218520201 | CHAMPION HEATING AND COOLING | HH824E2S11 | CTF30A5ADS2 | Z9ES026A08SMPS1 | Split System | 23000 | 18 | 9 | 2 | R-454B | 650
218520237 | CHAMPION HEATING AND COOLING | HH824E2S11 | CTF30A5ADS2 | Z9ES040A10SMPS1 | Split System | 23000 | 18 | 9 | 2 | R-454B | 650
218520621 | CHAMPION HEATING AND COOLING | HH824E2S11 | CTM36B5ADS2 | TL9E060B12UH11 | Split System | 23000 | 18 | 9 | 2 | R-454B | 650
218520609 | CHAMPION HEATING AND COOLING | HH824E2S11 | CTM36B5ADS2 | Z9ET080B12SMPS1 | Split System | 23000 | 18 | 9 | 2 | R-454B | 650
218520401 | CHAMPION HEATING AND COOLING | HH824E2S11 | CTU36B5XDS2+TXV | TM8V080B12MP12 | Split System | 23000 | 18 | 9 | 2 | R-454B | 650
218520397 | CHAMPION HEATING AND COOLING | HH824E2S11 | CTF36B5ADS2 | TM8V080B12MP12 | Split System | 23000 | 18 | 9 | 2 | R-454B | 650
218521859 | CHAMPION HEATING AND COOLING | HH836E2S11 | CTF36C5ADS2 | Z8VT120C20SMPC1 | Split System | 33000 | 18 | 9 | 2 | R-454B | 650
218521863 | CHAMPION HEATING AND COOLING | HH836E2S11 | CTF36C5CDS2 | Z8VT120C20SMPC1 | Split System | 33000 | 18 | 9 | 2 | R-454B | 650
218524437 | CHAMPION HEATING AND COOLING | HH860E2S11 | CTF60C5CGS2 | Z8VT100C16SMPC1 | Split System | 43500 | 18 | 9 | 2 | R-454B | 650
218524453 | CHAMPION HEATING AND COOLING | HH860E2S11 | CTF60C5CGS2 | Z8VT120C20SMPC1 | Split System | 43500 | 18 | 9 | 2 | R-454B | 650
218524445 | CHAMPION HEATING AND COOLING | HH860E2S11 | CTF60C5CGS2 | Z8VT100C20SMPC1 | Split System | 43500 | 18 | 9 | 2 | R-454B | 650
218524557 | CHAMPION HEATING AND COOLING | HH860E2S11 | CTM60C5CGS2 | Z8VT100C16SMPC1 | Split System | 43500 | 18 | 9 | 2 | R-454B | 650
218524549 | CHAMPION HEATING AND COOLING | HH860E2S11 | CTM60C5CGS2 | Z8VT100C20SMPC1 | Split System | 43500 | 18 | 9 | 2 | R-454B | 650
218524449 | CHAMPION HEATING AND COOLING | HH860E2S11 | CTU60C5XGS2+TXV | Z8VT100C20SMPC1 | Split System | 43500 | 18 | 9 | 2 | R-454B | 650
218524457 | CHAMPION HEATING AND COOLING | HH860E2S11 | CTU60C5XGS2+TXV | Z8VT120C20SMPC1 | Split System | 43500 | 18 | 9 | 2 | R-454B | 650
218524441 | CHAMPION HEATING AND COOLING | HH860E2S11 | CTU60C5XGS2+TXV | Z8VT100C16SMPC1 | Split System | 43500 | 18 | 9 | 2 | R-454B | 650
218524553 | CHAMPION HEATING AND COOLING | HH860E2S11 | CTM60C5CGS2 | Z8VT120C20SMPC1 | Split System | 44000 | 18 | 9 | 2 | R-454B | 650
218524545 | CHAMPION HEATING AND COOLING | HH860E2S11 | CTM60C5CGS2 | Z8VT080C16SMPC1 | Split System | 44000 | 18 | 9 | 2 | R-454B | 650
218524333 | CHAMPION HEATING AND COOLING | HH860E2S11 | CTU60C5XGS2+TXV | Z8ES120C16LMPS1 | Split System | 44000 | 18 | 9 | 2 | R-454B | 650
218524465 | CHAMPION HEATING AND COOLING | HH860E2S11 | CTU60C5XGS2+TXV | Z8VT080C16SMPC1 | Split System | 44000 | 18 | 9 | 2 | R-454B | 650
218524321 | CHAMPION HEATING AND COOLING | HH860E2S11 | CTF60C5CGS2 | Z8ES120C16SMPS1 | Split System | 44000 | 18 | 9 | 2 | R-454B | 650
218524329 | CHAMPION HEATING AND COOLING | HH860E2S11 | CTU60C5XGS2+TXV | Z8ES120C16SMPS1 | Split System | 44000 | 18 | 9 | 2 | R-454B | 650
218524325 | CHAMPION HEATING AND COOLING | HH860E2S11 | CTF60C5CGS2 | Z8ES120C16LMPS1 | Split System | 44000 | 18 | 9 | 2 | R-454B | 650
218524461 | CHAMPION HEATING AND COOLING | HH860E2S11 | CTF60C5CGS2 | Z8VT080C16SMPC1 | Split System | 44000 | 18 | 9 | 2 | R-454B | 650
218524653 | CHAMPION HEATING AND COOLING | HH860E2S11 | CTM60C5CGS2 | Z8ES120C16LMPS1 | Split System | 44000 | 18 | 9 | 2 | R-454B | 650
218524253 | CHAMPION HEATING AND COOLING | HH860E2S11 | CTF60C5CGS2 | Z8ES100C16LMPS1 | Split System | 44000 | 18 | 9 | 2 | R-454B | 650
218524261 | CHAMPION HEATING AND COOLING | HH860E2S11 | CTU60C5XGS2+TXV | Z8ES100C16LMPS1 | Split System | 44000 | 18 | 9 | 2 | R-454B | 650
218524687 | CHAMPION HEATING AND COOLING | HH860E2S11 | CTM60C5CGS2 | Z8ES100C16LMPS1 | Split System | 44000 | 18 | 9 | 2 | R-454B | 650
218524249 | CHAMPION HEATING AND COOLING | HH860E2S11 | CTF60C5CGS2 | Z8ES100C16SMPS1 | Split System | 44000 | 18 | 9 | 2 | R-454B | 650
218524257 | CHAMPION HEATING AND COOLING | HH860E2S11 | CTU60C5XGS2+TXV | Z8ES100C16SMPS1 | Split System | 44000 | 18 | 9 | 2 | R-454B | 650
218524649 | CHAMPION HEATING AND COOLING | HH860E2S11 | CTM60C5CGS2 | Z8ES120C16SMPS1 | Split System | 44000 | 18 | 9 | 2 | R-454B | 650
218392389 | LENNOX | EL18KSLV-036-230A** | LP29/36X*+TXV | EL180UH100NE60C* | Split System | 35000 | 16 | 8.45 | 1.84 | R-454B | 650
218391332 | LENNOX | EL18KSLV-036-230A** | LP29/36X*+TXV | ML180UH110XE60C* | Split System | 35200 | 16 | 8.45 | 1.9 | R-454B | 650
218392571 | LENNOX | EL18KSLV-036-230A** | LP29/36X*+TXV | ML180UH110XE60C* | Split System | 35200 | 16 | 8.45 | 1.9 | R-454B | 650
218392565 | LENNOX | EL18KSLV-036-230A** | LP29/36X*+TXV | ML180UH110E60C* | Split System | 35200 | 16 | 8.45 | 1.9 | R-454B | 650
218377125 | TRANE | 5TWX7048A1 | M48E36*+TXV+AMHE5D |  | Split System | 41500 | 16 | 8.45 | 2.04 | R-454B | 650
218377126 | TRANE | 5TWX7048A1 | M48E36*+TXV+AMHE4D |  | Split System | 41500 | 16 | 8.45 | 2.04 | R-454B | 650
218391397 | LENNOX | EL18KSLV-036-230A** | LD24/35Z*+TXV | ML296UH070XV36B* | Split System | 34800 | 17 | 8.45 | 1.84 | R-454B | 650
218392478 | LENNOX | EL18KSLV-036-230A** | LP29/36X*+TXV | EL297UH090XV60C* | Split System | 35000 | 17 | 8.45 | 1.84 | R-454B | 650
218391470 | LENNOX | EL18KSLV-036-230A** | LP29/36X*+TXV | SLP99UH090XV60C* | Split System | 35200 | 17 | 8.45 | 1.84 | R-454B | 650
218392709 | LENNOX | EL18KSLV-036-230A** | LP29/36X*+TXV | SLP99UH090XV60C* | Split System | 35200 | 17 | 8.45 | 1.84 | R-454B | 650
218392451 | LENNOX | EL18KSLV-036-230A** | LP29/36X*+TXV | EL280UH110E48C* | Split System | 35000 | 17 | 8.45 | 1.9 | R-454B | 650
215870936 | YORK | HH824E2S11 | CV360**C+TXV | YP9C060B12MP13 | Split System | 21800 | 17 | 8.45 | 1.9 | R-454B | 650
218392514 | LENNOX | EL18KSLV-036-230A** | LD24/35Z*+TXV | ML180UH070E36B* | Split System | 34800 | 18 | 8.45 | 1.84 | R-454B | 650
218392541 | LENNOX | EL18KSLV-036-230A** | LD24/35Z*+TXV | ML180UH070XE36B* | Split System | 34800 | 18 | 8.45 | 1.84 | R-454B | 650
218392698 | LENNOX | EL18KSLV-036-230A** | LP29/36X*+TXV | SL297UH080NV60C* | Split System | 35000 | 18 | 8.45 | 1.84 | R-454B | 650
218392643 | LENNOX | EL18KSLV-036-230A** | LP29/36X*+TXV | ML296UH110XV60C* | Split System | 35200 | 18 | 8.45 | 1.84 | R-454B | 650
218392691 | LENNOX | EL18KSLV-036-230A** | LP29/36X*+TXV | SL280UH110XV60C* | Split System | 35200 | 18 | 8.45 | 1.84 | R-454B | 650
218392688 | LENNOX | EL18KSLV-036-230A** | LP29/36X*+TXV | SL280UH110V60C* | Split System | 35200 | 18 | 8.45 | 1.84 | R-454B | 650
218392662 | LENNOX | EL18KSLV-036-230A** | LP29/36X*+TXV | SL280UH080NV60C* | Split System | 35000 | 18 | 8.45 | 1.9 | R-454B | 650
218392712 | LENNOX | EL18KSLV-036-230A** | LP29/36X*+TXV | SLP99UH110XV60C* | Split System | 35000 | 18 | 8.45 | 1.9 | R-454B | 650
218391423 | LENNOX | EL18KSLV-036-230A** | LP29/36X*+TXV | SL280UH080NV60C* | Split System | 35000 | 18 | 8.45 | 1.9 | R-454B | 650
218392568 | LENNOX | EL18KSLV-036-230A** | LP29/36X*+TXV | ML180UH110V60C* | Split System | 35200 | 18 | 8.45 | 1.9 | R-454B | 650
218392673 | LENNOX | EL18KSLV-036-230A** | LP29/36X*+TXV | SL280UH090V60C* | Split System | 35200 | 18 | 8.45 | 1.9 | R-454B | 650
218392484 | LENNOX | EL18KSLV-036-230A** | LP29/36X*+TXV | EL297UH110XV60C* | Split System | 35200 | 18 | 8.45 | 1.9 | R-454B | 650
218392682 | LENNOX | EL18KSLV-036-230A** | LP29/36X*+TXV | SL280UH090XV60C* | Split System | 35200 | 18 | 8.45 | 1.9 | R-454B | 650
218391329 | LENNOX | EL18KSLV-036-230A** | LP29/36X*+TXV | ML180UH110V60C* | Split System | 35200 | 18 | 8.45 | 1.9 | R-454B | 650
215870972 | YORK | HH860E2S11 | CH600C*C+TXV | Y91E100C20SMPS1 | Split System | 45000 | 17 | 8.45 | 1.98 | R-454B | 650
218391205 | LENNOX | EL18KSLV-036-230A** | LD24/35Z*+TXV | EL280UH090XE48B* | Split System | 34800 | 16 | 8.45 | 1.9 | R-454B | 650
218391199 | LENNOX | EL18KSLV-036-230A** | LD24/35Z*+TXV | EL280UH090E48B* | Split System | 34800 | 16 | 8.45 | 1.9 | R-454B | 650
218391308 | LENNOX | EL18KSLV-036-230A** | LD24/35Z*+TXV | ML180UH090E48B* | Split System | 34800 | 17 | 8.45 | 1.9 | R-454B | 650
218392547 | LENNOX | EL18KSLV-036-230A** | LD24/35Z*+TXV | ML180UH090E48B* | Split System | 34800 | 17 | 8.45 | 1.9 | R-454B | 650
218392558 | LENNOX | EL18KSLV-036-230A** | LD24/35Z*+TXV | ML180UH090XE48B* | Split System | 34800 | 17 | 8.45 | 1.9 | R-454B | 650
218392530 | LENNOX | EL18KSLV-036-230A** | LD24/35Z*+TXV | ML180UH070V48B* | Split System | 35000 | 18 | 8.45 | 1.9 | R-454B | 650
218388906 | BRYANT HEATING AND COOLING SYSTEMS | 37MURAQ24AA3 | (V,C)36H175P14*+TXV | 935SB36040M17*** | Split System | 22800 | 15.2 | 8.5 | 1.96 | R-454B | 650
218213963 | CARRIER | 37MURAQ24AA3 | (V,C)36H***P03*+TXV | 58SP*B045V14**12 | Split System | 22200 | 15.2 | 8.5 | 1.92 | R-454B | 650
218213972 | CARRIER | 37MURAQ24AA3 | (V,C)36H***P03*+TXV | 58TP*B045V14**12 | Split System | 22200 | 15.2 | 8.5 | 1.92 | R-454B | 650
218213999 | CARRIER | 37MURAQ24AA3 | (V,C)36H175P14*+TXV | 59SU5B040M17**12 | Split System | 22800 | 15.2 | 8.5 | 1.96 | R-454B | 650
218386882 | PAYNE HEATING AND COOLING | 37MURAQ24AA3 | PL36H175P14*+TXV | PG95MSUA36040B** | Split System | 22800 | 15.2 | 8.5 | 1.96 | R-454B | 650
218392131 | BRYANT HEATING AND COOLING SYSTEMS | 37MURAQ24AA3 | (V,C)36H142P42*+TXV | 82*TB36045V14*** | Split System | 23000 | 15.2 | 8.5 | 1.9 | R-454B | 650
218392152 | BRYANT HEATING AND COOLING SYSTEMS | 37MURAQ24AA3 | (V,C)36H142P42*+TXV | 926SB36060V14*** | Split System | 23000 | 15.2 | 8.5 | 1.9 | R-454B | 650
218392124 | BRYANT HEATING AND COOLING SYSTEMS | 37MURAQ24AA3 | (V,C)36H142P42*+TXV | 82*SB36045V14*** | Split System | 23000 | 15.2 | 8.5 | 1.9 | R-454B | 650
218392157 | BRYANT HEATING AND COOLING SYSTEMS | 37MURAQ24AA3 | (V,C)36H142P42*+TXV | 926TC36060V14*** | Split System | 23000 | 15.2 | 8.5 | 1.9 | R-454B | 650
218388899 | BRYANT HEATING AND COOLING SYSTEMS | 37MURAQ24AA3 | (V,C)36H175P14*+TXV | 927TA48080V17*** | Split System | 23400 | 15.2 | 8.5 | 1.9 | R-454B | 650
218388814 | BRYANT HEATING AND COOLING SYSTEMS | 37MURAQ24AA3 | (V,C)36H175P14*+TXV | 912SE42060M17*** | Split System | 23600 | 15.2 | 8.5 | 1.9 | R-454B | 650
218388914 | BRYANT HEATING AND COOLING SYSTEMS | 37MURAQ24AA3 | (V,C)36H175P13*+TXV | 935SB48060M17*** | Split System | 23600 | 15.2 | 8.5 | 1.9 | R-454B | 650
218388789 | BRYANT HEATING AND COOLING SYSTEMS | 37MURAQ24AA3 | (V,C)36H175P14*+TXV | 82*TB48070V17*** | Split System | 23800 | 15.2 | 8.5 | 1.9 | R-454B | 650
218392118 | BRYANT HEATING AND COOLING SYSTEMS | 37MURAQ24AA3 | (V,C)36H142P42*+TXV | 8(0,1)*SB36070M14*** | Split System | 23800 | 15.2 | 8.5 | 1.9 | R-454B | 650
218388737 | BRYANT HEATING AND COOLING SYSTEMS | 37MURAQ24AA3 | (V,C)36H***P42*+TXV | 8(0,1)*SB36070M14*** | Split System | 23800 | 15.2 | 8.5 | 1.9 | R-454B | 650
218388795 | BRYANT HEATING AND COOLING SYSTEMS | 37MURAQ24AA3 | C36A***L13*+TXV | 82*TB48090V17*** | Split System | 23200 | 15.2 | 8.5 | 1.92 | R-454B | 650
218388755 | BRYANT HEATING AND COOLING SYSTEMS | 37MURAQ24AA3 | (V,C)36H175P13*+TXV | 8(0,1)*SB42090M17*** | Split System | 23600 | 15.2 | 8.5 | 1.92 | R-454B | 650
218388854 | BRYANT HEATING AND COOLING SYSTEMS | 37MURAQ24AA3 | (V,C)36H175P14*+TXV | 926SB48060V17*** | Split System | 23600 | 15.2 | 8.5 | 1.92 | R-454B | 650
218388856 | BRYANT HEATING AND COOLING SYSTEMS | 37MURAQ24AA3 | (V,C)36H175P15*+TXV | 926SB48060V17*** | Split System | 23600 | 15.2 | 8.5 | 1.92 | R-454B | 650
218388879 | BRYANT HEATING AND COOLING SYSTEMS | 37MURAQ24AA3 | (V,C)36H175P15*+TXV | 926TC48060V17*** | Split System | 23600 | 15.2 | 8.5 | 1.92 | R-454B | 650
218392142 | BRYANT HEATING AND COOLING SYSTEMS | 37MURAQ24AA3 | (V,C)36H142P42*+TXV | 912SE36060M14*** | Split System | 23600 | 15.2 | 8.5 | 1.92 | R-454B | 650
218388757 | BRYANT HEATING AND COOLING SYSTEMS | 37MURAQ24AA3 | PL36H175P14*+TXV | 8(0,1)*SB48070M17*** | Split System | 23800 | 15.2 | 8.5 | 1.92 | R-454B | 650
218388838 | BRYANT HEATING AND COOLING SYSTEMS | 37MURAQ24AA3 | PL36H210P29*+TXV | 916SA48080M17*** | Split System | 23800 | 15.2 | 8.5 | 1.92 | R-454B | 650
218388754 | BRYANT HEATING AND COOLING SYSTEMS | 37MURAQ24AA3 | C36A***L15*+TXV | 8(0,1)*SB42090M17*** | Split System | 23800 | 15.2 | 8.5 | 1.92 | R-454B | 650
218388756 | BRYANT HEATING AND COOLING SYSTEMS | 37MURAQ24AA3 | (V,C)36H175P14*+TXV | 8(0,1)*SB48070M17*** | Split System | 23800 | 15.2 | 8.5 | 1.92 | R-454B | 650
218388840 | BRYANT HEATING AND COOLING SYSTEMS | 37MURAQ24AA3 | PL36H175P14*+TXV | 916SA48080M17*** | Split System | 23800 | 15.2 | 8.5 | 1.92 | R-454B | 650
218392146 | BRYANT HEATING AND COOLING SYSTEMS | 37MURAQ24AA3 | PL36H210P74*+TXV | 912SE60080M21*** | Split System | 24200 | 15.2 | 8.5 | 1.92 | R-454B | 650
218388862 | BRYANT HEATING AND COOLING SYSTEMS | 37MURAQ24AA3 | PL36H175P14*+TXV | 926SB48080V17*** | Split System | 23400 | 15.2 | 8.5 | 1.94 | R-454B | 650
218388887 | BRYANT HEATING AND COOLING SYSTEMS | 37MURAQ24AA3 | PL36H175P15*+TXV | 926TC48080V17*** | Split System | 23800 | 15.2 | 8.5 | 1.94 | R-454B | 650
218388907 | BRYANT HEATING AND COOLING SYSTEMS | 37MURAQ24AA3 | (V,C)36H175P15*+TXV | 935SB36040M17*** | Split System | 23200 | 15.2 | 8.5 | 1.96 | R-454B | 650
218213954 | CARRIER | 37MURAQ24AA3 | (V,C)36H***P03*+TXV | 58S(B,C)*B070M14**12 | Split System | 22600 | 15.2 | 8.5 | 1.9 | R-454B | 650
218391093 | CARRIER | 37MURAQ24AA3 | (V,C)36H142P42*+TXV | 58TP*B045V14**12 | Split System | 23000 | 15.2 | 8.5 | 1.9 | R-454B | 650
218391101 | CARRIER | 37MURAQ24AA3 | (V,C)36H142P42*+TXV | 59TP6C060V14**12 | Split System | 23000 | 15.2 | 8.5 | 1.9 | R-454B | 650
218213997 | CARRIER | 37MURAQ24AA3 | (V,C)36H***P42*+TXV | 59SP6B060V14**12 | Split System | 23000 | 15.2 | 8.5 | 1.9 | R-454B | 650
218387160 | CARRIER | 37MURAQ24AA3 | C36A***L13*+TXV | GG96VTAB48080B** | Split System | 23200 | 15.2 | 8.5 | 1.9 | R-454B | 650
218391087 | CARRIER | 37MURAQ24AA3 | (V,C)36H142P42*+TXV | 58S(B,C)*B045M14**12 | Split System | 23200 | 15.2 | 8.5 | 1.9 | R-454B | 650
218213949 | CARRIER | 37MURAQ24AA3 | (V,C)36H***P42*+TXV | 58S(B,C)*B045M14**12 | Split System | 23200 | 15.2 | 8.5 | 1.9 | R-454B | 650
218387101 | CARRIER | 37MURAQ24AA3 | C36A***L13*+TXV | 58TP*B070V17**16 | Split System | 23400 | 15.2 | 8.5 | 1.9 | R-454B | 650
218213861 | CARRIER | 37MURAQ24AA3 | C36A***L13*+TXV | 58S(B,C)*B090M17**14 | Split System | 23400 | 15.2 | 8.5 | 1.9 | R-454B | 650
218213998 | CARRIER | 37MURAQ24AA3 | (V,C)36H***P21*+TXV | 59SP6B060V14**12 | Split System | 23400 | 15.2 | 8.5 | 1.9 | R-454B | 650
218214009 | CARRIER | 37MURAQ24AA3 | (V,C)36H***P21*+TXV | 59TP6C060V14**12 | Split System | 23400 | 15.2 | 8.5 | 1.9 | R-454B | 650
218213984 | CARRIER | 37MURAQ24AA3 | (V,C)36H175P13*+TXV | 59SC2E060M17**14 | Split System | 23400 | 15.2 | 8.5 | 1.9 | R-454B | 650
218387107 | CARRIER | 37MURAQ24AA3 | (V,C)36H175P13*+TXV | 58TP*B070V17**16 | Split System | 23600 | 15.2 | 8.5 | 1.9 | R-454B | 650
218213950 | CARRIER | 37MURAQ24AA3 | (V,C)36H***P21*+TXV | 58S(B,C)*B045M14**12 | Split System | 23600 | 15.2 | 8.5 | 1.9 | R-454B | 650
218213983 | CARRIER | 37MURAQ24AA3 | (V,C)36H175P15*+TXV | 59SC2E060M17**14 | Split System | 23600 | 15.2 | 8.5 | 1.9 | R-454B | 650
218213982 | CARRIER | 37MURAQ24AA3 | (V,C)36H175P14*+TXV | 59SC2E060M17**14 | Split System | 23600 | 15.2 | 8.5 | 1.9 | R-454B | 650
218213864 | CARRIER | 37MURAQ24AA3 | PL36H210P74*+TXV | 58S(B,C)*B090M17**14 | Split System | 23600 | 15.2 | 8.5 | 1.9 | R-454B | 650
218213955 | CARRIER | 37MURAQ24AA3 | (V,C)36H***P42*+TXV | 58S(B,C)*B070M14**12 | Split System | 23800 | 15.2 | 8.5 | 1.9 | R-454B | 650
218213956 | CARRIER | 37MURAQ24AA3 | (V,C)36H***P21*+TXV | 58S(B,C)*B070M14**12 | Split System | 23800 | 15.2 | 8.5 | 1.9 | R-454B | 650
218213973 | CARRIER | 37MURAQ24AA3 | (V,C)36H***P42*+TXV | 58TP*B045V14**12 | Split System | 23000 | 15.2 | 8.5 | 1.92 | R-454B | 650
218213964 | CARRIER | 37MURAQ24AA3 | (V,C)36H***P42*+TXV | 58SP*B045V14**12 | Split System | 23000 | 15.2 | 8.5 | 1.92 | R-454B | 650
218387159 | CARRIER | 37MURAQ24AA3 | (V,C)36H175P13*+TXV | GG96VTAB48060B** | Split System | 23400 | 15.2 | 8.5 | 1.92 | R-454B | 650
218213965 | CARRIER | 37MURAQ24AA3 | (V,C)36H***P21*+TXV | 58SP*B045V14**12 | Split System | 23400 | 15.2 | 8.5 | 1.92 | R-454B | 650
218213974 | CARRIER | 37MURAQ24AA3 | (V,C)36H***P21*+TXV | 58TP*B045V14**12 | Split System | 23400 | 15.2 | 8.5 | 1.92 | R-454B | 650
218213962 | CARRIER | 37MURAQ24AA3 | (V,C)36H175P13*+TXV | 58S(B,C)*B090M17**14 | Split System | 23600 | 15.2 | 8.5 | 1.92 | R-454B | 650
218213862 | CARRIER | 37MURAQ24AA3 | PL36H175P14*+TXV | 58S(B,C)*B090M17**14 | Split System | 23800 | 15.2 | 8.5 | 1.92 | R-454B | 650
218213863 | CARRIER | 37MURAQ24AA3 | PL36H175P15*+TXV | 58S(B,C)*B090M17**14 | Split System | 23800 | 15.2 | 8.5 | 1.92 | R-454B | 650
218213865 | CARRIER | 37MURAQ24AA3 | C36A***L15*+TXV | 58S(B,C)*B090M17**14 | Split System | 23800 | 15.2 | 8.5 | 1.92 | R-454B | 650
218213860 | CARRIER | 37MURAQ24AA3 | A36VCA*+TXV | 58S(B,C)*B090M17**14 | Split System | 23800 | 15.2 | 8.5 | 1.92 | R-454B | 650
218213960 | CARRIER | 37MURAQ24AA3 | (V,C)36H175P14*+TXV | 58S(B,C)*B090M17**14 | Split System | 23800 | 15.2 | 8.5 | 1.92 | R-454B | 650
218213961 | CARRIER | 37MURAQ24AA3 | (V,C)36H175P15*+TXV | 58S(B,C)*B090M17**14 | Split System | 23800 | 15.2 | 8.5 | 1.92 | R-454B | 650
218388938 | CARRIER | 37MURAQ24AA3 | PL36H210P74*+TXV | GG96VTAB48080B** | Split System | 23400 | 15.2 | 8.5 | 1.94 | R-454B | 650
218214000 | CARRIER | 37MURAQ24AA3 | (V,C)36H175P15*+TXV | 59SU5B040M17**12 | Split System | 23200 | 15.2 | 8.5 | 1.96 | R-454B | 650
218214005 | CARRIER | 37MURAQ24AA3 | (V,C)36H175P15*+TXV | 59TP6C040V17**12 | Split System | 23600 | 15.2 | 8.5 | 1.96 | R-454B | 650
218386942 | PAYNE HEATING AND COOLING | 37MURAQ24AA3 | (V,C)36H***P42*+TXV | PG96VTAB36060A** | Split System | 23000 | 15.2 | 8.5 | 1.9 | R-454B | 650
218390744 | PAYNE HEATING AND COOLING | 37MURAQ24AA3 | (V,C)36H142P42*+TXV | PG80MS(A,L)A36045A** | Split System | 23200 | 15.2 | 8.5 | 1.9 | R-454B | 650
218386977 | PAYNE HEATING AND COOLING | 37MURAQ24AA3 | PL36H210P74*+TXV | PG97VTAA48080B** | Split System | 23400 | 15.2 | 8.5 | 1.9 | R-454B | 650
218386865 | PAYNE HEATING AND COOLING | 37MURAQ24AA3 | (V,C)36H175P14*+TXV | PG92MSAA42060B** | Split System | 23600 | 15.2 | 8.5 | 1.9 | R-454B | 650
218386840 | PAYNE HEATING AND COOLING | 37MURAQ24AA3 | (V,C)36H175P14*+TXV | PG80VTLB48070B** | Split System | 23800 | 15.2 | 8.5 | 1.9 | R-454B | 650
218386842 | PAYNE HEATING AND COOLING | 37MURAQ24AA3 | (V,C)36H175P15*+TXV | PG80VTLB48070B** | Split System | 23800 | 15.2 | 8.5 | 1.9 | R-454B | 650
218390759 | PAYNE HEATING AND COOLING | 37MURAQ24AA3 | (V,C)36H142P42*+TXV | PG92MSAA36060A** | Split System | 23600 | 15.2 | 8.5 | 1.92 | R-454B | 650
218386950 | PAYNE HEATING AND COOLING | 37MURAQ24AA3 | PL36H175P14*+TXV | PG96VTAB48060B** | Split System | 23600 | 15.2 | 8.5 | 1.92 | R-454B | 650
218386952 | PAYNE HEATING AND COOLING | 37MURAQ24AA3 | PL36H175P15*+TXV | PG96VTAB48060B** | Split System | 23600 | 15.2 | 8.5 | 1.92 | R-454B | 650
218386965 | PAYNE HEATING AND COOLING | 37MURAQ24AA3 | (V,C)36H175P14*+TXV | PG97VTAA48060B** | Split System | 23600 | 15.2 | 8.5 | 1.92 | R-454B | 650
218386925 | PAYNE HEATING AND COOLING | 37MURAQ24AA3 | C36A***L15*+TXV | PG96MSAA48080B** | Split System | 23800 | 15.2 | 8.5 | 1.92 | R-454B | 650
218386959 | PAYNE HEATING AND COOLING | 37MURAQ24AA3 | (V,C)36H175P15*+TXV | PG96VTAB48080B** | Split System | 23800 | 15.2 | 8.5 | 1.94 | R-454B | 650
218386960 | PAYNE HEATING AND COOLING | 37MURAQ24AA3 | PL36H175P15*+TXV | PG96VTAB48080B** | Split System | 23800 | 15.2 | 8.5 | 1.94 | R-454B | 650
218386975 | PAYNE HEATING AND COOLING | 37MURAQ24AA3 | (V,C)36H175P15*+TXV | PG97VTAA48080B** | Split System | 23800 | 15.2 | 8.5 | 1.94 | R-454B | 650
218325151 | PAYNE HEATING AND COOLING | 37MUHAQ30AA3+TIC2025-0016 | CE3005C*+TXV |  | Split System | 29600 | 15.2 | 8.5 | 1.96 | R-454B | 650
218325150 | PAYNE HEATING AND COOLING | 37MUHAQ30AA3+TIC2025-0016 | CE3005A*+TXV |  | Split System | 29600 | 15.2 | 8.5 | 1.96 | R-454B | 650
218139526 | HISENSE | AOH-48U3T25U | V60H210P17*+TXV+AEFE5* |  | Split System | 45500 | 18 | 8.5 | 1.9 | R-454B | 650
218139525 | HISENSE | AOH-48U3T25U | V48H175P38*+TXV+AEFE4B* |  | Split System | 45500 | 18 | 8.5 | 1.9 | R-454B | 650
218392141 | BRYANT HEATING AND COOLING SYSTEMS | 37MURAQ24AA3 | PL36H210P74*+TXV | 83*SB60080M21*** | Split System | 24400 | 15.2 | 8.5 | 1.9 | R-454B | 650
218388788 | BRYANT HEATING AND COOLING SYSTEMS | 37MURAQ24AA3 | (V,C)36H***P21*+TXV | 82*TB36070V14*** | Split System | 23800 | 15.2 | 8.5 | 1.92 | R-454B | 650
218388813 | BRYANT HEATING AND COOLING SYSTEMS | 37MURAQ24AA3 | (V,C)36H***P21*+TXV | 912SE36060M14*** | Split System | 24000 | 15.2 | 8.5 | 1.92 | R-454B | 650
218392136 | BRYANT HEATING AND COOLING SYSTEMS | 37MURAQ24AA3 | (V,C)36H175P15*+TXV | 83*SB36040M17*** | Split System | 24200 | 15.2 | 8.5 | 1.94 | R-454B | 650
218392153 | BRYANT HEATING AND COOLING SYSTEMS | 37MURAQ24AA3 | PL36H210P29*+TXV | 926SB48060V17*** | Split System | 24400 | 15.2 | 8.5 | 1.94 | R-454B | 650
218392162 | BRYANT HEATING AND COOLING SYSTEMS | 37MURAQ24AA3 | PL36H210P29*+TXV | 927TA48060V17*** | Split System | 24400 | 15.2 | 8.5 | 1.94 | R-454B | 650
218392133 | BRYANT HEATING AND COOLING SYSTEMS | 37MURAQ24AA3 | PL36H210P29*+TXV | 82*TB48070V17*** | Split System | 24400 | 15.2 | 8.5 | 1.96 | R-454B | 650
218392150 | BRYANT HEATING AND COOLING SYSTEMS | 37MURAQ24AA3 | PL36H210P29*+TXV | 916SA60080M21*** | Split System | 24400 | 15.2 | 8.5 | 1.96 | R-454B | 650
218392143 | BRYANT HEATING AND COOLING SYSTEMS | 37MURAQ24AA3 | PL36H210P29*+TXV | 912SE42060M17*** | Split System | 24400 | 15.2 | 8.5 | 1.96 | R-454B | 650
218392121 | BRYANT HEATING AND COOLING SYSTEMS | 37MURAQ24AA3 | PL36H210P29*+TXV | 8(0,1)*SB48070M17*** | Split System | 24400 | 15.2 | 8.5 | 1.96 | R-454B | 650
218392159 | BRYANT HEATING AND COOLING SYSTEMS | 37MURAQ24AA3 | PL36H210P29*+TXV | 926TC48080V17*** | Split System | 24800 | 15.2 | 8.5 | 1.96 | R-454B | 650
218392135 | BRYANT HEATING AND COOLING SYSTEMS | 37MURAQ24AA3 | PL36H210P29*+TXV | 82*TB60090V21*** | Split System | 25000 | 15.2 | 8.5 | 1.96 | R-454B | 650
218392130 | BRYANT HEATING AND COOLING SYSTEMS | 37MURAQ24AA3 | PL36H210P29*+TXV | 82*SB60090V21*** | Split System | 25000 | 15.2 | 8.5 | 1.96 | R-454B | 650
218213971 | CARRIER | 37MURAQ24AA3 | (V,C)36H175P13*+TXV | 58SU*B040M17**12 | Split System | 23600 | 15.2 | 8.5 | 1.92 | R-454B | 650
218213873 | CARRIER | 37MURAQ24AA3 | PL36H175P14*+TXV | 58TP*B070V14**12 | Split System | 23800 | 15.2 | 8.5 | 1.92 | R-454B | 650
218213968 | CARRIER | 37MURAQ24AA3 | (V,C)36H***P21*+TXV | 58SP*B070V14**12 | Split System | 23800 | 15.2 | 8.5 | 1.92 | R-454B | 650
218213868 | CARRIER | 37MURAQ24AA3 | PL36H175P14*+TXV | 58SP*B070V14**12 | Split System | 23800 | 15.2 | 8.5 | 1.92 | R-454B | 650
218213969 | CARRIER | 37MURAQ24AA3 | (V,C)36H175P14*+TXV | 58SU*B040M17**12 | Split System | 23800 | 15.2 | 8.5 | 1.92 | R-454B | 650
218213981 | CARRIER | 37MURAQ24AA3 | (V,C)36H***P21*+TXV | 59SC2E060M14**12 | Split System | 24000 | 15.2 | 8.5 | 1.92 | R-454B | 650
218213875 | CARRIER | 37MURAQ24AA3 | PL36H***P44*+TXV | 58TP*B070V14**12 | Split System | 24000 | 15.2 | 8.5 | 1.92 | R-454B | 650
218213870 | CARRIER | 37MURAQ24AA3 | PL36H***P44*+TXV | 58SP*B070V14**12 | Split System | 24000 | 15.2 | 8.5 | 1.92 | R-454B | 650
218392182 | CARRIER | 37MURAQ24AA3 | PL36H210P29*+TXV | 58S(B,C)*B090M21**16 | Split System | 24200 | 15.2 | 8.5 | 1.92 | R-454B | 650
218213874 | CARRIER | 37MURAQ24AA3 | PL36H175P15*+TXV | 58TP*B070V14**12 | Split System | 24200 | 15.2 | 8.5 | 1.92 | R-454B | 650
218213869 | CARRIER | 37MURAQ24AA3 | PL36H175P15*+TXV | 58SP*B070V14**12 | Split System | 24200 | 15.2 | 8.5 | 1.92 | R-454B | 650
218213970 | CARRIER | 37MURAQ24AA3 | (V,C)36H175P15*+TXV | 58SU*B040M17**12 | Split System | 24200 | 15.2 | 8.5 | 1.94 | R-454B | 650
218392187 | CARRIER | 37MURAQ24AA3 | PL36H210P29*+TXV | GG96VTAB48060B** | Split System | 24400 | 15.2 | 8.5 | 1.94 | R-454B | 650
218453019 | CARRIER | 37MUHAQ18AA3+TIC2025-0016 | (V,C)36H***P03*+TXV | 58S(B,C)*B045M14**12 | Split System | 17000 | 15.2 | 8.5 | 1.95 | R-454B | 650
218392184 | CARRIER | 37MURAQ24AA3 | PL36H210P29*+TXV | 58TP*B070V17**16 | Split System | 24400 | 15.2 | 8.5 | 1.96 | R-454B | 650
218213859 | CARRIER | 37MURAQ24AA3 | PL36H210P29*+TXV | 58S(B,C)*B090M17**14 | Split System | 24400 | 15.2 | 8.5 | 1.96 | R-454B | 650
218392188 | CARRIER | 37MURAQ24AA3 | PL36H210P29*+TXV | GG96VTAB48080B** | Split System | 24800 | 15.2 | 8.5 | 1.96 | R-454B | 650
218390763 | PAYNE HEATING AND COOLING | 37MURAQ24AA3 | PL36H210P29*+TXV | PG95MSUA48060B** | Split System | 24400 | 15.2 | 8.5 | 1.96 | R-454B | 650
218390756 | PAYNE HEATING AND COOLING | 37MURAQ24AA3 | PL36H210P29*+TXV | PG80VTLB48070B** | Split System | 24400 | 15.2 | 8.5 | 1.96 | R-454B | 650
218390746 | PAYNE HEATING AND COOLING | 37MURAQ24AA3 | PL36H210P29*+TXV | PG80MS(A,L)A42045B** | Split System | 24400 | 15.2 | 8.5 | 1.96 | R-454B | 650
218390748 | PAYNE HEATING AND COOLING | 37MURAQ24AA3 | PL36H210P29*+TXV | PG80MS(A,L)A48070B** | Split System | 24400 | 15.2 | 8.5 | 1.96 | R-454B | 650
218390760 | PAYNE HEATING AND COOLING | 37MURAQ24AA3 | PL36H210P29*+TXV | PG92MSAA42060B** | Split System | 24400 | 15.2 | 8.5 | 1.96 | R-454B | 650
218390762 | PAYNE HEATING AND COOLING | 37MURAQ24AA3 | PL36H210P29*+TXV | PG95MSUA36040B** | Split System | 24400 | 15.2 | 8.5 | 1.96 | R-454B | 650
218325126 | BRYANT HEATING AND COOLING SYSTEMS | 37MUHAQ18AA3+TIC2025-0016 | CE1801A*+TXV |  | Split System | 17900 | 15.2 | 8.5 | 1.94 | R-454B | 650
218325128 | BRYANT HEATING AND COOLING SYSTEMS | 37MUHAQ18AA3+TIC2025-0016 | CE1801C*+TXV |  | Split System | 17900 | 15.2 | 8.5 | 1.94 | R-454B | 650
218325127 | BRYANT HEATING AND COOLING SYSTEMS | 37MUHAQ18AA3+TIC2025-0016 | CE2301C*+TXV |  | Split System | 17900 | 15.2 | 8.5 | 1.94 | R-454B | 650
218453051 | CARRIER | 37MUHAQ18AA3+TIC2025-0016 | (V,C)36H175P15*+TXV | 59SC2E060M17**14 | Split System | 17800 | 15.2 | 8.5 | 1.9 | R-454B | 650
218325119 | CARRIER | 37MUHAQ18AA3+TIC2025-0016 | CE2301C*+TXV |  | Split System | 17900 | 15.2 | 8.5 | 1.94 | R-454B | 650
218325118 | CARRIER | 37MUHAQ18AA3+TIC2025-0016 | CE1801A*+TXV |  | Split System | 17900 | 15.2 | 8.5 | 1.94 | R-454B | 650
218325120 | CARRIER | 37MUHAQ18AA3+TIC2025-0016 | CE1801C*+TXV |  | Split System | 17900 | 15.2 | 8.5 | 1.94 | R-454B | 650
218453020 | CARRIER | 37MUHAQ18AA3+TIC2025-0016 | (V,C)36H***P42*+TXV | 58S(B,C)*B045M14**12 | Split System | 17500 | 15.2 | 8.5 | 1.95 | R-454B | 650
218453021 | CARRIER | 37MUHAQ18AA3+TIC2025-0016 | (V,C)36H***P21*+TXV | 58S(B,C)*B045M14**12 | Split System | 17600 | 15.2 | 8.5 | 1.95 | R-454B | 650
218325196 | PAYNE HEATING AND COOLING | 37MUHAQ18AA3+TIC2025-0016 | CE2301C*+TXV |  | Split System | 17900 | 15.2 | 8.5 | 1.94 | R-454B | 650
218325197 | PAYNE HEATING AND COOLING | 37MUHAQ18AA3+TIC2025-0016 | CE1801C*+TXV |  | Split System | 17900 | 15.2 | 8.5 | 1.94 | R-454B | 650
218325195 | PAYNE HEATING AND COOLING | 37MUHAQ18AA3+TIC2025-0016 | CE1801A*+TXV |  | Split System | 17900 | 15.2 | 8.5 | 1.94 | R-454B | 650
218433311 | ARMSTRONG AIR | A7SCP18V36P-**A | (H,A,D)G9J*36+TXV | A80UH2E110C16* | Split System | 34800 | 17 | 8.5 | 1.9 | R-454B | 650
218433545 | DUCANE | 7SCP18V36P-**A | (H,A,D)G9J*36+TXV | 97G2UH090CV20* | Split System | 34800 | 17 | 8.5 | 1.85 | R-454B | 650
218433008 | ARMSTRONG AIR | A7SCP18V36P-**A | (H,A,D)G9J*36+TXV | A98USMV110C20S* | Split System | 34800 | 18 | 8.5 | 1.9 | R-454B | 650
218433303 | ARMSTRONG AIR | A7SCP18V36P-**A | (H,A,D)G9J*36+TXV | A80UH1E080B16X* | Split System | 34400 | 16 | 8.5 | 1.85 | R-454B | 650
218391157 | LENNOX | EL18KSLV-036-230A** | LD19/36Z*+TXV | EL196UH030XE36B* | Split System | 33600 | 16 | 8.5 | 1.85 | R-454B | 650
218392396 | LENNOX | EL18KSLV-036-230A** | LD19/36Z*+TXV | EL196UH030XE36B* | Split System | 33600 | 16 | 8.5 | 1.85 | R-454B | 650
218392398 | LENNOX | EL18KSLV-036-230A** | L*18/36V*+TXV | EL196UH030XE36B* | Split System | 33600 | 16 | 8.5 | 1.85 | R-454B | 650
218392399 | LENNOX | EL18KSLV-036-230A** | LH29/36X*+TXV | EL196UH030XE36B* | Split System | 33600 | 16 | 8.5 | 1.85 | R-454B | 650
218392400 | LENNOX | EL18KSLV-036-230A** | L*19/36U+TXV | EL196UH030XE36B* | Split System | 33600 | 16 | 8.5 | 1.85 | R-454B | 650
218391160 | LENNOX | EL18KSLV-036-230A** | LH29/36X*+TXV | EL196UH030XE36B* | Split System | 33600 | 16 | 8.5 | 1.85 | R-454B | 650
218391200 | LENNOX | EL18KSLV-036-230A** | L*18/36V*+TXV | EL280UH090E48B* | Split System | 34000 | 16 | 8.5 | 1.85 | R-454B | 650
218391309 | LENNOX | EL18KSLV-036-230A** | L*18/36V*+TXV | ML180UH090E48B* | Split System | 34000 | 16 | 8.5 | 1.85 | R-454B | 650
218392445 | LENNOX | EL18KSLV-036-230A** | L*18/36V*+TXV | EL280UH090XE48B* | Split System | 34000 | 16 | 8.5 | 1.85 | R-454B | 650
218392559 | LENNOX | EL18KSLV-036-230A** | L*18/36V*+TXV | ML180UH090XE48B* | Split System | 34000 | 16 | 8.5 | 1.85 | R-454B | 650
218392637 | LENNOX | EL18KSLV-036-230A** | L*18/36V*+TXV | ML296UH070XV36B* | Split System | 34000 | 16 | 8.5 | 1.85 | R-454B | 650
218392548 | LENNOX | EL18KSLV-036-230A** | L*18/36V*+TXV | ML180UH090E48B* | Split System | 34000 | 16 | 8.5 | 1.85 | R-454B | 650
218391158 | LENNOX | EL18KSLV-036-230A** | LD24/35Z*+TXV | EL196UH030XE36B* | Split System | 34200 | 16 | 8.5 | 1.85 | R-454B | 650
218392397 | LENNOX | EL18KSLV-036-230A** | LD24/35Z*+TXV | EL196UH030XE36B* | Split System | 34200 | 16 | 8.5 | 1.85 | R-454B | 650
218392620 | LENNOX | EL18KSLV-036-230A** | LD24/35Z*+TXV | ML196UH070XE48B* | Split System | 34400 | 16 | 8.5 | 1.85 | R-454B | 650
218391381 | LENNOX | EL18KSLV-036-230A** | LD24/35Z*+TXV | ML196UH070XE48B* | Split System | 34400 | 16 | 8.5 | 1.85 | R-454B | 650
218392624 | LENNOX | EL18KSLV-036-230A** | L*31/37U+TXV | ML196UH070XE48B* | Split System | 34600 | 16 | 8.5 | 1.85 | R-454B | 650
218631299 | LENNOX | EL18KSLV-036-230A** | L*18/30Z+TXV+TD | EL180UH080NE48B* | Split System | 34800 | 16 | 8.5 | 1.85 | R-454B | 650
218391148 | LENNOX | EL18KSLV-036-230A** | LP36/37R*+TXV | EL180UH100NE60C* | Split System | 35000 | 16 | 8.5 | 1.85 | R-454B | 650
218631300 | LENNOX | EL18KSLV-036-230A** | L*18/30Z+TXV+TD | EL180UH100NE60C* | Split System | 35000 | 16 | 8.5 | 1.85 | R-454B | 650
218391330 | LENNOX | EL18KSLV-036-230A** | LP36/37R*+TXV | ML180UH110XE60C* | Split System | 35200 | 16 | 8.5 | 1.9 | R-454B | 650
218113927 | TEMPSTAR | D5CUHAH24AAK | (V,G)36H175D14*+TXV | *80MSU0401712A* | Split System | 22400 | 16 | 8.5 | 1.96 | R-454B | 650
218432991 | ARMSTRONG AIR | A7SCP18V36P-**A | (H,A,D)G9J*36+TXV | A97UH2E070B12S* | Split System | 34200 | 17 | 8.5 | 1.85 | R-454B | 650
218432660 | ARMSTRONG AIR | A7SCP18V36P-**A | (H,A,D)G9J*36+TXV | A97UH2E045B12S* | Split System | 34400 | 17 | 8.5 | 1.85 | R-454B | 650
218432993 | ARMSTRONG AIR | A7SCP18V36P-**A | (H,A,D)G9J*36+TXV | A97US2V040B12X* | Split System | 34400 | 17 | 8.5 | 1.85 | R-454B | 650
218433334 | ARMSTRONG AIR | A7SCP18V36P-**A | (H,A,D)G9J*36+TXV | A97UH2E045B12S* | Split System | 34400 | 17 | 8.5 | 1.85 | R-454B | 650
218432658 | ARMSTRONG AIR | A7SCP18V36P-**A | (H,A,D)G9J*36+TXV | A96UH1E070B12S* | Split System | 34600 | 17 | 8.5 | 1.85 | R-454B | 650
218432674 | ARMSTRONG AIR | A7SCP18V36P-**A | (H,A,D)G9J*36+TXV | A98USMV070B12S* | Split System | 34600 | 17 | 8.5 | 1.85 | R-454B | 650
218432677 | ARMSTRONG AIR | A7SCP18V36P-**A | (H,A,D)G9J*36+TXV | A98USMV090C20S* | Split System | 35200 | 17 | 8.5 | 1.85 | R-454B | 650
218433321 | ARMSTRONG AIR | A7SCP18V36P-**A | (H,A,D)G9J*36+TXV | A80US2V100C20X* | Split System | 35200 | 17 | 8.5 | 1.85 | R-454B | 650
218362246 | CONCORD | 7SCP18V36P-**A | (H,A,D)G1K*36+TXV | 97G2UH090CV20* | Split System | 35000 | 17 | 8.5 | 1.85 | R-454B | 650
218433536 | DUCANE | 7SCP18V36P-**A | (H,A,D)G9J*36+TXV | 96G1UH045BE12* | Split System | 34000 | 17 | 8.5 | 1.85 | R-454B | 650
218432836 | DUCANE | 7SCP18V36P-**A | (H,A,D)G9J*36+TXV | 96G1UH030BE08* | Split System | 34200 | 17 | 8.5 | 1.85 | R-454B | 650
218433535 | DUCANE | 7SCP18V36P-**A | (H,A,D)G9J*36+TXV | 96G1UH030BE08* | Split System | 34200 | 17 | 8.5 | 1.85 | R-454B | 650
218432841 | DUCANE | 7SCP18V36P-**A | (H,A,D)G9J*36+TXV | 97G2UH045BV12* | Split System | 34400 | 17 | 8.5 | 1.85 | R-454B | 650
218392610 | LENNOX | EL18KSLV-036-230A** | LH29/36X*+TXV | ML196UH045XE36B* | Split System | 33600 | 17 | 8.5 | 1.85 | R-454B | 650
218391166 | LENNOX | EL18KSLV-036-230A** | LH29/36X*+TXV | EL196UH045XE36B* | Split System | 33600 | 17 | 8.5 | 1.85 | R-454B | 650
218392604 | LENNOX | EL18KSLV-036-230A** | LH29/36X*+TXV | ML196UH030XE36B* | Split System | 33600 | 17 | 8.5 | 1.85 | R-454B | 650
218391368 | LENNOX | EL18KSLV-036-230A** | LD19/36Z*+TXV | ML196UH045XE36B* | Split System | 33600 | 17 | 8.5 | 1.85 | R-454B | 650
218392402 | LENNOX | EL18KSLV-036-230A** | LD19/36Z*+TXV | EL196UH045XE36B* | Split System | 33600 | 17 | 8.5 | 1.85 | R-454B | 650
218391362 | LENNOX | EL18KSLV-036-230A** | LD19/36Z*+TXV | ML196UH030XE36B* | Split System | 33600 | 17 | 8.5 | 1.85 | R-454B | 650
218391152 | LENNOX | EL18KSLV-036-230A** | L*19/36U+TXV | EL195UH040NE36B* | Split System | 33600 | 17 | 8.5 | 1.85 | R-454B | 650
218391167 | LENNOX | EL18KSLV-036-230A** | L*19/36U+TXV | EL196UH045XE36B* | Split System | 33600 | 17 | 8.5 | 1.85 | R-454B | 650
218392405 | LENNOX | EL18KSLV-036-230A** | LH29/36X*+TXV | EL196UH045XE36B* | Split System | 33600 | 17 | 8.5 | 1.85 | R-454B | 650
218392607 | LENNOX | EL18KSLV-036-230A** | LD19/36Z*+TXV | ML196UH045XE36B* | Split System | 33600 | 17 | 8.5 | 1.85 | R-454B | 650
218392601 | LENNOX | EL18KSLV-036-230A** | LD19/36Z*+TXV | ML196UH030XE36B* | Split System | 33600 | 17 | 8.5 | 1.85 | R-454B | 650
218392603 | LENNOX | EL18KSLV-036-230A** | L*18/36V*+TXV | ML196UH030XE36B* | Split System | 33600 | 17 | 8.5 | 1.85 | R-454B | 650
218392410 | LENNOX | EL18KSLV-036-230A** | L*18/36V*+TXV | EL196UH070XE36B* | Split System | 33800 | 17 | 8.5 | 1.85 | R-454B | 650
218392655 | LENNOX | EL18KSLV-036-230A** | LD19/36Z*+TXV | SL280UH080NV48B* | Split System | 33800 | 17 | 8.5 | 1.85 | R-454B | 650
218391154 | LENNOX | EL18KSLV-036-230A** | LD19/36Z*+TXV | EL195UH060NE36B* | Split System | 33800 | 17 | 8.5 | 1.85 | R-454B | 650
218391172 | LENNOX | EL18KSLV-036-230A** | LH29/36X*+TXV | EL196UH070XE36B* | Split System | 33800 | 17 | 8.5 | 1.85 | R-454B | 650
218392694 | LENNOX | EL18KSLV-036-230A** | L*19/36U+TXV | SL297UH060NV36B* | Split System | 33800 | 17 | 8.5 | 1.85 | R-454B | 650
218391391 | LENNOX | EL18KSLV-036-230A** | LD24/35Z*+TXV | ML296UH045XV36B* | Split System | 33800 | 17 | 8.5 | 1.85 | R-454B | 650
218391232 | LENNOX | EL18KSLV-036-230A** | LH29/36X*+TXV | EL297UH070XE36B* | Split System | 33800 | 17 | 8.5 | 1.85 | R-454B | 650
218391418 | LENNOX | EL18KSLV-036-230A** | LH29/36X*+TXV | SL280UH080NV48B* | Split System | 33800 | 17 | 8.5 | 1.85 | R-454B | 650
218392468 | LENNOX | EL18KSLV-036-230A** | LD19/36Z*+TXV | EL297UH070XE36B* | Split System | 33800 | 17 | 8.5 | 1.85 | R-454B | 650
218392470 | LENNOX | EL18KSLV-036-230A** | L*18/36V*+TXV | EL297UH070XE36B* | Split System | 33800 | 17 | 8.5 | 1.85 | R-454B | 650
218391229 | LENNOX | EL18KSLV-036-230A** | LD19/36Z*+TXV | EL297UH070XE36B* | Split System | 33800 | 17 | 8.5 | 1.85 | R-454B | 650
218392466 | LENNOX | EL18KSLV-036-230A** | L*19/36U+TXV | EL297UH045XV36B* | Split System | 33800 | 17 | 8.5 | 1.85 | R-454B | 650
218391171 | LENNOX | EL18KSLV-036-230A** | L*18/36V*+TXV | EL196UH070XE36B* | Split System | 33800 | 17 | 8.5 | 1.85 | R-454B | 650
218391453 | LENNOX | EL18KSLV-036-230A** | L*19/36U+TXV | SL297UH040NV36B* | Split System | 33800 | 17 | 8.5 | 1.85 | R-454B | 650
218391231 | LENNOX | EL18KSLV-036-230A** | L*18/36V*+TXV | EL297UH070XE36B* | Split System | 33800 | 17 | 8.5 | 1.85 | R-454B | 650
218391233 | LENNOX | EL18KSLV-036-230A** | L*19/36U+TXV | EL297UH070XE36B* | Split System | 33800 | 17 | 8.5 | 1.85 | R-454B | 650
218392657 | LENNOX | EL18KSLV-036-230A** | LH29/36X*+TXV | SL280UH080NV48B* | Split System | 33800 | 17 | 8.5 | 1.85 | R-454B | 650
218392658 | LENNOX | EL18KSLV-036-230A** | L*19/36U+TXV | SL280UH080NV48B* | Split System | 33800 | 17 | 8.5 | 1.85 | R-454B | 650
218392412 | LENNOX | EL18KSLV-036-230A** | L*19/36U+TXV | EL196UH070XE36B* | Split System | 33800 | 17 | 8.5 | 1.85 | R-454B | 650
218392411 | LENNOX | EL18KSLV-036-230A** | LH29/36X*+TXV | EL196UH070XE36B* | Split System | 33800 | 17 | 8.5 | 1.85 | R-454B | 650
218392630 | LENNOX | EL18KSLV-036-230A** | LD24/35Z*+TXV | ML296UH045XV36B* | Split System | 33800 | 17 | 8.5 | 1.85 | R-454B | 650
218392471 | LENNOX | EL18KSLV-036-230A** | LH29/36X*+TXV | EL297UH070XE36B* | Split System | 33800 | 17 | 8.5 | 1.85 | R-454B | 650
218391349 | LENNOX | EL18KSLV-036-230A** | LD19/36Z*+TXV | ML193UH070XE36B* | Split System | 34000 | 17 | 8.5 | 1.85 | R-454B | 650
218392703 | LENNOX | EL18KSLV-036-230A** | L*18/36V*+TXV | SLP99UH070XV36B* | Split System | 34000 | 17 | 8.5 | 1.85 | R-454B | 650
218391314 | LENNOX | EL18KSLV-036-230A** | L*18/36V*+TXV | ML180UH090V48B* | Split System | 34000 | 17 | 8.5 | 1.85 | R-454B | 650
218391462 | LENNOX | EL18KSLV-036-230A** | LD19/36Z*+TXV | SLP99UH070XV36B* | Split System | 34000 | 17 | 8.5 | 1.85 | R-454B | 650
218391303 | LENNOX | EL18KSLV-036-230A** | L*18/36V*+TXV | ML180UH070XE36B* | Split System | 34000 | 17 | 8.5 | 1.85 | R-454B | 650
218391369 | LENNOX | EL18KSLV-036-230A** | LD24/35Z*+TXV | ML196UH045XE36B* | Split System | 34000 | 17 | 8.5 | 1.85 | R-454B | 650
218391316 | LENNOX | EL18KSLV-036-230A** | L*19/36U+TXV | ML180UH090V48B* | Split System | 34000 | 17 | 8.5 | 1.85 | R-454B | 650
218392588 | LENNOX | EL18KSLV-036-230A** | LD19/36Z*+TXV | ML193UH070XE36B* | Split System | 34000 | 17 | 8.5 | 1.85 | R-454B | 650
218392486 | LENNOX | EL18KSLV-036-230A** | LD24/35Z*+TXV | ML180DF070E36B* | Split System | 34000 | 17 | 8.5 | 1.85 | R-454B | 650
218392704 | LENNOX | EL18KSLV-036-230A** | LH29/36X*+TXV | SLP99UH070XV36B* | Split System | 34000 | 17 | 8.5 | 1.85 | R-454B | 650
218391378 | LENNOX | EL18KSLV-036-230A** | L*19/36U+TXV | ML196UH070XE36B* | Split System | 34000 | 17 | 8.5 | 1.85 | R-454B | 650
218392701 | LENNOX | EL18KSLV-036-230A** | LD19/36Z*+TXV | SLP99UH070XV36B* | Split System | 34000 | 17 | 8.5 | 1.85 | R-454B | 650
218391352 | LENNOX | EL18KSLV-036-230A** | LH29/36X*+TXV | ML193UH070XE36B* | Split System | 34000 | 17 | 8.5 | 1.85 | R-454B | 650
218391353 | LENNOX | EL18KSLV-036-230A** | L*19/36U+TXV | ML193UH070XE36B* | Split System | 34000 | 17 | 8.5 | 1.85 | R-454B | 650
218391276 | LENNOX | EL18KSLV-036-230A** | L*18/36V*+TXV | ML180UH070E36B* | Split System | 34000 | 17 | 8.5 | 1.85 | R-454B | 650
218392474 | LENNOX | EL18KSLV-036-230A** | L*19/36U+TXV | EL297UH070XV36B* | Split System | 34000 | 17 | 8.5 | 1.85 | R-454B | 650
218392590 | LENNOX | EL18KSLV-036-230A** | L*18/36V*+TXV | ML193UH070XE36B* | Split System | 34000 | 17 | 8.5 | 1.85 | R-454B | 650
218392592 | LENNOX | EL18KSLV-036-230A** | L*19/36U+TXV | ML193UH070XE36B* | Split System | 34000 | 17 | 8.5 | 1.85 | R-454B | 650
218392553 | LENNOX | EL18KSLV-036-230A** | L*18/36V*+TXV | ML180UH090V48B* | Split System | 34000 | 17 | 8.5 | 1.85 | R-454B | 650
218392555 | LENNOX | EL18KSLV-036-230A** | L*19/36U+TXV | ML180UH090V48B* | Split System | 34000 | 17 | 8.5 | 1.85 | R-454B | 650
218392542 | LENNOX | EL18KSLV-036-230A** | L*18/36V*+TXV | ML180UH070XE36B* | Split System | 34000 | 17 | 8.5 | 1.85 | R-454B | 650
218392591 | LENNOX | EL18KSLV-036-230A** | LH29/36X*+TXV | ML193UH070XE36B* | Split System | 34000 | 17 | 8.5 | 1.85 | R-454B | 650
218392613 | LENNOX | EL18KSLV-036-230A** | LD19/36Z*+TXV | ML196UH070XE36B* | Split System | 34000 | 17 | 8.5 | 1.85 | R-454B | 650
218392616 | LENNOX | EL18KSLV-036-230A** | LH29/36X*+TXV | ML196UH070XE36B* | Split System | 34000 | 17 | 8.5 | 1.85 | R-454B | 650
218392617 | LENNOX | EL18KSLV-036-230A** | L*19/36U+TXV | ML196UH070XE36B* | Split System | 34000 | 17 | 8.5 | 1.85 | R-454B | 650
218392608 | LENNOX | EL18KSLV-036-230A** | LD24/35Z*+TXV | ML196UH045XE36B* | Split System | 34000 | 17 | 8.5 | 1.85 | R-454B | 650
218392598 | LENNOX | EL18KSLV-036-230A** | LD24/35Z*+TXV | ML196DF045XE36B* | Split System | 34000 | 17 | 8.5 | 1.85 | R-454B | 650
218392615 | LENNOX | EL18KSLV-036-230A** | L*18/36V*+TXV | ML196UH070XE36B* | Split System | 34000 | 17 | 8.5 | 1.85 | R-454B | 650
218392705 | LENNOX | EL18KSLV-036-230A** | L*19/36U+TXV | SLP99UH070XV36B* | Split System | 34000 | 17 | 8.5 | 1.85 | R-454B | 650
218391464 | LENNOX | EL18KSLV-036-230A** | L*18/36V*+TXV | SLP99UH070XV36B* | Split System | 34000 | 17 | 8.5 | 1.85 | R-454B | 650
218392403 | LENNOX | EL18KSLV-036-230A** | LD24/35Z*+TXV | EL196UH045XE36B* | Split System | 34200 | 17 | 8.5 | 1.85 | R-454B | 650
218392469 | LENNOX | EL18KSLV-036-230A** | LD24/35Z*+TXV | EL297UH070XE36B* | Split System | 34200 | 17 | 8.5 | 1.85 | R-454B | 650
218391170 | LENNOX | EL18KSLV-036-230A** | LD24/35Z*+TXV | EL196UH070XE36B* | Split System | 34200 | 17 | 8.5 | 1.85 | R-454B | 650
218392612 | LENNOX | EL18KSLV-036-230A** | L*31/37U+TXV | ML196UH045XE36B* | Split System | 34200 | 17 | 8.5 | 1.85 | R-454B | 650
218392602 | LENNOX | EL18KSLV-036-230A** | LD24/35Z*+TXV | ML196UH030XE36B* | Split System | 34200 | 17 | 8.5 | 1.85 | R-454B | 650
218391168 | LENNOX | EL18KSLV-036-230A** | L*31/37U+TXV | EL196UH045XE36B* | Split System | 34200 | 17 | 8.5 | 1.85 | R-454B | 650
218391216 | LENNOX | EL18KSLV-036-230A** | LD24/35Z*+TXV | EL297DF045XV36B* | Split System | 34200 | 17 | 8.5 | 1.85 | R-454B | 650
218392409 | LENNOX | EL18KSLV-036-230A** | LD24/35Z*+TXV | EL196UH070XE36B* | Split System | 34200 | 17 | 8.5 | 1.85 | R-454B | 650
218391230 | LENNOX | EL18KSLV-036-230A** | LD24/35Z*+TXV | EL297UH070XE36B* | Split System | 34200 | 17 | 8.5 | 1.85 | R-454B | 650
218392407 | LENNOX | EL18KSLV-036-230A** | L*31/37U+TXV | EL196UH045XE36B* | Split System | 34200 | 17 | 8.5 | 1.85 | R-454B | 650
218392455 | LENNOX | EL18KSLV-036-230A** | LD24/35Z*+TXV | EL297DF045XV36B* | Split System | 34200 | 17 | 8.5 | 1.85 | R-454B | 650
218391363 | LENNOX | EL18KSLV-036-230A** | LD24/35Z*+TXV | ML196UH030XE36B* | Split System | 34200 | 17 | 8.5 | 1.85 | R-454B | 650
218391174 | LENNOX | EL18KSLV-036-230A** | L*31/37U+TXV | EL196UH070XE36B* | Split System | 34400 | 17 | 8.5 | 1.85 | R-454B | 650
218392467 | LENNOX | EL18KSLV-036-230A** | L*31/37U+TXV | EL297UH045XV36B* | Split System | 34400 | 17 | 8.5 | 1.85 | R-454B | 650
218392413 | LENNOX | EL18KSLV-036-230A** | L*31/37U+TXV | EL196UH070XE36B* | Split System | 34400 | 17 | 8.5 | 1.85 | R-454B | 650
218391156 | LENNOX | EL18KSLV-036-230A** | L*31/37U+TXV | EL195UH060NE36B* | Split System | 34400 | 17 | 8.5 | 1.85 | R-454B | 650
218391367 | LENNOX | EL18KSLV-036-230A** | L*31/37U+TXV | ML196UH030XE36B* | Split System | 34400 | 17 | 8.5 | 1.85 | R-454B | 650
218392473 | LENNOX | EL18KSLV-036-230A** | L*31/37U+TXV | EL297UH070XE36B* | Split System | 34400 | 17 | 8.5 | 1.85 | R-454B | 650
218392575 | LENNOX | EL18KSLV-036-230A** | LD24/35Z*+TXV | ML193DF070XE36B* | Split System | 34400 | 17 | 8.5 | 1.85 | R-454B | 650
218392395 | LENNOX | EL18KSLV-036-230A** | L*31/37U+TXV | EL195UH060NE36B* | Split System | 34400 | 17 | 8.5 | 1.85 | R-454B | 650
218392461 | LENNOX | EL18KSLV-036-230A** | LD24/35Z*+TXV | EL297UH045XE36B* | Split System | 34400 | 17 | 8.5 | 1.85 | R-454B | 650
218392583 | LENNOX | EL18KSLV-036-230A** | LD24/35Z*+TXV | ML193UH045XE36B* | Split System | 34400 | 17 | 8.5 | 1.85 | R-454B | 650
218392656 | LENNOX | EL18KSLV-036-230A** | LD24/35Z*+TXV | SL280UH080NV48B* | Split System | 34400 | 17 | 8.5 | 1.85 | R-454B | 650
218631302 | LENNOX | EL18KSLV-036-230A** | L*18/30Z+TXV+TD | EL195UH060NE36B* | Split System | 34400 | 17 | 8.5 | 1.85 | R-454B | 650
218631301 | LENNOX | EL18KSLV-036-230A** | L*18/30Z+TXV+TD | EL195UH040NE36B* | Split System | 34400 | 17 | 8.5 | 1.85 | R-454B | 650
218392614 | LENNOX | EL18KSLV-036-230A** | LD24/35Z*+TXV | ML196UH070XE36B* | Split System | 34600 | 17 | 8.5 | 1.85 | R-454B | 650
218392587 | LENNOX | EL18KSLV-036-230A** | L*31/37U+TXV | ML193UH045XE36B* | Split System | 34600 | 17 | 8.5 | 1.85 | R-454B | 650
218391463 | LENNOX | EL18KSLV-036-230A** | LD24/35Z*+TXV | SLP99UH070XV36B* | Split System | 34600 | 17 | 8.5 | 1.85 | R-454B | 650
218392465 | LENNOX | EL18KSLV-036-230A** | L*31/37U+TXV | EL297UH045XE36B* | Split System | 34600 | 17 | 8.5 | 1.85 | R-454B | 650
218391348 | LENNOX | EL18KSLV-036-230A** | L*31/37U+TXV | ML193UH045XE36B* | Split System | 34600 | 17 | 8.5 | 1.85 | R-454B | 650
218391375 | LENNOX | EL18KSLV-036-230A** | LD24/35Z*+TXV | ML196UH070XE36B* | Split System | 34600 | 17 | 8.5 | 1.85 | R-454B | 650
218392702 | LENNOX | EL18KSLV-036-230A** | LD24/35Z*+TXV | SLP99UH070XV36B* | Split System | 34600 | 17 | 8.5 | 1.85 | R-454B | 650
218391420 | LENNOX | EL18KSLV-036-230A** | L*31/37U+TXV | SL280UH080NV48B* | Split System | 34600 | 17 | 8.5 | 1.85 | R-454B | 650
218391456 | LENNOX | EL18KSLV-036-230A** | L*31/37U+TXV | SL297UH060NV36B* | Split System | 34600 | 17 | 8.5 | 1.85 | R-454B | 650
218392693 | LENNOX | EL18KSLV-036-230A** | L*31/37U+TXV | SL297UH040NV36B* | Split System | 34600 | 17 | 8.5 | 1.85 | R-454B | 650
218392695 | LENNOX | EL18KSLV-036-230A** | L*31/37U+TXV | SL297UH060NV36B* | Split System | 34600 | 17 | 8.5 | 1.85 | R-454B | 650
218631307 | LENNOX | EL18KSLV-036-230A** | L*18/30Z+TXV+TD | SL297UH040NV36B* | Split System | 34600 | 17 | 8.5 | 1.85 | R-454B | 650
218631308 | LENNOX | EL18KSLV-036-230A** | L*18/30Z+TXV+TD | SL297UH060NV36B* | Split System | 34600 | 17 | 8.5 | 1.85 | R-454B | 650
218392640 | LENNOX | EL18KSLV-036-230A** | L*31/37U+TXV | ML296UH070XV36B* | Split System | 34800 | 17 | 8.5 | 1.85 | R-454B | 650
218392706 | LENNOX | EL18KSLV-036-230A** | L*31/37U+TXV | SLP99UH070XV36B* | Split System | 34800 | 17 | 8.5 | 1.85 | R-454B | 650
218391354 | LENNOX | EL18KSLV-036-230A** | L*31/37U+TXV | ML193UH070XE36B* | Split System | 34800 | 17 | 8.5 | 1.85 | R-454B | 650
218392556 | LENNOX | EL18KSLV-036-230A** | L*31/37U+TXV | ML180UH090V48B* | Split System | 34800 | 17 | 8.5 | 1.85 | R-454B | 650
218392618 | LENNOX | EL18KSLV-036-230A** | L*31/37U+TXV | ML196UH070XE36B* | Split System | 34800 | 17 | 8.5 | 1.85 | R-454B | 650
218392634 | LENNOX | EL18KSLV-036-230A** | L*31/37U+TXV | ML296UH045XV36B* | Split System | 34800 | 17 | 8.5 | 1.85 | R-454B | 650
218391237 | LENNOX | EL18KSLV-036-230A** | LP36/37R*+TXV | EL297UH090XV60C* | Split System | 35000 | 17 | 8.5 | 1.85 | R-454B | 650
218392476 | LENNOX | EL18KSLV-036-230A** | LP36/37R*+TXV | EL297UH090XV60C* | Split System | 35000 | 17 | 8.5 | 1.85 | R-454B | 650
218392707 | LENNOX | EL18KSLV-036-230A** | LP36/37R*+TXV | SLP99UH090XV60C* | Split System | 35200 | 17 | 8.5 | 1.85 | R-454B | 650
218631306 | LENNOX | EL18KSLV-036-230A** | L*18/30Z+TXV+TD | SL280UH100NV60C* | Split System | 35200 | 17 | 8.5 | 1.85 | R-454B | 650
218392683 | LENNOX | EL18KSLV-036-230A** | LP36/37R*+TXV | SL280UH100NV60C* | Split System | 35200 | 17 | 8.5 | 1.85 | R-454B | 650
218392449 | LENNOX | EL18KSLV-036-230A** | LP36/37R*+TXV | EL280UH110E48C* | Split System | 35000 | 17 | 8.5 | 1.9 | R-454B | 650
218433317 | ARMSTRONG AIR | A7SCP18V36P-**A | (H,A,D)G9J*36+TXV | A80US2V090B12* | Split System | 34800 | 18 | 8.5 | 1.85 | R-454B | 650
218432668 | ARMSTRONG AIR | A7SCP18V36P-**A | (H,A,D)G9J*36+TXV | A97US2V080C20X* | Split System | 35000 | 18 | 8.5 | 1.85 | R-454B | 650
218433526 | DUCANE | 7SCP18V36P-**A | (H,A,D)G9J*36+TXV | 92G1UH030BE12* | Split System | 34200 | 18 | 8.5 | 1.85 | R-454B | 650
218392676 | LENNOX | EL18KSLV-036-230A** | L*18/36V*+TXV | SL280UH090XV48B* | Split System | 33800 | 18 | 8.5 | 1.85 | R-454B | 650
218391195 | LENNOX | EL18KSLV-036-230A** | LH29/36X*+TXV | EL280UH090E36B* | Split System | 34000 | 18 | 8.5 | 1.85 | R-454B | 650
218392431 | LENNOX | EL18KSLV-036-230A** | LD19/36Z*+TXV | EL280UH090E36B* | Split System | 34000 | 18 | 8.5 | 1.85 | R-454B | 650
218392434 | LENNOX | EL18KSLV-036-230A** | LH29/36X*+TXV | EL280UH090E36B* | Split System | 34000 | 18 | 8.5 | 1.85 | R-454B | 650
218391288 | LENNOX | EL18KSLV-036-230A** | LH29/36X*+TXV | ML180UH070V36B* | Split System | 34000 | 18 | 8.5 | 1.85 | R-454B | 650
218392527 | LENNOX | EL18KSLV-036-230A** | LH29/36X*+TXV | ML180UH070V36B* | Split System | 34000 | 18 | 8.5 | 1.85 | R-454B | 650
218391194 | LENNOX | EL18KSLV-036-230A** | L*18/36V*+TXV | EL280UH090E36B* | Split System | 34000 | 18 | 8.5 | 1.85 | R-454B | 650
218391192 | LENNOX | EL18KSLV-036-230A** | LD19/36Z*+TXV | EL280UH090E36B* | Split System | 34000 | 18 | 8.5 | 1.85 | R-454B | 650
218391285 | LENNOX | EL18KSLV-036-230A** | LD19/36Z*+TXV | ML180UH070V36B* | Split System | 34000 | 18 | 8.5 | 1.85 | R-454B | 650
218391196 | LENNOX | EL18KSLV-036-230A** | L*19/36U+TXV | EL280UH090E36B* | Split System | 34000 | 18 | 8.5 | 1.85 | R-454B | 650
218392433 | LENNOX | EL18KSLV-036-230A** | L*18/36V*+TXV | EL280UH090E36B* | Split System | 34000 | 18 | 8.5 | 1.85 | R-454B | 650
218391426 | LENNOX | EL18KSLV-036-230A** | LH29/36X*+TXV | SL280UH090V36B* | Split System | 34200 | 18 | 8.5 | 1.85 | R-454B | 650
218392577 | LENNOX | EL18KSLV-036-230A** | LD24/35Z*+TXV | ML193UH030XE36B* | Split System | 34200 | 18 | 8.5 | 1.85 | R-454B | 650
218392664 | LENNOX | EL18KSLV-036-230A** | L*18/36V*+TXV | SL280UH090V36B* | Split System | 34200 | 18 | 8.5 | 1.85 | R-454B | 650
218392665 | LENNOX | EL18KSLV-036-230A** | LH29/36X*+TXV | SL280UH090V36B* | Split System | 34200 | 18 | 8.5 | 1.85 | R-454B | 650
218392666 | LENNOX | EL18KSLV-036-230A** | L*19/36U+TXV | SL280UH090V36B* | Split System | 34200 | 18 | 8.5 | 1.85 | R-454B | 650
218392531 | LENNOX | EL18KSLV-036-230A** | L*18/36V*+TXV | ML180UH070V48B* | Split System | 34200 | 18 | 8.5 | 1.85 | R-454B | 650
218392581 | LENNOX | EL18KSLV-036-230A** | L*31/37U+TXV | ML193UH030XE36B* | Split System | 34400 | 18 | 8.5 | 1.85 | R-454B | 650
218391286 | LENNOX | EL18KSLV-036-230A** | LD24/35Z*+TXV | ML180UH070V36B* | Split System | 34600 | 18 | 8.5 | 1.85 | R-454B | 650
218392432 | LENNOX | EL18KSLV-036-230A** | LD24/35Z*+TXV | EL280UH090E36B* | Split System | 34600 | 18 | 8.5 | 1.85 | R-454B | 650
218391424 | LENNOX | EL18KSLV-036-230A** | LD24/35Z*+TXV | SL280UH090V36B* | Split System | 34800 | 18 | 8.5 | 1.85 | R-454B | 650
218392436 | LENNOX | EL18KSLV-036-230A** | L*31/37U+TXV | EL280UH090E36B* | Split System | 34800 | 18 | 8.5 | 1.85 | R-454B | 650
218391279 | LENNOX | EL18KSLV-036-230A** | L*31/37U+TXV | ML180UH070E36B* | Split System | 34800 | 18 | 8.5 | 1.85 | R-454B | 650
218391306 | LENNOX | EL18KSLV-036-230A** | L*31/37U+TXV | ML180UH070XE36B* | Split System | 34800 | 18 | 8.5 | 1.85 | R-454B | 650
218392518 | LENNOX | EL18KSLV-036-230A** | L*31/37U+TXV | ML180UH070E36B* | Split System | 34800 | 18 | 8.5 | 1.85 | R-454B | 650
218392545 | LENNOX | EL18KSLV-036-230A** | L*31/37U+TXV | ML180UH070XE36B* | Split System | 34800 | 18 | 8.5 | 1.85 | R-454B | 650
218392663 | LENNOX | EL18KSLV-036-230A** | LD24/35Z*+TXV | SL280UH090V36B* | Split System | 34800 | 18 | 8.5 | 1.85 | R-454B | 650
218392696 | LENNOX | EL18KSLV-036-230A** | LP36/37R*+TXV | SL297UH080NV60C* | Split System | 35000 | 18 | 8.5 | 1.85 | R-454B | 650
218631310 | LENNOX | EL18KSLV-036-230A** | L*18/30Z+TXV+TD | SL297UH080NV60C* | Split System | 35000 | 18 | 8.5 | 1.85 | R-454B | 650
218392641 | LENNOX | EL18KSLV-036-230A** | LP36/37R*+TXV | ML296UH110XV60C* | Split System | 35200 | 18 | 8.5 | 1.85 | R-454B | 650
218391402 | LENNOX | EL18KSLV-036-230A** | LP36/37R*+TXV | ML296UH110XV60C* | Split System | 35200 | 18 | 8.5 | 1.85 | R-454B | 650
218391450 | LENNOX | EL18KSLV-036-230A** | LP36/37R*+TXV | SL280UH110XV60C* | Split System | 35200 | 18 | 8.5 | 1.85 | R-454B | 650
218392689 | LENNOX | EL18KSLV-036-230A** | LP36/37R*+TXV | SL280UH110XV60C* | Split System | 35200 | 18 | 8.5 | 1.85 | R-454B | 650
218392686 | LENNOX | EL18KSLV-036-230A** | LP36/37R*+TXV | SL280UH110V60C* | Split System | 35200 | 18 | 8.5 | 1.85 | R-454B | 650
218391447 | LENNOX | EL18KSLV-036-230A** | LP36/37R*+TXV | SL280UH110V60C* | Split System | 35200 | 18 | 8.5 | 1.85 | R-454B | 650
218392667 | LENNOX | EL18KSLV-036-230A** | L*31/37U+TXV | SL280UH090V36B* | Split System | 35000 | 18 | 8.5 | 1.9 | R-454B | 650
218392710 | LENNOX | EL18KSLV-036-230A** | LP36/37R*+TXV | SLP99UH110XV60C* | Split System | 35000 | 18 | 8.5 | 1.9 | R-454B | 650
218392660 | LENNOX | EL18KSLV-036-230A** | LP36/37R*+TXV | SL280UH080NV60C* | Split System | 35000 | 18 | 8.5 | 1.9 | R-454B | 650
218391428 | LENNOX | EL18KSLV-036-230A** | L*31/37U+TXV | SL280UH090V36B* | Split System | 35000 | 18 | 8.5 | 1.9 | R-454B | 650
218392566 | LENNOX | EL18KSLV-036-230A** | LP36/37R*+TXV | ML180UH110V60C* | Split System | 35200 | 18 | 8.5 | 1.9 | R-454B | 650
218392671 | LENNOX | EL18KSLV-036-230A** | LP36/37R*+TXV | SL280UH090V60C* | Split System | 35200 | 18 | 8.5 | 1.9 | R-454B | 650
218391327 | LENNOX | EL18KSLV-036-230A** | LP36/37R*+TXV | ML180UH110V60C* | Split System | 35200 | 18 | 8.5 | 1.9 | R-454B | 650
218392482 | LENNOX | EL18KSLV-036-230A** | LP36/37R*+TXV | EL297UH110XV60C* | Split System | 35200 | 18 | 8.5 | 1.9 | R-454B | 650
218391243 | LENNOX | EL18KSLV-036-230A** | LP36/37R*+TXV | EL297UH110XV60C* | Split System | 35200 | 18 | 8.5 | 1.9 | R-454B | 650
218612662 | CARRIER | 27VPA936A*030* | A36VCA*+TXV | 59TP7A080V17**16 | Split System | 35400 | 15.2 | 8.5 | 2 | R-454B | 650
218612658 | CARRIER | 27VPA936A*030* | PL36H210P74*+TXV | 59TP7A060V17**16 | Split System | 35400 | 15.2 | 8.5 | 2.02 | R-454B | 650
218612660 | CARRIER | 27VPA936A*030* | (V,C)36H175P13*+TXV | 59TP7A060V17**16 | Split System | 35400 | 15.2 | 8.5 | 2.02 | R-454B | 650
218612652 | CARRIER | 27VPA936A*030* | A36VCA*+TXV | 59TP7A060V17**16 | Split System | 35400 | 15.2 | 8.5 | 2.02 | R-454B | 650
218612655 | CARRIER | 27VPA936A*030* | PL36H175P14*+TXV | 59TP7A060V17**16 | Split System | 35600 | 15.2 | 8.5 | 2.02 | R-454B | 650
218612654 | CARRIER | 27VPA936A*030* | (V,C)36H175P14*+TXV | 59TP7A060V17**16 | Split System | 35600 | 15.2 | 8.5 | 2.02 | R-454B | 650
218433142 | DUCANE | 7SCP18V36P-**A | (H,A,D)G9J*36+TXV | 80G1UH090BE16* | Split System | 34600 | 17 | 8.5 | 1.9 | R-454B | 650
218433511 | DUCANE | 7SCP18V36P-**A | (H,A,D)G9J*36+TXV | 80G1UH090BE16* | Split System | 34600 | 17 | 8.5 | 1.9 | R-454B | 650
218612659 | CARRIER | 27VPA936A*030* | C36A***L15*+TXV | 59TP7A060V17**16 | Split System | 35600 | 15.2 | 8.5 | 2.02 | R-454B | 650
218612657 | CARRIER | 27VPA936A*030* | PL36H175P15*+TXV | 59TP7A060V17**16 | Split System | 35800 | 15.2 | 8.5 | 2.02 | R-454B | 650
218391209 | LENNOX | EL18KSLV-036-230A** | L*31/37U+TXV | EL280UH090XE48B* | Split System | 34800 | 16 | 8.5 | 1.9 | R-454B | 650
218392442 | LENNOX | EL18KSLV-036-230A** | L*31/37U+TXV | EL280UH090E48B* | Split System | 34800 | 16 | 8.5 | 1.9 | R-454B | 650
218392562 | LENNOX | EL18KSLV-036-230A** | L*31/37U+TXV | ML180UH090XE48B* | Split System | 34800 | 17 | 8.5 | 1.9 | R-454B | 650
218330970 | CARRIER | 37MUHAQ24AA3 | D(A,C,E)37A3J+TDR | 58S(B,C)*B155M24**20 | Split System | 21400 | 15.5 | 8.1 | 2.91 | R-454B | 650
218138326 | RUUD | RD16AY36AJVC | D(A,C,E)36D3J+TDR | R951V0703A17M4 | Split System | 31800 | 17 | 8.1 | 2.71 | R-454B | 650
218138308 | RUUD | RD16AY36AJVC | D(A,C,E)36D3J+TDR | R921V0703A17M4 | Split System | 31800 | 17 | 8.1 | 2.71 | R-454B | 650
218138368 | RUUD | RD16AY36AJVC | D(A,C,E)36D3J+TDR | U98MV1005A21UPS | Split System | 31800 | 17 | 8.1 | 2.71 | R-454B | 650
218138342 | RUUD | RD16AY36AJVC | D(A,C,E)36D3J+TDR | R962V0703A17M4 | Split System | 31800 | 17 | 8.1 | 2.71 | R-454B | 650
218138362 | RUUD | RD16AY36AJVC | D(A,C,E)36D3J+TDR | U98MV0603A17UPS | Split System | 31800 | 17 | 8.1 | 2.71 | R-454B | 650
218138352 | RUUD | RD16AY36AJVC | D(A,C,E)36D3J+TDR | U97MV0603A17DHS | Split System | 31800 | 17 | 8.1 | 2.72 | R-454B | 650
218138364 | RUUD | RD16AY36AJVC | D(A,C,E)36D3J+TDR | U98MV0703A17UPS | Split System | 31800 | 17 | 8.1 | 2.72 | R-454B | 650
218330981 | CARRIER | 37MUHAQ24AA3 | D(A,C,E)31A3J+TDR | 58SP*B110V21**22 | Split System | 20600 | 15.2 | 8.1 | 2.83 | R-454B | 650
218331023 | CARRIER | 37MUHAQ24AA3 | D(A,C,E)31A3J+TDR | 59SC2E120M24**20 | Split System | 21400 | 15.2 | 8.1 | 2.99 | R-454B | 650
218331037 | CARRIER | 37MUHAQ24AA3 | D(A,C,E)31A3J+TDR | 59SC6A080M21**20 | Split System | 20600 | 15.5 | 8.1 | 2.83 | R-454B | 650
218331021 | CARRIER | 37MUHAQ24AA3 | D(A,C,E)31A3J+TDR | 59SC2E100M21**22 | Split System | 21000 | 15.5 | 8.1 | 2.85 | R-454B | 650
218331002 | CARRIER | 37MUHAQ24AA3 | D(A,C,E)37A3J+TDR | 58TP*B090V21**20 | Split System | 21200 | 15.5 | 8.1 | 2.86 | R-454B | 650
218330957 | CARRIER | 37MUHAQ24AA3 | D(A,C,E)31A3J+TDR | 58S(B,C)*B090M21**16 | Split System | 20800 | 15.5 | 8.1 | 2.87 | R-454B | 650
218331041 | CARRIER | 37MUHAQ24AA3 | D(A,C,E)31A3J+TDR | 59SC6A100M21**22 | Split System | 21000 | 15.5 | 8.1 | 2.87 | R-454B | 650
218330979 | CARRIER | 37MUHAQ24AA3 | D(A,C,E)31A3J+TDR | 58SP*B090V21**20 | Split System | 21000 | 15.5 | 8.1 | 2.87 | R-454B | 650
218331087 | CARRIER | 37MUHAQ24AA3 | D(A,C,E)31A3J+TDR | 59TP6C100V21**22 | Split System | 20800 | 15.5 | 8.1 | 2.88 | R-454B | 650
218330963 | CARRIER | 37MUHAQ24AA3 | D(A,C,E)31A3J+TDR | 58S(B,C)*B110M21**20 | Split System | 21000 | 15.5 | 8.1 | 2.89 | R-454B | 650
218331022 | CARRIER | 37MUHAQ24AA3 | D(A,C,E)37A3J+TDR | 59SC2E100M21**22 | Split System | 21400 | 15.5 | 8.1 | 2.9 | R-454B | 650
218330964 | CARRIER | 37MUHAQ24AA3 | D(A,C,E)37A3J+TDR | 58S(B,C)*B110M21**20 | Split System | 21400 | 15.5 | 8.1 | 2.91 | R-454B | 650
218331089 | CARRIER | 37MUHAQ24AA3 | D(A,C,E)31A3J+TDR | 59TP6C120V24**22 | Split System | 21600 | 15.5 | 8.1 | 2.99 | R-454B | 650
218362630 | BOSCH | BOHA-36MTB-M18S | D(A,C,E)37D3J+TDR | BGH97M100C5A | Split System | 32000 | 16 | 8.1 | 2.57 | R-454B | 650
218331097 | CARRIER | 37MUHAQ24AA3 | D(A,C,E)31A3J+TDR | 59TP7A100V21**20 | Split System | 20400 | 16 | 8.1 | 2.84 | R-454B | 650
218331059 | CARRIER | 37MUHAQ24AA3 | D(A,C,E)31A3J+TDR | 59SP6B100V21**20 | Split System | 21000 | 16 | 8.1 | 2.87 | R-454B | 650
218331057 | CARRIER | 37MUHAQ24AA3 | D(A,C,E)31A3J+TDR | 59SP6B080V21**20 | Split System | 20800 | 16 | 8.1 | 2.88 | R-454B | 650
218331018 | CARRIER | 37MUHAQ24AA3 | D(A,C,E)37A3J+TDR | 59SC2E080M21**20 | Split System | 21400 | 16 | 8.1 | 2.91 | R-454B | 650
218362611 | BOSCH | BOHA-24RTB-M18S | AE*S+CM24C3K+TDR |  | Split System | 20600 | 16.5 | 8.1 | 2.67 | R-454B | 650
215850017 | COLEMAN | HH824E2S11 | D(A,C,E)36A3K+TDR | TM9Y040A10MP11 | Split System | 21000 | 16.5 | 8.1 | 2 | R-454B | 650
215850014 | COLEMAN | HH824E2S11 | D(A,C,E)24C3K+TDR | TM9Y040A10MP11 | Split System | 21000 | 16.5 | 8.1 | 2 | R-454B | 650
215850613 | COLEMAN | HH860E2S11 | C(A,C,D,E)48A3K+TDR | CP9C080C16MP13 | Split System | 39500 | 16.5 | 8.1 | 2 | R-454B | 650
215850984 | COLEMAN | HH860E2S11 | C(A,C,D,E)48A3K+TDR | TM9Y100C16MP11 | Split System | 39500 | 16.5 | 8.1 | 2 | R-454B | 650
215850974 | COLEMAN | HH860E2S11 | C(A,C,D,E)48A3K+TDR | TM9Y080C16MP11 | Split System | 39500 | 16.5 | 8.1 | 2 | R-454B | 650
215850994 | COLEMAN | HH860E2S11 | C(A,C,D,E)48A3K+TDR | TM9Y100C20MP11 | Split System | 40000 | 16.5 | 8.1 | 2 | R-454B | 650
215850743 | COLEMAN | HH860E2S11 | C(A,C,D,E)48A3K+TDR | TM8E080C20MP11 | Split System | 41000 | 16.5 | 8.1 | 2 | R-454B | 650
215850782 | COLEMAN | HH860E2S11 | C(A,C,D,E)48A3K+TDR | TM8E120C20MP11 | Split System | 41000 | 16.5 | 8.1 | 2 | R-454B | 650
215850762 | COLEMAN | HH860E2S11 | C(A,C,D,E)48A3K+TDR | TM8E100C20MP11 | Split System | 41000 | 16.5 | 8.1 | 2 | R-454B | 650
215851024 | COLEMAN | HH860E2S11 | C(A,C,D,E)48A3K+TDR | TMLE080C20MP11 | Split System | 41000 | 16.5 | 8.1 | 2 | R-454B | 650
215851044 | COLEMAN | HH860E2S11 | C(A,C,D,E)48A3K+TDR | TMLE100C20MP11 | Split System | 41000 | 16.5 | 8.1 | 2 | R-454B | 650
215851078 | COLEMAN | HH860E2S11 | C(A,C,D,E)48A3K+TDR | TMLE130D20MP11 | Split System | 41500 | 16.5 | 8.1 | 2 | R-454B | 650
215850792 | COLEMAN | HH860E2S11 | C(A,C,D,E)48A3K+TDR | TM8E130D20MP11 | Split System | 41500 | 16.5 | 8.1 | 2 | R-454B | 650
215850768 | COLEMAN | HH860E2S11 | D(A,C,E)60A3K+TDR | TM8E100C20MP11 | Split System | 42000 | 17 | 8.1 | 2 | R-454B | 650
218138316 | RUUD | RD16AY36AJVC | D(A,C,E)36D3J+TDR | R921V1155A24M4 | Split System | 31800 | 17 | 8.1 | 2.82 | R-454B | 650
218138336 | RUUD | RD16AY36AJVC | D(A,C,E)36D3J+TDR | R951V1155A24M4 | Split System | 31800 | 17 | 8.1 | 2.82 | R-454B | 650
218138350 | RUUD | RD16AY36AJVC | D(A,C,E)36D3J+TDR | R962V1155A24M4 | Split System | 31800 | 17 | 8.1 | 2.82 | R-454B | 650
218138356 | RUUD | RD16AY36AJVC | D(A,C,E)36D3J+TDR | U97MV0855A21DHS | Split System | 31800 | 17 | 8.1 | 2.83 | R-454B | 650
218138358 | RUUD | RD16AY36AJVC | D(A,C,E)36D3J+TDR | U97MV1005A21DHS | Split System | 31800 | 17 | 8.1 | 2.83 | R-454B | 650
218138330 | RUUD | RD16AY36AJVC | D(A,C,E)36D3J+TDR | R951V0705A21UHU | Split System | 31800 | 17 | 8.1 | 2.83 | R-454B | 650
218138366 | RUUD | RD16AY36AJVC | D(A,C,E)36D3J+TDR | U98MV0855A21UPS | Split System | 31800 | 17 | 8.1 | 2.83 | R-454B | 650
218138360 | RUUD | RD16AY36AJVC | D(A,C,E)36D3J+TDR | U97MV1155A24DHS | Split System | 31800 | 17 | 8.1 | 2.84 | R-454B | 650
218138334 | RUUD | RD16AY36AJVC | D(A,C,E)36D3J+TDR | R951V1005A21M4 | Split System | 31800 | 17 | 8.1 | 2.84 | R-454B | 650
218138370 | RUUD | RD16AY36AJVC | D(A,C,E)36D3J+TDR | U98MV1155A24UPS | Split System | 31800 | 17 | 8.1 | 2.84 | R-454B | 650
218138314 | RUUD | RD16AY36AJVC | D(A,C,E)36D3J+TDR | R921V1005A21M4 | Split System | 31800 | 17 | 8.1 | 2.84 | R-454B | 650
218138348 | RUUD | RD16AY36AJVC | D(A,C,E)36D3J+TDR | R962V1005A21M4 | Split System | 31800 | 17 | 8.1 | 2.84 | R-454B | 650
218138344 | RUUD | RD16AY36AJVC | D(A,C,E)36D3J+TDR | R962V0705A21M4 | Split System | 31800 | 17 | 8.1 | 2.85 | R-454B | 650
218138332 | RUUD | RD16AY36AJVC | D(A,C,E)36D3J+TDR | R951V0855A21M4 | Split System | 31800 | 17 | 8.1 | 2.86 | R-454B | 650
218138312 | RUUD | RD16AY36AJVC | D(A,C,E)36D3J+TDR | R921V0855A21M4 | Split System | 31800 | 17 | 8.1 | 2.86 | R-454B | 650
215850229 | COLEMAN | HH836E2S11 | C(A,C,D,E)36B3K+TDR | CP9C080B12MP13 | Split System | 30600 | 17.5 | 8.1 | 2 | R-454B | 650
215850242 | COLEMAN | HH836E2S11 | C(A,C,D,E)36B3K+TDR | CP9C100C16MP13 | Split System | 30800 | 17.5 | 8.1 | 2 | R-454B | 650
215850236 | COLEMAN | HH836E2S11 | C(A,C,D,E)36B3K+TDR | CP9C080C16MP13 | Split System | 30800 | 17.5 | 8.1 | 2 | R-454B | 650
215850267 | COLEMAN | HH836E2S11 | C(A,C,D,E)36B3K+TDR | CPLC100C16MP13 | Split System | 31000 | 17.5 | 8.1 | 2 | R-454B | 650
215850260 | COLEMAN | HH836E2S11 | C(A,C,D,E)36B3K+TDR | CPLC080C16MP13 | Split System | 31000 | 17.5 | 8.1 | 2 | R-454B | 650
215850605 | COLEMAN | HH836E2S11 | C(A,C,D,E)36B3K+TDR | Z9ES080C20SMPS1 | Split System | 31200 | 17.5 | 8.1 | 2 | R-454B | 650
215850609 | COLEMAN | HH836E2S11 | C(A,C,D,E)36B3K+TDR | Z9ES100C16SMPS1 | Split System | 32000 | 17.5 | 8.1 | 2 | R-454B | 650
215850832 | COLEMAN | HH860E2S11 | C(A,C,D,E)48A3K+TDR | TM8V120C20MP12 | Split System | 40000 | 17.5 | 8.1 | 2 | R-454B | 650
215851146 | COLEMAN | HH860E2S11 | C(A,C,D,E)48A3K+TDR | TP9C100C20MP13 | Split System | 40000 | 17.5 | 8.1 | 2 | R-454B | 650
215851198 | COLEMAN | HH860E2S11 | C(A,C,D,E)48A3K+TDR | TPLC100C20MP13 | Split System | 40000 | 17.5 | 8.1 | 2 | R-454B | 650
215850954 | COLEMAN | HH860E2S11 | C(A,C,D,E)48A3K+TDR | TM9V100C20MP12 | Split System | 40000 | 17.5 | 8.1 | 2 | R-454B | 650
215851213 | COLEMAN | HH860E2S11 | C(A,C,D,E)48A3K+TDR | TPLC120C20MP13 | Split System | 40000 | 17.5 | 8.1 | 2 | R-454B | 650
215850822 | COLEMAN | HH860E2S11 | C(A,C,D,E)48A3K+TDR | TM8V100C20MP12 | Split System | 40000 | 17.5 | 8.1 | 2 | R-454B | 650
215850633 | COLEMAN | HH860E2S11 | C(A,C,D,E)48A3K+TDR | CP9C100C20MP13 | Split System | 40000 | 17.5 | 8.1 | 2 | R-454B | 650
215850673 | COLEMAN | HH860E2S11 | C(A,C,D,E)48A3K+TDR | CPLC100C20MP13 | Split System | 40000 | 17.5 | 8.1 | 2 | R-454B | 650
215850733 | COLEMAN | HH860E2S11 | C(A,C,D,E)48A3K+TDR | TM8E080C16MP11 | Split System | 40000 | 17.5 | 8.1 | 2 | R-454B | 650
215850772 | COLEMAN | HH860E2S11 | C(A,C,D,E)48A3K+TDR | TM8E120C16MP11 | Split System | 40000 | 17.5 | 8.1 | 2 | R-454B | 650
215850683 | COLEMAN | HH860E2S11 | C(A,C,D,E)48A3K+TDR | CPLC120C20MP13 | Split System | 40000 | 17.5 | 8.1 | 2 | R-454B | 650
215850752 | COLEMAN | HH860E2S11 | C(A,C,D,E)48A3K+TDR | TM8E100C16MP11 | Split System | 40000 | 17.5 | 8.1 | 2 | R-454B | 650
215851034 | COLEMAN | HH860E2S11 | C(A,C,D,E)48A3K+TDR | TMLE100C16MP11 | Split System | 40000 | 17.5 | 8.1 | 2 | R-454B | 650
215851014 | COLEMAN | HH860E2S11 | C(A,C,D,E)48A3K+TDR | TMLE080C16MP11 | Split System | 40000 | 17.5 | 8.1 | 2 | R-454B | 650
215851055 | COLEMAN | HH860E2S11 | C(A,C,D,E)48A3K+TDR | TMLE120C16MP11 | Split System | 40000 | 17.5 | 8.1 | 2 | R-454B | 650
215850713 | COLEMAN | HH860E2S11 | C(A,C,D,E)48A3K+TDR | TL9E080C16UH11 | Split System | 40000 | 17.5 | 8.1 | 2 | R-454B | 650
215851339 | COLEMAN | HH860E2S11 | C(A,C,D,E)48A3K+TDR | Z9ES100C16SMPS1 | Split System | 41000 | 17.5 | 8.1 | 2 | R-454B | 650
218350136 | COLEMAN | HH860E2S11 | D(A,C,E)60B3K+TDR | Z9ET100C20SMPS1 | Split System | 49500 | 19 | 8.1 | 2.61 | R-454B | 650
218364329 | CHAMPION HEATING AND COOLING | HH860E2S11 | L(E,G)M60GJ |  | Split System | 51500 | 18.8 | 8.1 | 2.71 | R-454B | 650
215850020 | COLEMAN | HH824E2S11 | C(A,C,D,E)24A3K+TDR | TM9Y060B12MP11 | Split System | 21600 | 17 | 8.1 | 2 | R-454B | 650
215850844 | COLEMAN | HH860E2S11 | C(A,C,D,E)60A3K+TDR | TM8Y080C16MP11 | Split System | 41000 | 17 | 8.1 | 2 | R-454B | 650
215850854 | COLEMAN | HH860E2S11 | C(A,C,D,E)60A3K+TDR | TM8Y100C16MP11 | Split System | 41000 | 17 | 8.1 | 2 | R-454B | 650
215850848 | COLEMAN | HH860E2S11 | D(A,C,E)60A3K+TDR | TM8Y080C16MP11 | Split System | 41000 | 17 | 8.1 | 2 | R-454B | 650
215850858 | COLEMAN | HH860E2S11 | D(A,C,E)60A3K+TDR | TM8Y100C16MP11 | Split System | 41000 | 17 | 8.1 | 2 | R-454B | 650
215850729 | COLEMAN | HH860E2S11 | D(A,C,E)60A3K+TDR | TL9E100C20UH11 | Split System | 41000 | 17 | 8.1 | 2 | R-454B | 650
218426716 | YORK | HH836E2S11 | A(E,F)W36J+TDR |  | Split System | 31800 | 17 | 8.1 | 2.1 | R-454B | 650
218364317 | CHAMPION HEATING AND COOLING | HH836E2S11 | L(E,G)M36EJ |  | Split System | 34600 | 18 | 8.1 | 2.69 | R-454B | 650
218324735 | TRANE | 5TWX7036A1 | D(A,C,E)36C3J+TDR | S9X1B040D3PSB | Split System | 32600 | 16 | 8.1 | 1.97 | R-454B | 650
218324730 | TRANE | 5TWX7036A1 | D(A,C,E)36C3J+TDR | S9X2B040D3PSB | Split System | 32600 | 16 | 8.1 | 1.97 | R-454B | 650
218324739 | TRANE | 5TWX7036A1 | D(A,C,E)36C3J+TDR | S9X2B060D3PSB | Split System | 32800 | 16 | 8.1 | 1.98 | R-454B | 650
218324731 | TRANE | 5TWX7036A1 | D(A,C,E)36C3J+TDR | S9X1B060D3PSB | Split System | 32800 | 16 | 8.1 | 1.98 | R-454B | 650
215850802 | COLEMAN | HH860E2S11 | C(A,C,D,E)48A3K+TDR | TM8V080C16MP12 | Split System | 39500 | 16.5 | 8.1 | 2 | R-454B | 650
215850812 | COLEMAN | HH860E2S11 | C(A,C,D,E)48A3K+TDR | TM8V100C16MP12 | Split System | 39500 | 16.5 | 8.1 | 2 | R-454B | 650
215851134 | COLEMAN | HH860E2S11 | C(A,C,D,E)48A3K+TDR | TP9C100C16MP13 | Split System | 39500 | 16.5 | 8.1 | 2 | R-454B | 650
215850944 | COLEMAN | HH860E2S11 | C(A,C,D,E)48A3K+TDR | TM9V100C16MP12 | Split System | 39500 | 16.5 | 8.1 | 2 | R-454B | 650
215851183 | COLEMAN | HH860E2S11 | C(A,C,D,E)48A3K+TDR | TPLC100C16MP13 | Split System | 39500 | 16.5 | 8.1 | 2 | R-454B | 650
215851171 | COLEMAN | HH860E2S11 | C(A,C,D,E)48A3K+TDR | TPLC080C16MP13 | Split System | 39500 | 16.5 | 8.1 | 2 | R-454B | 650
215850653 | COLEMAN | HH860E2S11 | C(A,C,D,E)48A3K+TDR | CPLC080C16MP13 | Split System | 39500 | 16.5 | 8.1 | 2 | R-454B | 650
215850623 | COLEMAN | HH860E2S11 | C(A,C,D,E)48A3K+TDR | CP9C100C16MP13 | Split System | 39500 | 16.5 | 8.1 | 2 | R-454B | 650
215850663 | COLEMAN | HH860E2S11 | C(A,C,D,E)48A3K+TDR | CPLC100C16MP13 | Split System | 39500 | 16.5 | 8.1 | 2 | R-454B | 650
215850723 | COLEMAN | HH860E2S11 | C(A,C,D,E)48A3K+TDR | TL9E100C20UH11 | Split System | 40000 | 16.5 | 8.1 | 2 | R-454B | 650
215850693 | COLEMAN | HH860E2S11 | C(A,C,D,E)48A3K+TDR | TL8E080C16UH11 | Split System | 40000 | 16.5 | 8.1 | 2 | R-454B | 650
215850814 | COLEMAN | HH860E2S11 | C(A,C,D,E)60A3K+TDR | TM8V100C16MP12 | Split System | 40500 | 16.5 | 8.1 | 2 | R-454B | 650
215850946 | COLEMAN | HH860E2S11 | C(A,C,D,E)60A3K+TDR | TM9V100C16MP12 | Split System | 40500 | 16.5 | 8.1 | 2 | R-454B | 650
215850950 | COLEMAN | HH860E2S11 | D(A,C,E)60A3K+TDR | TM9V100C16MP12 | Split System | 40500 | 16.5 | 8.1 | 2 | R-454B | 650
215850804 | COLEMAN | HH860E2S11 | C(A,C,D,E)60A3K+TDR | TM8V080C16MP12 | Split System | 40500 | 16.5 | 8.1 | 2 | R-454B | 650
215850808 | COLEMAN | HH860E2S11 | D(A,C,E)60A3K+TDR | TM8V080C16MP12 | Split System | 40500 | 16.5 | 8.1 | 2 | R-454B | 650
218362610 | BOSCH | BOHA-24MTB-M18S | AE*S+CM24C3K+TDR |  | Split System | 20600 | 17.5 | 8.1 | 2.73 | R-454B | 650
215850190 | COLEMAN | HH824E2S11 | C(A,C,D,E)24A3K+TDR | Z9ES040A10SMPS1 | Split System | 20200 | 17.5 | 8.1 | 2 | R-454B | 650
215850194 | COLEMAN | HH824E2S11 | C(A,C,D,E)24A3K+TDR | Z9ES060A10SMPS1 | Split System | 20200 | 17.5 | 8.1 | 2 | R-454B | 650
215850852 | COLEMAN | HH860E2S11 | C(A,C,D,E)48A3K+TDR | TM8Y100C16MP11 | Split System | 40000 | 17.5 | 8.1 | 2 | R-454B | 650
215850842 | COLEMAN | HH860E2S11 | C(A,C,D,E)48A3K+TDR | TM8Y080C16MP11 | Split System | 40000 | 17.5 | 8.1 | 2 | R-454B | 650
215850964 | COLEMAN | HH860E2S11 | C(A,C,D,E)48A3K+TDR | TM9V120D20MP12 | Split System | 40000 | 17.5 | 8.1 | 2 | R-454B | 650
215851159 | COLEMAN | HH860E2S11 | C(A,C,D,E)48A3K+TDR | TP9C120D20MP13 | Split System | 40000 | 17.5 | 8.1 | 2 | R-454B | 650
215850643 | COLEMAN | HH860E2S11 | C(A,C,D,E)48A3K+TDR | CP9C120D20MP13 | Split System | 40000 | 17.5 | 8.1 | 2 | R-454B | 650
215850862 | COLEMAN | HH860E2S11 | C(A,C,D,E)48A3K+TDR | TM8Y100C20MP11 | Split System | 40000 | 17.5 | 8.1 | 2 | R-454B | 650
215850703 | COLEMAN | HH860E2S11 | C(A,C,D,E)48A3K+TDR | TL8E100C20UH11 | Split System | 40500 | 17.5 | 8.1 | 2 | R-454B | 650
215851291 | COLEMAN | HH860E2S11 | C(A,C,D,E)48A3K+TDR | Z8ES120C20SMPS1 | Split System | 40500 | 17.5 | 8.1 | 2 | R-454B | 650
215851318 | COLEMAN | HH860E2S11 | C(A,C,D,E)48A3K+TDR | Z9ES080C16SMPS1 | Split System | 40500 | 17.5 | 8.1 | 2 | R-454B | 650
215850645 | COLEMAN | HH860E2S11 | C(A,C,D,E)60A3K+TDR | CP9C120D20MP13 | Split System | 41000 | 17.5 | 8.1 | 2 | R-454B | 650
215851351 | COLEMAN | HH860E2S11 | C(A,C,D,E)48A3K+TDR | Z9ES100C20SMPS1 | Split System | 41000 | 17.5 | 8.1 | 2 | R-454B | 650
215851364 | COLEMAN | HH860E2S11 | C(A,C,D,E)48A3K+TDR | Z9ES120D20SMPS1 | Split System | 42000 | 17.5 | 8.1 | 2 | R-454B | 650
215851354 | COLEMAN | HH860E2S11 | C(A,C,D,E)60A3K+TDR | Z9ES100C20SMPS1 | Split System | 42000 | 17.5 | 8.1 | 2 | R-454B | 650
218324744 | TRANE | 5TWX7036A1 | D(A,C,E)36C3J+TDR | S9X1B080D4PSB | Split System | 32400 | 16 | 8.1 | 1.96 | R-454B | 650
218324729 | TRANE | 5TWX7036A1 | D(A,C,E)36C3J+TDR | S9X2B080D4PSB | Split System | 32400 | 16 | 8.1 | 1.96 | R-454B | 650
215851173 | COLEMAN | HH860E2S11 | C(A,C,D,E)60A3K+TDR | TPLC080C16MP13 | Split System | 40500 | 16.5 | 8.1 | 2 | R-454B | 650
215851185 | COLEMAN | HH860E2S11 | C(A,C,D,E)60A3K+TDR | TPLC100C16MP13 | Split System | 40500 | 16.5 | 8.1 | 2 | R-454B | 650
215851178 | COLEMAN | HH860E2S11 | D(A,C,E)60A3K+TDR | TPLC080C16MP13 | Split System | 40500 | 16.5 | 8.1 | 2 | R-454B | 650
215851192 | COLEMAN | HH860E2S11 | D(A,C,E)60A3K+TDR | TPLC100C16MP13 | Split System | 40500 | 16.5 | 8.1 | 2 | R-454B | 650
215850725 | COLEMAN | HH860E2S11 | C(A,C,D,E)60A3K+TDR | TL9E100C20UH11 | Split System | 41000 | 17 | 8.1 | 2 | R-454B | 650
215851280 | COLEMAN | HH860E2S11 | C(A,C,D,E)48A3K+TDR | Z8ES120C16SMPS1 | Split System | 40000 | 17.5 | 8.1 | 2 | R-454B | 650
215851010 | COLEMAN | HH860E2S11 | D(A,C,E)60A3K+TDR | TM9Y120D20MP11 | Split System | 41000 | 17.5 | 8.1 | 2 | R-454B | 650
215851006 | COLEMAN | HH860E2S11 | C(A,C,D,E)60A3K+TDR | TM9Y120D20MP11 | Split System | 41000 | 17.5 | 8.1 | 2 | R-454B | 650
215851166 | COLEMAN | HH860E2S11 | D(A,C,E)60A3K+TDR | TP9C120D20MP13 | Split System | 41000 | 17.5 | 8.1 | 2 | R-454B | 650
215851162 | COLEMAN | HH860E2S11 | C(A,C,D,E)60A3K+TDR | TP9C120D20MP13 | Split System | 41000 | 17.5 | 8.1 | 2 | R-454B | 650
215850970 | COLEMAN | HH860E2S11 | D(A,C,E)60A3K+TDR | TM9V120D20MP12 | Split System | 41000 | 17.5 | 8.1 | 2 | R-454B | 650
215850864 | COLEMAN | HH860E2S11 | C(A,C,D,E)60A3K+TDR | TM8Y100C20MP11 | Split System | 41000 | 17.5 | 8.1 | 2 | R-454B | 650
215850874 | COLEMAN | HH860E2S11 | C(A,C,D,E)60A3K+TDR | TM8Y120C20MP11 | Split System | 41000 | 17.5 | 8.1 | 2 | R-454B | 650
215850649 | COLEMAN | HH860E2S11 | D(A,C,E)60A3K+TDR | CP9C120D20MP13 | Split System | 41000 | 17.5 | 8.1 | 2 | R-454B | 650
215850868 | COLEMAN | HH860E2S11 | D(A,C,E)60A3K+TDR | TM8Y100C20MP11 | Split System | 41000 | 17.5 | 8.1 | 2 | R-454B | 650
215850878 | COLEMAN | HH860E2S11 | D(A,C,E)60A3K+TDR | TM8Y120C20MP11 | Split System | 41000 | 17.5 | 8.1 | 2 | R-454B | 650
215850647 | COLEMAN | HH860E2S11 | C(A,C,D,E)60B3K+TDR | CP9C120D20MP13 | Split System | 41500 | 17.5 | 8.1 | 2 | R-454B | 650
215850651 | COLEMAN | HH860E2S11 | D(A,C,E)60B3K+TDR | CP9C120D20MP13 | Split System | 41500 | 17.5 | 8.1 | 2 | R-454B | 650
215851294 | COLEMAN | HH860E2S11 | C(A,C,D,E)60A3K+TDR | Z8ES120C20SMPS1 | Split System | 41500 | 17.5 | 8.1 | 2 | R-454B | 650
215851331 | COLEMAN | HH860E2S11 | C(A,C,D,E)60A3K+TDR | Z9ES080C20SMPS1 | Split System | 41500 | 17.5 | 8.1 | 2 | R-454B | 650
215851321 | COLEMAN | HH860E2S11 | C(A,C,D,E)60A3K+TDR | Z9ES080C16SMPS1 | Split System | 41500 | 17.5 | 8.1 | 2 | R-454B | 650
215851325 | COLEMAN | HH860E2S11 | D(A,C,E)60A3K+TDR | Z9ES080C16SMPS1 | Split System | 41500 | 17.5 | 8.1 | 2 | R-454B | 650
215851359 | COLEMAN | HH860E2S11 | D(A,C,E)60A3K+TDR | Z9ES100C20SMPS1 | Split System | 42000 | 17.5 | 8.1 | 2 | R-454B | 650
215851366 | COLEMAN | HH860E2S11 | C(A,C,D,E)60A3K+TDR | Z9ES120D20SMPS1 | Split System | 43000 | 17.5 | 8.1 | 2 | R-454B | 650
215851169 | COLEMAN | HH860E2S11 | D(A,C,E)60B3K+TDR | TP9C120D20MP13 | Split System | 41500 | 18 | 8.1 | 2 | R-454B | 650
218350177 | TRANE | 5TWR7024A1 | L(E,G)M36CJ |  | Split System | 21800 | 16 | 8.1 | 2.46 | R-454B | 650
218350179 | TRANE | 5TWX7024A1 | L(E,G)M36CJ |  | Split System | 21800 | 16 | 8.1 | 2.46 | R-454B | 650
215851253 | COLEMAN | HH860E2S11 | C(A,C,D,E)48A3K+TDR | Z8ES100C16SMPS1 | Split System | 40000 | 16.5 | 8.1 | 2 | R-454B | 650
215850033 | COLEMAN | HH824E2S11 | C(A,C,D,E)24A3K+TDR | TM9Y080B12MP11 | Split System | 21600 | 17 | 8.1 | 2 | R-454B | 650
215850198 | COLEMAN | HH824E2S11 | C(A,C,D,E)24A3K+TDR | Z9ES060B12SMPS1 | Split System | 21600 | 17 | 8.1 | 2 | R-454B | 650
215850120 | COLEMAN | HH824E2S11 | C(A,C,D,E)24A3K+TDR | TPLC080B12MP13 | Split System | 21600 | 17 | 8.1 | 2 | R-454B | 650
215849873 | COLEMAN | HH824E2S11 | C(A,C,D,E)24A3K+TDR | TM8V080B12MP12 | Split System | 21600 | 17 | 8.1 | 2 | R-454B | 650
215850042 | COLEMAN | HH824E2S11 | D(A,C,E)36A3K+TDR | TM9Y080B12MP11 | Split System | 22200 | 17 | 8.1 | 2 | R-454B | 650
215850207 | COLEMAN | HH824E2S11 | D(A,C,E)36A3K+TDR | Z9ES060B12SMPS1 | Split System | 22200 | 17 | 8.1 | 2 | R-454B | 650
215850029 | COLEMAN | HH824E2S11 | D(A,C,E)36A3K+TDR | TM9Y060B12MP11 | Split System | 22200 | 17 | 8.1 | 2 | R-454B | 650
215850189 | COLEMAN | HH824E2S11 | D(A,C,E)36A3K+TDR | Z9ES026A08SMPS1 | Split System | 20800 | 17.5 | 8.1 | 2 | R-454B | 650
215850197 | COLEMAN | HH824E2S11 | D(A,C,E)36A3K+TDR | Z9ES060A10SMPS1 | Split System | 20800 | 17.5 | 8.1 | 2 | R-454B | 650
215850193 | COLEMAN | HH824E2S11 | D(A,C,E)36A3K+TDR | Z9ES040A10SMPS1 | Split System | 20800 | 17.5 | 8.1 | 2 | R-454B | 650
215850188 | COLEMAN | HH824E2S11 | D(A,C,E)24C3K+TDR | Z9ES026A08SMPS1 | Split System | 21000 | 17.5 | 8.1 | 2 | R-454B | 650
215851241 | COLEMAN | HH860E2S11 | C(A,C,D,E)48A3K+TDR | Z8ES080C20SMPS1 | Split System | 40000 | 17.5 | 8.1 | 2 | R-454B | 650
215851228 | COLEMAN | HH860E2S11 | C(A,C,D,E)48A3K+TDR | Z8ES080C16SMPS1 | Split System | 40500 | 17.5 | 8.1 | 2 | R-454B | 650
215851266 | COLEMAN | HH860E2S11 | C(A,C,D,E)48A3K+TDR | Z8ES100C20SMPS1 | Split System | 40500 | 17.5 | 8.1 | 2 | R-454B | 650
215850211 | COLEMAN | HH824E2S11 | C(A,C,D,E)24A3K+TDR | Z9ES080B12SMPS1 | Split System | 21600 | 17 | 8.1 | 2 | R-454B | 650
215849783 | COLEMAN | HH824E2S11 | C(A,C,D,E)24A3K+TDR | CPLC080B12MP13 | Split System | 21600 | 17 | 8.1 | 2 | R-454B | 650
215849810 | COLEMAN | HH824E2S11 | C(A,C,D,E)24A3K+TDR | TL9E060B12UH11 | Split System | 21600 | 17 | 8.1 | 2 | R-454B | 650
215849861 | COLEMAN | HH824E2S11 | C(A,C,D,E)24A3K+TDR | TM8E100B12MP11 | Split System | 21600 | 17 | 8.1 | 2 | R-454B | 650
215850095 | COLEMAN | HH824E2S11 | C(A,C,D,E)24A3K+TDR | TP9C060B12MP13 | Split System | 21600 | 17 | 8.1 | 2 | R-454B | 650
215849996 | COLEMAN | HH824E2S11 | C(A,C,D,E)24A3K+TDR | TM9V080B12MP12 | Split System | 21600 | 17 | 8.1 | 2 | R-454B | 650
215850083 | COLEMAN | HH824E2S11 | C(A,C,D,E)24A3K+TDR | TMLE100B12MP11 | Split System | 21600 | 17 | 8.1 | 2 | R-454B | 650
215850107 | COLEMAN | HH824E2S11 | C(A,C,D,E)24A3K+TDR | TP9C080B12MP13 | Split System | 21600 | 17 | 8.1 | 2 | R-454B | 650
215849898 | COLEMAN | HH824E2S11 | C(A,C,D,E)24A3K+TDR | TM8Y080B12MP11 | Split System | 21600 | 17 | 8.1 | 2 | R-454B | 650
215850071 | COLEMAN | HH824E2S11 | C(A,C,D,E)24A3K+TDR | TMLE080B12MP11 | Split System | 21600 | 17 | 8.1 | 2 | R-454B | 650
215849984 | COLEMAN | HH824E2S11 | C(A,C,D,E)24A3K+TDR | TM9V060B12MP12 | Split System | 21600 | 17 | 8.1 | 2 | R-454B | 650
215850117 | COLEMAN | HH824E2S11 | D(A,C,E)36A3K+TDR | TP9C080B12MP13 | Split System | 22200 | 17 | 8.1 | 2 | R-454B | 650
215850005 | COLEMAN | HH824E2S11 | D(A,C,E)36A3K+TDR | TM9V080B12MP12 | Split System | 22200 | 17 | 8.1 | 2 | R-454B | 650
215849907 | COLEMAN | HH824E2S11 | D(A,C,E)36A3K+TDR | TM8Y080B12MP11 | Split System | 22200 | 17 | 8.1 | 2 | R-454B | 650
215849883 | COLEMAN | HH824E2S11 | D(A,C,E)36A3K+TDR | TM8V080B12MP12 | Split System | 22400 | 17 | 8.1 | 2 | R-454B | 650
215850092 | COLEMAN | HH824E2S11 | D(A,C,E)36A3K+TDR | TMLE100B12MP11 | Split System | 22400 | 17 | 8.1 | 2 | R-454B | 650
215849858 | COLEMAN | HH824E2S11 | D(A,C,E)36A3K+TDR | TM8E080B12MP11 | Split System | 22400 | 17 | 8.1 | 2 | R-454B | 650
215849821 | COLEMAN | HH824E2S11 | D(A,C,E)36A3K+TDR | TL9E060B12UH11 | Split System | 22400 | 17 | 8.1 | 2 | R-454B | 650
215849993 | COLEMAN | HH824E2S11 | D(A,C,E)36A3K+TDR | TM9V060B12MP12 | Split System | 22400 | 17 | 8.1 | 2 | R-454B | 650
215850220 | COLEMAN | HH824E2S11 | D(A,C,E)36A3K+TDR | Z9ES080B12SMPS1 | Split System | 22400 | 17 | 8.1 | 2 | R-454B | 650
215850080 | COLEMAN | HH824E2S11 | D(A,C,E)36A3K+TDR | TMLE080B12MP11 | Split System | 22400 | 17 | 8.1 | 2 | R-454B | 650
215849870 | COLEMAN | HH824E2S11 | D(A,C,E)36A3K+TDR | TM8E100B12MP11 | Split System | 22400 | 17 | 8.1 | 2 | R-454B | 650
215850104 | COLEMAN | HH824E2S11 | D(A,C,E)36A3K+TDR | TP9C060B12MP13 | Split System | 22400 | 17 | 8.1 | 2 | R-454B | 650
218324717 | TRANE | 5TWX7024A1 | D(A,C,E)36C3J+TDR | S8V2B060M4PDB | Split System | 23400 | 17 | 8.1 | 1.83 | R-454B | 650
218324710 | TRANE | 5TWX7024A1 | D(A,C,E)36C3J+TDR | S8V2A040M3PCB | Split System | 23400 | 17 | 8.1 | 1.83 | R-454B | 650
218324715 | TRANE | 5TWX7024A1 | D(A,C,E)36C3J+TDR | S8V2A040M3PDB | Split System | 23400 | 17 | 8.1 | 1.83 | R-454B | 650
215850182 | COLEMAN | HH824E2S11 | C(A,C,D,E)24A3K+TDR | Z8ET080B12LMPS1 | Split System | 21600 | 18 | 8.1 | 2 | R-454B | 650
215850158 | COLEMAN | HH824E2S11 | C(A,C,D,E)24A3K+TDR | Z8ES080B12SMPS1 | Split System | 21600 | 18 | 8.1 | 2 | R-454B | 650
215850185 | COLEMAN | HH824E2S11 | D(A,C,E)36A3K+TDR | Z8ET080B12LMPS1 | Split System | 22200 | 18 | 8.1 | 2 | R-454B | 650
215850167 | COLEMAN | HH824E2S11 | D(A,C,E)36A3K+TDR | Z8ES080B12SMPS1 | Split System | 22200 | 18 | 8.1 | 2 | R-454B | 650
218324642 | AMERICAN STANDARD | 5A6H7024A1 | D(A,C,E)36C3J+TDR | S9V2B080D4VSB | Split System | 23200 | 17.1 | 8.1 | 1.8 | R-454B | 650
218324644 | AMERICAN STANDARD | 5A6H7024A1 | D(A,C,E)36C3J+TDR | S8V2B080M4PDB | Split System | 23200 | 17.1 | 8.1 | 1.83 | R-454B | 650
218324648 | AMERICAN STANDARD | 5A6H7024A1 | D(A,C,E)36C3J+TDR | S8V2B080M4PCB | Split System | 23200 | 17.1 | 8.1 | 1.83 | R-454B | 650
218324638 | AMERICAN STANDARD | 5A6H7024A1 | D(A,C,E)36C3J+TDR | S9V2B040D3VSB | Split System | 23400 | 17.1 | 8.1 | 1.84 | R-454B | 650
218324641 | AMERICAN STANDARD | 5A6H7024A1 | D(A,C,E)36C3J+TDR | S8V2A040M3PCB | Split System | 23400 | 17.1 | 8.1 | 1.84 | R-454B | 650
218324645 | AMERICAN STANDARD | 5A6H7024A1 | D(A,C,E)36C3J+TDR | S8V2A040M3PDB | Split System | 23400 | 17.1 | 8.1 | 1.84 | R-454B | 650
218324639 | AMERICAN STANDARD | 5A6H7024A1 | D(A,C,E)36C3J+TDR | S8V2B060M4PCB | Split System | 23400 | 17.1 | 8.1 | 1.84 | R-454B | 650
218324646 | AMERICAN STANDARD | 5A6H7024A1 | D(A,C,E)36C3J+TDR | S8V2B060M4PDB | Split System | 23400 | 17.1 | 8.1 | 1.84 | R-454B | 650
218324640 | AMERICAN STANDARD | 5A6H7024A1 | D(A,C,E)36C3J+TDR | S9X1B060D3PSB | Split System | 23400 | 17.1 | 8.1 | 1.85 | R-454B | 650
218324647 | AMERICAN STANDARD | 5A6H7024A1 | D(A,C,E)36C3J+TDR | S9X2B060D3PSB | Split System | 23400 | 17.1 | 8.1 | 1.85 | R-454B | 650
218324677 | TRANE | 5TWR7024A1 | D(A,C,E)36C3J+TDR | S9V2B080D4VSB | Split System | 23200 | 17.1 | 8.1 | 1.8 | R-454B | 650
218324682 | TRANE | 5TWR7024A1 | D(A,C,E)36C3J+TDR | S8V2B080M4PCB | Split System | 23200 | 17.1 | 8.1 | 1.83 | R-454B | 650
218324713 | TRANE | 5TWX7024A1 | D(A,C,E)36C3J+TDR | S9V2B040D3VSB | Split System | 23400 | 17.1 | 8.1 | 1.83 | R-454B | 650
218324718 | TRANE | 5TWX7024A1 | D(A,C,E)36C3J+TDR | S9X2B060D3PSB | Split System | 23400 | 17.1 | 8.1 | 1.84 | R-454B | 650
218324719 | TRANE | 5TWX7024A1 | D(A,C,E)36C3J+TDR | S9X1B060D3PSB | Split System | 23400 | 17.1 | 8.1 | 1.84 | R-454B | 650
218324676 | TRANE | 5TWR7024A1 | D(A,C,E)36C3J+TDR | S9V2B040D3VSB | Split System | 23400 | 17.1 | 8.1 | 1.84 | R-454B | 650
218324675 | TRANE | 5TWR7024A1 | D(A,C,E)36C3J+TDR | S8V2A040M3PCB | Split System | 23400 | 17.1 | 8.1 | 1.84 | R-454B | 650
218324674 | TRANE | 5TWR7024A1 | D(A,C,E)36C3J+TDR | S8V2B060M4PCB | Split System | 23400 | 17.1 | 8.1 | 1.84 | R-454B | 650
218324681 | TRANE | 5TWR7024A1 | D(A,C,E)36C3J+TDR | S8V2A040M3PDB | Split System | 23400 | 17.1 | 8.1 | 1.84 | R-454B | 650
218324678 | TRANE | 5TWR7024A1 | D(A,C,E)36C3J+TDR | S9X2B060D3PSB | Split System | 23400 | 17.1 | 8.1 | 1.85 | R-454B | 650
218324684 | TRANE | 5TWR7024A1 | D(A,C,E)36C3J+TDR | S9X1B060D3PSB | Split System | 23400 | 17.1 | 8.1 | 1.85 | R-454B | 650
218324714 | TRANE | 5TWX7024A1 | D(A,C,E)36C3J+TDR | S9V2B080D4VSB | Split System | 23200 | 17.5 | 8.1 | 1.8 | R-454B | 650
218324720 | TRANE | 5TWX7024A1 | D(A,C,E)36C3J+TDR | *DHMB060CCV3 | Split System | 23400 | 17.5 | 8.1 | 1.8 | R-454B | 650
218364330 | CHAMPION HEATING AND COOLING | HH860E2S11 | L(E,G)M60HJ |  | Split System | 52000 | 18.9 | 8.2 | 2.71 | R-454B | 650
218364328 | CHAMPION HEATING AND COOLING | HH860E2S11 | L(E,G)M60FJ |  | Split System | 53000 | 19 | 8.2 | 2.71 | R-454B | 650
218324666 | AMERICAN STANDARD | 5A6H7036A1 | D(A,C,E)36C3J+TDR | S9X1B040D3PSB | Split System | 32600 | 16 | 8.2 | 1.98 | R-454B | 650
218324670 | AMERICAN STANDARD | 5A6H7036A1 | D(A,C,E)36C3J+TDR | S9X2B040D3PSB | Split System | 32600 | 16 | 8.2 | 1.98 | R-454B | 650
218324698 | TRANE | 5TWR7036A1 | D(A,C,E)36C3J+TDR | S9X2B040D3PSB | Split System | 32600 | 16 | 8.2 | 1.98 | R-454B | 650
218324732 | TRANE | 5TWX7036A1 | D(A,C,E)36C3J+TDR | S9V2B040D3VSB | Split System | 32600 | 16 | 8.2 | 1.97 | R-454B | 650
218324665 | AMERICAN STANDARD | 5A6H7036A1 | D(A,C,E)36C3J+TDR | S9X1B060D3PSB | Split System | 32800 | 16.5 | 8.2 | 1.99 | R-454B | 650
218324668 | AMERICAN STANDARD | 5A6H7036A1 | D(A,C,E)36C3J+TDR | S9X2B060D3PSB | Split System | 32800 | 16.5 | 8.2 | 1.99 | R-454B | 650
218324745 | TRANE | 5TWX7036A1 | D(A,C,E)36C3J+TDR | *DHMB060CCV3 | Split System | 32400 | 16.5 | 8.2 | 1.9 | R-454B | 650
218324702 | TRANE | 5TWR7036A1 | D(A,C,E)36C3J+TDR | S9X2B060D3PSB | Split System | 32800 | 16.5 | 8.2 | 1.99 | R-454B | 650
218324701 | TRANE | 5TWR7036A1 | D(A,C,E)36C3J+TDR | S9X1B060D3PSB | Split System | 32800 | 16.5 | 8.2 | 1.99 | R-454B | 650
218324673 | AMERICAN STANDARD | 5A6H7036A1 | D(A,C,E)36C3J+TDR | S8X1A040M3PSC | Split System | 32400 | 17.1 | 8.2 | 1.9 | R-454B | 650
218324669 | AMERICAN STANDARD | 5A6H7036A1 | D(A,C,E)36C3J+TDR | S8X2A040M3PTC | Split System | 32400 | 17.1 | 8.2 | 1.9 | R-454B | 650
218324671 | AMERICAN STANDARD | 5A6H7036A1 | D(A,C,E)36C3J+TDR | S8X1A040M3PTC | Split System | 32400 | 17.1 | 8.2 | 1.9 | R-454B | 650
218324672 | AMERICAN STANDARD | 5A6H7036A1 | D(A,C,E)36C3J+TDR | S8X2A040M3PSC | Split System | 32400 | 17.1 | 8.2 | 1.9 | R-454B | 650
218324734 | TRANE | 5TWX7036A1 | D(A,C,E)36C3J+TDR | S8X2A040M3PSC | Split System | 32400 | 17.1 | 8.2 | 1.9 | R-454B | 650
218324705 | TRANE | 5TWR7036A1 | D(A,C,E)36C3J+TDR | S8X1A040M3PSC | Split System | 32400 | 17.1 | 8.2 | 1.9 | R-454B | 650
218324709 | TRANE | 5TWR7036A1 | D(A,C,E)36C3J+TDR | S8X2A040M3PTC | Split System | 32400 | 17.1 | 8.2 | 1.9 | R-454B | 650
218324699 | TRANE | 5TWR7036A1 | D(A,C,E)36C3J+TDR | S8X2A040M3PSC | Split System | 32400 | 17.1 | 8.2 | 1.9 | R-454B | 650
218324733 | TRANE | 5TWX7036A1 | D(A,C,E)36C3J+TDR | S8X1A040M3PTC | Split System | 32400 | 17.1 | 8.2 | 1.9 | R-454B | 650
218324737 | TRANE | 5TWX7036A1 | D(A,C,E)36C3J+TDR | S8X2A040M3PTC | Split System | 32400 | 17.1 | 8.2 | 1.9 | R-454B | 650
218324703 | TRANE | 5TWR7036A1 | D(A,C,E)36C3J+TDR | S8X1A040M3PTC | Split System | 32400 | 17.1 | 8.2 | 1.9 | R-454B | 650
218324658 | AMERICAN STANDARD | 5A6H7036A1 | D(A,C,E)36C3J+TDR | S8V2B060M4PCB | Split System | 32600 | 16 | 8.2 | 1.98 | R-454B | 650
218324663 | AMERICAN STANDARD | 5A6H7036A1 | D(A,C,E)36C3J+TDR | S8V2B060M4PDB | Split System | 32600 | 16 | 8.2 | 1.98 | R-454B | 650
218324652 | AMERICAN STANDARD | 5A6H7036A1 | D(A,C,E)36C3J+TDR | S9V2B040D3VSB | Split System | 32600 | 16 | 8.2 | 1.98 | R-454B | 650
218324651 | AMERICAN STANDARD | 5A6H7036A1 | D(A,C,E)36C3J+TDR | S8V2B080M4PCB | Split System | 32600 | 16 | 8.2 | 1.99 | R-454B | 650
218324667 | AMERICAN STANDARD | 5A6H7036A1 | D(A,C,E)36C3J+TDR | S8V2B080M4PDB | Split System | 32600 | 16 | 8.2 | 1.99 | R-454B | 650
218324704 | TRANE | 5TWR7036A1 | D(A,C,E)36C3J+TDR | S9X2B080D4PSB | Split System | 32400 | 16 | 8.2 | 1.97 | R-454B | 650
218324691 | TRANE | 5TWR7036A1 | D(A,C,E)36C3J+TDR | S9X1B080D4PSB | Split System | 32400 | 16 | 8.2 | 1.97 | R-454B | 650
218324736 | TRANE | 5TWX7036A1 | D(A,C,E)36C3J+TDR | S8V2B060M4PDB | Split System | 32600 | 16 | 8.2 | 1.98 | R-454B | 650
218324721 | TRANE | 5TWX7036A1 | D(A,C,E)36C3J+TDR | S8V2B060M4PCB | Split System | 32600 | 16 | 8.2 | 1.98 | R-454B | 650
218324722 | TRANE | 5TWX7036A1 | D(A,C,E)36C3J+TDR | S8V2B080M4PCB | Split System | 32600 | 16 | 8.2 | 1.98 | R-454B | 650
218324692 | TRANE | 5TWR7036A1 | D(A,C,E)36C3J+TDR | S8V2B060M4PCB | Split System | 32600 | 16 | 8.2 | 1.98 | R-454B | 650
218324738 | TRANE | 5TWX7036A1 | D(A,C,E)36C3J+TDR | S8V2B080M4PDB | Split System | 32600 | 16 | 8.2 | 1.98 | R-454B | 650
218324696 | TRANE | 5TWR7036A1 | D(A,C,E)36C3J+TDR | S8V2B060M4PDB | Split System | 32600 | 16 | 8.2 | 1.98 | R-454B | 650
218324690 | TRANE | 5TWR7036A1 | D(A,C,E)36C3J+TDR | S9V2B040D3VSB | Split System | 32600 | 16 | 8.2 | 1.98 | R-454B | 650
218324697 | TRANE | 5TWR7036A1 | D(A,C,E)36C3J+TDR | S8V2B080M4PDB | Split System | 32600 | 16 | 8.2 | 1.99 | R-454B | 650
218324687 | TRANE | 5TWR7036A1 | D(A,C,E)36C3J+TDR | S8V2B080M4PCB | Split System | 32600 | 16 | 8.2 | 1.99 | R-454B | 650
218324727 | TRANE | 5TWX7036A1 | D(A,C,E)36C3J+TDR | S9V2B060D3VSB | Split System | 32400 | 16.5 | 8.2 | 1.9 | R-454B | 650
218324728 | TRANE | 5TWX7036A1 | D(A,C,E)36C3J+TDR | *DHMB080CCV3 | Split System | 32600 | 16.5 | 8.2 | 1.9 | R-454B | 650
218324740 | TRANE | 5TWX7036A1 | D(A,C,E)36C3J+TDR | S9V2B080D4VSB | Split System | 32600 | 16.5 | 8.2 | 1.9 | R-454B | 650
218324656 | AMERICAN STANDARD | 5A6H7036A1 | D(A,C,E)36C3J+TDR | S9V2B060D3VSB | Split System | 32400 | 17 | 8.2 | 1.9 | R-454B | 650
218324660 | AMERICAN STANDARD | 5A6H7036A1 | D(A,C,E)36C3J+TDR | S9V2B080D4VSB | Split System | 32600 | 17 | 8.2 | 1.9 | R-454B | 650
218324695 | TRANE | 5TWR7036A1 | D(A,C,E)36C3J+TDR | S9V2B060D3VSB | Split System | 32400 | 17 | 8.2 | 1.9 | R-454B | 650
218324688 | TRANE | 5TWR7036A1 | D(A,C,E)36C3J+TDR | S9V2B080D4VSB | Split System | 32600 | 17 | 8.2 | 1.9 | R-454B | 650
218324653 | AMERICAN STANDARD | 5A6H7036A1 | D(A,C,E)36C3J+TDR | S8X2B060M4PTC | Split System | 32600 | 17.1 | 8.2 | 1.9 | R-454B | 650
218324659 | AMERICAN STANDARD | 5A6H7036A1 | D(A,C,E)36C3J+TDR | S8X1B060M4PTC | Split System | 32600 | 17.1 | 8.2 | 1.9 | R-454B | 650
218324649 | AMERICAN STANDARD | 5A6H7036A1 | D(A,C,E)36C3J+TDR | S8X2B080M4PTC | Split System | 32600 | 17.1 | 8.2 | 1.9 | R-454B | 650
218324655 | AMERICAN STANDARD | 5A6H7036A1 | D(A,C,E)36C3J+TDR | S8X1B060M4PSC | Split System | 32600 | 17.1 | 8.2 | 1.9 | R-454B | 650
218324654 | AMERICAN STANDARD | 5A6H7036A1 | D(A,C,E)36C3J+TDR | S8X2B080M4PSC | Split System | 32600 | 17.1 | 8.2 | 1.9 | R-454B | 650
218324650 | AMERICAN STANDARD | 5A6H7036A1 | D(A,C,E)36C3J+TDR | S8X2B060M4PSC | Split System | 32600 | 17.1 | 8.2 | 1.9 | R-454B | 650
218324657 | AMERICAN STANDARD | 5A6H7036A1 | D(A,C,E)36C3J+TDR | S8X1B080M4PTC | Split System | 32600 | 17.1 | 8.2 | 1.9 | R-454B | 650
218324723 | TRANE | 5TWX7036A1 | D(A,C,E)36C3J+TDR | S8X1B060M4PSC | Split System | 32600 | 17.1 | 8.2 | 1.9 | R-454B | 650
218324725 | TRANE | 5TWX7036A1 | D(A,C,E)36C3J+TDR | S8X2B060M4PSC | Split System | 32600 | 17.1 | 8.2 | 1.9 | R-454B | 650
218324743 | TRANE | 5TWX7036A1 | D(A,C,E)36C3J+TDR | S8X2B080M4PSC | Split System | 32600 | 17.1 | 8.2 | 1.9 | R-454B | 650
218324686 | TRANE | 5TWR7036A1 | D(A,C,E)36C3J+TDR | S8X2B080M4PTC | Split System | 32600 | 17.1 | 8.2 | 1.9 | R-454B | 650
218324694 | TRANE | 5TWR7036A1 | D(A,C,E)36C3J+TDR | S8X1B060M4PSC | Split System | 32600 | 17.1 | 8.2 | 1.9 | R-454B | 650
218324724 | TRANE | 5TWX7036A1 | D(A,C,E)36C3J+TDR | S8X1B060M4PTC | Split System | 32600 | 17.1 | 8.2 | 1.9 | R-454B | 650
218324726 | TRANE | 5TWX7036A1 | D(A,C,E)36C3J+TDR | S8X2B080M4PTC | Split System | 32600 | 17.1 | 8.2 | 1.9 | R-454B | 650
218324693 | TRANE | 5TWR7036A1 | D(A,C,E)36C3J+TDR | S8X1B080M4PSC | Split System | 32600 | 17.1 | 8.2 | 1.9 | R-454B | 650
218324742 | TRANE | 5TWX7036A1 | D(A,C,E)36C3J+TDR | S8X1B080M4PSC | Split System | 32600 | 17.1 | 8.2 | 1.9 | R-454B | 650
218324685 | TRANE | 5TWR7036A1 | D(A,C,E)36C3J+TDR | S8X2B060M4PSC | Split System | 32600 | 17.1 | 8.2 | 1.9 | R-454B | 650
218324708 | TRANE | 5TWR7036A1 | D(A,C,E)36C3J+TDR | S8X2B080M4PSC | Split System | 32600 | 17.1 | 8.2 | 1.9 | R-454B | 650
218324706 | TRANE | 5TWR7036A1 | D(A,C,E)36C3J+TDR | S8X2B060M4PTC | Split System | 32600 | 17.1 | 8.2 | 1.9 | R-454B | 650
218324689 | TRANE | 5TWR7036A1 | D(A,C,E)36C3J+TDR | S8X1B060M4PTC | Split System | 32600 | 17.1 | 8.2 | 1.9 | R-454B | 650
218324707 | TRANE | 5TWR7036A1 | D(A,C,E)36C3J+TDR | S8X1B080M4PTC | Split System | 32600 | 17.1 | 8.2 | 1.9 | R-454B | 650
218324643 | AMERICAN STANDARD | 5A6H7024A1 | D(A,C,E)36C3J+TDR | *DHMB060CCV3 | Split System | 23400 | 17.1 | 8.2 | 1.8 | R-454B | 650
218324683 | TRANE | 5TWR7024A1 | D(A,C,E)36C3J+TDR | *DHMB060CCV3 | Split System | 23400 | 17.1 | 8.2 | 1.8 | R-454B | 650
218372782 | HEIL | H5H0V60*K*AAA* | D(A,C,E)61A3J+TDR | *96CTN0802120B* | Split System | 50500 | 18.5 | 8.5 | 2.34 | R-454B | 650
218372789 | HEIL | H5H0V60*K*AAA* | D(A,C,E)61A3J+TDR | *97CTN0802120A* | Split System | 50500 | 18.5 | 8.5 | 2.34 | R-454B | 650
218372790 | HEIL | H5H0V60*K*AAA* | D(A,C,E)61A3J+TDR | *97CTN1002122A* | Split System | 51000 | 18.5 | 8.5 | 2.35 | R-454B | 650
218372777 | HEIL | H5H0V60*K*AAA* | D(A,C,E)61A3J+TDR | *80CTL0902120B* | Split System | 51000 | 18.5 | 8.5 | 2.37 | R-454B | 650
218372779 | HEIL | H5H0V60*K*AAA* | D(A,C,E)61A3J+TDR | *80CTL1352422B* | Split System | 51500 | 18.5 | 8.5 | 2.37 | R-454B | 650
218372784 | HEIL | H5H0V60*K*AAA* | D(A,C,E)61A3J+TDR | *96CTN1202422B* | Split System | 51000 | 18.5 | 8.5 | 2.38 | R-454B | 650
218372791 | HEIL | H5H0V60*K*AAA* | D(A,C,E)61A3J+TDR | *97CTN1202422A* | Split System | 51000 | 18.5 | 8.5 | 2.38 | R-454B | 650
218372778 | HEIL | H5H0V60*K*AAA* | D(A,C,E)61A3J+TDR | *80CTL1102120B* | Split System | 51000 | 18.5 | 8.5 | 2.38 | R-454B | 650
218331254 | CARRIER | 37MURAQ24AA3 | D(A,C,E)31A3J+TDR | 58S(B,C)*B110M21**20 | Split System | 22400 | 15.2 | 8.5 | 2.95 | R-454B | 650
218331373 | CARRIER | 37MURAQ24AA3 | D(A,C,E)31A3J+TDR | 59TP7A100V21**22 | Split System | 22200 | 15.2 | 8.5 | 2.98 | R-454B | 650
218372611 | HEIL | H5H0V24*K*AAA* | D(A,C,E)31A3J+TDR | *95CSU0802120B* | Split System | 22000 | 15.2 | 8.5 | 2.7 | R-454B | 650
218372639 | HEIL | H5H0V24*K*AAA* | D(A,C,E)31A3J+TDR | *97CTN1202422A* | Split System | 22000 | 15.2 | 8.5 | 2.7 | R-454B | 650
218372640 | HEIL | H5H0V24*K*AAA* | D(A,C,E)37A3J+TDR | *97CTN1202422A* | Split System | 22400 | 15.2 | 8.5 | 2.73 | R-454B | 650
218372612 | HEIL | H5H0V24*K*AAA* | D(A,C,E)37A3J+TDR | *95CSU0802120B* | Split System | 22400 | 15.2 | 8.5 | 2.73 | R-454B | 650
218331268 | CARRIER | 37MURAQ24AA3 | D(A,C,E)31A3J+TDR | 58SP*B090V17**16 | Split System | 22400 | 15.5 | 8.5 | 2.98 | R-454B | 650
218331274 | CARRIER | 37MURAQ24AA3 | D(A,C,E)31A3J+TDR | 58SU*B060M17**16 | Split System | 22600 | 15.5 | 8.5 | 2.98 | R-454B | 650
218372615 | HEIL | H5H0V24*K*AAA* | D(A,C,E)31A3J+TDR | *96CTN0401410B* | Split System | 22400 | 15.5 | 8.5 | 2.61 | R-454B | 650
218372616 | HEIL | H5H0V24*K*AAA* | D(A,C,E)37A3J+TDR | *96CTN0401410B* | Split System | 22400 | 15.5 | 8.5 | 2.62 | R-454B | 650
218372609 | HEIL | H5H0V24*K*AAA* | D(A,C,E)31A3J+TDR | *80CTL1352422B* | Split System | 22000 | 15.5 | 8.5 | 2.7 | R-454B | 650
218372623 | HEIL | H5H0V24*K*AAA* | D(A,C,E)31A3J+TDR | *96CTN1202422B* | Split System | 22000 | 15.5 | 8.5 | 2.7 | R-454B | 650
218372610 | HEIL | H5H0V24*K*AAA* | D(A,C,E)37A3J+TDR | *80CTL1352422B* | Split System | 22400 | 15.5 | 8.5 | 2.73 | R-454B | 650
218372624 | HEIL | H5H0V24*K*AAA* | D(A,C,E)37A3J+TDR | *96CTN1202422B* | Split System | 22400 | 15.5 | 8.5 | 2.73 | R-454B | 650
218372724 | HEIL | H5H0V48*K*AAA* | D(A,C,E)61A3J+TDR | *80CTL0701412B* | Split System | 43000 | 16 | 8.5 | 2.63 | R-454B | 650
218372667 | HEIL | H5H0V36*K*AAA* | D(A,C,E)37A3J+TDR | *95CSU0601716B* | Split System | 32000 | 17 | 8.5 | 2.34 | R-454B | 650
218372689 | HEIL | H5H0V36*K*AAA* | D(A,C,E)37A3J+TDR | *97CMN0801714B* | Split System | 32000 | 17 | 8.5 | 2.34 | R-454B | 650
218372699 | HEIL | H5H0V36*K*AAA* | D(A,C,E)37A3J+TDR | *97CTN0801716A* | Split System | 32000 | 17 | 8.5 | 2.34 | R-454B | 650
218372686 | HEIL | H5H0V36*K*AAA* | D(A,C,E)49A3J+TDR | *97CMN0601714B* | Split System | 32400 | 17 | 8.5 | 2.34 | R-454B | 650
218372698 | HEIL | H5H0V36*K*AAA* | D(A,C,E)49A3J+TDR | *97CTN0601716A* | Split System | 32400 | 17 | 8.5 | 2.34 | R-454B | 650
218372652 | HEIL | H5H0V36*K*AAA* | D(A,C,E)49A3J+TDR | *80CTL0451712B* | Split System | 32400 | 17 | 8.5 | 2.34 | R-454B | 650
218372700 | HEIL | H5H0V36*K*AAA* | D(A,C,E)49A3J+TDR | *97CTN0801716A* | Split System | 32600 | 17 | 8.5 | 2.34 | R-454B | 650
218372668 | HEIL | H5H0V36*K*AAA* | D(A,C,E)49A3J+TDR | *95CSU0601716B* | Split System | 32600 | 17 | 8.5 | 2.34 | R-454B | 650
218372685 | HEIL | H5H0V36*K*AAA* | D(A,C,E)37A3J+TDR | *97CMN0601714B* | Split System | 31800 | 17 | 8.5 | 2.37 | R-454B | 650
218372651 | HEIL | H5H0V36*K*AAA* | D(A,C,E)37A3J+TDR | *80CTL0451712B* | Split System | 31800 | 17 | 8.5 | 2.37 | R-454B | 650
218372644 | HEIL | H5H0V36*K*AAA* | D(A,C,E)49A3J+TDR | *80CSU0401712B* | Split System | 32800 | 17 | 8.5 | 2.38 | R-454B | 650
218372648 | HEIL | H5H0V36*K*AAA* | D(A,C,E)49A3J+TDR | *80CSU0601716B* | Split System | 32800 | 17 | 8.5 | 2.38 | R-454B | 650
218372647 | HEIL | H5H0V36*K*AAA* | D(A,C,E)37A3J+TDR | *80CSU0601716B* | Split System | 32200 | 17 | 8.5 | 2.4 | R-454B | 650
218372643 | HEIL | H5H0V36*K*AAA* | D(A,C,E)37A3J+TDR | *80CSU0401712B* | Split System | 32200 | 17 | 8.5 | 2.4 | R-454B | 650
218372687 | HEIL | H5H0V36*K*AAA* | D(A,C,E)37A3J+TDR | *97CMN0602120B* | Split System | 30800 | 17 | 8.5 | 2.42 | R-454B | 650
218372721 | HEIL | H5H0V48*K*AAA* | D(A,C,E)49A3J+TDR | *80CTL0451712B* | Split System | 41000 | 17 | 8.5 | 2.56 | R-454B | 650
218372751 | HEIL | H5H0V48*K*AAA* | D(A,C,E)49A3J+TDR | *97CMN0602120B* | Split System | 41500 | 17 | 8.5 | 2.59 | R-454B | 650
218372753 | HEIL | H5H0V48*K*AAA* | D(A,C,E)49A3J+TDR | *97CMN0801714B* | Split System | 41500 | 17 | 8.5 | 2.59 | R-454B | 650
218372719 | HEIL | H5H0V48*K*AAA* | D(A,C,E)49A3J+TDR | *80CSU1002120B* | Split System | 41500 | 17 | 8.5 | 2.63 | R-454B | 650
218372653 | HEIL | H5H0V36*K*AAA* | D(A,C,E)37A3J+TDR | *80CTL0701412B* | Split System | 32000 | 17.5 | 8.5 | 2.34 | R-454B | 650
218372654 | HEIL | H5H0V36*K*AAA* | D(A,C,E)49A3J+TDR | *80CTL0701412B* | Split System | 32600 | 17.5 | 8.5 | 2.34 | R-454B | 650
218372641 | HEIL | H5H0V36*K*AAA* | D(A,C,E)37A3J+TDR | *80CSU0401712A* | Split System | 32200 | 17.5 | 8.5 | 2.35 | R-454B | 650
218372659 | HEIL | H5H0V36*K*AAA* | D(A,C,E)37A3J+TDR | *80CTL0901716B* | Split System | 32200 | 17.5 | 8.5 | 2.35 | R-454B | 650
218372655 | HEIL | H5H0V36*K*AAA* | D(A,C,E)37A3J+TDR | *80CTL0701716B* | Split System | 32000 | 17.5 | 8.5 | 2.36 | R-454B | 650
218372646 | HEIL | H5H0V36*K*AAA* | D(A,C,E)49A3J+TDR | *80CSU0601716A* | Split System | 32600 | 17.5 | 8.5 | 2.36 | R-454B | 650
218372642 | HEIL | H5H0V36*K*AAA* | D(A,C,E)49A3J+TDR | *80CSU0401712A* | Split System | 32800 | 17.5 | 8.5 | 2.36 | R-454B | 650
218372660 | HEIL | H5H0V36*K*AAA* | D(A,C,E)49A3J+TDR | *80CTL0901716B* | Split System | 32800 | 17.5 | 8.5 | 2.36 | R-454B | 650
218372675 | HEIL | H5H0V36*K*AAA* | D(A,C,E)37A3J+TDR | *96CTN0601714B* | Split System | 31000 | 17.5 | 8.5 | 2.37 | R-454B | 650
218372677 | HEIL | H5H0V36*K*AAA* | D(A,C,E)37A3J+TDR | *96CTN0801714B* | Split System | 32000 | 17.5 | 8.5 | 2.37 | R-454B | 650
218372656 | HEIL | H5H0V36*K*AAA* | D(A,C,E)49A3J+TDR | *80CTL0701716B* | Split System | 32600 | 17.5 | 8.5 | 2.37 | R-454B | 650
218372678 | HEIL | H5H0V36*K*AAA* | D(A,C,E)49A3J+TDR | *96CTN0801714B* | Split System | 32600 | 17.5 | 8.5 | 2.37 | R-454B | 650
218372676 | HEIL | H5H0V36*K*AAA* | D(A,C,E)49A3J+TDR | *96CTN0601714B* | Split System | 31800 | 17.5 | 8.5 | 2.38 | R-454B | 650
218372688 | HEIL | H5H0V36*K*AAA* | D(A,C,E)49A3J+TDR | *97CMN0602120B* | Split System | 31400 | 17.5 | 8.5 | 2.4 | R-454B | 650
218372650 | HEIL | H5H0V36*K*AAA* | D(A,C,E)49A3J+TDR | *80CSU1002120A* | Split System | 31600 | 17.5 | 8.5 | 2.41 | R-454B | 650
218372725 | HEIL | H5H0V48*K*AAA* | D(A,C,E)49A3J+TDR | *80CTL0701716B* | Split System | 41500 | 17.5 | 8.5 | 2.59 | R-454B | 650
218372729 | HEIL | H5H0V48*K*AAA* | D(A,C,E)49A3J+TDR | *80CTL0901716B* | Split System | 41500 | 17.5 | 8.5 | 2.61 | R-454B | 650
218372739 | HEIL | H5H0V48*K*AAA* | D(A,C,E)49A3J+TDR | *95CSU0802120B* | Split System | 41500 | 17.5 | 8.5 | 2.64 | R-454B | 650
218372747 | HEIL | H5H0V48*K*AAA* | D(A,C,E)49A3J+TDR | *96CTN1002122B* | Split System | 41500 | 17.5 | 8.5 | 2.64 | R-454B | 650
218372709 | HEIL | H5H0V48*K*AAA* | D(A,C,E)49A3J+TDR | *80CSU0601716A* | Split System | 41500 | 17.5 | 8.5 | 2.64 | R-454B | 650
218372757 | HEIL | H5H0V48*K*AAA* | D(A,C,E)49A3J+TDR | *97CMN1002122B* | Split System | 41500 | 17.5 | 8.5 | 2.64 | R-454B | 650
218372717 | HEIL | H5H0V48*K*AAA* | D(A,C,E)49A3J+TDR | *80CSU1002120A* | Split System | 41500 | 17.5 | 8.5 | 2.64 | R-454B | 650
218372707 | HEIL | H5H0V48*K*AAA* | D(A,C,E)49A3J+TDR | *80CSU0401712B* | Split System | 41500 | 17.5 | 8.5 | 2.64 | R-454B | 650
218372727 | HEIL | H5H0V48*K*AAA* | D(A,C,E)49A3J+TDR | *80CTL0702120B* | Split System | 41500 | 17.5 | 8.5 | 2.64 | R-454B | 650
218372715 | HEIL | H5H0V48*K*AAA* | D(A,C,E)49A3J+TDR | *80CSU0802120B* | Split System | 42000 | 17.5 | 8.5 | 2.66 | R-454B | 650
218372695 | HEIL | H5H0V36*K*AAA* | D(A,C,E)37A3J+TDR | *97CMN1202422B* | Split System | 30200 | 18 | 8.5 | 2.4 | R-454B | 650
218372765 | HEIL | H5H0V48*K*AAA* | D(A,C,E)49A3J+TDR | *97CTN1002122A* | Split System | 41500 | 18 | 8.5 | 2.64 | R-454B | 650
218372731 | HEIL | H5H0V48*K*AAA* | D(A,C,E)49A3J+TDR | *80CTL0902120B* | Split System | 42000 | 18 | 8.5 | 2.66 | R-454B | 650
218372713 | HEIL | H5H0V48*K*AAA* | D(A,C,E)49A3J+TDR | *80CSU0802120A* | Split System | 42000 | 18 | 8.5 | 2.66 | R-454B | 650
218331340 | CARRIER | 37MURAQ24AA3 | D(A,C,E)37A3J+TDR | 59SU5B040M17**12 | Split System | 22200 | 15.2 | 8.5 | 2.98 | R-454B | 650
218331255 | CARRIER | 37MURAQ24AA3 | D(A,C,E)37A3J+TDR | 58S(B,C)*B110M21**20 | Split System | 22800 | 15.2 | 8.5 | 2.98 | R-454B | 650
218331330 | CARRIER | 37MURAQ24AA3 | D(A,C,E)37A3J+TDR | 59SP6B060V17**16 | Split System | 22600 | 15.2 | 8.5 | 2.99 | R-454B | 650
218331356 | CARRIER | 37MURAQ24AA3 | D(A,C,E)37A3J+TDR | 59TP6C060V17**16 | Split System | 22600 | 15.2 | 8.5 | 2.99 | R-454B | 650
218331366 | CARRIER | 37MURAQ24AA3 | D(A,C,E)37A3J+TDR | 59TP7A060V17**16 | Split System | 22600 | 15.2 | 8.5 | 2.99 | R-454B | 650
218331296 | CARRIER | 37MURAQ24AA3 | D(A,C,E)37A3J+TDR | 59SC2E060M17**14 | Split System | 22200 | 15.2 | 8.5 | 3 | R-454B | 650
218331313 | CARRIER | 37MURAQ24AA3 | D(A,C,E)31A3J+TDR | 59SC6A080M17**16 | Split System | 22800 | 15.2 | 8.5 | 3.01 | R-454B | 650
218331299 | CARRIER | 37MURAQ24AA3 | D(A,C,E)31A3J+TDR | 59SC2E080M21**20 | Split System | 22800 | 15.2 | 8.5 | 3.02 | R-454B | 650
218331239 | CARRIER | 37MURAQ24AA3 | D(A,C,E)37A3J+TDR | 58S(B,C)*B045M14**12 | Split System | 23200 | 15.2 | 8.5 | 3.02 | R-454B | 650
218331336 | CARRIER | 37MURAQ24AA3 | D(A,C,E)37A3J+TDR | 59SP6B100V21**20 | Split System | 22800 | 15.5 | 8.5 | 2.99 | R-454B | 650
218331243 | CARRIER | 37MURAQ24AA3 | D(A,C,E)37A3J+TDR | 58S(B,C)*B070M14**12 | Split System | 22600 | 15.5 | 8.5 | 3.02 | R-454B | 650
218331348 | CARRIER | 37MURAQ24AA3 | D(A,C,E)37A3J+TDR | 59SU5B100M21**22 | Split System | 23000 | 15.5 | 8.5 | 3.02 | R-454B | 650
218331265 | CARRIER | 37MURAQ24AA3 | D(A,C,E)37A3J+TDR | 58SP*B070V14**12 | Split System | 23200 | 15.5 | 8.5 | 3.04 | R-454B | 650
218362613 | BOSCH | BOHA-24MTB-M18S | D(A,C,E)37D3J+TDR | BGH97M060B3A | Split System | 22000 | 16 | 8.5 | 2.61 | R-454B | 650
218362619 | BOSCH | BOHA-24MTB-M18S | D(A,C,E)37D3J+TDR | BGH97M080B3A | Split System | 22000 | 16 | 8.5 | 2.64 | R-454B | 650
218372613 | HEIL | H5H0V24*K*AAA* | D(A,C,E)31A3J+TDR | *95CSU1002122B* | Split System | 21200 | 16.5 | 8.5 | 2.69 | R-454B | 650
218372593 | HEIL | H5H0V24*K*AAA* | D(A,C,E)31A3J+TDR | *80CSU0601716B* | Split System | 22800 | 16.5 | 8.5 | 2.71 | R-454B | 650
218372589 | HEIL | H5H0V24*K*AAA* | D(A,C,E)31A3J+TDR | *80CSU0401712B* | Split System | 23000 | 16.5 | 8.5 | 2.71 | R-454B | 650
218372594 | HEIL | H5H0V24*K*AAA* | D(A,C,E)37A3J+TDR | *80CSU0601716B* | Split System | 22800 | 16.5 | 8.5 | 2.75 | R-454B | 650
218372590 | HEIL | H5H0V24*K*AAA* | D(A,C,E)37A3J+TDR | *80CSU0401712B* | Split System | 23000 | 16.5 | 8.5 | 2.76 | R-454B | 650
218372669 | HEIL | H5H0V36*K*AAA* | D(A,C,E)37A3J+TDR | *95CSU0802120B* | Split System | 31000 | 17 | 8.5 | 2.44 | R-454B | 650
218372601 | HEIL | H5H0V24*K*AAA* | D(A,C,E)31A3J+TDR | *80CTL0702120B* | Split System | 21200 | 17 | 8.5 | 2.69 | R-454B | 650
218372631 | HEIL | H5H0V24*K*AAA* | D(A,C,E)31A3J+TDR | *97CMN1002122B* | Split System | 21200 | 17 | 8.5 | 2.69 | R-454B | 650
218372605 | HEIL | H5H0V24*K*AAA* | D(A,C,E)31A3J+TDR | *80CTL0902120B* | Split System | 21200 | 17 | 8.5 | 2.69 | R-454B | 650
218372621 | HEIL | H5H0V24*K*AAA* | D(A,C,E)31A3J+TDR | *96CTN1002122B* | Split System | 21200 | 17 | 8.5 | 2.69 | R-454B | 650
218372607 | HEIL | H5H0V24*K*AAA* | D(A,C,E)31A3J+TDR | *80CTL1102120B* | Split System | 21200 | 17 | 8.5 | 2.69 | R-454B | 650
218372637 | HEIL | H5H0V24*K*AAA* | D(A,C,E)31A3J+TDR | *97CTN1002122A* | Split System | 21200 | 17 | 8.5 | 2.69 | R-454B | 650
215849886 | COLEMAN | HH824E2S11 | C(A,C,D,E)24A3K+TDR | TM8Y060A12MP11 | Split System | 20000 | 17.5 | 8.5 | 2 | R-454B | 650
218372670 | HEIL | H5H0V36*K*AAA* | D(A,C,E)49A3J+TDR | *95CSU0802120B* | Split System | 31600 | 17.5 | 8.5 | 2.41 | R-454B | 650
218372681 | HEIL | H5H0V36*K*AAA* | D(A,C,E)37A3J+TDR | *96CTN1002122B* | Split System | 31200 | 17.5 | 8.5 | 2.43 | R-454B | 650
218372693 | HEIL | H5H0V36*K*AAA* | D(A,C,E)37A3J+TDR | *97CMN1002122B* | Split System | 31200 | 17.5 | 8.5 | 2.43 | R-454B | 650
218372671 | HEIL | H5H0V36*K*AAA* | D(A,C,E)37A3J+TDR | *95CSU1002122B* | Split System | 31200 | 17.5 | 8.5 | 2.43 | R-454B | 650
218372661 | HEIL | H5H0V36*K*AAA* | D(A,C,E)37A3J+TDR | *80CTL0902120B* | Split System | 31200 | 17.5 | 8.5 | 2.43 | R-454B | 650
216739006 | TEMPSTAR | D5CUHAH24AAK | FEVB0024**+NAVA53601CK |  | Split System | 23000 | 15.5 | 8.5 | 1.98 | R-454B | 650
216739038 | TEMPSTAR | D5CUHAH24AAK | FHMA5*24L*B* |  | Split System | 23000 | 15.5 | 8.5 | 1.98 | R-454B | 650
216739039 | TEMPSTAR | D5CUHAH24AAK | F5MA5*24L*B* |  | Split System | 23000 | 15.5 | 8.5 | 1.98 | R-454B | 650
216735817 | TEMPSTAR | D5CUHAH24AAK | EA*5X37M21A* | *96MSN0601716A* | Split System | 23200 | 15.5 | 8.5 | 1.98 | R-454B | 650
216738737 | AIRQUEST | D5CUHAH24AAK | ESH5X36M12A* | *95MSU1002122A* | Split System | 23400 | 16 | 8.5 | 1.94 | R-454B | 650
216737863 | AIRQUEST | D5CUHAH24AAK | ESH5X30M12A* | *96VTN1002120B* | Split System | 22800 | 16 | 8.5 | 1.96 | R-454B | 650
216737925 | AIRQUEST | D5CUHAH24AAK | ESH5X30M12A* | *97VTN1002120A* | Split System | 22800 | 16 | 8.5 | 1.96 | R-454B | 650
216736039 | AIRQUEST | D5CUHAH24AAK | EA*5X37M21A* | *96VTN1002122B* | Split System | 23200 | 16 | 8.5 | 1.96 | R-454B | 650
216736088 | AIRQUEST | D5CUHAH24AAK | EA*5X37M21A* | *97VTN1002122A* | Split System | 23200 | 16 | 8.5 | 1.96 | R-454B | 650
216739048 | AIRQUEST | D5CUHAH24AAK | FHMA5*30L*B* |  | Split System | 23400 | 16 | 8.5 | 1.96 | R-454B | 650
216735800 | AIRQUEST | D5CUHAH24AAK | EA*5X37M21A* | *92MSN1002122A* | Split System | 23600 | 16 | 8.5 | 1.96 | R-454B | 650
216736115 | AIRQUEST | D5CUHAH24AAK | EA*5X37M21A* | OMV112K14A | Split System | 23600 | 16 | 8.5 | 1.96 | R-454B | 650
216735926 | AIRQUEST | D5CUHAH24AAK | EA*5X37M21A* | *95MSU0802120A* | Split System | 22800 | 16 | 8.5 | 1.98 | R-454B | 650
216735832 | AIRQUEST | D5CUHAH24AAK | EA*5X37M21A* | *96MSM0802120A* | Split System | 23000 | 16 | 8.5 | 1.98 | R-454B | 650
216735831 | AIRQUEST | D5CUHAH24AAK | EA*5X37M21A* | *96MSN0802120A* | Split System | 23000 | 16 | 8.5 | 1.98 | R-454B | 650
216735821 | AIRQUEST | D5CUHAH24AAK | EA*5X37M21A* | *96MSN0801716A* | Split System | 23200 | 16 | 8.5 | 1.98 | R-454B | 650
216735843 | AIRQUEST | D5CUHAH24AAK | EA*5X37M21A* | *96MSN1002120A* | Split System | 23400 | 16 | 8.5 | 1.98 | R-454B | 650
216735852 | AIRQUEST | D5CUHAH24AAK | EA*5X37M21A* | *96MSN1002122A* | Split System | 23400 | 16 | 8.5 | 1.98 | R-454B | 650
216738738 | ARCOAIRE | D5CUHAH24AAK | ESH5X36M12A* | *95MSU1002122A* | Split System | 23400 | 16 | 8.5 | 1.94 | R-454B | 650
216737864 | ARCOAIRE | D5CUHAH24AAK | ESH5X30M12A* | *96VTN1002120B* | Split System | 22800 | 16 | 8.5 | 1.96 | R-454B | 650
216737926 | ARCOAIRE | D5CUHAH24AAK | ESH5X30M12A* | *97VTN1002120A* | Split System | 22800 | 16 | 8.5 | 1.96 | R-454B | 650
216736040 | ARCOAIRE | D5CUHAH24AAK | EA*5X37M21A* | *96VTN1002122B* | Split System | 23200 | 16 | 8.5 | 1.96 | R-454B | 650
216736089 | ARCOAIRE | D5CUHAH24AAK | EA*5X37M21A* | *97VTN1002122A* | Split System | 23200 | 16 | 8.5 | 1.96 | R-454B | 650
216739050 | ARCOAIRE | D5CUHAH24AAK | FHMA5*30L*B* |  | Split System | 23400 | 16 | 8.5 | 1.96 | R-454B | 650
216739051 | ARCOAIRE | D5CUHAH24AAK | F5MA5*30L*B* |  | Split System | 23400 | 16 | 8.5 | 1.96 | R-454B | 650
216735801 | ARCOAIRE | D5CUHAH24AAK | EA*5X37M21A* | *92MSN1002122A* | Split System | 23600 | 16 | 8.5 | 1.96 | R-454B | 650
216736116 | ARCOAIRE | D5CUHAH24AAK | EA*5X37M21A* | OMV112K14A | Split System | 23600 | 16 | 8.5 | 1.96 | R-454B | 650
216735927 | ARCOAIRE | D5CUHAH24AAK | EA*5X37M21A* | *95MSU0802120A* | Split System | 22800 | 16 | 8.5 | 1.98 | R-454B | 650
216735833 | ARCOAIRE | D5CUHAH24AAK | EA*5X37M21A* | *96MSN0802120A* | Split System | 23000 | 16 | 8.5 | 1.98 | R-454B | 650
216735822 | ARCOAIRE | D5CUHAH24AAK | EA*5X37M21A* | *96MSN0801716A* | Split System | 23200 | 16 | 8.5 | 1.98 | R-454B | 650
216735844 | ARCOAIRE | D5CUHAH24AAK | EA*5X37M21A* | *96MSN1002120A* | Split System | 23400 | 16 | 8.5 | 1.98 | R-454B | 650
216735853 | ARCOAIRE | D5CUHAH24AAK | EA*5X37M21A* | *96MSN1002122A* | Split System | 23400 | 16 | 8.5 | 1.98 | R-454B | 650
216738735 | BRYANT HEATING AND COOLING SYSTEMS | 37MUHAQ24AA3 | CSAH*3612AM* | 935SB66100M21*** | Split System | 23400 | 16 | 8.5 | 1.94 | R-454B | 650
216737922 | BRYANT HEATING AND COOLING SYSTEMS | 37MUHAQ24AA3 | CSAH*3012AM* | 927TA60100V21*** | Split System | 22800 | 16 | 8.5 | 1.96 | R-454B | 650
216737860 | BRYANT HEATING AND COOLING SYSTEMS | 37MUHAQ24AA3 | CSAH*3012AM* | 926TC60100V21*** | Split System | 22800 | 16 | 8.5 | 1.96 | R-454B | 650
216736086 | BRYANT HEATING AND COOLING SYSTEMS | 37MUHAQ24AA3 | CAA**3721AM* | 927TA66100V21*** | Split System | 23200 | 16 | 8.5 | 1.96 | R-454B | 650
216736037 | BRYANT HEATING AND COOLING SYSTEMS | 37MUHAQ24AA3 | CAA**3721AM* | 926TC66100V21*** | Split System | 23200 | 16 | 8.5 | 1.96 | R-454B | 650
216739042 | BRYANT HEATING AND COOLING SYSTEMS | 37MUHAQ24AA3 | PF5MN*B30L* |  | Split System | 23400 | 16 | 8.5 | 1.96 | R-454B | 650
216739043 | BRYANT HEATING AND COOLING SYSTEMS | 37MUHAQ24AA3 | F55AA*B30L* |  | Split System | 23400 | 16 | 8.5 | 1.96 | R-454B | 650
216739041 | BRYANT HEATING AND COOLING SYSTEMS | 37MUHAQ24AA3 | FJ5AN*B30L* |  | Split System | 23400 | 16 | 8.5 | 1.96 | R-454B | 650
216735798 | BRYANT HEATING AND COOLING SYSTEMS | 37MUHAQ24AA3 | CAA**3721AM* | 912SE66100M21*** | Split System | 23600 | 16 | 8.5 | 1.96 | R-454B | 650
216736113 | BRYANT HEATING AND COOLING SYSTEMS | 37MUHAQ24AA3 | CAA**3721AM* | OVMAAB042112 | Split System | 23600 | 16 | 8.5 | 1.96 | R-454B | 650
216735923 | BRYANT HEATING AND COOLING SYSTEMS | 37MUHAQ24AA3 | CAA**3721AM* | 935SB60080M21*** | Split System | 22800 | 16 | 8.5 | 1.98 | R-454B | 650
216735828 | BRYANT HEATING AND COOLING SYSTEMS | 37MUHAQ24AA3 | CAA**3721AM* | 916SA60080M21*** | Split System | 23000 | 16 | 8.5 | 1.98 | R-454B | 650
216735818 | BRYANT HEATING AND COOLING SYSTEMS | 37MUHAQ24AA3 | CAA**3721AM* | 916SA48080M17*** | Split System | 23200 | 16 | 8.5 | 1.98 | R-454B | 650
216735850 | BRYANT HEATING AND COOLING SYSTEMS | 37MUHAQ24AA3 | CAA**3721AM* | 916SA66100M21*** | Split System | 23400 | 16 | 8.5 | 1.98 | R-454B | 650
216735840 | BRYANT HEATING AND COOLING SYSTEMS | 37MUHAQ24AA3 | CAA**3721AM* | 916SA60100M21*** | Split System | 23400 | 16 | 8.5 | 1.98 | R-454B | 650
216738739 | COMFORTMAKER | D5CUHAH24AAK | ESH5X36M12A* | *95MSU1002122A* | Split System | 23400 | 16 | 8.5 | 1.94 | R-454B | 650
216737865 | COMFORTMAKER | D5CUHAH24AAK | ESH5X30M12A* | *96VTN1002120B* | Split System | 22800 | 16 | 8.5 | 1.96 | R-454B | 650
216737927 | COMFORTMAKER | D5CUHAH24AAK | ESH5X30M12A* | *97VTN1002120A* | Split System | 22800 | 16 | 8.5 | 1.96 | R-454B | 650
216736041 | COMFORTMAKER | D5CUHAH24AAK | EA*5X37M21A* | *96VTN1002122B* | Split System | 23200 | 16 | 8.5 | 1.96 | R-454B | 650
216736090 | COMFORTMAKER | D5CUHAH24AAK | EA*5X37M21A* | *97VTN1002122A* | Split System | 23200 | 16 | 8.5 | 1.96 | R-454B | 650
216739052 | COMFORTMAKER | D5CUHAH24AAK | FHMA5*30L*B* |  | Split System | 23400 | 16 | 8.5 | 1.96 | R-454B | 650
216739053 | COMFORTMAKER | D5CUHAH24AAK | F5MA5*30L*B* |  | Split System | 23400 | 16 | 8.5 | 1.96 | R-454B | 650
216735802 | COMFORTMAKER | D5CUHAH24AAK | EA*5X37M21A* | *92MSN1002122A* | Split System | 23600 | 16 | 8.5 | 1.96 | R-454B | 650
216736117 | COMFORTMAKER | D5CUHAH24AAK | EA*5X37M21A* | OMV112K14A | Split System | 23600 | 16 | 8.5 | 1.96 | R-454B | 650
216735928 | COMFORTMAKER | D5CUHAH24AAK | EA*5X37M21A* | *95MSU0802120A* | Split System | 22800 | 16 | 8.5 | 1.98 | R-454B | 650
216735834 | COMFORTMAKER | D5CUHAH24AAK | EA*5X37M21A* | *96MSN0802120A* | Split System | 23000 | 16 | 8.5 | 1.98 | R-454B | 650
216735823 | COMFORTMAKER | D5CUHAH24AAK | EA*5X37M21A* | *96MSN0801716A* | Split System | 23200 | 16 | 8.5 | 1.98 | R-454B | 650
216735845 | COMFORTMAKER | D5CUHAH24AAK | EA*5X37M21A* | *96MSN1002120A* | Split System | 23400 | 16 | 8.5 | 1.98 | R-454B | 650
216735854 | COMFORTMAKER | D5CUHAH24AAK | EA*5X37M21A* | *96MSN1002122A* | Split System | 23400 | 16 | 8.5 | 1.98 | R-454B | 650
216738740 | DAY & NIGHT | D5CUHAH24AAK | ESH5X36M12A* | *95MSU1002122A* | Split System | 23400 | 16 | 8.5 | 1.94 | R-454B | 650
216737866 | DAY & NIGHT | D5CUHAH24AAK | ESH5X30M12A* | *96VTN1002120B* | Split System | 22800 | 16 | 8.5 | 1.96 | R-454B | 650
216737928 | DAY & NIGHT | D5CUHAH24AAK | ESH5X30M12A* | *97VTN1002120A* | Split System | 22800 | 16 | 8.5 | 1.96 | R-454B | 650
216736091 | DAY & NIGHT | D5CUHAH24AAK | EA*5X37M21A* | *97VTN1002122A* | Split System | 23200 | 16 | 8.5 | 1.96 | R-454B | 650
216736042 | DAY & NIGHT | D5CUHAH24AAK | EA*5X37M21A* | *96VTN1002122B* | Split System | 23200 | 16 | 8.5 | 1.96 | R-454B | 650
216739054 | DAY & NIGHT | D5CUHAH24AAK | FHMA5*30L*B* |  | Split System | 23400 | 16 | 8.5 | 1.96 | R-454B | 650
216739055 | DAY & NIGHT | D5CUHAH24AAK | F5MA5*30L*B* |  | Split System | 23400 | 16 | 8.5 | 1.96 | R-454B | 650
216735803 | DAY & NIGHT | D5CUHAH24AAK | EA*5X37M21A* | *92MSN1002122A* | Split System | 23600 | 16 | 8.5 | 1.96 | R-454B | 650
216736118 | DAY & NIGHT | D5CUHAH24AAK | EA*5X37M21A* | OMV112K14A | Split System | 23600 | 16 | 8.5 | 1.96 | R-454B | 650
216735929 | DAY & NIGHT | D5CUHAH24AAK | EA*5X37M21A* | *95MSU0802120A* | Split System | 22800 | 16 | 8.5 | 1.98 | R-454B | 650
216735835 | DAY & NIGHT | D5CUHAH24AAK | EA*5X37M21A* | *96MSN0802120A* | Split System | 23000 | 16 | 8.5 | 1.98 | R-454B | 650
216735824 | DAY & NIGHT | D5CUHAH24AAK | EA*5X37M21A* | *96MSN0801716A* | Split System | 23200 | 16 | 8.5 | 1.98 | R-454B | 650
216735846 | DAY & NIGHT | D5CUHAH24AAK | EA*5X37M21A* | *96MSN1002120A* | Split System | 23400 | 16 | 8.5 | 1.98 | R-454B | 650
216735855 | DAY & NIGHT | D5CUHAH24AAK | EA*5X37M21A* | *96MSN1002122A* | Split System | 23400 | 16 | 8.5 | 1.98 | R-454B | 650
216738736 | HEIL | D5CUHAH24AAK | ESH5X36M12A* | *95MSU1002122A* | Split System | 23400 | 16 | 8.5 | 1.94 | R-454B | 650
216737862 | HEIL | D5CUHAH24AAK | ESH5X30M12A* | *96VTN1002120B* | Split System | 22800 | 16 | 8.5 | 1.96 | R-454B | 650
216737924 | HEIL | D5CUHAH24AAK | ESH5X30M12A* | *97VTN1002120A* | Split System | 22800 | 16 | 8.5 | 1.96 | R-454B | 650
216736087 | HEIL | D5CUHAH24AAK | EA*5X37M21A* | *97VTN1002122A* | Split System | 23200 | 16 | 8.5 | 1.96 | R-454B | 650
216736038 | HEIL | D5CUHAH24AAK | EA*5X37M21A* | *96VTN1002122B* | Split System | 23200 | 16 | 8.5 | 1.96 | R-454B | 650
216739046 | HEIL | D5CUHAH24AAK | FHMA5*30L*B* |  | Split System | 23400 | 16 | 8.5 | 1.96 | R-454B | 650
216739047 | HEIL | D5CUHAH24AAK | F5MA5*30L*B* |  | Split System | 23400 | 16 | 8.5 | 1.96 | R-454B | 650
216735799 | HEIL | D5CUHAH24AAK | EA*5X37M21A* | *92MSN1002122A* | Split System | 23600 | 16 | 8.5 | 1.96 | R-454B | 650
216736114 | HEIL | D5CUHAH24AAK | EA*5X37M21A* | OMV112K14A | Split System | 23600 | 16 | 8.5 | 1.96 | R-454B | 650
216735925 | HEIL | D5CUHAH24AAK | EA*5X37M21A* | *95MSU0802120A* | Split System | 22800 | 16 | 8.5 | 1.98 | R-454B | 650
216735830 | HEIL | D5CUHAH24AAK | EA*5X37M21A* | *96MSN0802120A* | Split System | 23000 | 16 | 8.5 | 1.98 | R-454B | 650
216735820 | HEIL | D5CUHAH24AAK | EA*5X37M21A* | *96MSN0801716A* | Split System | 23200 | 16 | 8.5 | 1.98 | R-454B | 650
216735851 | HEIL | D5CUHAH24AAK | EA*5X37M21A* | *96MSN1002122A* | Split System | 23400 | 16 | 8.5 | 1.98 | R-454B | 650
216735842 | HEIL | D5CUHAH24AAK | EA*5X37M21A* | *96MSN1002120A* | Split System | 23400 | 16 | 8.5 | 1.98 | R-454B | 650
216738741 | KEEPRITE | D5CUHAH24AAK | ESH5X36M12A* | *95MSU1002122A* | Split System | 23400 | 16 | 8.5 | 1.94 | R-454B | 650
216737929 | KEEPRITE | D5CUHAH24AAK | ESH5X30M12A* | *97VTN1002120A* | Split System | 22800 | 16 | 8.5 | 1.96 | R-454B | 650
216737867 | KEEPRITE | D5CUHAH24AAK | ESH5X30M12A* | *96VTN1002120B* | Split System | 22800 | 16 | 8.5 | 1.96 | R-454B | 650
216736043 | KEEPRITE | D5CUHAH24AAK | EA*5X37M21A* | *96VTN1002122B* | Split System | 23200 | 16 | 8.5 | 1.96 | R-454B | 650
216736092 | KEEPRITE | D5CUHAH24AAK | EA*5X37M21A* | *97VTN1002122A* | Split System | 23200 | 16 | 8.5 | 1.96 | R-454B | 650
216739057 | KEEPRITE | D5CUHAH24AAK | F5MA5*30L*B* |  | Split System | 23400 | 16 | 8.5 | 1.96 | R-454B | 650
216739056 | KEEPRITE | D5CUHAH24AAK | FHMA5*30L*B* |  | Split System | 23400 | 16 | 8.5 | 1.96 | R-454B | 650
216735804 | KEEPRITE | D5CUHAH24AAK | EA*5X37M21A* | *92MSN1002122A* | Split System | 23600 | 16 | 8.5 | 1.96 | R-454B | 650
216736119 | KEEPRITE | D5CUHAH24AAK | EA*5X37M21A* | OMV112K14A | Split System | 23600 | 16 | 8.5 | 1.96 | R-454B | 650
216735930 | KEEPRITE | D5CUHAH24AAK | EA*5X37M21A* | *95MSU0802120A* | Split System | 22800 | 16 | 8.5 | 1.98 | R-454B | 650
216735836 | KEEPRITE | D5CUHAH24AAK | EA*5X37M21A* | *96MSN0802120A* | Split System | 23000 | 16 | 8.5 | 1.98 | R-454B | 650
216735825 | KEEPRITE | D5CUHAH24AAK | EA*5X37M21A* | *96MSN0801716A* | Split System | 23200 | 16 | 8.5 | 1.98 | R-454B | 650
216735856 | KEEPRITE | D5CUHAH24AAK | EA*5X37M21A* | *96MSN1002122A* | Split System | 23400 | 16 | 8.5 | 1.98 | R-454B | 650
216735847 | KEEPRITE | D5CUHAH24AAK | EA*5X37M21A* | *96MSN1002120A* | Split System | 23400 | 16 | 8.5 | 1.98 | R-454B | 650
216737861 | PAYNE HEATING AND COOLING | 37MUHAQ24AA3 | CSAH*3012AM* | PG96VTAB60100C** | Split System | 22800 | 16 | 8.5 | 1.96 | R-454B | 650
216737923 | PAYNE HEATING AND COOLING | 37MUHAQ24AA3 | CSAH*3012AM* | PG97VTAA60100C** | Split System | 22800 | 16 | 8.5 | 1.96 | R-454B | 650
216739044 | PAYNE HEATING AND COOLING | 37MUHAQ24AA3 | FJ5AN*B30L* |  | Split System | 23400 | 16 | 8.5 | 1.96 | R-454B | 650
216739045 | PAYNE HEATING AND COOLING | 37MUHAQ24AA3 | PF5MN*B30L* |  | Split System | 23400 | 16 | 8.5 | 1.96 | R-454B | 650
216735924 | PAYNE HEATING AND COOLING | 37MUHAQ24AA3 | CAA**3721AM* | PG95MSUA60080C** | Split System | 22800 | 16 | 8.5 | 1.98 | R-454B | 650
216735829 | PAYNE HEATING AND COOLING | 37MUHAQ24AA3 | CAA**3721AM* | PG96MSAA60080C** | Split System | 23000 | 16 | 8.5 | 1.98 | R-454B | 650
216735819 | PAYNE HEATING AND COOLING | 37MUHAQ24AA3 | CAA**3721AM* | PG96MSAA48080B** | Split System | 23200 | 16 | 8.5 | 1.98 | R-454B | 650
216735841 | PAYNE HEATING AND COOLING | 37MUHAQ24AA3 | CAA**3721AM* | PG96MSAA60100C** | Split System | 23400 | 16 | 8.5 | 1.98 | R-454B | 650
216737930 | SMART COMFORT | D5CUHAH24AAK | ESH5X30M12A* | *97VTN1002120A* | Split System | 22800 | 16 | 8.5 | 1.96 | R-454B | 650
216737868 | SMART COMFORT | D5CUHAH24AAK | ESH5X30M12A* | *96VTN1002120B* | Split System | 22800 | 16 | 8.5 | 1.96 | R-454B | 650
216736044 | SMART COMFORT | D5CUHAH24AAK | EA*5X37M21A* | *96VTN1002122B* | Split System | 23200 | 16 | 8.5 | 1.96 | R-454B | 650
216736093 | SMART COMFORT | D5CUHAH24AAK | EA*5X37M21A* | *97VTN1002122A* | Split System | 23200 | 16 | 8.5 | 1.96 | R-454B | 650
216739058 | SMART COMFORT | D5CUHAH24AAK | FHMA5*30L*B* |  | Split System | 23400 | 16 | 8.5 | 1.96 | R-454B | 650
216739059 | SMART COMFORT | D5CUHAH24AAK | F5MA5*30L*B* |  | Split System | 23400 | 16 | 8.5 | 1.96 | R-454B | 650
216736120 | SMART COMFORT | D5CUHAH24AAK | EA*5X37M21A* | OMV112K14A | Split System | 23600 | 16 | 8.5 | 1.96 | R-454B | 650
216735931 | SMART COMFORT | D5CUHAH24AAK | EA*5X37M21A* | *95MSU0802120A* | Split System | 22800 | 16 | 8.5 | 1.98 | R-454B | 650
216735838 | SMART COMFORT | D5CUHAH24AAK | EA*5X37M21A* | *96MSM0802120A* | Split System | 23000 | 16 | 8.5 | 1.98 | R-454B | 650
216735837 | SMART COMFORT | D5CUHAH24AAK | EA*5X37M21A* | *96MSN0802120A* | Split System | 23000 | 16 | 8.5 | 1.98 | R-454B | 650
216735826 | SMART COMFORT | D5CUHAH24AAK | EA*5X37M21A* | *96MSN0801716A* | Split System | 23200 | 16 | 8.5 | 1.98 | R-454B | 650
216735848 | SMART COMFORT | D5CUHAH24AAK | EA*5X37M21A* | *96MSN1002120A* | Split System | 23400 | 16 | 8.5 | 1.98 | R-454B | 650
216738742 | TEMPSTAR | D5CUHAH24AAK | ESH5X36M12A* | *95MSU1002122A* | Split System | 23400 | 16 | 8.5 | 1.94 | R-454B | 650
216737869 | TEMPSTAR | D5CUHAH24AAK | ESH5X30M12A* | *96VTN1002120B* | Split System | 22800 | 16 | 8.5 | 1.96 | R-454B | 650
216737931 | TEMPSTAR | D5CUHAH24AAK | ESH5X30M12A* | *97VTN1002120A* | Split System | 22800 | 16 | 8.5 | 1.96 | R-454B | 650
216736094 | TEMPSTAR | D5CUHAH24AAK | EA*5X37M21A* | *97VTN1002122A* | Split System | 23200 | 16 | 8.5 | 1.96 | R-454B | 650
216736045 | TEMPSTAR | D5CUHAH24AAK | EA*5X37M21A* | *96VTN1002122B* | Split System | 23200 | 16 | 8.5 | 1.96 | R-454B | 650
216739061 | TEMPSTAR | D5CUHAH24AAK | F5MA5*30L*B* |  | Split System | 23400 | 16 | 8.5 | 1.96 | R-454B | 650
216739060 | TEMPSTAR | D5CUHAH24AAK | FHMA5*30L*B* |  | Split System | 23400 | 16 | 8.5 | 1.96 | R-454B | 650
216735805 | TEMPSTAR | D5CUHAH24AAK | EA*5X37M21A* | *92MSN1002122A* | Split System | 23600 | 16 | 8.5 | 1.96 | R-454B | 650
216736121 | TEMPSTAR | D5CUHAH24AAK | EA*5X37M21A* | OMV112K14A | Split System | 23600 | 16 | 8.5 | 1.96 | R-454B | 650
216735932 | TEMPSTAR | D5CUHAH24AAK | EA*5X37M21A* | *95MSU0802120A* | Split System | 22800 | 16 | 8.5 | 1.98 | R-454B | 650
216735839 | TEMPSTAR | D5CUHAH24AAK | EA*5X37M21A* | *96MSN0802120A* | Split System | 23000 | 16 | 8.5 | 1.98 | R-454B | 650
216735827 | TEMPSTAR | D5CUHAH24AAK | EA*5X37M21A* | *96MSN0801716A* | Split System | 23200 | 16 | 8.5 | 1.98 | R-454B | 650
216735849 | TEMPSTAR | D5CUHAH24AAK | EA*5X37M21A* | *96MSN1002120A* | Split System | 23400 | 16 | 8.5 | 1.98 | R-454B | 650
216735857 | TEMPSTAR | D5CUHAH24AAK | EA*5X37M21A* | *96MSN1002122A* | Split System | 23400 | 16 | 8.5 | 1.98 | R-454B | 650
216735906 | AIRQUEST | D5CUHAH24AAK | EA*5X37M21A* | *95MSU0401712A* | Split System | 23000 | 16.5 | 8.5 | 1.9 | R-454B | 650
216735916 | AIRQUEST | D5CUHAH24AAK | EA*5X37M21A* | *95MSU0601716A* | Split System | 23000 | 16.5 | 8.5 | 1.96 | R-454B | 650
216736000 | AIRQUEST | D5CUHAH24AAK | EA*5X37M21A* | *96VTN0601716B* | Split System | 23000 | 16.5 | 8.5 | 1.96 | R-454B | 650
216735869 | AIRQUEST | D5CUHAH24AAK | EA*5X37M21A* | *96VSN0601716B* | Split System | 23000 | 16.5 | 8.5 | 1.96 | R-454B | 650
216736049 | AIRQUEST | D5CUHAH24AAK | EA*5X37M21A* | *97VTN0601716A* | Split System | 23000 | 16.5 | 8.5 | 1.96 | R-454B | 650
216735936 | AIRQUEST | D5CUHAH24AAK | EA*5X37M21A* | *95MSU1002120A* | Split System | 23200 | 16.5 | 8.5 | 1.96 | R-454B | 650
216736010 | AIRQUEST | D5CUHAH24AAK | EA*5X37M21A* | *96VTN0801716B* | Split System | 23200 | 16.5 | 8.5 | 1.96 | R-454B | 650
216735878 | AIRQUEST | D5CUHAH24AAK | EA*5X37M21A* | *96VSN0801716B* | Split System | 23200 | 16.5 | 8.5 | 1.96 | R-454B | 650
216736059 | AIRQUEST | D5CUHAH24AAK | EA*5X37M21A* | *97VTN0801716A* | Split System | 23200 | 16.5 | 8.5 | 1.96 | R-454B | 650
216736020 | AIRQUEST | D5CUHAH24AAK | EA*5X37M21A* | *96VTN0802120B* | Split System | 23200 | 16.5 | 8.5 | 1.96 | R-454B | 650
216736069 | AIRQUEST | D5CUHAH24AAK | EA*5X37M21A* | *97VTN0802120A* | Split System | 23200 | 16.5 | 8.5 | 1.96 | R-454B | 650
216735887 | AIRQUEST | D5CUHAH24AAK | EA*5X37M21A* | *96VSN0802120B* | Split System | 23200 | 16.5 | 8.5 | 1.96 | R-454B | 650
216735896 | AIRQUEST | D5CUHAH24AAK | EA*5X37M21A* | *96VSN1002120B* | Split System | 23400 | 16.5 | 8.5 | 1.96 | R-454B | 650
216736079 | AIRQUEST | D5CUHAH24AAK | EA*5X37M21A* | *97VTN1002120A* | Split System | 22800 | 16.5 | 8.5 | 1.98 | R-454B | 650
216736030 | AIRQUEST | D5CUHAH24AAK | EA*5X37M21A* | *96VTN1002120B* | Split System | 22800 | 16.5 | 8.5 | 1.98 | R-454B | 650
216735791 | AIRQUEST | D5CUHAH24AAK | EA*5X37M21A* | *92MSN1002120A* | Split System | 23000 | 16.5 | 8.5 | 1.98 | R-454B | 650
216735907 | ARCOAIRE | D5CUHAH24AAK | EA*5X37M21A* | *95MSU0401712A* | Split System | 23000 | 16.5 | 8.5 | 1.9 | R-454B | 650
216736001 | ARCOAIRE | D5CUHAH24AAK | EA*5X37M21A* | *96VTN0601716B* | Split System | 23000 | 16.5 | 8.5 | 1.96 | R-454B | 650
216736050 | ARCOAIRE | D5CUHAH24AAK | EA*5X37M21A* | *97VTN0601716A* | Split System | 23000 | 16.5 | 8.5 | 1.96 | R-454B | 650
216735870 | ARCOAIRE | D5CUHAH24AAK | EA*5X37M21A* | *96VSN0601716B* | Split System | 23000 | 16.5 | 8.5 | 1.96 | R-454B | 650
216735917 | ARCOAIRE | D5CUHAH24AAK | EA*5X37M21A* | *95MSU0601716A* | Split System | 23000 | 16.5 | 8.5 | 1.96 | R-454B | 650
216735937 | ARCOAIRE | D5CUHAH24AAK | EA*5X37M21A* | *95MSU1002120A* | Split System | 23200 | 16.5 | 8.5 | 1.96 | R-454B | 650
216736011 | ARCOAIRE | D5CUHAH24AAK | EA*5X37M21A* | *96VTN0801716B* | Split System | 23200 | 16.5 | 8.5 | 1.96 | R-454B | 650
216736060 | ARCOAIRE | D5CUHAH24AAK | EA*5X37M21A* | *97VTN0801716A* | Split System | 23200 | 16.5 | 8.5 | 1.96 | R-454B | 650
216736021 | ARCOAIRE | D5CUHAH24AAK | EA*5X37M21A* | *96VTN0802120B* | Split System | 23200 | 16.5 | 8.5 | 1.96 | R-454B | 650
216735888 | ARCOAIRE | D5CUHAH24AAK | EA*5X37M21A* | *96VSN0802120B* | Split System | 23200 | 16.5 | 8.5 | 1.96 | R-454B | 650
216736070 | ARCOAIRE | D5CUHAH24AAK | EA*5X37M21A* | *97VTN0802120A* | Split System | 23200 | 16.5 | 8.5 | 1.96 | R-454B | 650
216735879 | ARCOAIRE | D5CUHAH24AAK | EA*5X37M21A* | *96VSN0801716B* | Split System | 23200 | 16.5 | 8.5 | 1.96 | R-454B | 650
216735897 | ARCOAIRE | D5CUHAH24AAK | EA*5X37M21A* | *96VSN1002120B* | Split System | 23400 | 16.5 | 8.5 | 1.96 | R-454B | 650
216736031 | ARCOAIRE | D5CUHAH24AAK | EA*5X37M21A* | *96VTN1002120B* | Split System | 22800 | 16.5 | 8.5 | 1.98 | R-454B | 650
216736080 | ARCOAIRE | D5CUHAH24AAK | EA*5X37M21A* | *97VTN1002120A* | Split System | 22800 | 16.5 | 8.5 | 1.98 | R-454B | 650
216735792 | ARCOAIRE | D5CUHAH24AAK | EA*5X37M21A* | *92MSN1002120A* | Split System | 23000 | 16.5 | 8.5 | 1.98 | R-454B | 650
216735903 | BRYANT HEATING AND COOLING SYSTEMS | 37MUHAQ24AA3 | CAA**3721AM* | 935SB36040M17*** | Split System | 23000 | 16.5 | 8.5 | 1.9 | R-454B | 650
216735997 | BRYANT HEATING AND COOLING SYSTEMS | 37MUHAQ24AA3 | CAA**3721AM* | 926TC48060V17*** | Split System | 23000 | 16.5 | 8.5 | 1.96 | R-454B | 650
216735913 | BRYANT HEATING AND COOLING SYSTEMS | 37MUHAQ24AA3 | CAA**3721AM* | 935SB48060M17*** | Split System | 23000 | 16.5 | 8.5 | 1.96 | R-454B | 650
216735867 | BRYANT HEATING AND COOLING SYSTEMS | 37MUHAQ24AA3 | CAA**3721AM* | 926SB48060V17*** | Split System | 23000 | 16.5 | 8.5 | 1.96 | R-454B | 650
216736046 | BRYANT HEATING AND COOLING SYSTEMS | 37MUHAQ24AA3 | CAA**3721AM* | 927TA48060V17*** | Split System | 23000 | 16.5 | 8.5 | 1.96 | R-454B | 650
216735933 | BRYANT HEATING AND COOLING SYSTEMS | 37MUHAQ24AA3 | CAA**3721AM* | 935SB60100M21*** | Split System | 23200 | 16.5 | 8.5 | 1.96 | R-454B | 650
216735885 | BRYANT HEATING AND COOLING SYSTEMS | 37MUHAQ24AA3 | CAA**3721AM* | 926SB60080V21*** | Split System | 23200 | 16.5 | 8.5 | 1.96 | R-454B | 650
216736017 | BRYANT HEATING AND COOLING SYSTEMS | 37MUHAQ24AA3 | CAA**3721AM* | 926TC60080V21*** | Split System | 23200 | 16.5 | 8.5 | 1.96 | R-454B | 650
216736066 | BRYANT HEATING AND COOLING SYSTEMS | 37MUHAQ24AA3 | CAA**3721AM* | 927TA60080V21*** | Split System | 23200 | 16.5 | 8.5 | 1.96 | R-454B | 650
216735876 | BRYANT HEATING AND COOLING SYSTEMS | 37MUHAQ24AA3 | CAA**3721AM* | 926SB48080V17*** | Split System | 23200 | 16.5 | 8.5 | 1.96 | R-454B | 650
216736007 | BRYANT HEATING AND COOLING SYSTEMS | 37MUHAQ24AA3 | CAA**3721AM* | 926TC48080V17*** | Split System | 23200 | 16.5 | 8.5 | 1.96 | R-454B | 650
216736056 | BRYANT HEATING AND COOLING SYSTEMS | 37MUHAQ24AA3 | CAA**3721AM* | 927TA48080V17*** | Split System | 23200 | 16.5 | 8.5 | 1.96 | R-454B | 650
216735894 | BRYANT HEATING AND COOLING SYSTEMS | 37MUHAQ24AA3 | CAA**3721AM* | 926SB60100V21*** | Split System | 23400 | 16.5 | 8.5 | 1.96 | R-454B | 650
216736027 | BRYANT HEATING AND COOLING SYSTEMS | 37MUHAQ24AA3 | CAA**3721AM* | 926TC60100V21*** | Split System | 22800 | 16.5 | 8.5 | 1.98 | R-454B | 650
216736076 | BRYANT HEATING AND COOLING SYSTEMS | 37MUHAQ24AA3 | CAA**3721AM* | 927TA60100V21*** | Split System | 22800 | 16.5 | 8.5 | 1.98 | R-454B | 650
216735788 | BRYANT HEATING AND COOLING SYSTEMS | 37MUHAQ24AA3 | CAA**3721AM* | 912SE60100M21*** | Split System | 23000 | 16.5 | 8.5 | 1.98 | R-454B | 650
216735908 | COMFORTMAKER | D5CUHAH24AAK | EA*5X37M21A* | *95MSU0401712A* | Split System | 23000 | 16.5 | 8.5 | 1.9 | R-454B | 650
216735918 | COMFORTMAKER | D5CUHAH24AAK | EA*5X37M21A* | *95MSU0601716A* | Split System | 23000 | 16.5 | 8.5 | 1.96 | R-454B | 650
216736051 | COMFORTMAKER | D5CUHAH24AAK | EA*5X37M21A* | *97VTN0601716A* | Split System | 23000 | 16.5 | 8.5 | 1.96 | R-454B | 650
216735871 | COMFORTMAKER | D5CUHAH24AAK | EA*5X37M21A* | *96VSN0601716B* | Split System | 23000 | 16.5 | 8.5 | 1.96 | R-454B | 650
216736002 | COMFORTMAKER | D5CUHAH24AAK | EA*5X37M21A* | *96VTN0601716B* | Split System | 23000 | 16.5 | 8.5 | 1.96 | R-454B | 650
216735938 | COMFORTMAKER | D5CUHAH24AAK | EA*5X37M21A* | *95MSU1002120A* | Split System | 23200 | 16.5 | 8.5 | 1.96 | R-454B | 650
216735880 | COMFORTMAKER | D5CUHAH24AAK | EA*5X37M21A* | *96VSN0801716B* | Split System | 23200 | 16.5 | 8.5 | 1.96 | R-454B | 650
216736012 | COMFORTMAKER | D5CUHAH24AAK | EA*5X37M21A* | *96VTN0801716B* | Split System | 23200 | 16.5 | 8.5 | 1.96 | R-454B | 650
216736022 | COMFORTMAKER | D5CUHAH24AAK | EA*5X37M21A* | *96VTN0802120B* | Split System | 23200 | 16.5 | 8.5 | 1.96 | R-454B | 650
216735889 | COMFORTMAKER | D5CUHAH24AAK | EA*5X37M21A* | *96VSN0802120B* | Split System | 23200 | 16.5 | 8.5 | 1.96 | R-454B | 650
216736061 | COMFORTMAKER | D5CUHAH24AAK | EA*5X37M21A* | *97VTN0801716A* | Split System | 23200 | 16.5 | 8.5 | 1.96 | R-454B | 650
216736071 | COMFORTMAKER | D5CUHAH24AAK | EA*5X37M21A* | *97VTN0802120A* | Split System | 23200 | 16.5 | 8.5 | 1.96 | R-454B | 650
216735898 | COMFORTMAKER | D5CUHAH24AAK | EA*5X37M21A* | *96VSN1002120B* | Split System | 23400 | 16.5 | 8.5 | 1.96 | R-454B | 650
216736032 | COMFORTMAKER | D5CUHAH24AAK | EA*5X37M21A* | *96VTN1002120B* | Split System | 22800 | 16.5 | 8.5 | 1.98 | R-454B | 650
216736081 | COMFORTMAKER | D5CUHAH24AAK | EA*5X37M21A* | *97VTN1002120A* | Split System | 22800 | 16.5 | 8.5 | 1.98 | R-454B | 650
216735793 | COMFORTMAKER | D5CUHAH24AAK | EA*5X37M21A* | *92MSN1002120A* | Split System | 23000 | 16.5 | 8.5 | 1.98 | R-454B | 650
216735909 | DAY & NIGHT | D5CUHAH24AAK | EA*5X37M21A* | *95MSU0401712A* | Split System | 23000 | 16.5 | 8.5 | 1.9 | R-454B | 650
216736052 | DAY & NIGHT | D5CUHAH24AAK | EA*5X37M21A* | *97VTN0601716A* | Split System | 23000 | 16.5 | 8.5 | 1.96 | R-454B | 650
216735872 | DAY & NIGHT | D5CUHAH24AAK | EA*5X37M21A* | *96VSN0601716B* | Split System | 23000 | 16.5 | 8.5 | 1.96 | R-454B | 650
216735919 | DAY & NIGHT | D5CUHAH24AAK | EA*5X37M21A* | *95MSU0601716A* | Split System | 23000 | 16.5 | 8.5 | 1.96 | R-454B | 650
216736003 | DAY & NIGHT | D5CUHAH24AAK | EA*5X37M21A* | *96VTN0601716B* | Split System | 23000 | 16.5 | 8.5 | 1.96 | R-454B | 650
216735939 | DAY & NIGHT | D5CUHAH24AAK | EA*5X37M21A* | *95MSU1002120A* | Split System | 23200 | 16.5 | 8.5 | 1.96 | R-454B | 650
216735881 | DAY & NIGHT | D5CUHAH24AAK | EA*5X37M21A* | *96VSN0801716B* | Split System | 23200 | 16.5 | 8.5 | 1.96 | R-454B | 650
216735890 | DAY & NIGHT | D5CUHAH24AAK | EA*5X37M21A* | *96VSN0802120B* | Split System | 23200 | 16.5 | 8.5 | 1.96 | R-454B | 650
216736072 | DAY & NIGHT | D5CUHAH24AAK | EA*5X37M21A* | *97VTN0802120A* | Split System | 23200 | 16.5 | 8.5 | 1.96 | R-454B | 650
216736023 | DAY & NIGHT | D5CUHAH24AAK | EA*5X37M21A* | *96VTN0802120B* | Split System | 23200 | 16.5 | 8.5 | 1.96 | R-454B | 650
216736062 | DAY & NIGHT | D5CUHAH24AAK | EA*5X37M21A* | *97VTN0801716A* | Split System | 23200 | 16.5 | 8.5 | 1.96 | R-454B | 650
216736013 | DAY & NIGHT | D5CUHAH24AAK | EA*5X37M21A* | *96VTN0801716B* | Split System | 23200 | 16.5 | 8.5 | 1.96 | R-454B | 650
216735899 | DAY & NIGHT | D5CUHAH24AAK | EA*5X37M21A* | *96VSN1002120B* | Split System | 23400 | 16.5 | 8.5 | 1.96 | R-454B | 650
216736082 | DAY & NIGHT | D5CUHAH24AAK | EA*5X37M21A* | *97VTN1002120A* | Split System | 22800 | 16.5 | 8.5 | 1.98 | R-454B | 650
216736033 | DAY & NIGHT | D5CUHAH24AAK | EA*5X37M21A* | *96VTN1002120B* | Split System | 22800 | 16.5 | 8.5 | 1.98 | R-454B | 650
216735794 | DAY & NIGHT | D5CUHAH24AAK | EA*5X37M21A* | *92MSN1002120A* | Split System | 23000 | 16.5 | 8.5 | 1.98 | R-454B | 650
216735905 | HEIL | D5CUHAH24AAK | EA*5X37M21A* | *95MSU0401712A* | Split System | 23000 | 16.5 | 8.5 | 1.9 | R-454B | 650
216735868 | HEIL | D5CUHAH24AAK | EA*5X37M21A* | *96VSN0601716B* | Split System | 23000 | 16.5 | 8.5 | 1.96 | R-454B | 650
216735915 | HEIL | D5CUHAH24AAK | EA*5X37M21A* | *95MSU0601716A* | Split System | 23000 | 16.5 | 8.5 | 1.96 | R-454B | 650
216735999 | HEIL | D5CUHAH24AAK | EA*5X37M21A* | *96VTN0601716B* | Split System | 23000 | 16.5 | 8.5 | 1.96 | R-454B | 650
216736048 | HEIL | D5CUHAH24AAK | EA*5X37M21A* | *97VTN0601716A* | Split System | 23000 | 16.5 | 8.5 | 1.96 | R-454B | 650
216735935 | HEIL | D5CUHAH24AAK | EA*5X37M21A* | *95MSU1002120A* | Split System | 23200 | 16.5 | 8.5 | 1.96 | R-454B | 650
216736019 | HEIL | D5CUHAH24AAK | EA*5X37M21A* | *96VTN0802120B* | Split System | 23200 | 16.5 | 8.5 | 1.96 | R-454B | 650
216736068 | HEIL | D5CUHAH24AAK | EA*5X37M21A* | *97VTN0802120A* | Split System | 23200 | 16.5 | 8.5 | 1.96 | R-454B | 650
216736009 | HEIL | D5CUHAH24AAK | EA*5X37M21A* | *96VTN0801716B* | Split System | 23200 | 16.5 | 8.5 | 1.96 | R-454B | 650
216736058 | HEIL | D5CUHAH24AAK | EA*5X37M21A* | *97VTN0801716A* | Split System | 23200 | 16.5 | 8.5 | 1.96 | R-454B | 650
216735886 | HEIL | D5CUHAH24AAK | EA*5X37M21A* | *96VSN0802120B* | Split System | 23200 | 16.5 | 8.5 | 1.96 | R-454B | 650
216735877 | HEIL | D5CUHAH24AAK | EA*5X37M21A* | *96VSN0801716B* | Split System | 23200 | 16.5 | 8.5 | 1.96 | R-454B | 650
216735895 | HEIL | D5CUHAH24AAK | EA*5X37M21A* | *96VSN1002120B* | Split System | 23400 | 16.5 | 8.5 | 1.96 | R-454B | 650
216736029 | HEIL | D5CUHAH24AAK | EA*5X37M21A* | *96VTN1002120B* | Split System | 22800 | 16.5 | 8.5 | 1.98 | R-454B | 650
216736078 | HEIL | D5CUHAH24AAK | EA*5X37M21A* | *97VTN1002120A* | Split System | 22800 | 16.5 | 8.5 | 1.98 | R-454B | 650
216735790 | HEIL | D5CUHAH24AAK | EA*5X37M21A* | *92MSN1002120A* | Split System | 23000 | 16.5 | 8.5 | 1.98 | R-454B | 650
216735910 | KEEPRITE | D5CUHAH24AAK | EA*5X37M21A* | *95MSU0401712A* | Split System | 23000 | 16.5 | 8.5 | 1.9 | R-454B | 650
216736053 | KEEPRITE | D5CUHAH24AAK | EA*5X37M21A* | *97VTN0601716A* | Split System | 23000 | 16.5 | 8.5 | 1.96 | R-454B | 650
216735920 | KEEPRITE | D5CUHAH24AAK | EA*5X37M21A* | *95MSU0601716A* | Split System | 23000 | 16.5 | 8.5 | 1.96 | R-454B | 650
216735873 | KEEPRITE | D5CUHAH24AAK | EA*5X37M21A* | *96VSN0601716B* | Split System | 23000 | 16.5 | 8.5 | 1.96 | R-454B | 650
216736004 | KEEPRITE | D5CUHAH24AAK | EA*5X37M21A* | *96VTN0601716B* | Split System | 23000 | 16.5 | 8.5 | 1.96 | R-454B | 650
216735940 | KEEPRITE | D5CUHAH24AAK | EA*5X37M21A* | *95MSU1002120A* | Split System | 23200 | 16.5 | 8.5 | 1.96 | R-454B | 650
216735891 | KEEPRITE | D5CUHAH24AAK | EA*5X37M21A* | *96VSN0802120B* | Split System | 23200 | 16.5 | 8.5 | 1.96 | R-454B | 650
216735882 | KEEPRITE | D5CUHAH24AAK | EA*5X37M21A* | *96VSN0801716B* | Split System | 23200 | 16.5 | 8.5 | 1.96 | R-454B | 650
216736073 | KEEPRITE | D5CUHAH24AAK | EA*5X37M21A* | *97VTN0802120A* | Split System | 23200 | 16.5 | 8.5 | 1.96 | R-454B | 650
216736024 | KEEPRITE | D5CUHAH24AAK | EA*5X37M21A* | *96VTN0802120B* | Split System | 23200 | 16.5 | 8.5 | 1.96 | R-454B | 650
216736063 | KEEPRITE | D5CUHAH24AAK | EA*5X37M21A* | *97VTN0801716A* | Split System | 23200 | 16.5 | 8.5 | 1.96 | R-454B | 650
216736014 | KEEPRITE | D5CUHAH24AAK | EA*5X37M21A* | *96VTN0801716B* | Split System | 23200 | 16.5 | 8.5 | 1.96 | R-454B | 650
216735900 | KEEPRITE | D5CUHAH24AAK | EA*5X37M21A* | *96VSN1002120B* | Split System | 23400 | 16.5 | 8.5 | 1.96 | R-454B | 650
216736034 | KEEPRITE | D5CUHAH24AAK | EA*5X37M21A* | *96VTN1002120B* | Split System | 22800 | 16.5 | 8.5 | 1.98 | R-454B | 650
216736083 | KEEPRITE | D5CUHAH24AAK | EA*5X37M21A* | *97VTN1002120A* | Split System | 22800 | 16.5 | 8.5 | 1.98 | R-454B | 650
216735795 | KEEPRITE | D5CUHAH24AAK | EA*5X37M21A* | *92MSN1002120A* | Split System | 23000 | 16.5 | 8.5 | 1.98 | R-454B | 650
216735904 | PAYNE HEATING AND COOLING | 37MUHAQ24AA3 | CAA**3721AM* | PG95MSUA36040B** | Split System | 23000 | 16.5 | 8.5 | 1.9 | R-454B | 650
216735914 | PAYNE HEATING AND COOLING | 37MUHAQ24AA3 | CAA**3721AM* | PG95MSUA48060B** | Split System | 23000 | 16.5 | 8.5 | 1.96 | R-454B | 650
216735998 | PAYNE HEATING AND COOLING | 37MUHAQ24AA3 | CAA**3721AM* | PG96VTAB48060B** | Split System | 23000 | 16.5 | 8.5 | 1.96 | R-454B | 650
216736047 | PAYNE HEATING AND COOLING | 37MUHAQ24AA3 | CAA**3721AM* | PG97VTAA48060B** | Split System | 23000 | 16.5 | 8.5 | 1.96 | R-454B | 650
216735934 | PAYNE HEATING AND COOLING | 37MUHAQ24AA3 | CAA**3721AM* | PG95MSUA60100C** | Split System | 23200 | 16.5 | 8.5 | 1.96 | R-454B | 650
216736018 | PAYNE HEATING AND COOLING | 37MUHAQ24AA3 | CAA**3721AM* | PG96VTAB60080C** | Split System | 23200 | 16.5 | 8.5 | 1.96 | R-454B | 650
216736008 | PAYNE HEATING AND COOLING | 37MUHAQ24AA3 | CAA**3721AM* | PG96VTAB48080B** | Split System | 23200 | 16.5 | 8.5 | 1.96 | R-454B | 650
216736067 | PAYNE HEATING AND COOLING | 37MUHAQ24AA3 | CAA**3721AM* | PG97VTAA60080C** | Split System | 23200 | 16.5 | 8.5 | 1.96 | R-454B | 650
216736057 | PAYNE HEATING AND COOLING | 37MUHAQ24AA3 | CAA**3721AM* | PG97VTAA48080B** | Split System | 23200 | 16.5 | 8.5 | 1.96 | R-454B | 650
216736028 | PAYNE HEATING AND COOLING | 37MUHAQ24AA3 | CAA**3721AM* | PG96VTAB60100C** | Split System | 22800 | 16.5 | 8.5 | 1.98 | R-454B | 650
216736077 | PAYNE HEATING AND COOLING | 37MUHAQ24AA3 | CAA**3721AM* | PG97VTAA60100C** | Split System | 22800 | 16.5 | 8.5 | 1.98 | R-454B | 650
216735789 | PAYNE HEATING AND COOLING | 37MUHAQ24AA3 | CAA**3721AM* | PG92MSAA60100C** | Split System | 23000 | 16.5 | 8.5 | 1.98 | R-454B | 650
216735911 | SMART COMFORT | D5CUHAH24AAK | EA*5X37M21A* | *95MSU0401712A* | Split System | 23000 | 16.5 | 8.5 | 1.9 | R-454B | 650
216736005 | SMART COMFORT | D5CUHAH24AAK | EA*5X37M21A* | *96VTN0601716B* | Split System | 23000 | 16.5 | 8.5 | 1.96 | R-454B | 650
216735874 | SMART COMFORT | D5CUHAH24AAK | EA*5X37M21A* | *96VSN0601716B* | Split System | 23000 | 16.5 | 8.5 | 1.96 | R-454B | 650
216736054 | SMART COMFORT | D5CUHAH24AAK | EA*5X37M21A* | *97VTN0601716A* | Split System | 23000 | 16.5 | 8.5 | 1.96 | R-454B | 650
216735921 | SMART COMFORT | D5CUHAH24AAK | EA*5X37M21A* | *95MSU0601716A* | Split System | 23000 | 16.5 | 8.5 | 1.96 | R-454B | 650
216736025 | SMART COMFORT | D5CUHAH24AAK | EA*5X37M21A* | *96VTN0802120B* | Split System | 23200 | 16.5 | 8.5 | 1.96 | R-454B | 650
216735941 | SMART COMFORT | D5CUHAH24AAK | EA*5X37M21A* | *95MSU1002120A* | Split System | 23200 | 16.5 | 8.5 | 1.96 | R-454B | 650
216736074 | SMART COMFORT | D5CUHAH24AAK | EA*5X37M21A* | *97VTN0802120A* | Split System | 23200 | 16.5 | 8.5 | 1.96 | R-454B | 650
216736015 | SMART COMFORT | D5CUHAH24AAK | EA*5X37M21A* | *96VTN0801716B* | Split System | 23200 | 16.5 | 8.5 | 1.96 | R-454B | 650
216735883 | SMART COMFORT | D5CUHAH24AAK | EA*5X37M21A* | *96VSN0801716B* | Split System | 23200 | 16.5 | 8.5 | 1.96 | R-454B | 650
216736064 | SMART COMFORT | D5CUHAH24AAK | EA*5X37M21A* | *97VTN0801716A* | Split System | 23200 | 16.5 | 8.5 | 1.96 | R-454B | 650
216735892 | SMART COMFORT | D5CUHAH24AAK | EA*5X37M21A* | *96VSN0802120B* | Split System | 23200 | 16.5 | 8.5 | 1.96 | R-454B | 650
216735901 | SMART COMFORT | D5CUHAH24AAK | EA*5X37M21A* | *96VSN1002120B* | Split System | 23400 | 16.5 | 8.5 | 1.96 | R-454B | 650
216736035 | SMART COMFORT | D5CUHAH24AAK | EA*5X37M21A* | *96VTN1002120B* | Split System | 22800 | 16.5 | 8.5 | 1.98 | R-454B | 650
216736084 | SMART COMFORT | D5CUHAH24AAK | EA*5X37M21A* | *97VTN1002120A* | Split System | 22800 | 16.5 | 8.5 | 1.98 | R-454B | 650
216735796 | SMART COMFORT | D5CUHAH24AAK | EA*5X37M21A* | *92MSN1002120A* | Split System | 23000 | 16.5 | 8.5 | 1.98 | R-454B | 650
216735912 | TEMPSTAR | D5CUHAH24AAK | EA*5X37M21A* | *95MSU0401712A* | Split System | 23000 | 16.5 | 8.5 | 1.9 | R-454B | 650
216736006 | TEMPSTAR | D5CUHAH24AAK | EA*5X37M21A* | *96VTN0601716B* | Split System | 23000 | 16.5 | 8.5 | 1.96 | R-454B | 650
216735922 | TEMPSTAR | D5CUHAH24AAK | EA*5X37M21A* | *95MSU0601716A* | Split System | 23000 | 16.5 | 8.5 | 1.96 | R-454B | 650
216735875 | TEMPSTAR | D5CUHAH24AAK | EA*5X37M21A* | *96VSN0601716B* | Split System | 23000 | 16.5 | 8.5 | 1.96 | R-454B | 650
216736055 | TEMPSTAR | D5CUHAH24AAK | EA*5X37M21A* | *97VTN0601716A* | Split System | 23000 | 16.5 | 8.5 | 1.96 | R-454B | 650
216735942 | TEMPSTAR | D5CUHAH24AAK | EA*5X37M21A* | *95MSU1002120A* | Split System | 23200 | 16.5 | 8.5 | 1.96 | R-454B | 650
216736075 | TEMPSTAR | D5CUHAH24AAK | EA*5X37M21A* | *97VTN0802120A* | Split System | 23200 | 16.5 | 8.5 | 1.96 | R-454B | 650
216736016 | TEMPSTAR | D5CUHAH24AAK | EA*5X37M21A* | *96VTN0801716B* | Split System | 23200 | 16.5 | 8.5 | 1.96 | R-454B | 650
216736065 | TEMPSTAR | D5CUHAH24AAK | EA*5X37M21A* | *97VTN0801716A* | Split System | 23200 | 16.5 | 8.5 | 1.96 | R-454B | 650
216735884 | TEMPSTAR | D5CUHAH24AAK | EA*5X37M21A* | *96VSN0801716B* | Split System | 23200 | 16.5 | 8.5 | 1.96 | R-454B | 650
216736026 | TEMPSTAR | D5CUHAH24AAK | EA*5X37M21A* | *96VTN0802120B* | Split System | 23200 | 16.5 | 8.5 | 1.96 | R-454B | 650
216735893 | TEMPSTAR | D5CUHAH24AAK | EA*5X37M21A* | *96VSN0802120B* | Split System | 23200 | 16.5 | 8.5 | 1.96 | R-454B | 650
216735902 | TEMPSTAR | D5CUHAH24AAK | EA*5X37M21A* | *96VSN1002120B* | Split System | 23400 | 16.5 | 8.5 | 1.96 | R-454B | 650
216735787 | TEMPSTAR | D5CUHAH24AAK | EA*5X37M21A* | *92MSN0802120A* | Split System | 23600 | 16.5 | 8.5 | 1.96 | R-454B | 650
216736036 | TEMPSTAR | D5CUHAH24AAK | EA*5X37M21A* | *96VTN1002120B* | Split System | 22800 | 16.5 | 8.5 | 1.98 | R-454B | 650
216736085 | TEMPSTAR | D5CUHAH24AAK | EA*5X37M21A* | *97VTN1002120A* | Split System | 22800 | 16.5 | 8.5 | 1.98 | R-454B | 650
216735797 | TEMPSTAR | D5CUHAH24AAK | EA*5X37M21A* | *92MSN1002120A* | Split System | 23000 | 16.5 | 8.5 | 1.98 | R-454B | 650
216739144 | AIRQUEST | D5CUHAH24AAK | FTMA5B36L0C* |  | Split System | 23200 | 17 | 8.5 | 1.96 | R-454B | 650
216735945 | AIRQUEST | D5CUHAH24AAK | EA*5X37M21A* | *95MSU1002122A* | Split System | 23600 | 17 | 8.5 | 1.96 | R-454B | 650
216739145 | ARCOAIRE | D5CUHAH24AAK | FTMA5B36L0C* |  | Split System | 23200 | 17 | 8.5 | 1.96 | R-454B | 650
216735946 | ARCOAIRE | D5CUHAH24AAK | EA*5X37M21A* | *95MSU1002122A* | Split System | 23600 | 17 | 8.5 | 1.96 | R-454B | 650
216739141 | BRYANT HEATING AND COOLING SYSTEMS | 37MUHAQ24AA3 | PF5TNXC36L* |  | Split System | 23200 | 17 | 8.5 | 1.96 | R-454B | 650
216739140 | BRYANT HEATING AND COOLING SYSTEMS | 37MUHAQ24AA3 | FG5ANXC36L* |  | Split System | 23200 | 17 | 8.5 | 1.96 | R-454B | 650
216739139 | BRYANT HEATING AND COOLING SYSTEMS | 37MUHAQ24AA3 | FT5AN(B,X)C36L* |  | Split System | 23200 | 17 | 8.5 | 1.96 | R-454B | 650
216735943 | BRYANT HEATING AND COOLING SYSTEMS | 37MUHAQ24AA3 | CAA**3721AM* | 935SB66100M21*** | Split System | 23600 | 17 | 8.5 | 1.96 | R-454B | 650
216739146 | COMFORTMAKER | D5CUHAH24AAK | FTMA5B36L0C* |  | Split System | 23200 | 17 | 8.5 | 1.96 | R-454B | 650
216735947 | COMFORTMAKER | D5CUHAH24AAK | EA*5X37M21A* | *95MSU1002122A* | Split System | 23600 | 17 | 8.5 | 1.96 | R-454B | 650
216739147 | DAY & NIGHT | D5CUHAH24AAK | FTMA5B36L0C* |  | Split System | 23200 | 17 | 8.5 | 1.96 | R-454B | 650
216735948 | DAY & NIGHT | D5CUHAH24AAK | EA*5X37M21A* | *95MSU1002122A* | Split System | 23600 | 17 | 8.5 | 1.96 | R-454B | 650
216739143 | HEIL | D5CUHAH24AAK | FTMA5B36L0C* |  | Split System | 23200 | 17 | 8.5 | 1.96 | R-454B | 650
216735944 | HEIL | D5CUHAH24AAK | EA*5X37M21A* | *95MSU1002122A* | Split System | 23600 | 17 | 8.5 | 1.96 | R-454B | 650
216739148 | KEEPRITE | D5CUHAH24AAK | FTMA5B36L0C* |  | Split System | 23200 | 17 | 8.5 | 1.96 | R-454B | 650
216735949 | KEEPRITE | D5CUHAH24AAK | EA*5X37M21A* | *95MSU1002122A* | Split System | 23600 | 17 | 8.5 | 1.96 | R-454B | 650
216739142 | PAYNE HEATING AND COOLING | 37MUHAQ24AA3 | PF5TNXC36L* |  | Split System | 23200 | 17 | 8.5 | 1.96 | R-454B | 650
216739149 | SMART COMFORT | D5CUHAH24AAK | FTMA5B36L0C* |  | Split System | 23200 | 17 | 8.5 | 1.96 | R-454B | 650
216735950 | TEMPSTAR | D5CUHAH24AAK | EA*5X37M21A* | *95MSU1002122A* | Split System | 23600 | 17 | 8.5 | 1.96 | R-454B | 650
215682606 | AIRQUEST | H5H0V60*K*AAA* | EA*5X60M24A*+WALLCON | *97CTN0802120A* | Split System | 54500 | 18.5 | 9 | 1.9 | R-454B | 650
215677917 | ARCOAIRE | H5H0V60*K*AAA* | EA*5X61M24A*+WALLCON | *80CTL0702120B* | Split System | 55500 | 18.5 | 9 | 2 | R-454B | 650
215682580 | KEEPRITE | C5H0V60*K*AAA* | EA*5X60M24A*+WALLCON | *96CTN0802120B* | Split System | 54500 | 18.5 | 9 | 1.9 | R-454B | 650
215682581 | KENMORE | (C,H,T)5H0V60*K*AAA* | EA*5X60M24A*+WALLCON | *96CTN0802120B* | Split System | 54500 | 18.5 | 9 | 1.9 | R-454B | 650
215674107 | AIRQUEST | H5H0V48*K*AAA* | EA*5X48M21A*+WALLCON | *97CMN0801714B* | Split System | 44000 | 17 | 9 | 2.04 | R-454B | 650
215674109 | COMFORTMAKER | C5H0V48*K*AAA* | EA*5X48M21A*+WALLCON | *97CMN0801714B* | Split System | 44000 | 17 | 9 | 2.04 | R-454B | 650
215674076 | HEIL | H5H0V48*K*AAA* | EA*5X48M21A*+WALLCON | *95CSU0601716B* | Split System | 44000 | 17 | 9 | 2.04 | R-454B | 650
215674081 | KEEPRITE | C5H0V48*K*AAA* | EA*5X48M21A*+WALLCON | *95CSU0601716B* | Split System | 44000 | 17 | 9 | 2.04 | R-454B | 650
215674022 | KENMORE | (C,H,T)5H0V48*K*AAA* | EA*5X48M21A*+WALLCON | *80CTL0451712B* | Split System | 43500 | 17 | 9 | 2.02 | R-454B | 650
215681351 | KENMORE | (C,H,T)5H0V48*K*AAA* | EA*5X48M21A*+WALLCON | *97CTN0801716A* | Split System | 44000 | 17 | 9 | 2.04 | R-454B | 650
215674023 | TEMPSTAR | T5H0V48*K*AAA* | EA*5X48M21A*+WALLCON | *80CTL0451712B* | Split System | 43500 | 17 | 9 | 2.02 | R-454B | 650
215677056 | AIRQUEST | H5H0V60*K*AAA* | EVM5X60M21A*+WALLCON | *97CMN0802120B* | Split System | 56500 | 18 | 9 | 2.06 | R-454B | 650
215677326 | AIRQUEST | H5H0V60*K*AAA* | EVD5X60M21A*+WALLCON | *80CSU1002120A* | Split System | 56500 | 18 | 9 | 2.08 | R-454B | 650
215677156 | AIRQUEST | H5H0V60*K*AAA* | EVM5X60M24A*+WALLCON | *95CSU1002122B* | Split System | 57000 | 18 | 9 | 2.08 | R-454B | 650
215677517 | ARCOAIRE | H5H0V60*K*AAA* | EVD5X60M24A*+WALLCON | *97CMN0802120B* | Split System | 56500 | 18 | 9 | 2.08 | R-454B | 650
215682897 | ARCOAIRE | H5H0V60*K*AAA* | EVM5X60M24A*+WALLCON | *97CTN0802120A* | Split System | 56500 | 18 | 9 | 2.08 | R-454B | 650
215676967 | ARCOAIRE | H5H0V60*K*AAA* | EVM5X60M21A*+WALLCON | *80CSU0802120A* | Split System | 57000 | 18 | 9 | 2.08 | R-454B | 650
215683207 | ARCOAIRE | H5H0V60*K*AAA* | EVD5X61M24A*+WALLCON | *80CSU1002120B* | Split System | 58000 | 18 | 9 | 2.1 | R-454B | 650
215676974 | BRYANT HEATING AND COOLING SYSTEMS | 290VAN060**AA* | CVAMA6021XMA*+UI | 83*CA60100C21*** | Split System | 56500 | 18 | 9 | 2.08 | R-454B | 650
215677324 | BRYANT HEATING AND COOLING SYSTEMS | 290VAN060**AA* | CVAVA6021XMA*+UI | 83*CA60100C21*** | Split System | 56500 | 18 | 9 | 2.08 | R-454B | 650
215676964 | BRYANT HEATING AND COOLING SYSTEMS | 290VAN060**AA* | CVAMA6021XMA*+UI | 83*CA60080C21*** | Split System | 57000 | 18 | 9 | 2.08 | R-454B | 650
215676973 | CARRIER | 27VNA060A*030* | CVAMA6021XMA*+UI | 58CU*A100C21**20 | Split System | 56500 | 18 | 9 | 2.08 | R-454B | 650
215677323 | CARRIER | 27VNA060A*030* | CVAVA6021XMA*+UI | 58CU*A100C21**20 | Split System | 56500 | 18 | 9 | 2.08 | R-454B | 650
215677448 | COMFORTMAKER | C5H0V60*K*AAA* | EVD5X60M24A*+WALLCON | *80CTL0702120B* | Split System | 56000 | 18 | 9 | 2.06 | R-454B | 650
215682898 | COMFORTMAKER | C5H0V60*K*AAA* | EVM5X60M24A*+WALLCON | *97CTN0802120A* | Split System | 56500 | 18 | 9 | 2.08 | R-454B | 650
215677148 | COMFORTMAKER | C5H0V60*K*AAA* | EVM5X60M24A*+WALLCON | *95CSU0802120B* | Split System | 56500 | 18 | 9 | 2.08 | R-454B | 650
215683058 | COMFORTMAKER | C5H0V60*K*AAA* | EVD5X60M24A*+WALLCON | *96CTN0802120B* | Split System | 56500 | 18 | 9 | 2.08 | R-454B | 650
215683158 | COMFORTMAKER | C5H0V60*K*AAA* | EVD5X61M21A*+WALLCON | *80CSU1002120B* | Split System | 57500 | 18 | 9 | 2.08 | R-454B | 650
215677248 | COMFORTMAKER | C5H0V60*K*AAA* | EVM5X61M24A*+WALLCON | *95CSU0802120B* | Split System | 57500 | 18 | 9 | 2.08 | R-454B | 650
215682948 | COMFORTMAKER | C5H0V60*K*AAA* | EVM5X61M24A*+WALLCON | *80CSU1002120B* | Split System | 58000 | 18 | 9 | 2.1 | R-454B | 650
215683208 | COMFORTMAKER | C5H0V60*K*AAA* | EVD5X61M24A*+WALLCON | *80CSU1002120B* | Split System | 58000 | 18 | 9 | 2.1 | R-454B | 650
215677449 | DAY & NIGHT | C5H0V60*K*AAA* | EVD5X60M24A*+WALLCON | *80CTL0702120B* | Split System | 56000 | 18 | 9 | 2.06 | R-454B | 650
215677149 | DAY & NIGHT | C5H0V60*K*AAA* | EVM5X60M24A*+WALLCON | *95CSU0802120B* | Split System | 56500 | 18 | 9 | 2.08 | R-454B | 650
215683089 | DAY & NIGHT | C5H0V60*K*AAA* | EVD5X60M24A*+WALLCON | *97CTN0802120A* | Split System | 56500 | 18 | 9 | 2.08 | R-454B | 650
215682889 | DAY & NIGHT | C5H0V60*K*AAA* | EVM5X60M24A*+WALLCON | *80CSU1002120B* | Split System | 57000 | 18 | 9 | 2.08 | R-454B | 650
215682839 | DAY & NIGHT | C5H0V60*K*AAA* | EVM5X60M21A*+WALLCON | *80CSU1002120B* | Split System | 57000 | 18 | 9 | 2.08 | R-454B | 650
215677039 | DAY & NIGHT | C5H0V60*K*AAA* | EVM5X60M21A*+WALLCON | *95CSU1002122B* | Split System | 57000 | 18 | 9 | 2.08 | R-454B | 650
215677599 | DAY & NIGHT | C5H0V60*K*AAA* | EVD5X61M21A*+WALLCON | *95CSU0802120B* | Split System | 57000 | 18 | 9 | 2.08 | R-454B | 650
215683159 | DAY & NIGHT | C5H0V60*K*AAA* | EVD5X61M21A*+WALLCON | *80CSU1002120B* | Split System | 57500 | 18 | 9 | 2.08 | R-454B | 650
215683209 | DAY & NIGHT | C5H0V60*K*AAA* | EVD5X61M24A*+WALLCON | *80CSU1002120B* | Split System | 58000 | 18 | 9 | 2.1 | R-454B | 650
215677485 | HEIL | H5H0V60*K*AAA* | EVD5X60M24A*+WALLCON | *95CSU0802120B* | Split System | 56500 | 18 | 9 | 2.08 | R-454B | 650
215677385 | HEIL | H5H0V60*K*AAA* | EVD5X60M21A*+WALLCON | *95CSU1002122B* | Split System | 57000 | 18 | 9 | 2.08 | R-454B | 650
215683025 | HEIL | H5H0V60*K*AAA* | EVD5X60M21A*+WALLCON | *80CSU1002120B* | Split System | 57000 | 18 | 9 | 2.08 | R-454B | 650
215677000 | KEEPRITE | C5H0V60*K*AAA* | EVM5X60M21A*+WALLCON | *80CTL0702120B* | Split System | 56500 | 18 | 9 | 2.06 | R-454B | 650
215677030 | KEEPRITE | C5H0V60*K*AAA* | EVM5X60M21A*+WALLCON | *95CSU0802120B* | Split System | 56500 | 18 | 9 | 2.06 | R-454B | 650
215683060 | KEEPRITE | C5H0V60*K*AAA* | EVD5X60M24A*+WALLCON | *96CTN0802120B* | Split System | 56500 | 18 | 9 | 2.08 | R-454B | 650
215682900 | KEEPRITE | C5H0V60*K*AAA* | EVM5X60M24A*+WALLCON | *97CTN0802120A* | Split System | 56500 | 18 | 9 | 2.08 | R-454B | 650
215677490 | KEEPRITE | C5H0V60*K*AAA* | EVD5X60M24A*+WALLCON | *95CSU0802120B* | Split System | 56500 | 18 | 9 | 2.08 | R-454B | 650
215683090 | KEEPRITE | C5H0V60*K*AAA* | EVD5X60M24A*+WALLCON | *97CTN0802120A* | Split System | 56500 | 18 | 9 | 2.08 | R-454B | 650
215683080 | KEEPRITE | C5H0V60*K*AAA* | EVD5X60M24A*+WALLCON | *80CSU1002120B* | Split System | 57000 | 18 | 9 | 2.08 | R-454B | 650
215683160 | KEEPRITE | C5H0V60*K*AAA* | EVD5X61M21A*+WALLCON | *80CSU1002120B* | Split System | 57500 | 18 | 9 | 2.08 | R-454B | 650
215677250 | KEEPRITE | C5H0V60*K*AAA* | EVM5X61M24A*+WALLCON | *95CSU0802120B* | Split System | 57500 | 18 | 9 | 2.08 | R-454B | 650
215677351 | KENMORE | (C,H,T)5H0V60*K*AAA* | EVD5X60M21A*+WALLCON | *80CTL0702120B* | Split System | 56500 | 18 | 9 | 2.06 | R-454B | 650
215677441 | KENMORE | (C,H,T)5H0V60*K*AAA* | EVD5X60M24A*+WALLCON | *80CSU1002120A* | Split System | 56500 | 18 | 9 | 2.08 | R-454B | 650
215677151 | KENMORE | (C,H,T)5H0V60*K*AAA* | EVM5X60M24A*+WALLCON | *95CSU0802120B* | Split System | 56500 | 18 | 9 | 2.08 | R-454B | 650
215683091 | KENMORE | (C,H,T)5H0V60*K*AAA* | EVD5X60M24A*+WALLCON | *97CTN0802120A* | Split System | 56500 | 18 | 9 | 2.08 | R-454B | 650
215683081 | KENMORE | (C,H,T)5H0V60*K*AAA* | EVD5X60M24A*+WALLCON | *80CSU1002120B* | Split System | 57000 | 18 | 9 | 2.08 | R-454B | 650
215677041 | KENMORE | (C,H,T)5H0V60*K*AAA* | EVM5X60M21A*+WALLCON | *95CSU1002122B* | Split System | 57000 | 18 | 9 | 2.08 | R-454B | 650
215677682 | TEMPSTAR | T5H0V60*K*AAA* | EVD5X61M24A*+WALLCON | *95CSU0802120B* | Split System | 57500 | 18 | 9 | 2.08 | R-454B | 650
215678026 | AIRQUEST | H5H0V60*K*AAA* | EA*5X61M24A*+WALLCON | *96CTN1202422B* | Split System | 56000 | 18.5 | 9 | 2.02 | R-454B | 650
215682706 | AIRQUEST | H5H0V60*K*AAA* | EA*5X61M24A*+WALLCON | *97CTN1202422A* | Split System | 56000 | 18.5 | 9 | 2.02 | R-454B | 650
215682656 | AIRQUEST | H5H0V60*K*AAA* | EA*5X61M24A*+WALLCON | *96CTN0802120B* | Split System | 56000 | 18.5 | 9 | 2.02 | R-454B | 650
215677966 | AIRQUEST | H5H0V60*K*AAA* | EA*5X61M24A*+WALLCON | *95CSU1002122B* | Split System | 56500 | 18.5 | 9 | 2.02 | R-454B | 650
215683176 | AIRQUEST | H5H0V60*K*AAA* | EVD5X61M21A*+WALLCON | *97CTN1002122A* | Split System | 57500 | 18.5 | 9 | 2.06 | R-454B | 650
215683166 | AIRQUEST | H5H0V60*K*AAA* | EVD5X61M21A*+WALLCON | *97CTN0802120A* | Split System | 57000 | 18.5 | 9 | 2.08 | R-454B | 650
215677877 | ARCOAIRE | H5H0V60*K*AAA* | EA*5X60M24A*+WALLCON | *96CTN1202422B* | Split System | 55000 | 18.5 | 9 | 2.02 | R-454B | 650
215682697 | ARCOAIRE | H5H0V60*K*AAA* | EA*5X61M24A*+WALLCON | *97CTN1002122A* | Split System | 56000 | 18.5 | 9 | 2.02 | R-454B | 650
215682657 | ARCOAIRE | H5H0V60*K*AAA* | EA*5X61M24A*+WALLCON | *96CTN0802120B* | Split System | 56000 | 18.5 | 9 | 2.02 | R-454B | 650
215683047 | ARCOAIRE | H5H0V60*K*AAA* | EVD5X60M21A*+WALLCON | *97CTN1002122A* | Split System | 56500 | 18.5 | 9 | 2.08 | R-454B | 650
215677067 | ARCOAIRE | H5H0V60*K*AAA* | EVM5X60M21A*+WALLCON | *97CMN1002122B* | Split System | 56500 | 18.5 | 9 | 2.08 | R-454B | 650
215677207 | ARCOAIRE | H5H0V60*K*AAA* | EVM5X60M24A*+WALLCON | *96CTN1202422B* | Split System | 56500 | 18.5 | 9 | 2.1 | R-454B | 650
215677643 | CARRIER | 27VNA060A*030* | CVAVA6124XMA*+UI | 58CU*A100C21**20 | Split System | 57500 | 18.5 | 9 | 2.1 | R-454B | 650
215683178 | COMFORTMAKER | C5H0V60*K*AAA* | EVD5X61M21A*+WALLCON | *97CTN1002122A* | Split System | 57500 | 18.5 | 9 | 2.06 | R-454B | 650
215683098 | COMFORTMAKER | C5H0V60*K*AAA* | EVD5X60M24A*+WALLCON | *97CTN1002122A* | Split System | 56500 | 18.5 | 9 | 2.08 | R-454B | 650
215677198 | COMFORTMAKER | C5H0V60*K*AAA* | EVM5X60M24A*+WALLCON | *96CTN1002122B* | Split System | 56500 | 18.5 | 9 | 2.08 | R-454B | 650
215682908 | COMFORTMAKER | C5H0V60*K*AAA* | EVM5X60M24A*+WALLCON | *97CTN1002122A* | Split System | 56500 | 18.5 | 9 | 2.08 | R-454B | 650
217922584 | TEMPSTAR | N5H9V36*K*AAA* | EA*5X37M17A* | *80VSL0701412B* | Split System | 34600 | 15.5 | 9 | 2.08 | R-454B | 650
217922705 | TEMPSTAR | N5H9V36*K*AAA* | EA*5X37M17A* | *80VTL0701716B* | Split System | 34600 | 15.5 | 9 | 2.08 | R-454B | 650
217922712 | TEMPSTAR | Q5H9V36*K*AAA* | EA*5X37M17A* | *80VTL0701716B* | Split System | 34600 | 15.5 | 9 | 2.08 | R-454B | 650
217922696 | TEMPSTAR | Q5H9V36*K*AAA* | EA*5X37M17A* | *80VTL0451412B* | Split System | 34600 | 15.5 | 9 | 2.08 | R-454B | 650
217922576 | TEMPSTAR | Q5H9V36*K*AAA* | EA*5X37M17A* | *80VSL0451412B* | Split System | 34600 | 15.5 | 9 | 2.08 | R-454B | 650
217922781 | TEMPSTAR | N5H9V36*K*AAA* | EA*5X37M17A* | *96VSN0801716B* | Split System | 34600 | 15.5 | 9 | 2.08 | R-454B | 650
217922916 | TEMPSTAR | N5H9V36*K*AAA* | EA*5X37M17A* | *96VTN0801716B* | Split System | 34600 | 15.5 | 9 | 2.08 | R-454B | 650
217922923 | TEMPSTAR | Q5H9V36*K*AAA* | EA*5X37M17A* | *96VTN0801716B* | Split System | 34600 | 15.5 | 9 | 2.08 | R-454B | 650
217922953 | TEMPSTAR | Q5H9V36*K*AAA* | EA*5X37M17A* | *97VTN0801716A* | Split System | 34600 | 15.5 | 9 | 2.08 | R-454B | 650
217924042 | TEMPSTAR | N5H9V36*K*AAA* | EA*5X42M21A* | *80CTL1102120B* | Split System | 34400 | 15.5 | 9 | 2.1 | R-454B | 650
217924049 | TEMPSTAR | Q5H9V36*K*AAA* | EA*5X42M21A* | *80CTL1102120B* | Split System | 34400 | 15.5 | 9 | 2.1 | R-454B | 650
217924088 | TEMPSTAR | N5H9V36*K*AAA* | EA*5X42M21A* | *80VTL1102122B* | Split System | 34400 | 15.5 | 9 | 2.1 | R-454B | 650
217924095 | TEMPSTAR | Q5H9V36*K*AAA* | EA*5X42M21A* | *80VTL1102122B* | Split System | 34400 | 15.5 | 9 | 2.1 | R-454B | 650
217916495 | TEMPSTAR | N5H9V48*K*AAA* | EVD5X48M21A* | *95MSU1002122A* | Split System | 47000 | 15.5 | 9 | 2.1 | R-454B | 650
217914997 | TEMPSTAR | N5H9V48*K*AAA* | EVM5X48M21A* | *80VSL0902120B* | Split System | 47000 | 15.5 | 9 | 2.1 | R-454B | 650
217915106 | TEMPSTAR | Q5H9V48*K*AAA* | EVM5X48M21A* | *80VTL0902120B* | Split System | 47000 | 15.5 | 9 | 2.1 | R-454B | 650
217915792 | TEMPSTAR | N5H9V48*K*AAA* | EVM5X60M21A* | *80CSU0401712B* | Split System | 48000 | 15.5 | 9 | 2.1 | R-454B | 650
217916788 | TEMPSTAR | Q5H9V48*K*AAA* | EVD5X49M24A* | *96VSN1202422B* | Split System | 48500 | 15.5 | 9 | 2.12 | R-454B | 650
217917690 | TEMPSTAR | N5H9V48*K*AAA* | EVD5X61M21A* | *97CTN0802120A* | Split System | 48500 | 15.5 | 9 | 2.12 | R-454B | 650
217918188 | TEMPSTAR | N5H9V48*K*AAA* | EVD5X61M24A* | *96VTN1202422B* | Split System | 49000 | 15.5 | 9 | 2.12 | R-454B | 650
217918193 | TEMPSTAR | Q5H9V48*K*AAA* | EVD5X61M24A* | *96VTN1202422B* | Split System | 49000 | 15.5 | 9 | 2.12 | R-454B | 650
217915727 | TEMPSTAR | N5H9V48*K*AAA* | EVM5X49M21A* | *96VTN1002120B* | Split System | 48000 | 15.5 | 9 | 2.15 | R-454B | 650
217916086 | AIRQUEST | N5H9V48*K*AAA* | EVM5X60M21A* | *96CTN0802120B* | Split System | 48000 | 16 | 9 | 2.1 | R-454B | 650
217917273 | AIRQUEST | N5H9V48*K*AAA* | EVD5X60M21A* | *97CTN0802120A* | Split System | 48000 | 16 | 9 | 2.1 | R-454B | 650
217918209 | AIRQUEST | N5H9V48*K*AAA* | EVD5X61M24A* | *97VTN1002120A* | Split System | 49000 | 16 | 9 | 2.1 | R-454B | 650
217915669 | AIRQUEST | N5H9V48*K*AAA* | EVM5X49M21A* | *96CTN1002122B* | Split System | 48500 | 16 | 9 | 2.12 | R-454B | 650
217916008 | AIRQUEST | N5H9V48*K*AAA* | EVM5X60M21A* | *97CMN1002122B* | Split System | 48500 | 16 | 9 | 2.12 | R-454B | 650
217917973 | AIRQUEST | N5H9V48*K*AAA* | EVD5X61M24A* | *97CMN1202422B* | Split System | 49000 | 16 | 9 | 2.12 | R-454B | 650
217917711 | AIRQUEST | N5H9V48*K*AAA* | EVD5X61M21A* | *96VTN0802120B* | Split System | 48500 | 16 | 9 | 2.15 | R-454B | 650
217918090 | AIRQUEST | N5H9V48*K*AAA* | EVD5X61M24A* | *96CTN1202422B* | Split System | 49000 | 16 | 9 | 2.15 | R-454B | 650
217915030 | ARCOAIRE | N5H9V48*K*AAA* | EVM5X48M21A* | *80MSU0802120A* | Split System | 47000 | 16 | 9 | 2.1 | R-454B | 650
217917272 | ARCOAIRE | N5H9V48*K*AAA* | EVD5X60M21A* | *97CTN0802120A* | Split System | 48000 | 16 | 9 | 2.1 | R-454B | 650
217915707 | ARCOAIRE | N5H9V48*K*AAA* | EVM5X49M21A* | *96VTN0802120B* | Split System | 48000 | 16 | 9 | 2.1 | R-454B | 650
217917246 | ARCOAIRE | N5H9V48*K*AAA* | EVD5X60M21A* | *96CTN0802120B* | Split System | 48000 | 16 | 9 | 2.1 | R-454B | 650
217916058 | BRYANT HEATING AND COOLING SYSTEMS | 249VAN048**AA* | CVAMA6021XMA* | 935SB60100M21*** | Split System | 48000 | 16 | 9 | 2.1 | R-454B | 650
217915602 | BRYANT HEATING AND COOLING SYSTEMS | 249VAN048**AA* | CVAMA4921XMA* | 926SB60100V21*** | Split System | 48000 | 16 | 9 | 2.1 | R-454B | 650
217917245 | BRYANT HEATING AND COOLING SYSTEMS | 249VAN048**AA* | CVAVA6021XMA* | 986TD60080C21*** | Split System | 48000 | 16 | 9 | 2.1 | R-454B | 650
217917984 | BRYANT HEATING AND COOLING SYSTEMS | 249VAN048**AA* | CVAVA6124XMA* | 926SB60080V21*** | Split System | 49000 | 16 | 9 | 2.12 | R-454B | 650
217917749 | BRYANT HEATING AND COOLING SYSTEMS | 249VAN048**AA* | CVAVA6121XMA* | 927TA60080V21*** | Split System | 48500 | 16 | 9 | 2.15 | R-454B | 650
217916092 | COMFORTMAKER | Q5H9V48*K*AAA* | EVM5X60M21A* | *96CTN0802120B* | Split System | 48000 | 16 | 9 | 2.1 | R-454B | 650
217916679 | COMFORTMAKER | Q5H9V48*K*AAA* | EVD5X49M24A* | *80VSL1352422B* | Split System | 48500 | 16 | 9 | 2.1 | R-454B | 650
217917170 | COMFORTMAKER | N5H9V48*K*AAA* | EVD5X60M21A* | *97CMN1002122B* | Split System | 48500 | 16 | 9 | 2.1 | R-454B | 650
217916126 | COMFORTMAKER | N5H9V48*K*AAA* | EVM5X60M21A* | *97CTN1002122A* | Split System | 48500 | 16 | 9 | 2.12 | R-454B | 650
217915584 | COMFORTMAKER | Q5H9V48*K*AAA* | EVM5X49M21A* | *97CMN1002122B* | Split System | 48500 | 16 | 9 | 2.12 | R-454B | 650
217916705 | COMFORTMAKER | Q5H9V48*K*AAA* | EVD5X49M24A* | *80CTL0902120B* | Split System | 48500 | 16 | 9 | 2.15 | R-454B | 650
217918117 | COMFORTMAKER | N5H9V48*K*AAA* | EVD5X61M24A* | *97CTN1002122A* | Split System | 49000 | 16 | 9 | 2.15 | R-454B | 650
217915632 | DAY & NIGHT | N5H9V48*K*AAA* | EVM5X49M21A* | *95MSU1002120A* | Split System | 48500 | 16 | 9 | 2.1 | R-454B | 650
217915424 | DAY & NIGHT | N5H9V48*K*AAA* | EVM5X49M21A* | *80MSU0601716A* | Split System | 48500 | 16 | 9 | 2.1 | R-454B | 650
217917262 | DAY & NIGHT | N5H9V48*K*AAA* | EVD5X60M21A* | *96CTN1002122B* | Split System | 48500 | 16 | 9 | 2.1 | R-454B | 650
217918045 | DAY & NIGHT | Q5H9V48*K*AAA* | EVD5X61M24A* | *95MSU1002120A* | Split System | 49000 | 16 | 9 | 2.1 | R-454B | 650
217917993 | DAY & NIGHT | Q5H9V48*K*AAA* | EVD5X61M24A* | *96VSN0802120B* | Split System | 49000 | 16 | 9 | 2.12 | R-454B | 650
217917596 | DAY & NIGHT | N5H9V48*K*AAA* | EVD5X61M21A* | *96VSN0802120B* | Split System | 48500 | 16 | 9 | 2.15 | R-454B | 650
217918131 | DAY & NIGHT | N5H9V48*K*AAA* | EVD5X61M24A* | *97CTN1202422A* | Split System | 49000 | 16 | 9 | 2.15 | R-454B | 650
217915034 | HEIL | N5H9V48*K*AAA* | EVM5X48M21A* | *80MSU0802120A* | Split System | 47000 | 16 | 9 | 2.1 | R-454B | 650
217915039 | HEIL | Q5H9V48*K*AAA* | EVM5X48M21A* | *80MSU0802120A* | Split System | 47000 | 16 | 9 | 2.1 | R-454B | 650
217915607 | HEIL | N5H9V48*K*AAA* | EVM5X49M21A* | *96VSN1002120B* | Split System | 48000 | 16 | 9 | 2.1 | R-454B | 650
217916668 | HEIL | Q5H9V48*K*AAA* | EVD5X49M24A* | *80VSL1102122B* | Split System | 48500 | 16 | 9 | 2.1 | R-454B | 650
217916720 | HEIL | Q5H9V48*K*AAA* | EVD5X49M24A* | *80VTL0902120B* | Split System | 48500 | 16 | 9 | 2.1 | R-454B | 650
217918041 | HEIL | N5H9V48*K*AAA* | EVD5X61M24A* | *95MSU1002120A* | Split System | 49000 | 16 | 9 | 2.1 | R-454B | 650
217918007 | HEIL | Q5H9V48*K*AAA* | EVD5X61M24A* | *96VSN1002120B* | Split System | 49000 | 16 | 9 | 2.12 | R-454B | 650
217917981 | HEIL | Q5H9V48*K*AAA* | EVD5X61M24A* | *97CMN1202422B* | Split System | 49000 | 16 | 9 | 2.12 | R-454B | 650
217917754 | HEIL | N5H9V48*K*AAA* | EVD5X61M21A* | *97VTN0802120A* | Split System | 48500 | 16 | 9 | 2.15 | R-454B | 650
217915717 | KEEPRITE | Q5H9V48*K*AAA* | EVM5X49M21A* | *96VTN0802120B* | Split System | 48000 | 16 | 9 | 2.1 | R-454B | 650
217915757 | KEEPRITE | Q5H9V48*K*AAA* | EVM5X49M21A* | *97VTN0802120A* | Split System | 48000 | 16 | 9 | 2.1 | R-454B | 650
217915426 | KEEPRITE | N5H9V48*K*AAA* | EVM5X49M21A* | *80MSU0601716A* | Split System | 48500 | 16 | 9 | 2.1 | R-454B | 650
217916669 | KEEPRITE | Q5H9V48*K*AAA* | EVD5X49M24A* | *80VSL1102122B* | Split System | 48500 | 16 | 9 | 2.1 | R-454B | 650
217917264 | KEEPRITE | N5H9V48*K*AAA* | EVD5X60M21A* | *96CTN1002122B* | Split System | 48500 | 16 | 9 | 2.1 | R-454B | 650
217918042 | KEEPRITE | N5H9V48*K*AAA* | EVD5X61M24A* | *95MSU1002120A* | Split System | 49000 | 16 | 9 | 2.1 | R-454B | 650
217918213 | KEEPRITE | N5H9V48*K*AAA* | EVD5X61M24A* | *97VTN1002120A* | Split System | 49000 | 16 | 9 | 2.1 | R-454B | 650
217918218 | KEEPRITE | Q5H9V48*K*AAA* | EVD5X61M24A* | *97VTN1002120A* | Split System | 49000 | 16 | 9 | 2.1 | R-454B | 650
217916103 | KEEPRITE | N5H9V48*K*AAA* | EVM5X60M21A* | *96CTN1002122B* | Split System | 48500 | 16 | 9 | 2.12 | R-454B | 650
217917977 | KEEPRITE | N5H9V48*K*AAA* | EVD5X61M24A* | *97CMN1202422B* | Split System | 49000 | 16 | 9 | 2.12 | R-454B | 650
217916703 | KEEPRITE | N5H9V48*K*AAA* | EVD5X49M24A* | *80CTL0902120B* | Split System | 48500 | 16 | 9 | 2.15 | R-454B | 650
217917755 | KEEPRITE | N5H9V48*K*AAA* | EVD5X61M21A* | *97VTN0802120A* | Split System | 48500 | 16 | 9 | 2.15 | R-454B | 650
217917720 | KEEPRITE | Q5H9V48*K*AAA* | EVD5X61M21A* | *96VTN0802120B* | Split System | 48500 | 16 | 9 | 2.15 | R-454B | 650
217917729 | KEEPRITE | N5H9V48*K*AAA* | EVD5X61M21A* | *96VTN1002120B* | Split System | 49000 | 16 | 9 | 2.15 | R-454B | 650
217918016 | KEEPRITE | N5H9V48*K*AAA* | EVD5X61M24A* | *96VSN1202422B* | Split System | 49000 | 16 | 9 | 2.15 | R-454B | 650
217918081 | KEEPRITE | N5H9V48*K*AAA* | EVD5X61M24A* | *96CTN1002122B* | Split System | 49000 | 16 | 9 | 2.15 | R-454B | 650
217918133 | KEEPRITE | N5H9V48*K*AAA* | EVD5X61M24A* | *97CTN1202422A* | Split System | 49000 | 16 | 9 | 2.15 | R-454B | 650
217918138 | KEEPRITE | Q5H9V48*K*AAA* | EVD5X61M24A* | *97CTN1202422A* | Split System | 49000 | 16 | 9 | 2.15 | R-454B | 650
217918125 | KEEPRITE | Q5H9V48*K*AAA* | EVD5X61M24A* | *97CTN1002122A* | Split System | 49000 | 16 | 9 | 2.15 | R-454B | 650
217915635 | TEMPSTAR | N5H9V48*K*AAA* | EVM5X49M21A* | *95MSU1002120A* | Split System | 48500 | 16 | 9 | 2.1 | R-454B | 650
217916670 | TEMPSTAR | Q5H9V48*K*AAA* | EVD5X49M24A* | *80VSL1102122B* | Split System | 48500 | 16 | 9 | 2.1 | R-454B | 650
217916722 | TEMPSTAR | Q5H9V48*K*AAA* | EVD5X49M24A* | *80VTL0902120B* | Split System | 48500 | 16 | 9 | 2.1 | R-454B | 650
217915674 | TEMPSTAR | N5H9V48*K*AAA* | EVM5X49M21A* | *96CTN1002122B* | Split System | 48500 | 16 | 9 | 2.12 | R-454B | 650
217916135 | TEMPSTAR | Q5H9V48*K*AAA* | EVM5X60M21A* | *97CTN1002122A* | Split System | 48500 | 16 | 9 | 2.12 | R-454B | 650
217918095 | TEMPSTAR | N5H9V48*K*AAA* | EVD5X61M24A* | *96CTN1202422B* | Split System | 49000 | 16 | 9 | 2.15 | R-454B | 650
217917965 | TEMPSTAR | N5H9V48*K*AAA* | EVD5X61M24A* | *97CMN1002122B* | Split System | 49000 | 16 | 9 | 2.15 | R-454B | 650
217918082 | TEMPSTAR | N5H9V48*K*AAA* | EVD5X61M24A* | *96CTN1002122B* | Split System | 49000 | 16 | 9 | 2.15 | R-454B | 650
217918022 | TEMPSTAR | Q5H9V48*K*AAA* | EVD5X61M24A* | *96VSN1202422B* | Split System | 49000 | 16 | 9 | 2.15 | R-454B | 650
217930878 | AIRQUEST | N5H9V48*K*AAA* | ESH5X60M12A* | *80MSU0802120A* | Split System | 46500 | 16.5 | 9 | 2.1 | R-454B | 650
217930800 | AIRQUEST | N5H9V48*K*AAA* | ESH5X60M12A* | *80CSU0802120B* | Split System | 46500 | 16.5 | 9 | 2.1 | R-454B | 650
217929511 | AIRQUEST | N5H9V48*K*AAA* | EA*5X61M21A* | *80VSL1102122B* | Split System | 47000 | 16.5 | 9 | 2.1 | R-454B | 650
217915852 | AIRQUEST | N5H9V48*K*AAA* | EVM5X60M21A* | *80MSU0601716A* | Split System | 48500 | 16.5 | 9 | 2.1 | R-454B | 650
217930877 | ARCOAIRE | N5H9V48*K*AAA* | ESH5X60M12A* | *80MSU0802120A* | Split System | 46500 | 16.5 | 9 | 2.1 | R-454B | 650
217930799 | ARCOAIRE | N5H9V48*K*AAA* | ESH5X60M12A* | *80CSU0802120B* | Split System | 46500 | 16.5 | 9 | 2.1 | R-454B | 650
217929510 | ARCOAIRE | N5H9V48*K*AAA* | EA*5X61M21A* | *80VSL1102122B* | Split System | 47000 | 16.5 | 9 | 2.1 | R-454B | 650
217917012 | ARCOAIRE | N5H9V48*K*AAA* | EVD5X60M21A* | *80MSU0601716A* | Split System | 48500 | 16.5 | 9 | 2.1 | R-454B | 650
217917437 | ARCOAIRE | N5H9V48*K*AAA* | EVD5X61M21A* | *80MSU0601716A* | Split System | 49000 | 16.5 | 9 | 2.1 | R-454B | 650
217930876 | BRYANT HEATING AND COOLING SYSTEMS | 249VAN048**AA* | CSAH*6012AM* | 83*SB60080M21*** | Split System | 46500 | 16.5 | 9 | 2.1 | R-454B | 650
217930798 | BRYANT HEATING AND COOLING SYSTEMS | 249VAN048**AA* | CSAH*6012AM* | 83*CB60080C21*** | Split System | 46500 | 16.5 | 9 | 2.1 | R-454B | 650
217929509 | BRYANT HEATING AND COOLING SYSTEMS | 249VAN048**AA* | CAA**6121AM* | 82*SB66110V21*** | Split System | 47000 | 16.5 | 9 | 2.1 | R-454B | 650
217915850 | BRYANT HEATING AND COOLING SYSTEMS | 249VAN048**AA* | CVAMA6021XMA* | 83*SB48060M17*** | Split System | 48500 | 16.5 | 9 | 2.1 | R-454B | 650
217917037 | BRYANT HEATING AND COOLING SYSTEMS | 249VAN048**AA* | CVAVA6021XMA* | 83*SB60100M21*** | Split System | 48500 | 16.5 | 9 | 2.1 | R-454B | 650
217915876 | BRYANT HEATING AND COOLING SYSTEMS | 249VAN048**AA* | CVAMA6021XMA* | 83*SB60100M21*** | Split System | 48500 | 16.5 | 9 | 2.1 | R-454B | 650
217914756 | CARRIER | 27VPA948A*030* | CAA**6121AM* | 58SP*B110V21**22 | Split System | 47000 | 16.5 | 9 | 2.1 | R-454B | 650
217930879 | COMFORTMAKER | N5H9V48*K*AAA* | ESH5X60M12A* | *80MSU0802120A* | Split System | 46500 | 16.5 | 9 | 2.1 | R-454B | 650
217930884 | COMFORTMAKER | Q5H9V48*K*AAA* | ESH5X60M12A* | *80MSU0802120A* | Split System | 46500 | 16.5 | 9 | 2.1 | R-454B | 650
217930801 | COMFORTMAKER | N5H9V48*K*AAA* | ESH5X60M12A* | *80CSU0802120B* | Split System | 46500 | 16.5 | 9 | 2.1 | R-454B | 650
217930806 | COMFORTMAKER | Q5H9V48*K*AAA* | ESH5X60M12A* | *80CSU0802120B* | Split System | 46500 | 16.5 | 9 | 2.1 | R-454B | 650
217929512 | COMFORTMAKER | N5H9V48*K*AAA* | EA*5X61M21A* | *80VSL1102122B* | Split System | 47000 | 16.5 | 9 | 2.1 | R-454B | 650
217929517 | COMFORTMAKER | Q5H9V48*K*AAA* | EA*5X61M21A* | *80VSL1102122B* | Split System | 47000 | 16.5 | 9 | 2.1 | R-454B | 650
217915449 | COMFORTMAKER | N5H9V48*K*AAA* | EVM5X49M21A* | *80MSU1002120A* | Split System | 48500 | 16.5 | 9 | 2.1 | R-454B | 650
217917673 | COMFORTMAKER | N5H9V48*K*AAA* | EVD5X61M21A* | *96CTN1002122B* | Split System | 49000 | 16.5 | 9 | 2.1 | R-454B | 650
217917582 | COMFORTMAKER | N5H9V48*K*AAA* | EVD5X61M21A* | *97CMN1002122B* | Split System | 49000 | 16.5 | 9 | 2.1 | R-454B | 650
217917587 | COMFORTMAKER | Q5H9V48*K*AAA* | EVD5X61M21A* | *97CMN1002122B* | Split System | 49000 | 16.5 | 9 | 2.1 | R-454B | 650
217930880 | DAY & NIGHT | N5H9V48*K*AAA* | ESH5X60M12A* | *80MSU0802120A* | Split System | 46500 | 16.5 | 9 | 2.1 | R-454B | 650
217930885 | DAY & NIGHT | Q5H9V48*K*AAA* | ESH5X60M12A* | *80MSU0802120A* | Split System | 46500 | 16.5 | 9 | 2.1 | R-454B | 650
217930802 | DAY & NIGHT | N5H9V48*K*AAA* | ESH5X60M12A* | *80CSU0802120B* | Split System | 46500 | 16.5 | 9 | 2.1 | R-454B | 650
217930807 | DAY & NIGHT | Q5H9V48*K*AAA* | ESH5X60M12A* | *80CSU0802120B* | Split System | 46500 | 16.5 | 9 | 2.1 | R-454B | 650
217929513 | DAY & NIGHT | N5H9V48*K*AAA* | EA*5X61M21A* | *80VSL1102122B* | Split System | 47000 | 16.5 | 9 | 2.1 | R-454B | 650
217929518 | DAY & NIGHT | Q5H9V48*K*AAA* | EA*5X61M21A* | *80VSL1102122B* | Split System | 47000 | 16.5 | 9 | 2.1 | R-454B | 650
217917020 | DAY & NIGHT | Q5H9V48*K*AAA* | EVD5X60M21A* | *80MSU0601716A* | Split System | 48500 | 16.5 | 9 | 2.1 | R-454B | 650
217917700 | DAY & NIGHT | N5H9V48*K*AAA* | EVD5X61M21A* | *97CTN1002122A* | Split System | 49000 | 16.5 | 9 | 2.1 | R-454B | 650
217930881 | HEIL | N5H9V48*K*AAA* | ESH5X60M12A* | *80MSU0802120A* | Split System | 46500 | 16.5 | 9 | 2.1 | R-454B | 650
217930886 | HEIL | Q5H9V48*K*AAA* | ESH5X60M12A* | *80MSU0802120A* | Split System | 46500 | 16.5 | 9 | 2.1 | R-454B | 650
217930803 | HEIL | N5H9V48*K*AAA* | ESH5X60M12A* | *80CSU0802120B* | Split System | 46500 | 16.5 | 9 | 2.1 | R-454B | 650
217930808 | HEIL | Q5H9V48*K*AAA* | ESH5X60M12A* | *80CSU0802120B* | Split System | 46500 | 16.5 | 9 | 2.1 | R-454B | 650
217929514 | HEIL | N5H9V48*K*AAA* | EA*5X61M21A* | *80VSL1102122B* | Split System | 47000 | 16.5 | 9 | 2.1 | R-454B | 650
217929519 | HEIL | Q5H9V48*K*AAA* | EA*5X61M21A* | *80VSL1102122B* | Split System | 47000 | 16.5 | 9 | 2.1 | R-454B | 650
217915886 | HEIL | Q5H9V48*K*AAA* | EVM5X60M21A* | *80MSU1002120A* | Split System | 48500 | 16.5 | 9 | 2.1 | R-454B | 650
217917047 | HEIL | Q5H9V48*K*AAA* | EVD5X60M21A* | *80MSU1002120A* | Split System | 48500 | 16.5 | 9 | 2.1 | R-454B | 650
217930882 | KEEPRITE | N5H9V48*K*AAA* | ESH5X60M12A* | *80MSU0802120A* | Split System | 46500 | 16.5 | 9 | 2.1 | R-454B | 650
217930887 | KEEPRITE | Q5H9V48*K*AAA* | ESH5X60M12A* | *80MSU0802120A* | Split System | 46500 | 16.5 | 9 | 2.1 | R-454B | 650
217930804 | KEEPRITE | N5H9V48*K*AAA* | ESH5X60M12A* | *80CSU0802120B* | Split System | 46500 | 16.5 | 9 | 2.1 | R-454B | 650
217930809 | KEEPRITE | Q5H9V48*K*AAA* | ESH5X60M12A* | *80CSU0802120B* | Split System | 46500 | 16.5 | 9 | 2.1 | R-454B | 650
217929515 | KEEPRITE | N5H9V48*K*AAA* | EA*5X61M21A* | *80VSL1102122B* | Split System | 47000 | 16.5 | 9 | 2.1 | R-454B | 650
217929520 | KEEPRITE | Q5H9V48*K*AAA* | EA*5X61M21A* | *80VSL1102122B* | Split System | 47000 | 16.5 | 9 | 2.1 | R-454B | 650
217915457 | KEEPRITE | Q5H9V48*K*AAA* | EVM5X49M21A* | *80MSU1002120A* | Split System | 48500 | 16.5 | 9 | 2.1 | R-454B | 650
217915861 | KEEPRITE | Q5H9V48*K*AAA* | EVM5X60M21A* | *80MSU0601716A* | Split System | 48500 | 16.5 | 9 | 2.1 | R-454B | 650
217917702 | KEEPRITE | N5H9V48*K*AAA* | EVD5X61M21A* | *97CTN1002122A* | Split System | 49000 | 16.5 | 9 | 2.1 | R-454B | 650
217930883 | TEMPSTAR | N5H9V48*K*AAA* | ESH5X60M12A* | *80MSU0802120A* | Split System | 46500 | 16.5 | 9 | 2.1 | R-454B | 650
217930888 | TEMPSTAR | Q5H9V48*K*AAA* | ESH5X60M12A* | *80MSU0802120A* | Split System | 46500 | 16.5 | 9 | 2.1 | R-454B | 650
217930805 | TEMPSTAR | N5H9V48*K*AAA* | ESH5X60M12A* | *80CSU0802120B* | Split System | 46500 | 16.5 | 9 | 2.1 | R-454B | 650
217930810 | TEMPSTAR | Q5H9V48*K*AAA* | ESH5X60M12A* | *80CSU0802120B* | Split System | 46500 | 16.5 | 9 | 2.1 | R-454B | 650
217929516 | TEMPSTAR | N5H9V48*K*AAA* | EA*5X61M21A* | *80VSL1102122B* | Split System | 47000 | 16.5 | 9 | 2.1 | R-454B | 650
217929521 | TEMPSTAR | Q5H9V48*K*AAA* | EA*5X61M21A* | *80VSL1102122B* | Split System | 47000 | 16.5 | 9 | 2.1 | R-454B | 650
217916253 | TEMPSTAR | Q5H9V48*K*AAA* | EVD5X48M21A* | *80CSU0802120B* | Split System | 47000 | 16.5 | 9 | 2.1 | R-454B | 650
217917044 | TEMPSTAR | N5H9V48*K*AAA* | EVD5X60M21A* | *80MSU1002120A* | Split System | 48500 | 16.5 | 9 | 2.1 | R-454B | 650
217929459 | AIRQUEST | N5H9V48*K*AAA* | EA*5X61M21A* | *80CSU0802120B* | Split System | 47000 | 17 | 9 | 2.1 | R-454B | 650
217929576 | AIRQUEST | N5H9V48*K*AAA* | EA*5X61M21A* | *80CTL0902120B* | Split System | 47000 | 17 | 9 | 2.1 | R-454B | 650
217929458 | ARCOAIRE | N5H9V48*K*AAA* | EA*5X61M21A* | *80CSU0802120B* | Split System | 47000 | 17 | 9 | 2.1 | R-454B | 650
217929575 | ARCOAIRE | N5H9V48*K*AAA* | EA*5X61M21A* | *80CTL0902120B* | Split System | 47000 | 17 | 9 | 2.1 | R-454B | 650
217929457 | BRYANT HEATING AND COOLING SYSTEMS | 249VAN048**AA* | CAA**6121AM* | 83*CB60080C21*** | Split System | 47000 | 17 | 9 | 2.1 | R-454B | 650
217929574 | BRYANT HEATING AND COOLING SYSTEMS | 249VAN048**AA* | CAA**6121AM* | 88*TB60090C21*** | Split System | 47000 | 17 | 9 | 2.1 | R-454B | 650
217929460 | COMFORTMAKER | N5H9V48*K*AAA* | EA*5X61M21A* | *80CSU0802120B* | Split System | 47000 | 17 | 9 | 2.1 | R-454B | 650
217929465 | COMFORTMAKER | Q5H9V48*K*AAA* | EA*5X61M21A* | *80CSU0802120B* | Split System | 47000 | 17 | 9 | 2.1 | R-454B | 650
217929577 | COMFORTMAKER | N5H9V48*K*AAA* | EA*5X61M21A* | *80CTL0902120B* | Split System | 47000 | 17 | 9 | 2.1 | R-454B | 650
217929582 | COMFORTMAKER | Q5H9V48*K*AAA* | EA*5X61M21A* | *80CTL0902120B* | Split System | 47000 | 17 | 9 | 2.1 | R-454B | 650
217929461 | DAY & NIGHT | N5H9V48*K*AAA* | EA*5X61M21A* | *80CSU0802120B* | Split System | 47000 | 17 | 9 | 2.1 | R-454B | 650
217929466 | DAY & NIGHT | Q5H9V48*K*AAA* | EA*5X61M21A* | *80CSU0802120B* | Split System | 47000 | 17 | 9 | 2.1 | R-454B | 650
217929578 | DAY & NIGHT | N5H9V48*K*AAA* | EA*5X61M21A* | *80CTL0902120B* | Split System | 47000 | 17 | 9 | 2.1 | R-454B | 650
217929583 | DAY & NIGHT | Q5H9V48*K*AAA* | EA*5X61M21A* | *80CTL0902120B* | Split System | 47000 | 17 | 9 | 2.1 | R-454B | 650
217929467 | HEIL | Q5H9V48*K*AAA* | EA*5X61M21A* | *80CSU0802120B* | Split System | 47000 | 17 | 9 | 2.1 | R-454B | 650
217929584 | HEIL | Q5H9V48*K*AAA* | EA*5X61M21A* | *80CTL0902120B* | Split System | 47000 | 17 | 9 | 2.1 | R-454B | 650
217929463 | KEEPRITE | N5H9V48*K*AAA* | EA*5X61M21A* | *80CSU0802120B* | Split System | 47000 | 17 | 9 | 2.1 | R-454B | 650
217929468 | KEEPRITE | Q5H9V48*K*AAA* | EA*5X61M21A* | *80CSU0802120B* | Split System | 47000 | 17 | 9 | 2.1 | R-454B | 650
217929580 | KEEPRITE | N5H9V48*K*AAA* | EA*5X61M21A* | *80CTL0902120B* | Split System | 47000 | 17 | 9 | 2.1 | R-454B | 650
217929585 | KEEPRITE | Q5H9V48*K*AAA* | EA*5X61M21A* | *80CTL0902120B* | Split System | 47000 | 17 | 9 | 2.1 | R-454B | 650
217929469 | TEMPSTAR | Q5H9V48*K*AAA* | EA*5X61M21A* | *80CSU0802120B* | Split System | 47000 | 17 | 9 | 2.1 | R-454B | 650
217929581 | TEMPSTAR | N5H9V48*K*AAA* | EA*5X61M21A* | *80CTL0902120B* | Split System | 47000 | 17 | 9 | 2.1 | R-454B | 650
217929586 | TEMPSTAR | Q5H9V48*K*AAA* | EA*5X61M21A* | *80CTL0902120B* | Split System | 47000 | 17 | 9 | 2.1 | R-454B | 650
217929537 | AIRQUEST | N5H9V48*K*AAA* | EA*5X61M21A* | *80MSU0802120A* | Split System | 47000 | 17.5 | 9 | 2.1 | R-454B | 650
217929536 | ARCOAIRE | N5H9V48*K*AAA* | EA*5X61M21A* | *80MSU0802120A* | Split System | 47000 | 17.5 | 9 | 2.1 | R-454B | 650
217929535 | BRYANT HEATING AND COOLING SYSTEMS | 249VAN048**AA* | CAA**6121AM* | 83*SB60080M21*** | Split System | 47000 | 17.5 | 9 | 2.1 | R-454B | 650
217929538 | COMFORTMAKER | N5H9V48*K*AAA* | EA*5X61M21A* | *80MSU0802120A* | Split System | 47000 | 17.5 | 9 | 2.1 | R-454B | 650
217929543 | COMFORTMAKER | Q5H9V48*K*AAA* | EA*5X61M21A* | *80MSU0802120A* | Split System | 47000 | 17.5 | 9 | 2.1 | R-454B | 650
217929539 | DAY & NIGHT | N5H9V48*K*AAA* | EA*5X61M21A* | *80MSU0802120A* | Split System | 47000 | 17.5 | 9 | 2.1 | R-454B | 650
217929544 | DAY & NIGHT | Q5H9V48*K*AAA* | EA*5X61M21A* | *80MSU0802120A* | Split System | 47000 | 17.5 | 9 | 2.1 | R-454B | 650
217929540 | HEIL | N5H9V48*K*AAA* | EA*5X61M21A* | *80MSU0802120A* | Split System | 47000 | 17.5 | 9 | 2.1 | R-454B | 650
217929545 | HEIL | Q5H9V48*K*AAA* | EA*5X61M21A* | *80MSU0802120A* | Split System | 47000 | 17.5 | 9 | 2.1 | R-454B | 650
217929541 | KEEPRITE | N5H9V48*K*AAA* | EA*5X61M21A* | *80MSU0802120A* | Split System | 47000 | 17.5 | 9 | 2.1 | R-454B | 650
217929546 | KEEPRITE | Q5H9V48*K*AAA* | EA*5X61M21A* | *80MSU0802120A* | Split System | 47000 | 17.5 | 9 | 2.1 | R-454B | 650
217929542 | TEMPSTAR | N5H9V48*K*AAA* | EA*5X61M21A* | *80MSU0802120A* | Split System | 47000 | 17.5 | 9 | 2.1 | R-454B | 650
218407383 | TEMPSTAR | B5H3V24*K*AAA* | EVM5X25M17A*+WALLCON | *96CTN0401410B* | Split System | 22600 | 20 | 9 | 1.98 | R-454B | 650
218407491 | COMFORTMAKER | B5H3V24*K*AAA* | EVM5X30M17A*+WALLCON | *96CTN0401410B* | Split System | 22600 | 20.5 | 9 | 1.98 | R-454B | 650
217922556 | AIRQUEST | Q5H9V36*K*AAA* | EA*5X37M17A* | *80CSU0601716B* | Split System | 34600 | 15.2 | 9 | 2.1 | R-454B | 650
217922548 | ARCOAIRE | N5H9V36*K*AAA* | EA*5X37M17A* | *80CSU0601716B* | Split System | 34600 | 15.2 | 9 | 2.1 | R-454B | 650
217922555 | ARCOAIRE | Q5H9V36*K*AAA* | EA*5X37M17A* | *80CSU0601716B* | Split System | 34600 | 15.2 | 9 | 2.1 | R-454B | 650
217922547 | BRYANT HEATING AND COOLING SYSTEMS | 249VAN036**AA* | CAA**3717AM* | 83*CB48060C17*** | Split System | 34600 | 15.2 | 9 | 2.1 | R-454B | 650
217934853 | CARRIER | 27VPA924A*030* | CSAH*2412AM* | 59SP6B040V17**12 | Split System | 23200 | 15.2 | 9 | 1.82 | R-454B | 650
217934854 | CARRIER | 27VPA924A*030* | CSAH*2412AM* | 59TP6C040V17**12 | Split System | 23200 | 15.2 | 9 | 1.82 | R-454B | 650
217922559 | HEIL | Q5H9V36*K*AAA* | EA*5X37M17A* | *80CSU0601716B* | Split System | 34600 | 15.2 | 9 | 2.1 | R-454B | 650
217922560 | KEEPRITE | Q5H9V36*K*AAA* | EA*5X37M17A* | *80CSU0601716B* | Split System | 34600 | 15.2 | 9 | 2.1 | R-454B | 650
217922561 | TEMPSTAR | Q5H9V36*K*AAA* | EA*5X37M17A* | *80CSU0601716B* | Split System | 34600 | 15.2 | 9 | 2.1 | R-454B | 650
217931884 | ARCOAIRE | N5H9V60*K*AAA* | EA*5X60M24A* | *96VTN1002120B* | Split System | 54500 | 15.5 | 9 | 2.12 | R-454B | 650
217931944 | ARCOAIRE | N5H9V60*K*AAA* | EA*5X60M24A* | *97VTN1002120A* | Split System | 54500 | 15.5 | 9 | 2.12 | R-454B | 650
217931734 | ARCOAIRE | N5H9V60*K*AAA* | EA*5X60M24A* | *96VSN1202422B* | Split System | 54500 | 15.5 | 9 | 2.12 | R-454B | 650
217931741 | ARCOAIRE | Q5H9V60*K*AAA* | EA*5X60M24A* | *96VSN1202422B* | Split System | 54500 | 15.5 | 9 | 2.12 | R-454B | 650
217931891 | ARCOAIRE | Q5H9V60*K*AAA* | EA*5X60M24A* | *96VTN1002120B* | Split System | 54500 | 15.5 | 9 | 2.12 | R-454B | 650
217931951 | ARCOAIRE | Q5H9V60*K*AAA* | EA*5X60M24A* | *97VTN1002120A* | Split System | 54500 | 15.5 | 9 | 2.12 | R-454B | 650
217931719 | ARCOAIRE | N5H9V60*K*AAA* | EA*5X60M24A* | *96VSN1002120B* | Split System | 54500 | 15.5 | 9 | 2.14 | R-454B | 650
217931726 | ARCOAIRE | Q5H9V60*K*AAA* | EA*5X60M24A* | *96VSN1002120B* | Split System | 54500 | 15.5 | 9 | 2.14 | R-454B | 650
217924261 | BRYANT HEATING AND COOLING SYSTEMS | 249VAN036**AA* | CAA**4221AM* | 926SB60100V21*** | Split System | 34400 | 15.5 | 9 | 2.08 | R-454B | 650
217929210 | BRYANT HEATING AND COOLING SYSTEMS | 249VAN048**AA* | CAA**6024AM* | 987MC66120C24*** | Split System | 46000 | 15.5 | 9 | 2.08 | R-454B | 650
217929223 | BRYANT HEATING AND COOLING SYSTEMS | 249VAN048**AA* | CAA**6024AM* | 926SB60080V21*** | Split System | 46000 | 15.5 | 9 | 2.08 | R-454B | 650
217929314 | BRYANT HEATING AND COOLING SYSTEMS | 249VAN048**AA* | CAA**6024AM* | 926TC60080V21*** | Split System | 46000 | 15.5 | 9 | 2.08 | R-454B | 650
217929366 | BRYANT HEATING AND COOLING SYSTEMS | 249VAN048**AA* | CAA**6024AM* | 927TA60080V21*** | Split System | 46000 | 15.5 | 9 | 2.08 | R-454B | 650
217930772 | BRYANT HEATING AND COOLING SYSTEMS | 249VAN048**AA* | CSAH*6012AM* | 83*CB36040C17*** | Split System | 46500 | 15.5 | 9 | 2.08 | R-454B | 650
217931280 | BRYANT HEATING AND COOLING SYSTEMS | 249VAN048**AA* | CSAH*6012AM* | 987TA66120C24*** | Split System | 46500 | 15.5 | 9 | 2.08 | R-454B | 650
217931228 | BRYANT HEATING AND COOLING SYSTEMS | 249VAN048**AA* | CSAH*6012AM* | 986TD66120C24*** | Split System | 46500 | 15.5 | 9 | 2.08 | R-454B | 650
217931007 | BRYANT HEATING AND COOLING SYSTEMS | 249VAN048**AA* | CSAH*6012AM* | 935CB60080C21*** | Split System | 46000 | 15.5 | 9 | 2.1 | R-454B | 650
217931202 | BRYANT HEATING AND COOLING SYSTEMS | 249VAN048**AA* | CSAH*6012AM* | 986TD60080C21*** | Split System | 46000 | 15.5 | 9 | 2.1 | R-454B | 650
217931384 | BRYANT HEATING AND COOLING SYSTEMS | 249VAN048**AA* | CSAH*6012AM* | 927TA60080V21*** | Split System | 46000 | 15.5 | 9 | 2.1 | R-454B | 650
217931111 | BRYANT HEATING AND COOLING SYSTEMS | 249VAN048**AA* | CSAH*6012AM* | 926SB60080V21*** | Split System | 46000 | 15.5 | 9 | 2.1 | R-454B | 650
217931319 | BRYANT HEATING AND COOLING SYSTEMS | 249VAN048**AA* | CSAH*6012AM* | 926TC60080V21*** | Split System | 46000 | 15.5 | 9 | 2.1 | R-454B | 650
217931254 | BRYANT HEATING AND COOLING SYSTEMS | 249VAN048**AA* | CSAH*6012AM* | 987TA60080C21*** | Split System | 46000 | 15.5 | 9 | 2.1 | R-454B | 650
217929288 | BRYANT HEATING AND COOLING SYSTEMS | 249VAN048**AA* | CAA**6024AM* | 986TD66120C24*** | Split System | 46500 | 15.5 | 9 | 2.1 | R-454B | 650
217929040 | BRYANT HEATING AND COOLING SYSTEMS | 249VAN048**AA* | CAA**6024AM* | 83*CB60100C21*** | Split System | 46500 | 15.5 | 9 | 2.1 | R-454B | 650
217929301 | BRYANT HEATING AND COOLING SYSTEMS | 249VAN048**AA* | CAA**6024AM* | 987TA66120C24*** | Split System | 46500 | 15.5 | 9 | 2.1 | R-454B | 650
217931345 | BRYANT HEATING AND COOLING SYSTEMS | 249VAN048**AA* | CSAH*6012AM* | 926TC66120V24*** | Split System | 46500 | 15.5 | 9 | 2.1 | R-454B | 650
217931410 | BRYANT HEATING AND COOLING SYSTEMS | 249VAN048**AA* | CSAH*6012AM* | 927TA66120V24*** | Split System | 46500 | 15.5 | 9 | 2.1 | R-454B | 650
217929418 | BRYANT HEATING AND COOLING SYSTEMS | 249VAN048**AA* | CAA**6024AM* | OVLAAB060154 | Split System | 46500 | 15.5 | 9 | 2.1 | R-454B | 650
217931163 | BRYANT HEATING AND COOLING SYSTEMS | 249VAN048**AA* | CSAH*6012AM* | 935SB60080M21*** | Split System | 46500 | 15.5 | 9 | 2.1 | R-454B | 650
217930069 | BRYANT HEATING AND COOLING SYSTEMS | 249VAN048**AA* | CAA**6124AM* | 926SB60080V21*** | Split System | 47000 | 15.5 | 9 | 2.1 | R-454B | 650
217930212 | BRYANT HEATING AND COOLING SYSTEMS | 249VAN048**AA* | CAA**6124AM* | 926TC60080V21*** | Split System | 47000 | 15.5 | 9 | 2.1 | R-454B | 650
217930264 | BRYANT HEATING AND COOLING SYSTEMS | 249VAN048**AA* | CAA**6124AM* | 927TA60080V21*** | Split System | 47000 | 15.5 | 9 | 2.1 | R-454B | 650
217929886 | BRYANT HEATING AND COOLING SYSTEMS | 249VAN048**AA* | CAA**6124AM* | 83*CB60100C21*** | Split System | 47500 | 15.5 | 9 | 2.1 | R-454B | 650
217930160 | BRYANT HEATING AND COOLING SYSTEMS | 249VAN048**AA* | CAA**6124AM* | 986TD66120C24*** | Split System | 47500 | 15.5 | 9 | 2.12 | R-454B | 650
217930199 | BRYANT HEATING AND COOLING SYSTEMS | 249VAN048**AA* | CAA**6124AM* | 987TA66120C24*** | Split System | 47500 | 15.5 | 9 | 2.12 | R-454B | 650
217915615 | BRYANT HEATING AND COOLING SYSTEMS | 249VAN048**AA* | CVAMA4921XMA* | 935SB60080M21*** | Split System | 48000 | 15.5 | 9 | 2.12 | R-454B | 650
217916763 | BRYANT HEATING AND COOLING SYSTEMS | 249VAN048**AA* | CVAVA4924XMA* | 926SB60100V21*** | Split System | 48000 | 15.5 | 9 | 2.12 | R-454B | 650
217931733 | BRYANT HEATING AND COOLING SYSTEMS | 249VAN060**AA* | CAA**6024AM* | 926SB66120V24*** | Split System | 54500 | 15.5 | 9 | 2.12 | R-454B | 650
217931883 | BRYANT HEATING AND COOLING SYSTEMS | 249VAN060**AA* | CAA**6024AM* | 926TC60100V21*** | Split System | 54500 | 15.5 | 9 | 2.12 | R-454B | 650
217931943 | BRYANT HEATING AND COOLING SYSTEMS | 249VAN060**AA* | CAA**6024AM* | 927TA60100V21*** | Split System | 54500 | 15.5 | 9 | 2.12 | R-454B | 650
217931718 | BRYANT HEATING AND COOLING SYSTEMS | 249VAN060**AA* | CAA**6024AM* | 926SB60100V21*** | Split System | 54500 | 15.5 | 9 | 2.14 | R-454B | 650
217914889 | CARRIER | 27VPA948A*030* | CSAH*6012AM* | 59SP6B080V21**20 | Split System | 46000 | 15.5 | 9 | 2.1 | R-454B | 650
217916880 | CARRIER | 27VPA948A*030* | CVAVA4924XMA* | GG96VTAB60100C** | Split System | 48000 | 15.5 | 9 | 2.12 | R-454B | 650
217924264 | COMFORTMAKER | N5H9V36*K*AAA* | EA*5X42M21A* | *96VSN1002120B* | Split System | 34400 | 15.5 | 9 | 2.08 | R-454B | 650
217924271 | COMFORTMAKER | Q5H9V36*K*AAA* | EA*5X42M21A* | *96VSN1002120B* | Split System | 34400 | 15.5 | 9 | 2.08 | R-454B | 650
217929213 | COMFORTMAKER | N5H9V48*K*AAA* | EA*5X60M24A* | *97CMN1202422B* | Split System | 46000 | 15.5 | 9 | 2.08 | R-454B | 650
217929218 | COMFORTMAKER | Q5H9V48*K*AAA* | EA*5X60M24A* | *97CMN1202422B* | Split System | 46000 | 15.5 | 9 | 2.08 | R-454B | 650
217929226 | COMFORTMAKER | N5H9V48*K*AAA* | EA*5X60M24A* | *96VSN0802120B* | Split System | 46000 | 15.5 | 9 | 2.08 | R-454B | 650
217929317 | COMFORTMAKER | N5H9V48*K*AAA* | EA*5X60M24A* | *96VTN0802120B* | Split System | 46000 | 15.5 | 9 | 2.08 | R-454B | 650
217929369 | COMFORTMAKER | N5H9V48*K*AAA* | EA*5X60M24A* | *97VTN0802120A* | Split System | 46000 | 15.5 | 9 | 2.08 | R-454B | 650
217929374 | COMFORTMAKER | Q5H9V48*K*AAA* | EA*5X60M24A* | *97VTN0802120A* | Split System | 46000 | 15.5 | 9 | 2.08 | R-454B | 650
217929322 | COMFORTMAKER | Q5H9V48*K*AAA* | EA*5X60M24A* | *96VTN0802120B* | Split System | 46000 | 15.5 | 9 | 2.08 | R-454B | 650
217929231 | COMFORTMAKER | Q5H9V48*K*AAA* | EA*5X60M24A* | *96VSN0802120B* | Split System | 46000 | 15.5 | 9 | 2.08 | R-454B | 650
217931231 | COMFORTMAKER | N5H9V48*K*AAA* | ESH5X60M12A* | *96CTN1202422B* | Split System | 46500 | 15.5 | 9 | 2.08 | R-454B | 650
217930775 | COMFORTMAKER | N5H9V48*K*AAA* | ESH5X60M12A* | *80CSU0401712B* | Split System | 46500 | 15.5 | 9 | 2.08 | R-454B | 650
217931283 | COMFORTMAKER | N5H9V48*K*AAA* | ESH5X60M12A* | *97CTN1202422A* | Split System | 46500 | 15.5 | 9 | 2.08 | R-454B | 650
217930780 | COMFORTMAKER | Q5H9V48*K*AAA* | ESH5X60M12A* | *80CSU0401712B* | Split System | 46500 | 15.5 | 9 | 2.08 | R-454B | 650
217931288 | COMFORTMAKER | Q5H9V48*K*AAA* | ESH5X60M12A* | *97CTN1202422A* | Split System | 46500 | 15.5 | 9 | 2.08 | R-454B | 650
217931236 | COMFORTMAKER | Q5H9V48*K*AAA* | ESH5X60M12A* | *96CTN1202422B* | Split System | 46500 | 15.5 | 9 | 2.08 | R-454B | 650
217931114 | COMFORTMAKER | N5H9V48*K*AAA* | ESH5X60M12A* | *96VSN0802120B* | Split System | 46000 | 15.5 | 9 | 2.1 | R-454B | 650
217931205 | COMFORTMAKER | N5H9V48*K*AAA* | ESH5X60M12A* | *96CTN0802120B* | Split System | 46000 | 15.5 | 9 | 2.1 | R-454B | 650
217931257 | COMFORTMAKER | N5H9V48*K*AAA* | ESH5X60M12A* | *97CTN0802120A* | Split System | 46000 | 15.5 | 9 | 2.1 | R-454B | 650
217931322 | COMFORTMAKER | N5H9V48*K*AAA* | ESH5X60M12A* | *96VTN0802120B* | Split System | 46000 | 15.5 | 9 | 2.1 | R-454B | 650
217931010 | COMFORTMAKER | N5H9V48*K*AAA* | ESH5X60M12A* | *95CSU0802120B* | Split System | 46000 | 15.5 | 9 | 2.1 | R-454B | 650
217931387 | COMFORTMAKER | N5H9V48*K*AAA* | ESH5X60M12A* | *97VTN0802120A* | Split System | 46000 | 15.5 | 9 | 2.1 | R-454B | 650
217931327 | COMFORTMAKER | Q5H9V48*K*AAA* | ESH5X60M12A* | *96VTN0802120B* | Split System | 46000 | 15.5 | 9 | 2.1 | R-454B | 650
217931119 | COMFORTMAKER | Q5H9V48*K*AAA* | ESH5X60M12A* | *96VSN0802120B* | Split System | 46000 | 15.5 | 9 | 2.1 | R-454B | 650
217931262 | COMFORTMAKER | Q5H9V48*K*AAA* | ESH5X60M12A* | *97CTN0802120A* | Split System | 46000 | 15.5 | 9 | 2.1 | R-454B | 650
217931210 | COMFORTMAKER | Q5H9V48*K*AAA* | ESH5X60M12A* | *96CTN0802120B* | Split System | 46000 | 15.5 | 9 | 2.1 | R-454B | 650
217931392 | COMFORTMAKER | Q5H9V48*K*AAA* | ESH5X60M12A* | *97VTN0802120A* | Split System | 46000 | 15.5 | 9 | 2.1 | R-454B | 650
217931015 | COMFORTMAKER | Q5H9V48*K*AAA* | ESH5X60M12A* | *95CSU0802120B* | Split System | 46000 | 15.5 | 9 | 2.1 | R-454B | 650
217929421 | COMFORTMAKER | N5H9V48*K*AAA* | EA*5X60M24A* | OLV154F20A | Split System | 46500 | 15.5 | 9 | 2.1 | R-454B | 650
217929043 | COMFORTMAKER | N5H9V48*K*AAA* | EA*5X60M24A* | *80CSU1002120B* | Split System | 46500 | 15.5 | 9 | 2.1 | R-454B | 650
217929291 | COMFORTMAKER | N5H9V48*K*AAA* | EA*5X60M24A* | *96CTN1202422B* | Split System | 46500 | 15.5 | 9 | 2.1 | R-454B | 650
217931348 | COMFORTMAKER | N5H9V48*K*AAA* | ESH5X60M12A* | *96VTN1202422B* | Split System | 46500 | 15.5 | 9 | 2.1 | R-454B | 650
217929304 | COMFORTMAKER | N5H9V48*K*AAA* | EA*5X60M24A* | *97CTN1202422A* | Split System | 46500 | 15.5 | 9 | 2.1 | R-454B | 650
217931166 | COMFORTMAKER | N5H9V48*K*AAA* | ESH5X60M12A* | *95MSU0802120A* | Split System | 46500 | 15.5 | 9 | 2.1 | R-454B | 650
217931413 | COMFORTMAKER | N5H9V48*K*AAA* | ESH5X60M12A* | *97VTN1202422A* | Split System | 46500 | 15.5 | 9 | 2.1 | R-454B | 650
217929048 | COMFORTMAKER | Q5H9V48*K*AAA* | EA*5X60M24A* | *80CSU1002120B* | Split System | 46500 | 15.5 | 9 | 2.1 | R-454B | 650
217929426 | COMFORTMAKER | Q5H9V48*K*AAA* | EA*5X60M24A* | OLV154F20A | Split System | 46500 | 15.5 | 9 | 2.1 | R-454B | 650
217931418 | COMFORTMAKER | Q5H9V48*K*AAA* | ESH5X60M12A* | *97VTN1202422A* | Split System | 46500 | 15.5 | 9 | 2.1 | R-454B | 650
217929309 | COMFORTMAKER | Q5H9V48*K*AAA* | EA*5X60M24A* | *97CTN1202422A* | Split System | 46500 | 15.5 | 9 | 2.1 | R-454B | 650
217931171 | COMFORTMAKER | Q5H9V48*K*AAA* | ESH5X60M12A* | *95MSU0802120A* | Split System | 46500 | 15.5 | 9 | 2.1 | R-454B | 650
217929296 | COMFORTMAKER | Q5H9V48*K*AAA* | EA*5X60M24A* | *96CTN1202422B* | Split System | 46500 | 15.5 | 9 | 2.1 | R-454B | 650
217915175 | COMFORTMAKER | N5H9V48*K*AAA* | EVM5X48M21A* | *96VSN0802120B* | Split System | 46500 | 15.5 | 9 | 2.1 | R-454B | 650
217930072 | COMFORTMAKER | N5H9V48*K*AAA* | EA*5X61M24A* | *96VSN0802120B* | Split System | 47000 | 15.5 | 9 | 2.1 | R-454B | 650
217930215 | COMFORTMAKER | N5H9V48*K*AAA* | EA*5X61M24A* | *96VTN0802120B* | Split System | 47000 | 15.5 | 9 | 2.1 | R-454B | 650
217930267 | COMFORTMAKER | N5H9V48*K*AAA* | EA*5X61M24A* | *97VTN0802120A* | Split System | 47000 | 15.5 | 9 | 2.1 | R-454B | 650
217930272 | COMFORTMAKER | Q5H9V48*K*AAA* | EA*5X61M24A* | *97VTN0802120A* | Split System | 47000 | 15.5 | 9 | 2.1 | R-454B | 650
217930077 | COMFORTMAKER | Q5H9V48*K*AAA* | EA*5X61M24A* | *96VSN0802120B* | Split System | 47000 | 15.5 | 9 | 2.1 | R-454B | 650
217930220 | COMFORTMAKER | Q5H9V48*K*AAA* | EA*5X61M24A* | *96VTN0802120B* | Split System | 47000 | 15.5 | 9 | 2.1 | R-454B | 650
217916478 | COMFORTMAKER | N5H9V48*K*AAA* | EVD5X48M21A* | *95MSU1002120A* | Split System | 47000 | 15.5 | 9 | 2.1 | R-454B | 650
217915141 | COMFORTMAKER | Q5H9V48*K*AAA* | EVM5X48M21A* | *95CSU1002122B* | Split System | 47000 | 15.5 | 9 | 2.1 | R-454B | 650
217915149 | COMFORTMAKER | N5H9V48*K*AAA* | EVM5X48M21A* | *97CMN0802120B* | Split System | 47000 | 15.5 | 9 | 2.1 | R-454B | 650
217929889 | COMFORTMAKER | N5H9V48*K*AAA* | EA*5X61M24A* | *80CSU1002120B* | Split System | 47500 | 15.5 | 9 | 2.1 | R-454B | 650
217929894 | COMFORTMAKER | Q5H9V48*K*AAA* | EA*5X61M24A* | *80CSU1002120B* | Split System | 47500 | 15.5 | 9 | 2.1 | R-454B | 650
217916797 | COMFORTMAKER | Q5H9V48*K*AAA* | EVD5X49M24A* | *95MSU1002120A* | Split System | 48000 | 15.5 | 9 | 2.1 | R-454B | 650
217917053 | COMFORTMAKER | N5H9V48*K*AAA* | EVD5X60M21A* | *80CTL0702120B* | Split System | 48000 | 15.5 | 9 | 2.1 | R-454B | 650
217915892 | COMFORTMAKER | N5H9V48*K*AAA* | EVM5X60M21A* | *80CTL0702120B* | Split System | 48000 | 15.5 | 9 | 2.1 | R-454B | 650
217930163 | COMFORTMAKER | N5H9V48*K*AAA* | EA*5X61M24A* | *96CTN1202422B* | Split System | 47500 | 15.5 | 9 | 2.12 | R-454B | 650
217930202 | COMFORTMAKER | N5H9V48*K*AAA* | EA*5X61M24A* | *97CTN1202422A* | Split System | 47500 | 15.5 | 9 | 2.12 | R-454B | 650
217930207 | COMFORTMAKER | Q5H9V48*K*AAA* | EA*5X61M24A* | *97CTN1202422A* | Split System | 47500 | 15.5 | 9 | 2.12 | R-454B | 650
217930168 | COMFORTMAKER | Q5H9V48*K*AAA* | EA*5X61M24A* | *96CTN1202422B* | Split System | 47500 | 15.5 | 9 | 2.12 | R-454B | 650
217915618 | COMFORTMAKER | N5H9V48*K*AAA* | EVM5X49M21A* | *95MSU0802120A* | Split System | 48000 | 15.5 | 9 | 2.12 | R-454B | 650
217916928 | COMFORTMAKER | Q5H9V48*K*AAA* | EVD5X49M24A* | *97VTN1002120A* | Split System | 48000 | 15.5 | 9 | 2.12 | R-454B | 650
217917214 | COMFORTMAKER | Q5H9V48*K*AAA* | EVD5X60M21A* | *95MSU0802120A* | Split System | 48500 | 15.5 | 9 | 2.12 | R-454B | 650
217917940 | COMFORTMAKER | Q5H9V48*K*AAA* | EVD5X61M24A* | *95CSU0802120B* | Split System | 49000 | 15.5 | 9 | 2.12 | R-454B | 650
217931946 | COMFORTMAKER | N5H9V60*K*AAA* | EA*5X60M24A* | *97VTN1002120A* | Split System | 54500 | 15.5 | 9 | 2.12 | R-454B | 650
217931736 | COMFORTMAKER | N5H9V60*K*AAA* | EA*5X60M24A* | *96VSN1202422B* | Split System | 54500 | 15.5 | 9 | 2.12 | R-454B | 650
217931886 | COMFORTMAKER | N5H9V60*K*AAA* | EA*5X60M24A* | *96VTN1002120B* | Split System | 54500 | 15.5 | 9 | 2.12 | R-454B | 650
217931743 | COMFORTMAKER | Q5H9V60*K*AAA* | EA*5X60M24A* | *96VSN1202422B* | Split System | 54500 | 15.5 | 9 | 2.12 | R-454B | 650
217931893 | COMFORTMAKER | Q5H9V60*K*AAA* | EA*5X60M24A* | *96VTN1002120B* | Split System | 54500 | 15.5 | 9 | 2.12 | R-454B | 650
217931953 | COMFORTMAKER | Q5H9V60*K*AAA* | EA*5X60M24A* | *97VTN1002120A* | Split System | 54500 | 15.5 | 9 | 2.12 | R-454B | 650
217931721 | COMFORTMAKER | N5H9V60*K*AAA* | EA*5X60M24A* | *96VSN1002120B* | Split System | 54500 | 15.5 | 9 | 2.14 | R-454B | 650
217931728 | COMFORTMAKER | Q5H9V60*K*AAA* | EA*5X60M24A* | *96VSN1002120B* | Split System | 54500 | 15.5 | 9 | 2.14 | R-454B | 650
217924265 | DAY & NIGHT | N5H9V36*K*AAA* | EA*5X42M21A* | *96VSN1002120B* | Split System | 34400 | 15.5 | 9 | 2.08 | R-454B | 650
217924272 | DAY & NIGHT | Q5H9V36*K*AAA* | EA*5X42M21A* | *96VSN1002120B* | Split System | 34400 | 15.5 | 9 | 2.08 | R-454B | 650
217929214 | DAY & NIGHT | N5H9V48*K*AAA* | EA*5X60M24A* | *97CMN1202422B* | Split System | 46000 | 15.5 | 9 | 2.08 | R-454B | 650
217929219 | DAY & NIGHT | Q5H9V48*K*AAA* | EA*5X60M24A* | *97CMN1202422B* | Split System | 46000 | 15.5 | 9 | 2.08 | R-454B | 650
217929370 | DAY & NIGHT | N5H9V48*K*AAA* | EA*5X60M24A* | *97VTN0802120A* | Split System | 46000 | 15.5 | 9 | 2.08 | R-454B | 650
217929227 | DAY & NIGHT | N5H9V48*K*AAA* | EA*5X60M24A* | *96VSN0802120B* | Split System | 46000 | 15.5 | 9 | 2.08 | R-454B | 650
217929318 | DAY & NIGHT | N5H9V48*K*AAA* | EA*5X60M24A* | *96VTN0802120B* | Split System | 46000 | 15.5 | 9 | 2.08 | R-454B | 650
217929232 | DAY & NIGHT | Q5H9V48*K*AAA* | EA*5X60M24A* | *96VSN0802120B* | Split System | 46000 | 15.5 | 9 | 2.08 | R-454B | 650
217929323 | DAY & NIGHT | Q5H9V48*K*AAA* | EA*5X60M24A* | *96VTN0802120B* | Split System | 46000 | 15.5 | 9 | 2.08 | R-454B | 650
217929375 | DAY & NIGHT | Q5H9V48*K*AAA* | EA*5X60M24A* | *97VTN0802120A* | Split System | 46000 | 15.5 | 9 | 2.08 | R-454B | 650
217931232 | DAY & NIGHT | N5H9V48*K*AAA* | ESH5X60M12A* | *96CTN1202422B* | Split System | 46500 | 15.5 | 9 | 2.08 | R-454B | 650
217931284 | DAY & NIGHT | N5H9V48*K*AAA* | ESH5X60M12A* | *97CTN1202422A* | Split System | 46500 | 15.5 | 9 | 2.08 | R-454B | 650
217930776 | DAY & NIGHT | N5H9V48*K*AAA* | ESH5X60M12A* | *80CSU0401712B* | Split System | 46500 | 15.5 | 9 | 2.08 | R-454B | 650
217931289 | DAY & NIGHT | Q5H9V48*K*AAA* | ESH5X60M12A* | *97CTN1202422A* | Split System | 46500 | 15.5 | 9 | 2.08 | R-454B | 650
217930781 | DAY & NIGHT | Q5H9V48*K*AAA* | ESH5X60M12A* | *80CSU0401712B* | Split System | 46500 | 15.5 | 9 | 2.08 | R-454B | 650
217931237 | DAY & NIGHT | Q5H9V48*K*AAA* | ESH5X60M12A* | *96CTN1202422B* | Split System | 46500 | 15.5 | 9 | 2.08 | R-454B | 650
217931011 | DAY & NIGHT | N5H9V48*K*AAA* | ESH5X60M12A* | *95CSU0802120B* | Split System | 46000 | 15.5 | 9 | 2.1 | R-454B | 650
217931206 | DAY & NIGHT | N5H9V48*K*AAA* | ESH5X60M12A* | *96CTN0802120B* | Split System | 46000 | 15.5 | 9 | 2.1 | R-454B | 650
217931388 | DAY & NIGHT | N5H9V48*K*AAA* | ESH5X60M12A* | *97VTN0802120A* | Split System | 46000 | 15.5 | 9 | 2.1 | R-454B | 650
217931323 | DAY & NIGHT | N5H9V48*K*AAA* | ESH5X60M12A* | *96VTN0802120B* | Split System | 46000 | 15.5 | 9 | 2.1 | R-454B | 650
217931258 | DAY & NIGHT | N5H9V48*K*AAA* | ESH5X60M12A* | *97CTN0802120A* | Split System | 46000 | 15.5 | 9 | 2.1 | R-454B | 650
217931115 | DAY & NIGHT | N5H9V48*K*AAA* | ESH5X60M12A* | *96VSN0802120B* | Split System | 46000 | 15.5 | 9 | 2.1 | R-454B | 650
217931120 | DAY & NIGHT | Q5H9V48*K*AAA* | ESH5X60M12A* | *96VSN0802120B* | Split System | 46000 | 15.5 | 9 | 2.1 | R-454B | 650
217931263 | DAY & NIGHT | Q5H9V48*K*AAA* | ESH5X60M12A* | *97CTN0802120A* | Split System | 46000 | 15.5 | 9 | 2.1 | R-454B | 650
217931211 | DAY & NIGHT | Q5H9V48*K*AAA* | ESH5X60M12A* | *96CTN0802120B* | Split System | 46000 | 15.5 | 9 | 2.1 | R-454B | 650
217931328 | DAY & NIGHT | Q5H9V48*K*AAA* | ESH5X60M12A* | *96VTN0802120B* | Split System | 46000 | 15.5 | 9 | 2.1 | R-454B | 650
217931393 | DAY & NIGHT | Q5H9V48*K*AAA* | ESH5X60M12A* | *97VTN0802120A* | Split System | 46000 | 15.5 | 9 | 2.1 | R-454B | 650
217929292 | DAY & NIGHT | N5H9V48*K*AAA* | EA*5X60M24A* | *96CTN1202422B* | Split System | 46500 | 15.5 | 9 | 2.1 | R-454B | 650
217929422 | DAY & NIGHT | N5H9V48*K*AAA* | EA*5X60M24A* | OLV154F20A | Split System | 46500 | 15.5 | 9 | 2.1 | R-454B | 650
217931414 | DAY & NIGHT | N5H9V48*K*AAA* | ESH5X60M12A* | *97VTN1202422A* | Split System | 46500 | 15.5 | 9 | 2.1 | R-454B | 650
217929305 | DAY & NIGHT | N5H9V48*K*AAA* | EA*5X60M24A* | *97CTN1202422A* | Split System | 46500 | 15.5 | 9 | 2.1 | R-454B | 650
217931349 | DAY & NIGHT | N5H9V48*K*AAA* | ESH5X60M12A* | *96VTN1202422B* | Split System | 46500 | 15.5 | 9 | 2.1 | R-454B | 650
217929044 | DAY & NIGHT | N5H9V48*K*AAA* | EA*5X60M24A* | *80CSU1002120B* | Split System | 46500 | 15.5 | 9 | 2.1 | R-454B | 650
217931167 | DAY & NIGHT | N5H9V48*K*AAA* | ESH5X60M12A* | *95MSU0802120A* | Split System | 46500 | 15.5 | 9 | 2.1 | R-454B | 650
217929310 | DAY & NIGHT | Q5H9V48*K*AAA* | EA*5X60M24A* | *97CTN1202422A* | Split System | 46500 | 15.5 | 9 | 2.1 | R-454B | 650
217929427 | DAY & NIGHT | Q5H9V48*K*AAA* | EA*5X60M24A* | OLV154F20A | Split System | 46500 | 15.5 | 9 | 2.1 | R-454B | 650
217929297 | DAY & NIGHT | Q5H9V48*K*AAA* | EA*5X60M24A* | *96CTN1202422B* | Split System | 46500 | 15.5 | 9 | 2.1 | R-454B | 650
217929049 | DAY & NIGHT | Q5H9V48*K*AAA* | EA*5X60M24A* | *80CSU1002120B* | Split System | 46500 | 15.5 | 9 | 2.1 | R-454B | 650
217931354 | DAY & NIGHT | Q5H9V48*K*AAA* | ESH5X60M12A* | *96VTN1202422B* | Split System | 46500 | 15.5 | 9 | 2.1 | R-454B | 650
217931172 | DAY & NIGHT | Q5H9V48*K*AAA* | ESH5X60M12A* | *95MSU0802120A* | Split System | 46500 | 15.5 | 9 | 2.1 | R-454B | 650
217916237 | DAY & NIGHT | Q5H9V48*K*AAA* | EVD5X48M21A* | *80CSU0601716B* | Split System | 46500 | 15.5 | 9 | 2.1 | R-454B | 650
217915181 | DAY & NIGHT | Q5H9V48*K*AAA* | EVM5X48M21A* | *96VSN0802120B* | Split System | 46500 | 15.5 | 9 | 2.1 | R-454B | 650
217930073 | DAY & NIGHT | N5H9V48*K*AAA* | EA*5X61M24A* | *96VSN0802120B* | Split System | 47000 | 15.5 | 9 | 2.1 | R-454B | 650
217930216 | DAY & NIGHT | N5H9V48*K*AAA* | EA*5X61M24A* | *96VTN0802120B* | Split System | 47000 | 15.5 | 9 | 2.1 | R-454B | 650
217930268 | DAY & NIGHT | N5H9V48*K*AAA* | EA*5X61M24A* | *97VTN0802120A* | Split System | 47000 | 15.5 | 9 | 2.1 | R-454B | 650
217930273 | DAY & NIGHT | Q5H9V48*K*AAA* | EA*5X61M24A* | *97VTN0802120A* | Split System | 47000 | 15.5 | 9 | 2.1 | R-454B | 650
217930078 | DAY & NIGHT | Q5H9V48*K*AAA* | EA*5X61M24A* | *96VSN0802120B* | Split System | 47000 | 15.5 | 9 | 2.1 | R-454B | 650
217930221 | DAY & NIGHT | Q5H9V48*K*AAA* | EA*5X61M24A* | *96VTN0802120B* | Split System | 47000 | 15.5 | 9 | 2.1 | R-454B | 650
217916484 | DAY & NIGHT | Q5H9V48*K*AAA* | EVD5X48M21A* | *95MSU1002120A* | Split System | 47000 | 15.5 | 9 | 2.1 | R-454B | 650
217929890 | DAY & NIGHT | N5H9V48*K*AAA* | EA*5X61M24A* | *80CSU1002120B* | Split System | 47500 | 15.5 | 9 | 2.1 | R-454B | 650
217929895 | DAY & NIGHT | Q5H9V48*K*AAA* | EA*5X61M24A* | *80CSU1002120B* | Split System | 47500 | 15.5 | 9 | 2.1 | R-454B | 650
217917054 | DAY & NIGHT | N5H9V48*K*AAA* | EVD5X60M21A* | *80CTL0702120B* | Split System | 48000 | 15.5 | 9 | 2.1 | R-454B | 650
217930203 | DAY & NIGHT | N5H9V48*K*AAA* | EA*5X61M24A* | *97CTN1202422A* | Split System | 47500 | 15.5 | 9 | 2.12 | R-454B | 650
217930164 | DAY & NIGHT | N5H9V48*K*AAA* | EA*5X61M24A* | *96CTN1202422B* | Split System | 47500 | 15.5 | 9 | 2.12 | R-454B | 650
217930169 | DAY & NIGHT | Q5H9V48*K*AAA* | EA*5X61M24A* | *96CTN1202422B* | Split System | 47500 | 15.5 | 9 | 2.12 | R-454B | 650
217930208 | DAY & NIGHT | Q5H9V48*K*AAA* | EA*5X61M24A* | *97CTN1202422A* | Split System | 47500 | 15.5 | 9 | 2.12 | R-454B | 650
217917119 | DAY & NIGHT | N5H9V48*K*AAA* | EVD5X60M21A* | *95CSU0802120B* | Split System | 48000 | 15.5 | 9 | 2.12 | R-454B | 650
217915624 | DAY & NIGHT | Q5H9V48*K*AAA* | EVM5X49M21A* | *95MSU0802120A* | Split System | 48000 | 15.5 | 9 | 2.12 | R-454B | 650
217916754 | DAY & NIGHT | N5H9V48*K*AAA* | EVD5X49M24A* | *96VSN0802120B* | Split System | 48000 | 15.5 | 9 | 2.12 | R-454B | 650
217917941 | DAY & NIGHT | Q5H9V48*K*AAA* | EVD5X61M24A* | *95CSU0802120B* | Split System | 49000 | 15.5 | 9 | 2.12 | R-454B | 650
217931947 | DAY & NIGHT | N5H9V60*K*AAA* | EA*5X60M24A* | *97VTN1002120A* | Split System | 54500 | 15.5 | 9 | 2.12 | R-454B | 650
217931737 | DAY & NIGHT | N5H9V60*K*AAA* | EA*5X60M24A* | *96VSN1202422B* | Split System | 54500 | 15.5 | 9 | 2.12 | R-454B | 650
217931954 | DAY & NIGHT | Q5H9V60*K*AAA* | EA*5X60M24A* | *97VTN1002120A* | Split System | 54500 | 15.5 | 9 | 2.12 | R-454B | 650
217931744 | DAY & NIGHT | Q5H9V60*K*AAA* | EA*5X60M24A* | *96VSN1202422B* | Split System | 54500 | 15.5 | 9 | 2.12 | R-454B | 650
217931894 | DAY & NIGHT | Q5H9V60*K*AAA* | EA*5X60M24A* | *96VTN1002120B* | Split System | 54500 | 15.5 | 9 | 2.12 | R-454B | 650
217931722 | DAY & NIGHT | N5H9V60*K*AAA* | EA*5X60M24A* | *96VSN1002120B* | Split System | 54500 | 15.5 | 9 | 2.14 | R-454B | 650
217931729 | DAY & NIGHT | Q5H9V60*K*AAA* | EA*5X60M24A* | *96VSN1002120B* | Split System | 54500 | 15.5 | 9 | 2.14 | R-454B | 650
217924266 | HEIL | N5H9V36*K*AAA* | EA*5X42M21A* | *96VSN1002120B* | Split System | 34400 | 15.5 | 9 | 2.08 | R-454B | 650
217929215 | HEIL | N5H9V48*K*AAA* | EA*5X60M24A* | *97CMN1202422B* | Split System | 46000 | 15.5 | 9 | 2.08 | R-454B | 650
217929220 | HEIL | Q5H9V48*K*AAA* | EA*5X60M24A* | *97CMN1202422B* | Split System | 46000 | 15.5 | 9 | 2.08 | R-454B | 650
217929371 | HEIL | N5H9V48*K*AAA* | EA*5X60M24A* | *97VTN0802120A* | Split System | 46000 | 15.5 | 9 | 2.08 | R-454B | 650
217929228 | HEIL | N5H9V48*K*AAA* | EA*5X60M24A* | *96VSN0802120B* | Split System | 46000 | 15.5 | 9 | 2.08 | R-454B | 650
217929319 | HEIL | N5H9V48*K*AAA* | EA*5X60M24A* | *96VTN0802120B* | Split System | 46000 | 15.5 | 9 | 2.08 | R-454B | 650
217929324 | HEIL | Q5H9V48*K*AAA* | EA*5X60M24A* | *96VTN0802120B* | Split System | 46000 | 15.5 | 9 | 2.08 | R-454B | 650
217929376 | HEIL | Q5H9V48*K*AAA* | EA*5X60M24A* | *97VTN0802120A* | Split System | 46000 | 15.5 | 9 | 2.08 | R-454B | 650
217929233 | HEIL | Q5H9V48*K*AAA* | EA*5X60M24A* | *96VSN0802120B* | Split System | 46000 | 15.5 | 9 | 2.08 | R-454B | 650
217931285 | HEIL | N5H9V48*K*AAA* | ESH5X60M12A* | *97CTN1202422A* | Split System | 46500 | 15.5 | 9 | 2.08 | R-454B | 650
217930777 | HEIL | N5H9V48*K*AAA* | ESH5X60M12A* | *80CSU0401712B* | Split System | 46500 | 15.5 | 9 | 2.08 | R-454B | 650
217931233 | HEIL | N5H9V48*K*AAA* | ESH5X60M12A* | *96CTN1202422B* | Split System | 46500 | 15.5 | 9 | 2.08 | R-454B | 650
217931290 | HEIL | Q5H9V48*K*AAA* | ESH5X60M12A* | *97CTN1202422A* | Split System | 46500 | 15.5 | 9 | 2.08 | R-454B | 650
217931238 | HEIL | Q5H9V48*K*AAA* | ESH5X60M12A* | *96CTN1202422B* | Split System | 46500 | 15.5 | 9 | 2.08 | R-454B | 650
217930782 | HEIL | Q5H9V48*K*AAA* | ESH5X60M12A* | *80CSU0401712B* | Split System | 46500 | 15.5 | 9 | 2.08 | R-454B | 650
217931259 | HEIL | N5H9V48*K*AAA* | ESH5X60M12A* | *97CTN0802120A* | Split System | 46000 | 15.5 | 9 | 2.1 | R-454B | 650
217931389 | HEIL | N5H9V48*K*AAA* | ESH5X60M12A* | *97VTN0802120A* | Split System | 46000 | 15.5 | 9 | 2.1 | R-454B | 650
217931012 | HEIL | N5H9V48*K*AAA* | ESH5X60M12A* | *95CSU0802120B* | Split System | 46000 | 15.5 | 9 | 2.1 | R-454B | 650
217931324 | HEIL | N5H9V48*K*AAA* | ESH5X60M12A* | *96VTN0802120B* | Split System | 46000 | 15.5 | 9 | 2.1 | R-454B | 650
217931207 | HEIL | N5H9V48*K*AAA* | ESH5X60M12A* | *96CTN0802120B* | Split System | 46000 | 15.5 | 9 | 2.1 | R-454B | 650
217931017 | HEIL | Q5H9V48*K*AAA* | ESH5X60M12A* | *95CSU0802120B* | Split System | 46000 | 15.5 | 9 | 2.1 | R-454B | 650
217931121 | HEIL | Q5H9V48*K*AAA* | ESH5X60M12A* | *96VSN0802120B* | Split System | 46000 | 15.5 | 9 | 2.1 | R-454B | 650
217931212 | HEIL | Q5H9V48*K*AAA* | ESH5X60M12A* | *96CTN0802120B* | Split System | 46000 | 15.5 | 9 | 2.1 | R-454B | 650
217931264 | HEIL | Q5H9V48*K*AAA* | ESH5X60M12A* | *97CTN0802120A* | Split System | 46000 | 15.5 | 9 | 2.1 | R-454B | 650
217931329 | HEIL | Q5H9V48*K*AAA* | ESH5X60M12A* | *96VTN0802120B* | Split System | 46000 | 15.5 | 9 | 2.1 | R-454B | 650
217931394 | HEIL | Q5H9V48*K*AAA* | ESH5X60M12A* | *97VTN0802120A* | Split System | 46000 | 15.5 | 9 | 2.1 | R-454B | 650
217931350 | HEIL | N5H9V48*K*AAA* | ESH5X60M12A* | *96VTN1202422B* | Split System | 46500 | 15.5 | 9 | 2.1 | R-454B | 650
217931415 | HEIL | N5H9V48*K*AAA* | ESH5X60M12A* | *97VTN1202422A* | Split System | 46500 | 15.5 | 9 | 2.1 | R-454B | 650
217929306 | HEIL | N5H9V48*K*AAA* | EA*5X60M24A* | *97CTN1202422A* | Split System | 46500 | 15.5 | 9 | 2.1 | R-454B | 650
217929423 | HEIL | N5H9V48*K*AAA* | EA*5X60M24A* | OLV154F20A | Split System | 46500 | 15.5 | 9 | 2.1 | R-454B | 650
217929045 | HEIL | N5H9V48*K*AAA* | EA*5X60M24A* | *80CSU1002120B* | Split System | 46500 | 15.5 | 9 | 2.1 | R-454B | 650
217929293 | HEIL | N5H9V48*K*AAA* | EA*5X60M24A* | *96CTN1202422B* | Split System | 46500 | 15.5 | 9 | 2.1 | R-454B | 650
217929050 | HEIL | Q5H9V48*K*AAA* | EA*5X60M24A* | *80CSU1002120B* | Split System | 46500 | 15.5 | 9 | 2.1 | R-454B | 650
217931420 | HEIL | Q5H9V48*K*AAA* | ESH5X60M12A* | *97VTN1202422A* | Split System | 46500 | 15.5 | 9 | 2.1 | R-454B | 650
217931173 | HEIL | Q5H9V48*K*AAA* | ESH5X60M12A* | *95MSU0802120A* | Split System | 46500 | 15.5 | 9 | 2.1 | R-454B | 650
217931355 | HEIL | Q5H9V48*K*AAA* | ESH5X60M12A* | *96VTN1202422B* | Split System | 46500 | 15.5 | 9 | 2.1 | R-454B | 650
217929298 | HEIL | Q5H9V48*K*AAA* | EA*5X60M24A* | *96CTN1202422B* | Split System | 46500 | 15.5 | 9 | 2.1 | R-454B | 650
217929311 | HEIL | Q5H9V48*K*AAA* | EA*5X60M24A* | *97CTN1202422A* | Split System | 46500 | 15.5 | 9 | 2.1 | R-454B | 650
217929428 | HEIL | Q5H9V48*K*AAA* | EA*5X60M24A* | OLV154F20A | Split System | 46500 | 15.5 | 9 | 2.1 | R-454B | 650
217930074 | HEIL | N5H9V48*K*AAA* | EA*5X61M24A* | *96VSN0802120B* | Split System | 47000 | 15.5 | 9 | 2.1 | R-454B | 650
217930269 | HEIL | N5H9V48*K*AAA* | EA*5X61M24A* | *97VTN0802120A* | Split System | 47000 | 15.5 | 9 | 2.1 | R-454B | 650
217930222 | HEIL | Q5H9V48*K*AAA* | EA*5X61M24A* | *96VTN0802120B* | Split System | 47000 | 15.5 | 9 | 2.1 | R-454B | 650
217930274 | HEIL | Q5H9V48*K*AAA* | EA*5X61M24A* | *97VTN0802120A* | Split System | 47000 | 15.5 | 9 | 2.1 | R-454B | 650
217930079 | HEIL | Q5H9V48*K*AAA* | EA*5X61M24A* | *96VSN0802120B* | Split System | 47000 | 15.5 | 9 | 2.1 | R-454B | 650
217915216 | HEIL | N5H9V48*K*AAA* | EVM5X48M21A* | *95MSU1002120A* | Split System | 47000 | 15.5 | 9 | 2.1 | R-454B | 650
217916259 | HEIL | N5H9V48*K*AAA* | EVD5X48M21A* | *80CSU1002120B* | Split System | 47000 | 15.5 | 9 | 2.1 | R-454B | 650
217916225 | HEIL | Q5H9V48*K*AAA* | EVD5X48M21A* | *80CSU0401712B* | Split System | 47000 | 15.5 | 9 | 2.1 | R-454B | 650
217929891 | HEIL | N5H9V48*K*AAA* | EA*5X61M24A* | *80CSU1002120B* | Split System | 47500 | 15.5 | 9 | 2.1 | R-454B | 650
217929896 | HEIL | Q5H9V48*K*AAA* | EA*5X61M24A* | *80CSU1002120B* | Split System | 47500 | 15.5 | 9 | 2.1 | R-454B | 650
217917055 | HEIL | N5H9V48*K*AAA* | EVD5X60M21A* | *80CTL0702120B* | Split System | 48000 | 15.5 | 9 | 2.1 | R-454B | 650
217930204 | HEIL | N5H9V48*K*AAA* | EA*5X61M24A* | *97CTN1202422A* | Split System | 47500 | 15.5 | 9 | 2.12 | R-454B | 650
217930170 | HEIL | Q5H9V48*K*AAA* | EA*5X61M24A* | *96CTN1202422B* | Split System | 47500 | 15.5 | 9 | 2.12 | R-454B | 650
217930209 | HEIL | Q5H9V48*K*AAA* | EA*5X61M24A* | *97CTN1202422A* | Split System | 47500 | 15.5 | 9 | 2.12 | R-454B | 650
217916755 | HEIL | N5H9V48*K*AAA* | EVD5X49M24A* | *96VSN0802120B* | Split System | 48000 | 15.5 | 9 | 2.12 | R-454B | 650
217916877 | HEIL | Q5H9V48*K*AAA* | EVD5X49M24A* | *96VTN0802120B* | Split System | 48000 | 15.5 | 9 | 2.12 | R-454B | 650
217917871 | HEIL | N5H9V48*K*AAA* | EVD5X61M24A* | *80CTL0702120B* | Split System | 48500 | 15.5 | 9 | 2.12 | R-454B | 650
217917942 | HEIL | Q5H9V48*K*AAA* | EVD5X61M24A* | *95CSU0802120B* | Split System | 49000 | 15.5 | 9 | 2.12 | R-454B | 650
217931738 | HEIL | N5H9V60*K*AAA* | EA*5X60M24A* | *96VSN1202422B* | Split System | 54500 | 15.5 | 9 | 2.12 | R-454B | 650
217931948 | HEIL | N5H9V60*K*AAA* | EA*5X60M24A* | *97VTN1002120A* | Split System | 54500 | 15.5 | 9 | 2.12 | R-454B | 650
217931888 | HEIL | N5H9V60*K*AAA* | EA*5X60M24A* | *96VTN1002120B* | Split System | 54500 | 15.5 | 9 | 2.12 | R-454B | 650
217931895 | HEIL | Q5H9V60*K*AAA* | EA*5X60M24A* | *96VTN1002120B* | Split System | 54500 | 15.5 | 9 | 2.12 | R-454B | 650
217931745 | HEIL | Q5H9V60*K*AAA* | EA*5X60M24A* | *96VSN1202422B* | Split System | 54500 | 15.5 | 9 | 2.12 | R-454B | 650
217931955 | HEIL | Q5H9V60*K*AAA* | EA*5X60M24A* | *97VTN1002120A* | Split System | 54500 | 15.5 | 9 | 2.12 | R-454B | 650
217931723 | HEIL | N5H9V60*K*AAA* | EA*5X60M24A* | *96VSN1002120B* | Split System | 54500 | 15.5 | 9 | 2.14 | R-454B | 650
217931730 | HEIL | Q5H9V60*K*AAA* | EA*5X60M24A* | *96VSN1002120B* | Split System | 54500 | 15.5 | 9 | 2.14 | R-454B | 650
217924267 | KEEPRITE | N5H9V36*K*AAA* | EA*5X42M21A* | *96VSN1002120B* | Split System | 34400 | 15.5 | 9 | 2.08 | R-454B | 650
217929216 | KEEPRITE | N5H9V48*K*AAA* | EA*5X60M24A* | *97CMN1202422B* | Split System | 46000 | 15.5 | 9 | 2.08 | R-454B | 650
217929221 | KEEPRITE | Q5H9V48*K*AAA* | EA*5X60M24A* | *97CMN1202422B* | Split System | 46000 | 15.5 | 9 | 2.08 | R-454B | 650
217929372 | KEEPRITE | N5H9V48*K*AAA* | EA*5X60M24A* | *97VTN0802120A* | Split System | 46000 | 15.5 | 9 | 2.08 | R-454B | 650
217929320 | KEEPRITE | N5H9V48*K*AAA* | EA*5X60M24A* | *96VTN0802120B* | Split System | 46000 | 15.5 | 9 | 2.08 | R-454B | 650
217929234 | KEEPRITE | Q5H9V48*K*AAA* | EA*5X60M24A* | *96VSN0802120B* | Split System | 46000 | 15.5 | 9 | 2.08 | R-454B | 650
217929325 | KEEPRITE | Q5H9V48*K*AAA* | EA*5X60M24A* | *96VTN0802120B* | Split System | 46000 | 15.5 | 9 | 2.08 | R-454B | 650
217929377 | KEEPRITE | Q5H9V48*K*AAA* | EA*5X60M24A* | *97VTN0802120A* | Split System | 46000 | 15.5 | 9 | 2.08 | R-454B | 650
217931234 | KEEPRITE | N5H9V48*K*AAA* | ESH5X60M12A* | *96CTN1202422B* | Split System | 46500 | 15.5 | 9 | 2.08 | R-454B | 650
217930778 | KEEPRITE | N5H9V48*K*AAA* | ESH5X60M12A* | *80CSU0401712B* | Split System | 46500 | 15.5 | 9 | 2.08 | R-454B | 650
217931286 | KEEPRITE | N5H9V48*K*AAA* | ESH5X60M12A* | *97CTN1202422A* | Split System | 46500 | 15.5 | 9 | 2.08 | R-454B | 650
217930783 | KEEPRITE | Q5H9V48*K*AAA* | ESH5X60M12A* | *80CSU0401712B* | Split System | 46500 | 15.5 | 9 | 2.08 | R-454B | 650
217931239 | KEEPRITE | Q5H9V48*K*AAA* | ESH5X60M12A* | *96CTN1202422B* | Split System | 46500 | 15.5 | 9 | 2.08 | R-454B | 650
217931291 | KEEPRITE | Q5H9V48*K*AAA* | ESH5X60M12A* | *97CTN1202422A* | Split System | 46500 | 15.5 | 9 | 2.08 | R-454B | 650
217931325 | KEEPRITE | N5H9V48*K*AAA* | ESH5X60M12A* | *96VTN0802120B* | Split System | 46000 | 15.5 | 9 | 2.1 | R-454B | 650
217931260 | KEEPRITE | N5H9V48*K*AAA* | ESH5X60M12A* | *97CTN0802120A* | Split System | 46000 | 15.5 | 9 | 2.1 | R-454B | 650
217931390 | KEEPRITE | N5H9V48*K*AAA* | ESH5X60M12A* | *97VTN0802120A* | Split System | 46000 | 15.5 | 9 | 2.1 | R-454B | 650
217931013 | KEEPRITE | N5H9V48*K*AAA* | ESH5X60M12A* | *95CSU0802120B* | Split System | 46000 | 15.5 | 9 | 2.1 | R-454B | 650
217931208 | KEEPRITE | N5H9V48*K*AAA* | ESH5X60M12A* | *96CTN0802120B* | Split System | 46000 | 15.5 | 9 | 2.1 | R-454B | 650
217931018 | KEEPRITE | Q5H9V48*K*AAA* | ESH5X60M12A* | *95CSU0802120B* | Split System | 46000 | 15.5 | 9 | 2.1 | R-454B | 650
217931122 | KEEPRITE | Q5H9V48*K*AAA* | ESH5X60M12A* | *96VSN0802120B* | Split System | 46000 | 15.5 | 9 | 2.1 | R-454B | 650
217931213 | KEEPRITE | Q5H9V48*K*AAA* | ESH5X60M12A* | *96CTN0802120B* | Split System | 46000 | 15.5 | 9 | 2.1 | R-454B | 650
217931330 | KEEPRITE | Q5H9V48*K*AAA* | ESH5X60M12A* | *96VTN0802120B* | Split System | 46000 | 15.5 | 9 | 2.1 | R-454B | 650
217931265 | KEEPRITE | Q5H9V48*K*AAA* | ESH5X60M12A* | *97CTN0802120A* | Split System | 46000 | 15.5 | 9 | 2.1 | R-454B | 650
217931395 | KEEPRITE | Q5H9V48*K*AAA* | ESH5X60M12A* | *97VTN0802120A* | Split System | 46000 | 15.5 | 9 | 2.1 | R-454B | 650
217929424 | KEEPRITE | N5H9V48*K*AAA* | EA*5X60M24A* | OLV154F20A | Split System | 46500 | 15.5 | 9 | 2.1 | R-454B | 650
217931351 | KEEPRITE | N5H9V48*K*AAA* | ESH5X60M12A* | *96VTN1202422B* | Split System | 46500 | 15.5 | 9 | 2.1 | R-454B | 650
217931169 | KEEPRITE | N5H9V48*K*AAA* | ESH5X60M12A* | *95MSU0802120A* | Split System | 46500 | 15.5 | 9 | 2.1 | R-454B | 650
217931416 | KEEPRITE | N5H9V48*K*AAA* | ESH5X60M12A* | *97VTN1202422A* | Split System | 46500 | 15.5 | 9 | 2.1 | R-454B | 650
217929307 | KEEPRITE | N5H9V48*K*AAA* | EA*5X60M24A* | *97CTN1202422A* | Split System | 46500 | 15.5 | 9 | 2.1 | R-454B | 650
217929294 | KEEPRITE | N5H9V48*K*AAA* | EA*5X60M24A* | *96CTN1202422B* | Split System | 46500 | 15.5 | 9 | 2.1 | R-454B | 650
217929046 | KEEPRITE | N5H9V48*K*AAA* | EA*5X60M24A* | *80CSU1002120B* | Split System | 46500 | 15.5 | 9 | 2.1 | R-454B | 650
217929051 | KEEPRITE | Q5H9V48*K*AAA* | EA*5X60M24A* | *80CSU1002120B* | Split System | 46500 | 15.5 | 9 | 2.1 | R-454B | 650
217931174 | KEEPRITE | Q5H9V48*K*AAA* | ESH5X60M12A* | *95MSU0802120A* | Split System | 46500 | 15.5 | 9 | 2.1 | R-454B | 650
217929299 | KEEPRITE | Q5H9V48*K*AAA* | EA*5X60M24A* | *96CTN1202422B* | Split System | 46500 | 15.5 | 9 | 2.1 | R-454B | 650
217931356 | KEEPRITE | Q5H9V48*K*AAA* | ESH5X60M12A* | *96VTN1202422B* | Split System | 46500 | 15.5 | 9 | 2.1 | R-454B | 650
217931421 | KEEPRITE | Q5H9V48*K*AAA* | ESH5X60M12A* | *97VTN1202422A* | Split System | 46500 | 15.5 | 9 | 2.1 | R-454B | 650
217929312 | KEEPRITE | Q5H9V48*K*AAA* | EA*5X60M24A* | *97CTN1202422A* | Split System | 46500 | 15.5 | 9 | 2.1 | R-454B | 650
217929429 | KEEPRITE | Q5H9V48*K*AAA* | EA*5X60M24A* | OLV154F20A | Split System | 46500 | 15.5 | 9 | 2.1 | R-454B | 650
217930075 | KEEPRITE | N5H9V48*K*AAA* | EA*5X61M24A* | *96VSN0802120B* | Split System | 47000 | 15.5 | 9 | 2.1 | R-454B | 650
217930218 | KEEPRITE | N5H9V48*K*AAA* | EA*5X61M24A* | *96VTN0802120B* | Split System | 47000 | 15.5 | 9 | 2.1 | R-454B | 650
217930270 | KEEPRITE | N5H9V48*K*AAA* | EA*5X61M24A* | *97VTN0802120A* | Split System | 47000 | 15.5 | 9 | 2.1 | R-454B | 650
217930080 | KEEPRITE | Q5H9V48*K*AAA* | EA*5X61M24A* | *96VSN0802120B* | Split System | 47000 | 15.5 | 9 | 2.1 | R-454B | 650
217930223 | KEEPRITE | Q5H9V48*K*AAA* | EA*5X61M24A* | *96VTN0802120B* | Split System | 47000 | 15.5 | 9 | 2.1 | R-454B | 650
217930275 | KEEPRITE | Q5H9V48*K*AAA* | EA*5X61M24A* | *97VTN0802120A* | Split System | 47000 | 15.5 | 9 | 2.1 | R-454B | 650
217929892 | KEEPRITE | N5H9V48*K*AAA* | EA*5X61M24A* | *80CSU1002120B* | Split System | 47500 | 15.5 | 9 | 2.1 | R-454B | 650
217929897 | KEEPRITE | Q5H9V48*K*AAA* | EA*5X61M24A* | *80CSU1002120B* | Split System | 47500 | 15.5 | 9 | 2.1 | R-454B | 650
217930205 | KEEPRITE | N5H9V48*K*AAA* | EA*5X61M24A* | *97CTN1202422A* | Split System | 47500 | 15.5 | 9 | 2.12 | R-454B | 650
217930166 | KEEPRITE | N5H9V48*K*AAA* | EA*5X61M24A* | *96CTN1202422B* | Split System | 47500 | 15.5 | 9 | 2.12 | R-454B | 650
217930171 | KEEPRITE | Q5H9V48*K*AAA* | EA*5X61M24A* | *96CTN1202422B* | Split System | 47500 | 15.5 | 9 | 2.12 | R-454B | 650
217930210 | KEEPRITE | Q5H9V48*K*AAA* | EA*5X61M24A* | *97CTN1202422A* | Split System | 47500 | 15.5 | 9 | 2.12 | R-454B | 650
217915535 | KEEPRITE | Q5H9V48*K*AAA* | EVM5X49M21A* | *95CSU0802120B* | Split System | 48000 | 15.5 | 9 | 2.12 | R-454B | 650
217917943 | KEEPRITE | Q5H9V48*K*AAA* | EVD5X61M24A* | *95CSU0802120B* | Split System | 49000 | 15.5 | 9 | 2.12 | R-454B | 650
217931739 | KEEPRITE | N5H9V60*K*AAA* | EA*5X60M24A* | *96VSN1202422B* | Split System | 54500 | 15.5 | 9 | 2.12 | R-454B | 650
217931889 | KEEPRITE | N5H9V60*K*AAA* | EA*5X60M24A* | *96VTN1002120B* | Split System | 54500 | 15.5 | 9 | 2.12 | R-454B | 650
217931949 | KEEPRITE | N5H9V60*K*AAA* | EA*5X60M24A* | *97VTN1002120A* | Split System | 54500 | 15.5 | 9 | 2.12 | R-454B | 650
217931956 | KEEPRITE | Q5H9V60*K*AAA* | EA*5X60M24A* | *97VTN1002120A* | Split System | 54500 | 15.5 | 9 | 2.12 | R-454B | 650
217931896 | KEEPRITE | Q5H9V60*K*AAA* | EA*5X60M24A* | *96VTN1002120B* | Split System | 54500 | 15.5 | 9 | 2.12 | R-454B | 650
217931746 | KEEPRITE | Q5H9V60*K*AAA* | EA*5X60M24A* | *96VSN1202422B* | Split System | 54500 | 15.5 | 9 | 2.12 | R-454B | 650
217931724 | KEEPRITE | N5H9V60*K*AAA* | EA*5X60M24A* | *96VSN1002120B* | Split System | 54500 | 15.5 | 9 | 2.14 | R-454B | 650
217931731 | KEEPRITE | Q5H9V60*K*AAA* | EA*5X60M24A* | *96VSN1002120B* | Split System | 54500 | 15.5 | 9 | 2.14 | R-454B | 650
217924268 | TEMPSTAR | N5H9V36*K*AAA* | EA*5X42M21A* | *96VSN1002120B* | Split System | 34400 | 15.5 | 9 | 2.08 | R-454B | 650
217924275 | TEMPSTAR | Q5H9V36*K*AAA* | EA*5X42M21A* | *96VSN1002120B* | Split System | 34400 | 15.5 | 9 | 2.08 | R-454B | 650
217929217 | TEMPSTAR | N5H9V48*K*AAA* | EA*5X60M24A* | *97CMN1202422B* | Split System | 46000 | 15.5 | 9 | 2.08 | R-454B | 650
217929222 | TEMPSTAR | Q5H9V48*K*AAA* | EA*5X60M24A* | *97CMN1202422B* | Split System | 46000 | 15.5 | 9 | 2.08 | R-454B | 650
217929373 | TEMPSTAR | N5H9V48*K*AAA* | EA*5X60M24A* | *97VTN0802120A* | Split System | 46000 | 15.5 | 9 | 2.08 | R-454B | 650
217929321 | TEMPSTAR | N5H9V48*K*AAA* | EA*5X60M24A* | *96VTN0802120B* | Split System | 46000 | 15.5 | 9 | 2.08 | R-454B | 650
217929230 | TEMPSTAR | N5H9V48*K*AAA* | EA*5X60M24A* | *96VSN0802120B* | Split System | 46000 | 15.5 | 9 | 2.08 | R-454B | 650
217929378 | TEMPSTAR | Q5H9V48*K*AAA* | EA*5X60M24A* | *97VTN0802120A* | Split System | 46000 | 15.5 | 9 | 2.08 | R-454B | 650
217929235 | TEMPSTAR | Q5H9V48*K*AAA* | EA*5X60M24A* | *96VSN0802120B* | Split System | 46000 | 15.5 | 9 | 2.08 | R-454B | 650
217929326 | TEMPSTAR | Q5H9V48*K*AAA* | EA*5X60M24A* | *96VTN0802120B* | Split System | 46000 | 15.5 | 9 | 2.08 | R-454B | 650
217930779 | TEMPSTAR | N5H9V48*K*AAA* | ESH5X60M12A* | *80CSU0401712B* | Split System | 46500 | 15.5 | 9 | 2.08 | R-454B | 650
217931287 | TEMPSTAR | N5H9V48*K*AAA* | ESH5X60M12A* | *97CTN1202422A* | Split System | 46500 | 15.5 | 9 | 2.08 | R-454B | 650
217931235 | TEMPSTAR | N5H9V48*K*AAA* | ESH5X60M12A* | *96CTN1202422B* | Split System | 46500 | 15.5 | 9 | 2.08 | R-454B | 650
217931292 | TEMPSTAR | Q5H9V48*K*AAA* | ESH5X60M12A* | *97CTN1202422A* | Split System | 46500 | 15.5 | 9 | 2.08 | R-454B | 650
217930784 | TEMPSTAR | Q5H9V48*K*AAA* | ESH5X60M12A* | *80CSU0401712B* | Split System | 46500 | 15.5 | 9 | 2.08 | R-454B | 650
217931240 | TEMPSTAR | Q5H9V48*K*AAA* | ESH5X60M12A* | *96CTN1202422B* | Split System | 46500 | 15.5 | 9 | 2.08 | R-454B | 650
217931014 | TEMPSTAR | N5H9V48*K*AAA* | ESH5X60M12A* | *95CSU0802120B* | Split System | 46000 | 15.5 | 9 | 2.1 | R-454B | 650
217931391 | TEMPSTAR | N5H9V48*K*AAA* | ESH5X60M12A* | *97VTN0802120A* | Split System | 46000 | 15.5 | 9 | 2.1 | R-454B | 650
217931261 | TEMPSTAR | N5H9V48*K*AAA* | ESH5X60M12A* | *97CTN0802120A* | Split System | 46000 | 15.5 | 9 | 2.1 | R-454B | 650
217931326 | TEMPSTAR | N5H9V48*K*AAA* | ESH5X60M12A* | *96VTN0802120B* | Split System | 46000 | 15.5 | 9 | 2.1 | R-454B | 650
217931209 | TEMPSTAR | N5H9V48*K*AAA* | ESH5X60M12A* | *96CTN0802120B* | Split System | 46000 | 15.5 | 9 | 2.1 | R-454B | 650
217931123 | TEMPSTAR | Q5H9V48*K*AAA* | ESH5X60M12A* | *96VSN0802120B* | Split System | 46000 | 15.5 | 9 | 2.1 | R-454B | 650
217931396 | TEMPSTAR | Q5H9V48*K*AAA* | ESH5X60M12A* | *97VTN0802120A* | Split System | 46000 | 15.5 | 9 | 2.1 | R-454B | 650
217931331 | TEMPSTAR | Q5H9V48*K*AAA* | ESH5X60M12A* | *96VTN0802120B* | Split System | 46000 | 15.5 | 9 | 2.1 | R-454B | 650
217931214 | TEMPSTAR | Q5H9V48*K*AAA* | ESH5X60M12A* | *96CTN0802120B* | Split System | 46000 | 15.5 | 9 | 2.1 | R-454B | 650
217931266 | TEMPSTAR | Q5H9V48*K*AAA* | ESH5X60M12A* | *97CTN0802120A* | Split System | 46000 | 15.5 | 9 | 2.1 | R-454B | 650
217931019 | TEMPSTAR | Q5H9V48*K*AAA* | ESH5X60M12A* | *95CSU0802120B* | Split System | 46000 | 15.5 | 9 | 2.1 | R-454B | 650
217931352 | TEMPSTAR | N5H9V48*K*AAA* | ESH5X60M12A* | *96VTN1202422B* | Split System | 46500 | 15.5 | 9 | 2.1 | R-454B | 650
217929425 | TEMPSTAR | N5H9V48*K*AAA* | EA*5X60M24A* | OLV154F20A | Split System | 46500 | 15.5 | 9 | 2.1 | R-454B | 650
217929295 | TEMPSTAR | N5H9V48*K*AAA* | EA*5X60M24A* | *96CTN1202422B* | Split System | 46500 | 15.5 | 9 | 2.1 | R-454B | 650
217929308 | TEMPSTAR | N5H9V48*K*AAA* | EA*5X60M24A* | *97CTN1202422A* | Split System | 46500 | 15.5 | 9 | 2.1 | R-454B | 650
217931170 | TEMPSTAR | N5H9V48*K*AAA* | ESH5X60M12A* | *95MSU0802120A* | Split System | 46500 | 15.5 | 9 | 2.1 | R-454B | 650
217929047 | TEMPSTAR | N5H9V48*K*AAA* | EA*5X60M24A* | *80CSU1002120B* | Split System | 46500 | 15.5 | 9 | 2.1 | R-454B | 650
217931417 | TEMPSTAR | N5H9V48*K*AAA* | ESH5X60M12A* | *97VTN1202422A* | Split System | 46500 | 15.5 | 9 | 2.1 | R-454B | 650
217929313 | TEMPSTAR | Q5H9V48*K*AAA* | EA*5X60M24A* | *97CTN1202422A* | Split System | 46500 | 15.5 | 9 | 2.1 | R-454B | 650
217931175 | TEMPSTAR | Q5H9V48*K*AAA* | ESH5X60M12A* | *95MSU0802120A* | Split System | 46500 | 15.5 | 9 | 2.1 | R-454B | 650
217929300 | TEMPSTAR | Q5H9V48*K*AAA* | EA*5X60M24A* | *96CTN1202422B* | Split System | 46500 | 15.5 | 9 | 2.1 | R-454B | 650
217931422 | TEMPSTAR | Q5H9V48*K*AAA* | ESH5X60M12A* | *97VTN1202422A* | Split System | 46500 | 15.5 | 9 | 2.1 | R-454B | 650
217931357 | TEMPSTAR | Q5H9V48*K*AAA* | ESH5X60M12A* | *96VTN1202422B* | Split System | 46500 | 15.5 | 9 | 2.1 | R-454B | 650
217929052 | TEMPSTAR | Q5H9V48*K*AAA* | EA*5X60M24A* | *80CSU1002120B* | Split System | 46500 | 15.5 | 9 | 2.1 | R-454B | 650
217929430 | TEMPSTAR | Q5H9V48*K*AAA* | EA*5X60M24A* | OLV154F20A | Split System | 46500 | 15.5 | 9 | 2.1 | R-454B | 650
217930076 | TEMPSTAR | N5H9V48*K*AAA* | EA*5X61M24A* | *96VSN0802120B* | Split System | 47000 | 15.5 | 9 | 2.1 | R-454B | 650
217930271 | TEMPSTAR | N5H9V48*K*AAA* | EA*5X61M24A* | *97VTN0802120A* | Split System | 47000 | 15.5 | 9 | 2.1 | R-454B | 650
217930219 | TEMPSTAR | N5H9V48*K*AAA* | EA*5X61M24A* | *96VTN0802120B* | Split System | 47000 | 15.5 | 9 | 2.1 | R-454B | 650
217930224 | TEMPSTAR | Q5H9V48*K*AAA* | EA*5X61M24A* | *96VTN0802120B* | Split System | 47000 | 15.5 | 9 | 2.1 | R-454B | 650
217930276 | TEMPSTAR | Q5H9V48*K*AAA* | EA*5X61M24A* | *97VTN0802120A* | Split System | 47000 | 15.5 | 9 | 2.1 | R-454B | 650
217916487 | TEMPSTAR | Q5H9V48*K*AAA* | EVD5X48M21A* | *95MSU1002120A* | Split System | 47000 | 15.5 | 9 | 2.1 | R-454B | 650
217916318 | TEMPSTAR | Q5H9V48*K*AAA* | EVD5X48M21A* | *80MSU1002120A* | Split System | 47000 | 15.5 | 9 | 2.1 | R-454B | 650
217929893 | TEMPSTAR | N5H9V48*K*AAA* | EA*5X61M24A* | *80CSU1002120B* | Split System | 47500 | 15.5 | 9 | 2.1 | R-454B | 650
217929898 | TEMPSTAR | Q5H9V48*K*AAA* | EA*5X61M24A* | *80CSU1002120B* | Split System | 47500 | 15.5 | 9 | 2.1 | R-454B | 650
217916796 | TEMPSTAR | N5H9V48*K*AAA* | EVD5X49M24A* | *95MSU1002120A* | Split System | 48000 | 15.5 | 9 | 2.1 | R-454B | 650
217915901 | TEMPSTAR | Q5H9V48*K*AAA* | EVM5X60M21A* | *80CTL0702120B* | Split System | 48000 | 15.5 | 9 | 2.1 | R-454B | 650
217930206 | TEMPSTAR | N5H9V48*K*AAA* | EA*5X61M24A* | *97CTN1202422A* | Split System | 47500 | 15.5 | 9 | 2.12 | R-454B | 650
217930167 | TEMPSTAR | N5H9V48*K*AAA* | EA*5X61M24A* | *96CTN1202422B* | Split System | 47500 | 15.5 | 9 | 2.12 | R-454B | 650
217930172 | TEMPSTAR | Q5H9V48*K*AAA* | EA*5X61M24A* | *96CTN1202422B* | Split System | 47500 | 15.5 | 9 | 2.12 | R-454B | 650
217930211 | TEMPSTAR | Q5H9V48*K*AAA* | EA*5X61M24A* | *97CTN1202422A* | Split System | 47500 | 15.5 | 9 | 2.12 | R-454B | 650
217916052 | TEMPSTAR | N5H9V48*K*AAA* | EVM5X60M21A* | *95MSU0802120A* | Split System | 48000 | 15.5 | 9 | 2.12 | R-454B | 650
217916770 | TEMPSTAR | N5H9V48*K*AAA* | EVD5X49M24A* | *96VSN1002120B* | Split System | 48000 | 15.5 | 9 | 2.12 | R-454B | 650
217917939 | TEMPSTAR | N5H9V48*K*AAA* | EVD5X61M24A* | *95CSU0802120B* | Split System | 49000 | 15.5 | 9 | 2.12 | R-454B | 650
217931890 | TEMPSTAR | N5H9V60*K*AAA* | EA*5X60M24A* | *96VTN1002120B* | Split System | 54500 | 15.5 | 9 | 2.12 | R-454B | 650
217931740 | TEMPSTAR | N5H9V60*K*AAA* | EA*5X60M24A* | *96VSN1202422B* | Split System | 54500 | 15.5 | 9 | 2.12 | R-454B | 650
217931950 | TEMPSTAR | N5H9V60*K*AAA* | EA*5X60M24A* | *97VTN1002120A* | Split System | 54500 | 15.5 | 9 | 2.12 | R-454B | 650
217931747 | TEMPSTAR | Q5H9V60*K*AAA* | EA*5X60M24A* | *96VSN1202422B* | Split System | 54500 | 15.5 | 9 | 2.12 | R-454B | 650
217931957 | TEMPSTAR | Q5H9V60*K*AAA* | EA*5X60M24A* | *97VTN1002120A* | Split System | 54500 | 15.5 | 9 | 2.12 | R-454B | 650
217931897 | TEMPSTAR | Q5H9V60*K*AAA* | EA*5X60M24A* | *96VTN1002120B* | Split System | 54500 | 15.5 | 9 | 2.12 | R-454B | 650
217931725 | TEMPSTAR | N5H9V60*K*AAA* | EA*5X60M24A* | *96VSN1002120B* | Split System | 54500 | 15.5 | 9 | 2.14 | R-454B | 650
217931732 | TEMPSTAR | Q5H9V60*K*AAA* | EA*5X60M24A* | *96VSN1002120B* | Split System | 54500 | 15.5 | 9 | 2.14 | R-454B | 650
217928977 | AIRQUEST | N5H9V48*K*AAA* | EA*5X48M21A* | *97VTN0802120A* | Split System | 45000 | 16 | 9 | 2.08 | R-454B | 650
217928834 | AIRQUEST | N5H9V48*K*AAA* | EA*5X48M21A* | *95MSU0802120A* | Split System | 45000 | 16 | 9 | 2.08 | R-454B | 650
217928808 | AIRQUEST | N5H9V48*K*AAA* | EA*5X48M21A* | *96VSN0802120B* | Split System | 45000 | 16 | 9 | 2.08 | R-454B | 650
217928691 | AIRQUEST | N5H9V48*K*AAA* | EA*5X48M21A* | *80CTL0702120B* | Split System | 45000 | 16 | 9 | 2.08 | R-454B | 650
217928925 | AIRQUEST | N5H9V48*K*AAA* | EA*5X48M21A* | *96VTN0802120B* | Split System | 45000 | 16 | 9 | 2.08 | R-454B | 650
217929407 | AIRQUEST | N5H9V48*K*AAA* | EA*5X60M24A* | *97VTN1202422A* | Split System | 46000 | 16 | 9 | 2.08 | R-454B | 650
217929355 | AIRQUEST | N5H9V48*K*AAA* | EA*5X60M24A* | *96VTN1202422B* | Split System | 46000 | 16 | 9 | 2.08 | R-454B | 650
217929120 | AIRQUEST | N5H9V48*K*AAA* | EA*5X60M24A* | *80CTL0902120B* | Split System | 46500 | 16 | 9 | 2.08 | R-454B | 650
217931217 | AIRQUEST | N5H9V48*K*AAA* | ESH5X60M12A* | *96CTN1002122B* | Split System | 46500 | 16 | 9 | 2.08 | R-454B | 650
217931139 | AIRQUEST | N5H9V48*K*AAA* | ESH5X60M12A* | *96VSN1202422B* | Split System | 46500 | 16 | 9 | 2.08 | R-454B | 650
217931061 | AIRQUEST | N5H9V48*K*AAA* | ESH5X60M12A* | *97CMN1002122B* | Split System | 46500 | 16 | 9 | 2.08 | R-454B | 650
217930813 | AIRQUEST | N5H9V48*K*AAA* | ESH5X60M12A* | *80CSU1002120B* | Split System | 46500 | 16 | 9 | 2.08 | R-454B | 650
217931178 | AIRQUEST | N5H9V48*K*AAA* | ESH5X60M12A* | *95MSU1002120A* | Split System | 46500 | 16 | 9 | 2.08 | R-454B | 650
217929485 | AIRQUEST | N5H9V48*K*AAA* | EA*5X61M21A* | *80VSL0701716B* | Split System | 46500 | 16 | 9 | 2.08 | R-454B | 650
218522653 | CHAMPION HEATING AND COOLING | HH836E2S11 | CTM36B5CDS2 | Z9ET060B12SMPS1 | Split System | 33200 | 18 | 8.5 | 2 | R-454B | 650
218521613 | CHAMPION HEATING AND COOLING | HH836E2S11 | CTM36C5CDS2 | Z9ET080C16SMPS1 | Split System | 33400 | 18 | 8.5 | 2 | R-454B | 650
218521609 | CHAMPION HEATING AND COOLING | HH836E2S11 | CTM36C5ADS2 | Z9ET080C16SMPS1 | Split System | 33400 | 18 | 8.5 | 2 | R-454B | 650
218522171 | CHAMPION HEATING AND COOLING | HH836E2S11 | CTF36C5CDS2 | Z9ET080C16SMPS1 | Split System | 33400 | 18 | 8.5 | 2 | R-454B | 650
218522167 | CHAMPION HEATING AND COOLING | HH836E2S11 | CTF36C5ADS2 | Z9ET080C16SMPS1 | Split System | 33400 | 18 | 8.5 | 2 | R-454B | 650
218522571 | CHAMPION HEATING AND COOLING | HH836E2S11 | CTM36B5CDS2 | Z9ES080B12SMPS1 | Split System | 33400 | 18 | 8.5 | 2 | R-454B | 650
218522567 | CHAMPION HEATING AND COOLING | HH836E2S11 | CTM36B5ADS2 | Z9ES080B12SMPS1 | Split System | 33400 | 18 | 8.5 | 2 | R-454B | 650
218521055 | CHAMPION HEATING AND COOLING | HH836E2S11 | CTU36B5XDS2+TXV | Z9ET080B12SMPS1 | Split System | 33400 | 18 | 8.5 | 2 | R-454B | 650
218521051 | CHAMPION HEATING AND COOLING | HH836E2S11 | CTF36B5CDS2 | Z9ET080B12SMPS1 | Split System | 33400 | 18 | 8.5 | 2 | R-454B | 650
218521047 | CHAMPION HEATING AND COOLING | HH836E2S11 | CTF36B5ADS2 | Z9ET080B12SMPS1 | Split System | 33400 | 18 | 8.5 | 2 | R-454B | 650
218521253 | CHAMPION HEATING AND COOLING | HH836E2S11 | CTU36B5XDS2+TXV | Z9ET060B12SMPS1 | Split System | 33400 | 18 | 8.5 | 2 | R-454B | 650
218521245 | CHAMPION HEATING AND COOLING | HH836E2S11 | CTF36B5ADS2 | Z9ET060B12SMPS1 | Split System | 33400 | 18 | 8.5 | 2 | R-454B | 650
218521249 | CHAMPION HEATING AND COOLING | HH836E2S11 | CTF36B5CDS2 | Z9ET060B12SMPS1 | Split System | 33400 | 18 | 8.5 | 2 | R-454B | 650
218522535 | CHAMPION HEATING AND COOLING | HH836E2S11 | CTM36B5ADS2 | Z8ES080B12LMPS1 | Split System | 33600 | 18 | 8.5 | 2 | R-454B | 650
218522531 | CHAMPION HEATING AND COOLING | HH836E2S11 | CTM36B5ADS2 | Z8ES080B12SMPS1 | Split System | 33600 | 18 | 8.5 | 2 | R-454B | 650
218522543 | CHAMPION HEATING AND COOLING | HH836E2S11 | CTM36B5CDS2 | Z8ES080B12LMPS1 | Split System | 33600 | 18 | 8.5 | 2 | R-454B | 650
218522539 | CHAMPION HEATING AND COOLING | HH836E2S11 | CTM36B5CDS2 | Z8ES080B12SMPS1 | Split System | 33600 | 18 | 8.5 | 2 | R-454B | 650
218521505 | CHAMPION HEATING AND COOLING | HH836E2S11 | CTM36C5ADS2 | Z9ES080C16SMPS1 | Split System | 33600 | 18 | 8.5 | 2 | R-454B | 650
218521509 | CHAMPION HEATING AND COOLING | HH836E2S11 | CTM36C5CDS2 | Z9ES080C16SMPS1 | Split System | 33600 | 18 | 8.5 | 2 | R-454B | 650
218521111 | CHAMPION HEATING AND COOLING | HH836E2S11 | CTF36B5CDS2 | Z9ES080B12SMPS1 | Split System | 33600 | 18 | 8.5 | 2 | R-454B | 650
218521115 | CHAMPION HEATING AND COOLING | HH836E2S11 | CTU36B5XDS2+TXV | Z9ES080B12SMPS1 | Split System | 33600 | 18 | 8.5 | 2 | R-454B | 650
218521107 | CHAMPION HEATING AND COOLING | HH836E2S11 | CTF36B5ADS2 | Z9ES080B12SMPS1 | Split System | 33600 | 18 | 8.5 | 2 | R-454B | 650
218521591 | CHAMPION HEATING AND COOLING | HH836E2S11 | CTM36C5CDS2 | TM9V100C16MP12 | Split System | 33800 | 18 | 8.5 | 2 | R-454B | 650
218522057 | CHAMPION HEATING AND COOLING | HH836E2S11 | CTF36C5CDS2 | TM9V100C16MP12 | Split System | 33800 | 18 | 8.5 | 2 | R-454B | 650
218521595 | CHAMPION HEATING AND COOLING | HH836E2S11 | CTM36C5CDS2 | TP9C100C16MP13 | Split System | 33800 | 18 | 8.5 | 2 | R-454B | 650
218522047 | CHAMPION HEATING AND COOLING | HH836E2S11 | CTF36C5ADS2 | TM9V100C16MP12 | Split System | 33800 | 18 | 8.5 | 2 | R-454B | 650
218522061 | CHAMPION HEATING AND COOLING | HH836E2S11 | CTF36C5CDS2 | TP9C100C16MP13 | Split System | 33800 | 18 | 8.5 | 2 | R-454B | 650
218521581 | CHAMPION HEATING AND COOLING | HH836E2S11 | CTM36C5ADS2 | TM9V100C16MP12 | Split System | 33800 | 18 | 8.5 | 2 | R-454B | 650
218522051 | CHAMPION HEATING AND COOLING | HH836E2S11 | CTF36C5ADS2 | TP9C100C16MP13 | Split System | 33800 | 18 | 8.5 | 2 | R-454B | 650
218522669 | CHAMPION HEATING AND COOLING | HH836E2S11 | CTM36B5CDS2 | Z8ET080B12LMPS1 | Split System | 33800 | 18 | 8.5 | 2 | R-454B | 650
218522665 | CHAMPION HEATING AND COOLING | HH836E2S11 | CTM36B5ADS2 | Z8ET080B12LMPS1 | Split System | 33800 | 18 | 8.5 | 2 | R-454B | 650
218521925 | CHAMPION HEATING AND COOLING | HH836E2S11 | CTF36C5CDS2 | TM9V080C16MP12 | Split System | 33800 | 18 | 8.5 | 2 | R-454B | 650
218521929 | CHAMPION HEATING AND COOLING | HH836E2S11 | CTF36C5CDS2 | TP9C080C16MP13 | Split System | 33800 | 18 | 8.5 | 2 | R-454B | 650
218521915 | CHAMPION HEATING AND COOLING | HH836E2S11 | CTF36C5ADS2 | TM9V080C16MP12 | Split System | 33800 | 18 | 8.5 | 2 | R-454B | 650
218521919 | CHAMPION HEATING AND COOLING | HH836E2S11 | CTF36C5ADS2 | TP9C080C16MP13 | Split System | 33800 | 18 | 8.5 | 2 | R-454B | 650
218521891 | CHAMPION HEATING AND COOLING | HH836E2S11 | CTF36C5ADS2 | TL9E080C16UH11 | Split System | 33800 | 18 | 8.5 | 2 | R-454B | 650
218521895 | CHAMPION HEATING AND COOLING | HH836E2S11 | CTF36C5CDS2 | TL9E080C16UH11 | Split System | 33800 | 18 | 8.5 | 2 | R-454B | 650
218521943 | CHAMPION HEATING AND COOLING | HH836E2S11 | CTF36C5ADS2 | TM8V100C16MP12 | Split System | 34000 | 18 | 8.5 | 2 | R-454B | 650
218521959 | CHAMPION HEATING AND COOLING | HH836E2S11 | CTF36C5ADS2 | TPLC100C16MP13 | Split System | 34000 | 18 | 8.5 | 2 | R-454B | 650
218521947 | CHAMPION HEATING AND COOLING | HH836E2S11 | CTF36C5ADS2 | TM8V080C16MP12 | Split System | 34000 | 18 | 8.5 | 2 | R-454B | 650
218521971 | CHAMPION HEATING AND COOLING | HH836E2S11 | CTF36C5CDS2 | TM8V080C16MP12 | Split System | 34000 | 18 | 8.5 | 2 | R-454B | 650
218521951 | CHAMPION HEATING AND COOLING | HH836E2S11 | CTF36C5ADS2 | TMLV100C16MP12 | Split System | 34000 | 18 | 8.5 | 2 | R-454B | 650
218521967 | CHAMPION HEATING AND COOLING | HH836E2S11 | CTF36C5CDS2 | TM8V100C16MP12 | Split System | 34000 | 18 | 8.5 | 2 | R-454B | 650
218521377 | CHAMPION HEATING AND COOLING | HH836E2S11 | CTM36C5ADS2 | TMLV100C16MP12 | Split System | 34000 | 18 | 8.5 | 2 | R-454B | 650
218521373 | CHAMPION HEATING AND COOLING | HH836E2S11 | CTM36C5ADS2 | TM8V080C16MP12 | Split System | 34000 | 18 | 8.5 | 2 | R-454B | 650
218521381 | CHAMPION HEATING AND COOLING | HH836E2S11 | CTM36C5ADS2 | TPLC080C16MP13 | Split System | 34000 | 18 | 8.5 | 2 | R-454B | 650
218521397 | CHAMPION HEATING AND COOLING | HH836E2S11 | CTM36C5CDS2 | TM8V080C16MP12 | Split System | 34000 | 18 | 8.5 | 2 | R-454B | 650
218521369 | CHAMPION HEATING AND COOLING | HH836E2S11 | CTM36C5ADS2 | TM8V100C16MP12 | Split System | 34000 | 18 | 8.5 | 2 | R-454B | 650
218521393 | CHAMPION HEATING AND COOLING | HH836E2S11 | CTM36C5CDS2 | TM8V100C16MP12 | Split System | 34000 | 18 | 8.5 | 2 | R-454B | 650
218521489 | CHAMPION HEATING AND COOLING | HH836E2S11 | CTM36C5ADS2 | TL8E080C16UH11 | Split System | 34000 | 18 | 8.5 | 2 | R-454B | 650
218521493 | CHAMPION HEATING AND COOLING | HH836E2S11 | CTM36C5CDS2 | TL8E080C16UH11 | Split System | 34000 | 18 | 8.5 | 2 | R-454B | 650
218521991 | CHAMPION HEATING AND COOLING | HH836E2S11 | CTF36C5ADS2 | Z9ES080C20SMPS1 | Split System | 34200 | 18 | 8.5 | 2 | R-454B | 650
218521995 | CHAMPION HEATING AND COOLING | HH836E2S11 | CTF36C5CDS2 | Z9ES080C20SMPS1 | Split System | 34200 | 18 | 8.5 | 2 | R-454B | 650
218522107 | CHAMPION HEATING AND COOLING | HH836E2S11 | CTF36C5ADS2 | TL8E080C16UH11 | Split System | 34200 | 18 | 8.5 | 2 | R-454B | 650
218521465 | CHAMPION HEATING AND COOLING | HH836E2S11 | CTM36C5ADS2 | Z9ES080C20SMPS1 | Split System | 34200 | 18 | 8.5 | 2 | R-454B | 650
218522111 | CHAMPION HEATING AND COOLING | HH836E2S11 | CTF36C5CDS2 | TL8E080C16UH11 | Split System | 34200 | 18 | 8.5 | 2 | R-454B | 650
218521501 | CHAMPION HEATING AND COOLING | HH836E2S11 | CTM36C5CDS2 | TL9E080C16UH11 | Split System | 34200 | 18 | 8.5 | 2 | R-454B | 650
218521497 | CHAMPION HEATING AND COOLING | HH836E2S11 | CTM36C5ADS2 | TL9E080C16UH11 | Split System | 34200 | 18 | 8.5 | 2 | R-454B | 650
218522043 | CHAMPION HEATING AND COOLING | HH836E2S11 | CTF36C5CDS2 | Z8ES120C20LMPS1 | Split System | 34400 | 18 | 8.5 | 2 | R-454B | 650
218521421 | CHAMPION HEATING AND COOLING | HH836E2S11 | CTM36C5CDS2 | Z8ES100C20LMPS1 | Split System | 34400 | 18 | 8.5 | 2 | R-454B | 650
218521457 | CHAMPION HEATING AND COOLING | HH836E2S11 | CTM36C5CDS2 | Z8ES120C20SMPS1 | Split System | 34400 | 18 | 8.5 | 2 | R-454B | 650
218521541 | CHAMPION HEATING AND COOLING | HH836E2S11 | CTM36C5CDS2 | Z8ES080C20LMPS1 | Split System | 34400 | 18 | 8.5 | 2 | R-454B | 650
218521461 | CHAMPION HEATING AND COOLING | HH836E2S11 | CTM36C5CDS2 | Z8ES120C20LMPS1 | Split System | 34400 | 18 | 8.5 | 2 | R-454B | 650
218521409 | CHAMPION HEATING AND COOLING | HH836E2S11 | CTM36C5ADS2 | Z8ES100C20SMPS1 | Split System | 34400 | 18 | 8.5 | 2 | R-454B | 650
218521529 | CHAMPION HEATING AND COOLING | HH836E2S11 | CTM36C5ADS2 | Z8ES080C20SMPS1 | Split System | 34400 | 18 | 8.5 | 2 | R-454B | 650
218521413 | CHAMPION HEATING AND COOLING | HH836E2S11 | CTM36C5ADS2 | Z8ES100C20LMPS1 | Split System | 34400 | 18 | 8.5 | 2 | R-454B | 650
218521533 | CHAMPION HEATING AND COOLING | HH836E2S11 | CTM36C5ADS2 | Z8ES080C20LMPS1 | Split System | 34400 | 18 | 8.5 | 2 | R-454B | 650
218521449 | CHAMPION HEATING AND COOLING | HH836E2S11 | CTM36C5ADS2 | Z8ES120C20SMPS1 | Split System | 34400 | 18 | 8.5 | 2 | R-454B | 650
218522031 | CHAMPION HEATING AND COOLING | HH836E2S11 | CTF36C5ADS2 | Z8ES120C20SMPS1 | Split System | 34400 | 18 | 8.5 | 2 | R-454B | 650
218521417 | CHAMPION HEATING AND COOLING | HH836E2S11 | CTM36C5CDS2 | Z8ES100C20SMPS1 | Split System | 34400 | 18 | 8.5 | 2 | R-454B | 650
218522039 | CHAMPION HEATING AND COOLING | HH836E2S11 | CTF36C5CDS2 | Z8ES120C20SMPS1 | Split System | 34400 | 18 | 8.5 | 2 | R-454B | 650
218522035 | CHAMPION HEATING AND COOLING | HH836E2S11 | CTF36C5ADS2 | Z8ES120C20LMPS1 | Split System | 34400 | 18 | 8.5 | 2 | R-454B | 650
218521975 | CHAMPION HEATING AND COOLING | HH836E2S11 | CTF36C5ADS2 | Z8ES100C20SMPS1 | Split System | 34600 | 18 | 8.5 | 2 | R-454B | 650
218521987 | CHAMPION HEATING AND COOLING | HH836E2S11 | CTF36C5CDS2 | Z8ES100C20LMPS1 | Split System | 34600 | 18 | 8.5 | 2 | R-454B | 650
218521983 | CHAMPION HEATING AND COOLING | HH836E2S11 | CTF36C5CDS2 | Z8ES100C20SMPS1 | Split System | 34600 | 18 | 8.5 | 2 | R-454B | 650
218521979 | CHAMPION HEATING AND COOLING | HH836E2S11 | CTF36C5ADS2 | Z8ES100C20LMPS1 | Split System | 34600 | 18 | 8.5 | 2 | R-454B | 650
218522075 | CHAMPION HEATING AND COOLING | HH836E2S11 | CTF36C5ADS2 | Z9ES100C20SMPS1 | Split System | 34800 | 18 | 8.5 | 2 | R-454B | 650
218522079 | CHAMPION HEATING AND COOLING | HH836E2S11 | CTF36C5CDS2 | Z9ES100C20SMPS1 | Split System | 34800 | 18 | 8.5 | 2 | R-454B | 650
218521162 | COLEMAN | HH836E2S11 | CTU36B5XDS2+TXV | CP9C080B12MP13 | Split System | 33000 | 18 | 8.5 | 2 | R-454B | 650
218521096 | COLEMAN | HH836E2S11 | CTF36B5CDS2 | TL9E060B12UH11 | Split System | 33000 | 18 | 8.5 | 2 | R-454B | 650
218521148 | COLEMAN | HH836E2S11 | CTF36B5CDS2 | TP9C080B12MP13 | Split System | 33000 | 18 | 8.5 | 2 | R-454B | 650
218521144 | COLEMAN | HH836E2S11 | CTF36B5CDS2 | TM9V080B12MP12 | Split System | 33000 | 18 | 8.5 | 2 | R-454B | 650
218521158 | COLEMAN | HH836E2S11 | CTU36B5XDS2+TXV | TP9C080B12MP13 | Split System | 33000 | 18 | 8.5 | 2 | R-454B | 650
218521134 | COLEMAN | HH836E2S11 | CTF36B5ADS2 | TM9V080B12MP12 | Split System | 33000 | 18 | 8.5 | 2 | R-454B | 650
218521100 | COLEMAN | HH836E2S11 | CTU36B5XDS2+TXV | TL9E060B12UH11 | Split System | 33000 | 18 | 8.5 | 2 | R-454B | 650
218521152 | COLEMAN | HH836E2S11 | CTF36B5CDS2 | CP9C080B12MP13 | Split System | 33000 | 18 | 8.5 | 2 | R-454B | 650
218521092 | COLEMAN | HH836E2S11 | CTF36B5ADS2 | TL9E060B12UH11 | Split System | 33000 | 18 | 8.5 | 2 | R-454B | 650
218521154 | COLEMAN | HH836E2S11 | CTU36B5XDS2+TXV | TM9V080B12MP12 | Split System | 33000 | 18 | 8.5 | 2 | R-454B | 650
218521142 | COLEMAN | HH836E2S11 | CTF36B5ADS2 | CP9C080B12MP13 | Split System | 33000 | 18 | 8.5 | 2 | R-454B | 650
218521138 | COLEMAN | HH836E2S11 | CTF36B5ADS2 | TP9C080B12MP13 | Split System | 33000 | 18 | 8.5 | 2 | R-454B | 650
218522580 | COLEMAN | HH836E2S11 | CTM36B5ADS2 | Z8ES100B12SMPS1 | Split System | 33200 | 18 | 8.5 | 2 | R-454B | 650
218522592 | COLEMAN | HH836E2S11 | CTM36B5CDS2 | Z8ES100B12LMPS1 | Split System | 33200 | 18 | 8.5 | 2 | R-454B | 650
218522584 | COLEMAN | HH836E2S11 | CTM36B5ADS2 | Z8ES100B12LMPS1 | Split System | 33200 | 18 | 8.5 | 2 | R-454B | 650
218522654 | COLEMAN | HH836E2S11 | CTM36B5ADS2 | Z9ET080B12SMPS1 | Split System | 33200 | 18 | 8.5 | 2 | R-454B | 650
218522658 | COLEMAN | HH836E2S11 | CTM36B5CDS2 | Z9ET080B12SMPS1 | Split System | 33200 | 18 | 8.5 | 2 | R-454B | 650
218522646 | COLEMAN | HH836E2S11 | CTM36B5ADS2 | Z9ET060B12SMPS1 | Split System | 33200 | 18 | 8.5 | 2 | R-454B | 650
218522650 | COLEMAN | HH836E2S11 | CTM36B5CDS2 | Z9ET060B12SMPS1 | Split System | 33200 | 18 | 8.5 | 2 | R-454B | 650
218522168 | COLEMAN | HH836E2S11 | CTF36C5CDS2 | Z9ET080C16SMPS1 | Split System | 33400 | 18 | 8.5 | 2 | R-454B | 650
218521610 | COLEMAN | HH836E2S11 | CTM36C5CDS2 | Z9ET080C16SMPS1 | Split System | 33400 | 18 | 8.5 | 2 | R-454B | 650
218522164 | COLEMAN | HH836E2S11 | CTF36C5ADS2 | Z9ET080C16SMPS1 | Split System | 33400 | 18 | 8.5 | 2 | R-454B | 650
218521606 | COLEMAN | HH836E2S11 | CTM36C5ADS2 | Z9ET080C16SMPS1 | Split System | 33400 | 18 | 8.5 | 2 | R-454B | 650
218522568 | COLEMAN | HH836E2S11 | CTM36B5CDS2 | Z9ES080B12SMPS1 | Split System | 33400 | 18 | 8.5 | 2 | R-454B | 650
218522564 | COLEMAN | HH836E2S11 | CTM36B5ADS2 | Z9ES080B12SMPS1 | Split System | 33400 | 18 | 8.5 | 2 | R-454B | 650
218521048 | COLEMAN | HH836E2S11 | CTF36B5CDS2 | Z9ET080B12SMPS1 | Split System | 33400 | 18 | 8.5 | 2 | R-454B | 650
218521044 | COLEMAN | HH836E2S11 | CTF36B5ADS2 | Z9ET080B12SMPS1 | Split System | 33400 | 18 | 8.5 | 2 | R-454B | 650
218521052 | COLEMAN | HH836E2S11 | CTU36B5XDS2+TXV | Z9ET080B12SMPS1 | Split System | 33400 | 18 | 8.5 | 2 | R-454B | 650
218521246 | COLEMAN | HH836E2S11 | CTF36B5CDS2 | Z9ET060B12SMPS1 | Split System | 33400 | 18 | 8.5 | 2 | R-454B | 650
218521250 | COLEMAN | HH836E2S11 | CTU36B5XDS2+TXV | Z9ET060B12SMPS1 | Split System | 33400 | 18 | 8.5 | 2 | R-454B | 650
218521242 | COLEMAN | HH836E2S11 | CTF36B5ADS2 | Z9ET060B12SMPS1 | Split System | 33400 | 18 | 8.5 | 2 | R-454B | 650
218522540 | COLEMAN | HH836E2S11 | CTM36B5CDS2 | Z8ES080B12LMPS1 | Split System | 33600 | 18 | 8.5 | 2 | R-454B | 650
218522532 | COLEMAN | HH836E2S11 | CTM36B5ADS2 | Z8ES080B12LMPS1 | Split System | 33600 | 18 | 8.5 | 2 | R-454B | 650
218522528 | COLEMAN | HH836E2S11 | CTM36B5ADS2 | Z8ES080B12SMPS1 | Split System | 33600 | 18 | 8.5 | 2 | R-454B | 650
218522536 | COLEMAN | HH836E2S11 | CTM36B5CDS2 | Z8ES080B12SMPS1 | Split System | 33600 | 18 | 8.5 | 2 | R-454B | 650
218521506 | COLEMAN | HH836E2S11 | CTM36C5CDS2 | Z9ES080C16SMPS1 | Split System | 33600 | 18 | 8.5 | 2 | R-454B | 650
218521502 | COLEMAN | HH836E2S11 | CTM36C5ADS2 | Z9ES080C16SMPS1 | Split System | 33600 | 18 | 8.5 | 2 | R-454B | 650
218521108 | COLEMAN | HH836E2S11 | CTF36B5CDS2 | Z9ES080B12SMPS1 | Split System | 33600 | 18 | 8.5 | 2 | R-454B | 650
218521104 | COLEMAN | HH836E2S11 | CTF36B5ADS2 | Z9ES080B12SMPS1 | Split System | 33600 | 18 | 8.5 | 2 | R-454B | 650
218521112 | COLEMAN | HH836E2S11 | CTU36B5XDS2+TXV | Z9ES080B12SMPS1 | Split System | 33600 | 18 | 8.5 | 2 | R-454B | 650
218521582 | COLEMAN | HH836E2S11 | CTM36C5ADS2 | TP9C100C16MP13 | Split System | 33800 | 18 | 8.5 | 2 | R-454B | 650
218522048 | COLEMAN | HH836E2S11 | CTF36C5ADS2 | TP9C100C16MP13 | Split System | 33800 | 18 | 8.5 | 2 | R-454B | 650
218521578 | COLEMAN | HH836E2S11 | CTM36C5ADS2 | TM9V100C16MP12 | Split System | 33800 | 18 | 8.5 | 2 | R-454B | 650
218522044 | COLEMAN | HH836E2S11 | CTF36C5ADS2 | TM9V100C16MP12 | Split System | 33800 | 18 | 8.5 | 2 | R-454B | 650
218521586 | COLEMAN | HH836E2S11 | CTM36C5ADS2 | CP9C100C16MP13 | Split System | 33800 | 18 | 8.5 | 2 | R-454B | 650
218521596 | COLEMAN | HH836E2S11 | CTM36C5CDS2 | CP9C100C16MP13 | Split System | 33800 | 18 | 8.5 | 2 | R-454B | 650
218522054 | COLEMAN | HH836E2S11 | CTF36C5CDS2 | TM9V100C16MP12 | Split System | 33800 | 18 | 8.5 | 2 | R-454B | 650
218522062 | COLEMAN | HH836E2S11 | CTF36C5CDS2 | CP9C100C16MP13 | Split System | 33800 | 18 | 8.5 | 2 | R-454B | 650
218521592 | COLEMAN | HH836E2S11 | CTM36C5CDS2 | TP9C100C16MP13 | Split System | 33800 | 18 | 8.5 | 2 | R-454B | 650
218522058 | COLEMAN | HH836E2S11 | CTF36C5CDS2 | TP9C100C16MP13 | Split System | 33800 | 18 | 8.5 | 2 | R-454B | 650
218521588 | COLEMAN | HH836E2S11 | CTM36C5CDS2 | TM9V100C16MP12 | Split System | 33800 | 18 | 8.5 | 2 | R-454B | 650
218522052 | COLEMAN | HH836E2S11 | CTF36C5ADS2 | CP9C100C16MP13 | Split System | 33800 | 18 | 8.5 | 2 | R-454B | 650
218522662 | COLEMAN | HH836E2S11 | CTM36B5ADS2 | Z8ET080B12LMPS1 | Split System | 33800 | 18 | 8.5 | 2 | R-454B | 650
218522666 | COLEMAN | HH836E2S11 | CTM36B5CDS2 | Z8ET080B12LMPS1 | Split System | 33800 | 18 | 8.5 | 2 | R-454B | 650
218521916 | COLEMAN | HH836E2S11 | CTF36C5ADS2 | TP9C080C16MP13 | Split System | 33800 | 18 | 8.5 | 2 | R-454B | 650
218521912 | COLEMAN | HH836E2S11 | CTF36C5ADS2 | TM9V080C16MP12 | Split System | 33800 | 18 | 8.5 | 2 | R-454B | 650
218521930 | COLEMAN | HH836E2S11 | CTF36C5CDS2 | CP9C080C16MP13 | Split System | 33800 | 18 | 8.5 | 2 | R-454B | 650
218521922 | COLEMAN | HH836E2S11 | CTF36C5CDS2 | TM9V080C16MP12 | Split System | 33800 | 18 | 8.5 | 2 | R-454B | 650
218521920 | COLEMAN | HH836E2S11 | CTF36C5ADS2 | CP9C080C16MP13 | Split System | 33800 | 18 | 8.5 | 2 | R-454B | 650
218521926 | COLEMAN | HH836E2S11 | CTF36C5CDS2 | TP9C080C16MP13 | Split System | 33800 | 18 | 8.5 | 2 | R-454B | 650
218521892 | COLEMAN | HH836E2S11 | CTF36C5CDS2 | TL9E080C16UH11 | Split System | 33800 | 18 | 8.5 | 2 | R-454B | 650
218521948 | COLEMAN | HH836E2S11 | CTF36C5ADS2 | TMLV100C16MP12 | Split System | 34000 | 18 | 8.5 | 2 | R-454B | 650
218521968 | COLEMAN | HH836E2S11 | CTF36C5CDS2 | TM8V080C16MP12 | Split System | 34000 | 18 | 8.5 | 2 | R-454B | 650
218521964 | COLEMAN | HH836E2S11 | CTF36C5CDS2 | TM8V100C16MP12 | Split System | 34000 | 18 | 8.5 | 2 | R-454B | 650
218521960 | COLEMAN | HH836E2S11 | CTF36C5ADS2 | CPLC080C16MP13 | Split System | 34000 | 18 | 8.5 | 2 | R-454B | 650
218521956 | COLEMAN | HH836E2S11 | CTF36C5ADS2 | TPLC100C16MP13 | Split System | 34000 | 18 | 8.5 | 2 | R-454B | 650
218521940 | COLEMAN | HH836E2S11 | CTF36C5ADS2 | TM8V100C16MP12 | Split System | 34000 | 18 | 8.5 | 2 | R-454B | 650
218521952 | COLEMAN | HH836E2S11 | CTF36C5ADS2 | TPLC080C16MP13 | Split System | 34000 | 18 | 8.5 | 2 | R-454B | 650
218521944 | COLEMAN | HH836E2S11 | CTF36C5ADS2 | TM8V080C16MP12 | Split System | 34000 | 18 | 8.5 | 2 | R-454B | 650
218521962 | COLEMAN | HH836E2S11 | CTF36C5ADS2 | CPLC100C16MP13 | Split System | 34000 | 18 | 8.5 | 2 | R-454B | 650
218521366 | COLEMAN | HH836E2S11 | CTM36C5ADS2 | TM8V100C16MP12 | Split System | 34000 | 18 | 8.5 | 2 | R-454B | 650
218521382 | COLEMAN | HH836E2S11 | CTM36C5ADS2 | TPLC100C16MP13 | Split System | 34000 | 18 | 8.5 | 2 | R-454B | 650
218521388 | COLEMAN | HH836E2S11 | CTM36C5ADS2 | CPLC100C16MP13 | Split System | 34000 | 18 | 8.5 | 2 | R-454B | 650
218521374 | COLEMAN | HH836E2S11 | CTM36C5ADS2 | TMLV100C16MP12 | Split System | 34000 | 18 | 8.5 | 2 | R-454B | 650
218521370 | COLEMAN | HH836E2S11 | CTM36C5ADS2 | TM8V080C16MP12 | Split System | 34000 | 18 | 8.5 | 2 | R-454B | 650
218521386 | COLEMAN | HH836E2S11 | CTM36C5ADS2 | CPLC080C16MP13 | Split System | 34000 | 18 | 8.5 | 2 | R-454B | 650
218521378 | COLEMAN | HH836E2S11 | CTM36C5ADS2 | TPLC080C16MP13 | Split System | 34000 | 18 | 8.5 | 2 | R-454B | 650
218521394 | COLEMAN | HH836E2S11 | CTM36C5CDS2 | TM8V080C16MP12 | Split System | 34000 | 18 | 8.5 | 2 | R-454B | 650
218521390 | COLEMAN | HH836E2S11 | CTM36C5CDS2 | TM8V100C16MP12 | Split System | 34000 | 18 | 8.5 | 2 | R-454B | 650
218521486 | COLEMAN | HH836E2S11 | CTM36C5ADS2 | TL8E080C16UH11 | Split System | 34000 | 18 | 8.5 | 2 | R-454B | 650
218521490 | COLEMAN | HH836E2S11 | CTM36C5CDS2 | TL8E080C16UH11 | Split System | 34000 | 18 | 8.5 | 2 | R-454B | 650
218521988 | COLEMAN | HH836E2S11 | CTF36C5ADS2 | Z9ES080C20SMPS1 | Split System | 34200 | 18 | 8.5 | 2 | R-454B | 650
218521992 | COLEMAN | HH836E2S11 | CTF36C5CDS2 | Z9ES080C20SMPS1 | Split System | 34200 | 18 | 8.5 | 2 | R-454B | 650
218521462 | COLEMAN | HH836E2S11 | CTM36C5ADS2 | Z9ES080C20SMPS1 | Split System | 34200 | 18 | 8.5 | 2 | R-454B | 650
218522108 | COLEMAN | HH836E2S11 | CTF36C5CDS2 | TL8E080C16UH11 | Split System | 34200 | 18 | 8.5 | 2 | R-454B | 650
218521466 | COLEMAN | HH836E2S11 | CTM36C5CDS2 | Z9ES080C20SMPS1 | Split System | 34200 | 18 | 8.5 | 2 | R-454B | 650
218522104 | COLEMAN | HH836E2S11 | CTF36C5ADS2 | TL8E080C16UH11 | Split System | 34200 | 18 | 8.5 | 2 | R-454B | 650
218521498 | COLEMAN | HH836E2S11 | CTM36C5CDS2 | TL9E080C16UH11 | Split System | 34200 | 18 | 8.5 | 2 | R-454B | 650
218521494 | COLEMAN | HH836E2S11 | CTM36C5ADS2 | TL9E080C16UH11 | Split System | 34200 | 18 | 8.5 | 2 | R-454B | 650
218521410 | COLEMAN | HH836E2S11 | CTM36C5ADS2 | Z8ES100C20LMPS1 | Split System | 34400 | 18 | 8.5 | 2 | R-454B | 650
218521446 | COLEMAN | HH836E2S11 | CTM36C5ADS2 | Z8ES120C20SMPS1 | Split System | 34400 | 18 | 8.5 | 2 | R-454B | 650
218521450 | COLEMAN | HH836E2S11 | CTM36C5ADS2 | Z8ES120C20LMPS1 | Split System | 34400 | 18 | 8.5 | 2 | R-454B | 650
218522028 | COLEMAN | HH836E2S11 | CTF36C5ADS2 | Z8ES120C20SMPS1 | Split System | 34400 | 18 | 8.5 | 2 | R-454B | 650
218521414 | COLEMAN | HH836E2S11 | CTM36C5CDS2 | Z8ES100C20SMPS1 | Split System | 34400 | 18 | 8.5 | 2 | R-454B | 650
218522032 | COLEMAN | HH836E2S11 | CTF36C5ADS2 | Z8ES120C20LMPS1 | Split System | 34400 | 18 | 8.5 | 2 | R-454B | 650
218521526 | COLEMAN | HH836E2S11 | CTM36C5ADS2 | Z8ES080C20SMPS1 | Split System | 34400 | 18 | 8.5 | 2 | R-454B | 650
218522040 | COLEMAN | HH836E2S11 | CTF36C5CDS2 | Z8ES120C20LMPS1 | Split System | 34400 | 18 | 8.5 | 2 | R-454B | 650
218521458 | COLEMAN | HH836E2S11 | CTM36C5CDS2 | Z8ES120C20LMPS1 | Split System | 34400 | 18 | 8.5 | 2 | R-454B | 650
218521406 | COLEMAN | HH836E2S11 | CTM36C5ADS2 | Z8ES100C20SMPS1 | Split System | 34400 | 18 | 8.5 | 2 | R-454B | 650
218521538 | COLEMAN | HH836E2S11 | CTM36C5CDS2 | Z8ES080C20LMPS1 | Split System | 34400 | 18 | 8.5 | 2 | R-454B | 650
218521530 | COLEMAN | HH836E2S11 | CTM36C5ADS2 | Z8ES080C20LMPS1 | Split System | 34400 | 18 | 8.5 | 2 | R-454B | 650
218521534 | COLEMAN | HH836E2S11 | CTM36C5CDS2 | Z8ES080C20SMPS1 | Split System | 34400 | 18 | 8.5 | 2 | R-454B | 650
218521984 | COLEMAN | HH836E2S11 | CTF36C5CDS2 | Z8ES100C20LMPS1 | Split System | 34600 | 18 | 8.5 | 2 | R-454B | 650
218521980 | COLEMAN | HH836E2S11 | CTF36C5CDS2 | Z8ES100C20SMPS1 | Split System | 34600 | 18 | 8.5 | 2 | R-454B | 650
218521976 | COLEMAN | HH836E2S11 | CTF36C5ADS2 | Z8ES100C20LMPS1 | Split System | 34600 | 18 | 8.5 | 2 | R-454B | 650
218521972 | COLEMAN | HH836E2S11 | CTF36C5ADS2 | Z8ES100C20SMPS1 | Split System | 34600 | 18 | 8.5 | 2 | R-454B | 650
218522076 | COLEMAN | HH836E2S11 | CTF36C5CDS2 | Z9ES100C20SMPS1 | Split System | 34800 | 18 | 8.5 | 2 | R-454B | 650
218522072 | COLEMAN | HH836E2S11 | CTF36C5ADS2 | Z9ES100C20SMPS1 | Split System | 34800 | 18 | 8.5 | 2 | R-454B | 650
218521102 | FRASER-JOHNSTON | HH836E2S11 | CTU36B5XDS2+TXV | TL9E060B12UH11 | Split System | 33000 | 18 | 8.5 | 2 | R-454B | 650
218521098 | FRASER-JOHNSTON | HH836E2S11 | CTF36B5CDS2 | TL9E060B12UH11 | Split System | 33000 | 18 | 8.5 | 2 | R-454B | 650
218521146 | FRASER-JOHNSTON | HH836E2S11 | CTF36B5CDS2 | TM9V080B12MP12 | Split System | 33000 | 18 | 8.5 | 2 | R-454B | 650
218521160 | FRASER-JOHNSTON | HH836E2S11 | CTU36B5XDS2+TXV | TP9C080B12MP13 | Split System | 33000 | 18 | 8.5 | 2 | R-454B | 650
218521094 | FRASER-JOHNSTON | HH836E2S11 | CTF36B5ADS2 | TL9E060B12UH11 | Split System | 33000 | 18 | 8.5 | 2 | R-454B | 650
218521150 | FRASER-JOHNSTON | HH836E2S11 | CTF36B5CDS2 | TP9C080B12MP13 | Split System | 33000 | 18 | 8.5 | 2 | R-454B | 650
218521140 | FRASER-JOHNSTON | HH836E2S11 | CTF36B5ADS2 | TP9C080B12MP13 | Split System | 33000 | 18 | 8.5 | 2 | R-454B | 650
218521156 | FRASER-JOHNSTON | HH836E2S11 | CTU36B5XDS2+TXV | TM9V080B12MP12 | Split System | 33000 | 18 | 8.5 | 2 | R-454B | 650
218521136 | FRASER-JOHNSTON | HH836E2S11 | CTF36B5ADS2 | TM9V080B12MP12 | Split System | 33000 | 18 | 8.5 | 2 | R-454B | 650
218522590 | FRASER-JOHNSTON | HH836E2S11 | CTM36B5CDS2 | Z8ES100B12SMPS1 | Split System | 33200 | 18 | 8.5 | 2 | R-454B | 650
218522582 | FRASER-JOHNSTON | HH836E2S11 | CTM36B5ADS2 | Z8ES100B12SMPS1 | Split System | 33200 | 18 | 8.5 | 2 | R-454B | 650
218522594 | FRASER-JOHNSTON | HH836E2S11 | CTM36B5CDS2 | Z8ES100B12LMPS1 | Split System | 33200 | 18 | 8.5 | 2 | R-454B | 650
218522586 | FRASER-JOHNSTON | HH836E2S11 | CTM36B5ADS2 | Z8ES100B12LMPS1 | Split System | 33200 | 18 | 8.5 | 2 | R-454B | 650
218522656 | FRASER-JOHNSTON | HH836E2S11 | CTM36B5ADS2 | Z9ET080B12SMPS1 | Split System | 33200 | 18 | 8.5 | 2 | R-454B | 650
218522660 | FRASER-JOHNSTON | HH836E2S11 | CTM36B5CDS2 | Z9ET080B12SMPS1 | Split System | 33200 | 18 | 8.5 | 2 | R-454B | 650
218522648 | FRASER-JOHNSTON | HH836E2S11 | CTM36B5ADS2 | Z9ET060B12SMPS1 | Split System | 33200 | 18 | 8.5 | 2 | R-454B | 650
218522652 | FRASER-JOHNSTON | HH836E2S11 | CTM36B5CDS2 | Z9ET060B12SMPS1 | Split System | 33200 | 18 | 8.5 | 2 | R-454B | 650
218522166 | FRASER-JOHNSTON | HH836E2S11 | CTF36C5ADS2 | Z9ET080C16SMPS1 | Split System | 33400 | 18 | 8.5 | 2 | R-454B | 650
218521612 | FRASER-JOHNSTON | HH836E2S11 | CTM36C5CDS2 | Z9ET080C16SMPS1 | Split System | 33400 | 18 | 8.5 | 2 | R-454B | 650
218521608 | FRASER-JOHNSTON | HH836E2S11 | CTM36C5ADS2 | Z9ET080C16SMPS1 | Split System | 33400 | 18 | 8.5 | 2 | R-454B | 650
218522170 | FRASER-JOHNSTON | HH836E2S11 | CTF36C5CDS2 | Z9ET080C16SMPS1 | Split System | 33400 | 18 | 8.5 | 2 | R-454B | 650
218522570 | FRASER-JOHNSTON | HH836E2S11 | CTM36B5CDS2 | Z9ES080B12SMPS1 | Split System | 33400 | 18 | 8.5 | 2 | R-454B | 650
218522566 | FRASER-JOHNSTON | HH836E2S11 | CTM36B5ADS2 | Z9ES080B12SMPS1 | Split System | 33400 | 18 | 8.5 | 2 | R-454B | 650
218521046 | FRASER-JOHNSTON | HH836E2S11 | CTF36B5ADS2 | Z9ET080B12SMPS1 | Split System | 33400 | 18 | 8.5 | 2 | R-454B | 650
218521054 | FRASER-JOHNSTON | HH836E2S11 | CTU36B5XDS2+TXV | Z9ET080B12SMPS1 | Split System | 33400 | 18 | 8.5 | 2 | R-454B | 650
218521252 | FRASER-JOHNSTON | HH836E2S11 | CTU36B5XDS2+TXV | Z9ET060B12SMPS1 | Split System | 33400 | 18 | 8.5 | 2 | R-454B | 650
218521248 | FRASER-JOHNSTON | HH836E2S11 | CTF36B5CDS2 | Z9ET060B12SMPS1 | Split System | 33400 | 18 | 8.5 | 2 | R-454B | 650
218521244 | FRASER-JOHNSTON | HH836E2S11 | CTF36B5ADS2 | Z9ET060B12SMPS1 | Split System | 33400 | 18 | 8.5 | 2 | R-454B | 650
218522542 | FRASER-JOHNSTON | HH836E2S11 | CTM36B5CDS2 | Z8ES080B12LMPS1 | Split System | 33600 | 18 | 8.5 | 2 | R-454B | 650
218522538 | FRASER-JOHNSTON | HH836E2S11 | CTM36B5CDS2 | Z8ES080B12SMPS1 | Split System | 33600 | 18 | 8.5 | 2 | R-454B | 650
218522534 | FRASER-JOHNSTON | HH836E2S11 | CTM36B5ADS2 | Z8ES080B12LMPS1 | Split System | 33600 | 18 | 8.5 | 2 | R-454B | 650
218522530 | FRASER-JOHNSTON | HH836E2S11 | CTM36B5ADS2 | Z8ES080B12SMPS1 | Split System | 33600 | 18 | 8.5 | 2 | R-454B | 650
218521504 | FRASER-JOHNSTON | HH836E2S11 | CTM36C5ADS2 | Z9ES080C16SMPS1 | Split System | 33600 | 18 | 8.5 | 2 | R-454B | 650
218521508 | FRASER-JOHNSTON | HH836E2S11 | CTM36C5CDS2 | Z9ES080C16SMPS1 | Split System | 33600 | 18 | 8.5 | 2 | R-454B | 650
218521110 | FRASER-JOHNSTON | HH836E2S11 | CTF36B5CDS2 | Z9ES080B12SMPS1 | Split System | 33600 | 18 | 8.5 | 2 | R-454B | 650
218521106 | FRASER-JOHNSTON | HH836E2S11 | CTF36B5ADS2 | Z9ES080B12SMPS1 | Split System | 33600 | 18 | 8.5 | 2 | R-454B | 650
218521114 | FRASER-JOHNSTON | HH836E2S11 | CTU36B5XDS2+TXV | Z9ES080B12SMPS1 | Split System | 33600 | 18 | 8.5 | 2 | R-454B | 650
218522046 | FRASER-JOHNSTON | HH836E2S11 | CTF36C5ADS2 | TM9V100C16MP12 | Split System | 33800 | 18 | 8.5 | 2 | R-454B | 650
218521580 | FRASER-JOHNSTON | HH836E2S11 | CTM36C5ADS2 | TM9V100C16MP12 | Split System | 33800 | 18 | 8.5 | 2 | R-454B | 650
218522050 | FRASER-JOHNSTON | HH836E2S11 | CTF36C5ADS2 | TP9C100C16MP13 | Split System | 33800 | 18 | 8.5 | 2 | R-454B | 650
218521594 | FRASER-JOHNSTON | HH836E2S11 | CTM36C5CDS2 | TP9C100C16MP13 | Split System | 33800 | 18 | 8.5 | 2 | R-454B | 650
218521590 | FRASER-JOHNSTON | HH836E2S11 | CTM36C5CDS2 | TM9V100C16MP12 | Split System | 33800 | 18 | 8.5 | 2 | R-454B | 650
218522056 | FRASER-JOHNSTON | HH836E2S11 | CTF36C5CDS2 | TM9V100C16MP12 | Split System | 33800 | 18 | 8.5 | 2 | R-454B | 650
218522060 | FRASER-JOHNSTON | HH836E2S11 | CTF36C5CDS2 | TP9C100C16MP13 | Split System | 33800 | 18 | 8.5 | 2 | R-454B | 650
218522664 | FRASER-JOHNSTON | HH836E2S11 | CTM36B5ADS2 | Z8ET080B12LMPS1 | Split System | 33800 | 18 | 8.5 | 2 | R-454B | 650
218522668 | FRASER-JOHNSTON | HH836E2S11 | CTM36B5CDS2 | Z8ET080B12LMPS1 | Split System | 33800 | 18 | 8.5 | 2 | R-454B | 650
218521918 | FRASER-JOHNSTON | HH836E2S11 | CTF36C5ADS2 | TP9C080C16MP13 | Split System | 33800 | 18 | 8.5 | 2 | R-454B | 650
218521914 | FRASER-JOHNSTON | HH836E2S11 | CTF36C5ADS2 | TM9V080C16MP12 | Split System | 33800 | 18 | 8.5 | 2 | R-454B | 650
218521928 | FRASER-JOHNSTON | HH836E2S11 | CTF36C5CDS2 | TP9C080C16MP13 | Split System | 33800 | 18 | 8.5 | 2 | R-454B | 650
218521924 | FRASER-JOHNSTON | HH836E2S11 | CTF36C5CDS2 | TM9V080C16MP12 | Split System | 33800 | 18 | 8.5 | 2 | R-454B | 650
218521894 | FRASER-JOHNSTON | HH836E2S11 | CTF36C5CDS2 | TL9E080C16UH11 | Split System | 33800 | 18 | 8.5 | 2 | R-454B | 650
218521890 | FRASER-JOHNSTON | HH836E2S11 | CTF36C5ADS2 | TL9E080C16UH11 | Split System | 33800 | 18 | 8.5 | 2 | R-454B | 650
218521946 | FRASER-JOHNSTON | HH836E2S11 | CTF36C5ADS2 | TM8V080C16MP12 | Split System | 34000 | 18 | 8.5 | 2 | R-454B | 650
218521966 | FRASER-JOHNSTON | HH836E2S11 | CTF36C5CDS2 | TM8V100C16MP12 | Split System | 34000 | 18 | 8.5 | 2 | R-454B | 650
218521950 | FRASER-JOHNSTON | HH836E2S11 | CTF36C5ADS2 | TMLV100C16MP12 | Split System | 34000 | 18 | 8.5 | 2 | R-454B | 650
218521942 | FRASER-JOHNSTON | HH836E2S11 | CTF36C5ADS2 | TM8V100C16MP12 | Split System | 34000 | 18 | 8.5 | 2 | R-454B | 650
218521958 | FRASER-JOHNSTON | HH836E2S11 | CTF36C5ADS2 | TPLC100C16MP13 | Split System | 34000 | 18 | 8.5 | 2 | R-454B | 650
218521954 | FRASER-JOHNSTON | HH836E2S11 | CTF36C5ADS2 | TPLC080C16MP13 | Split System | 34000 | 18 | 8.5 | 2 | R-454B | 650
218521380 | FRASER-JOHNSTON | HH836E2S11 | CTM36C5ADS2 | TPLC080C16MP13 | Split System | 34000 | 18 | 8.5 | 2 | R-454B | 650
218521396 | FRASER-JOHNSTON | HH836E2S11 | CTM36C5CDS2 | TM8V080C16MP12 | Split System | 34000 | 18 | 8.5 | 2 | R-454B | 650
218521392 | FRASER-JOHNSTON | HH836E2S11 | CTM36C5CDS2 | TM8V100C16MP12 | Split System | 34000 | 18 | 8.5 | 2 | R-454B | 650
218521368 | FRASER-JOHNSTON | HH836E2S11 | CTM36C5ADS2 | TM8V100C16MP12 | Split System | 34000 | 18 | 8.5 | 2 | R-454B | 650
218521384 | FRASER-JOHNSTON | HH836E2S11 | CTM36C5ADS2 | TPLC100C16MP13 | Split System | 34000 | 18 | 8.5 | 2 | R-454B | 650
218521376 | FRASER-JOHNSTON | HH836E2S11 | CTM36C5ADS2 | TMLV100C16MP12 | Split System | 34000 | 18 | 8.5 | 2 | R-454B | 650
218521372 | FRASER-JOHNSTON | HH836E2S11 | CTM36C5ADS2 | TM8V080C16MP12 | Split System | 34000 | 18 | 8.5 | 2 | R-454B | 650
218521488 | FRASER-JOHNSTON | HH836E2S11 | CTM36C5ADS2 | TL8E080C16UH11 | Split System | 34000 | 18 | 8.5 | 2 | R-454B | 650
218521492 | FRASER-JOHNSTON | HH836E2S11 | CTM36C5CDS2 | TL8E080C16UH11 | Split System | 34000 | 18 | 8.5 | 2 | R-454B | 650
218521994 | FRASER-JOHNSTON | HH836E2S11 | CTF36C5CDS2 | Z9ES080C20SMPS1 | Split System | 34200 | 18 | 8.5 | 2 | R-454B | 650
218521990 | FRASER-JOHNSTON | HH836E2S11 | CTF36C5ADS2 | Z9ES080C20SMPS1 | Split System | 34200 | 18 | 8.5 | 2 | R-454B | 650
218521464 | FRASER-JOHNSTON | HH836E2S11 | CTM36C5ADS2 | Z9ES080C20SMPS1 | Split System | 34200 | 18 | 8.5 | 2 | R-454B | 650
218521468 | FRASER-JOHNSTON | HH836E2S11 | CTM36C5CDS2 | Z9ES080C20SMPS1 | Split System | 34200 | 18 | 8.5 | 2 | R-454B | 650
218522106 | FRASER-JOHNSTON | HH836E2S11 | CTF36C5ADS2 | TL8E080C16UH11 | Split System | 34200 | 18 | 8.5 | 2 | R-454B | 650
218522110 | FRASER-JOHNSTON | HH836E2S11 | CTF36C5CDS2 | TL8E080C16UH11 | Split System | 34200 | 18 | 8.5 | 2 | R-454B | 650
218521496 | FRASER-JOHNSTON | HH836E2S11 | CTM36C5ADS2 | TL9E080C16UH11 | Split System | 34200 | 18 | 8.5 | 2 | R-454B | 650
218521500 | FRASER-JOHNSTON | HH836E2S11 | CTM36C5CDS2 | TL9E080C16UH11 | Split System | 34200 | 18 | 8.5 | 2 | R-454B | 650
218521448 | FRASER-JOHNSTON | HH836E2S11 | CTM36C5ADS2 | Z8ES120C20SMPS1 | Split System | 34400 | 18 | 8.5 | 2 | R-454B | 650
218521416 | FRASER-JOHNSTON | HH836E2S11 | CTM36C5CDS2 | Z8ES100C20SMPS1 | Split System | 34400 | 18 | 8.5 | 2 | R-454B | 650
218521532 | FRASER-JOHNSTON | HH836E2S11 | CTM36C5ADS2 | Z8ES080C20LMPS1 | Split System | 34400 | 18 | 8.5 | 2 | R-454B | 650
218522034 | FRASER-JOHNSTON | HH836E2S11 | CTF36C5ADS2 | Z8ES120C20LMPS1 | Split System | 34400 | 18 | 8.5 | 2 | R-454B | 650
218521460 | FRASER-JOHNSTON | HH836E2S11 | CTM36C5CDS2 | Z8ES120C20LMPS1 | Split System | 34400 | 18 | 8.5 | 2 | R-454B | 650
218522030 | FRASER-JOHNSTON | HH836E2S11 | CTF36C5ADS2 | Z8ES120C20SMPS1 | Split System | 34400 | 18 | 8.5 | 2 | R-454B | 650
218521528 | FRASER-JOHNSTON | HH836E2S11 | CTM36C5ADS2 | Z8ES080C20SMPS1 | Split System | 34400 | 18 | 8.5 | 2 | R-454B | 650
218521412 | FRASER-JOHNSTON | HH836E2S11 | CTM36C5ADS2 | Z8ES100C20LMPS1 | Split System | 34400 | 18 | 8.5 | 2 | R-454B | 650
218521408 | FRASER-JOHNSTON | HH836E2S11 | CTM36C5ADS2 | Z8ES100C20SMPS1 | Split System | 34400 | 18 | 8.5 | 2 | R-454B | 650
218521536 | FRASER-JOHNSTON | HH836E2S11 | CTM36C5CDS2 | Z8ES080C20SMPS1 | Split System | 34400 | 18 | 8.5 | 2 | R-454B | 650
218522042 | FRASER-JOHNSTON | HH836E2S11 | CTF36C5CDS2 | Z8ES120C20LMPS1 | Split System | 34400 | 18 | 8.5 | 2 | R-454B | 650
218521540 | FRASER-JOHNSTON | HH836E2S11 | CTM36C5CDS2 | Z8ES080C20LMPS1 | Split System | 34400 | 18 | 8.5 | 2 | R-454B | 650
218521452 | FRASER-JOHNSTON | HH836E2S11 | CTM36C5ADS2 | Z8ES120C20LMPS1 | Split System | 34400 | 18 | 8.5 | 2 | R-454B | 650
218522038 | FRASER-JOHNSTON | HH836E2S11 | CTF36C5CDS2 | Z8ES120C20SMPS1 | Split System | 34400 | 18 | 8.5 | 2 | R-454B | 650
218521456 | FRASER-JOHNSTON | HH836E2S11 | CTM36C5CDS2 | Z8ES120C20SMPS1 | Split System | 34400 | 18 | 8.5 | 2 | R-454B | 650
218521982 | FRASER-JOHNSTON | HH836E2S11 | CTF36C5CDS2 | Z8ES100C20SMPS1 | Split System | 34600 | 18 | 8.5 | 2 | R-454B | 650
218521978 | FRASER-JOHNSTON | HH836E2S11 | CTF36C5ADS2 | Z8ES100C20LMPS1 | Split System | 34600 | 18 | 8.5 | 2 | R-454B | 650
218521974 | FRASER-JOHNSTON | HH836E2S11 | CTF36C5ADS2 | Z8ES100C20SMPS1 | Split System | 34600 | 18 | 8.5 | 2 | R-454B | 650
218521986 | FRASER-JOHNSTON | HH836E2S11 | CTF36C5CDS2 | Z8ES100C20LMPS1 | Split System | 34600 | 18 | 8.5 | 2 | R-454B | 650
218522078 | FRASER-JOHNSTON | HH836E2S11 | CTF36C5CDS2 | Z9ES100C20SMPS1 | Split System | 34800 | 18 | 8.5 | 2 | R-454B | 650
218522074 | FRASER-JOHNSTON | HH836E2S11 | CTF36C5ADS2 | Z9ES100C20SMPS1 | Split System | 34800 | 18 | 8.5 | 2 | R-454B | 650
218600199 | KENMORE | HH836E2S11* | CTM36B5CDS2 | Z8ES100B12LMPS1* | Split System | 33200 | 18 | 8.5 | 2 | R-454B | 650
218600205 | KENMORE | HH836E2S11* | CTM36B5ADS2 | Z9ET080B12SMPS1* | Split System | 33200 | 18 | 8.5 | 2 | R-454B | 650
218600204 | KENMORE | HH836E2S11* | CTM36B5CDS2 | Z9ET060B12SMPS1* | Split System | 33200 | 18 | 8.5 | 2 | R-454B | 650
218600107 | KENMORE | HH836E2S11* | CTF36C5CDS2 | Z9ET080C16SMPS1 | Split System | 33400 | 18 | 8.5 | 2 | R-454B | 650
218600106 | KENMORE | HH836E2S11* | CTF36C5ADS2 | Z9ET080C16SMPS1 | Split System | 33400 | 18 | 8.5 | 2 | R-454B | 650
218599994 | KENMORE | HH836E2S11* | CTM36C5ADS2 | Z9ET080C16SMPS1 | Split System | 33400 | 18 | 8.5 | 2 | R-454B | 650
218600193 | KENMORE | HH836E2S11* | CTM36B5ADS2 | Z9ES080B12SMPS1* | Split System | 33400 | 18 | 8.5 | 2 | R-454B | 650
218600194 | KENMORE | HH836E2S11* | CTM36B5CDS2 | Z9ES080B12SMPS1* | Split System | 33400 | 18 | 8.5 | 2 | R-454B | 650
218599909 | KENMORE | HH836E2S11* | CTF36B5ADS2 | Z9ET080B12SMPS1* | Split System | 33400 | 18 | 8.5 | 2 | R-454B | 650
218599910 | KENMORE | HH836E2S11* | CTF36B5CDS2 | Z9ET080B12SMPS1* | Split System | 33400 | 18 | 8.5 | 2 | R-454B | 650
218599933 | KENMORE | HH836E2S11* | CTF36B5ADS2 | Z9ET060B12SMPS1* | Split System | 33400 | 18 | 8.5 | 2 | R-454B | 650
218599934 | KENMORE | HH836E2S11* | CTF36B5CDS2 | Z9ET060B12SMPS1* | Split System | 33400 | 18 | 8.5 | 2 | R-454B | 650
218599935 | KENMORE | HH836E2S11* | CTU36B5XDS2+TXV | Z9ET060B12SMPS1* | Split System | 33400 | 18 | 8.5 | 2 | R-454B | 650
218600189 | KENMORE | HH836E2S11* | CTM36B5ADS2 | Z8ES080B12SMPS1* | Split System | 33600 | 18 | 8.5 | 2 | R-454B | 650
218600190 | KENMORE | HH836E2S11* | CTM36B5ADS2 | Z8ES080B12LMPS1* | Split System | 33600 | 18 | 8.5 | 2 | R-454B | 650
218600192 | KENMORE | HH836E2S11* | CTM36B5CDS2 | Z8ES080B12SMPS1* | Split System | 33600 | 18 | 8.5 | 2 | R-454B | 650
218599982 | KENMORE | HH836E2S11* | CTM36C5ADS2 | Z9ES080C16SMPS1* | Split System | 33600 | 18 | 8.5 | 2 | R-454B | 650
218599983 | KENMORE | HH836E2S11* | CTM36C5CDS2 | Z9ES080C16SMPS1* | Split System | 33600 | 18 | 8.5 | 2 | R-454B | 650
218600191 | KENMORE | HH836E2S11* | CTM36B5CDS2 | Z8ES080B12LMPS1* | Split System | 33600 | 18 | 8.5 | 2 | R-454B | 650
218600208 | KENMORE | HH836E2S11* | CTM36B5ADS2 | Z8ET080B12LMPS1* | Split System | 33800 | 18 | 8.5 | 2 | R-454B | 650
218600209 | KENMORE | HH836E2S11* | CTM36B5CDS2 | Z8ET080B12LMPS1* | Split System | 33800 | 18 | 8.5 | 2 | R-454B | 650
218600079 | KENMORE | HH836E2S11* | CTF36C5CDS2 | Z9ES080C20SMPS1* | Split System | 34200 | 18 | 8.5 | 2 | R-454B | 650
218600078 | KENMORE | HH836E2S11* | CTF36C5ADS2 | Z9ES080C20SMPS1* | Split System | 34200 | 18 | 8.5 | 2 | R-454B | 650
218599977 | KENMORE | HH836E2S11* | CTM36C5CDS2 | Z9ES080C20SMPS1* | Split System | 34200 | 18 | 8.5 | 2 | R-454B | 650
218599976 | KENMORE | HH836E2S11* | CTM36C5ADS2 | Z9ES080C20SMPS1* | Split System | 34200 | 18 | 8.5 | 2 | R-454B | 650
218599973 | KENMORE | HH836E2S11* | CTM36C5ADS2 | Z8ES120C20LMPS1* | Split System | 34400 | 18 | 8.5 | 2 | R-454B | 650
218599990 | KENMORE | HH836E2S11* | CTM36C5ADS2 | Z8ES080C20LMPS1* | Split System | 34400 | 18 | 8.5 | 2 | R-454B | 650
218600090 | KENMORE | HH836E2S11* | CTF36C5ADS2 | Z8ES120C20LMPS1* | Split System | 34400 | 18 | 8.5 | 2 | R-454B | 650
218599986 | KENMORE | HH836E2S11* | CTM36C5CDS2 | Z8ES080C20LMPS1* | Split System | 34400 | 18 | 8.5 | 2 | R-454B | 650
218599967 | KENMORE | HH836E2S11* | CTM36C5CDS2 | Z8ES100C20SMPS1* | Split System | 34400 | 18 | 8.5 | 2 | R-454B | 650
218599975 | KENMORE | HH836E2S11* | CTM36C5CDS2 | Z8ES120C20LMPS1* | Split System | 34400 | 18 | 8.5 | 2 | R-454B | 650
218600091 | KENMORE | HH836E2S11* | CTF36C5CDS2 | Z8ES120C20SMPS1* | Split System | 34400 | 18 | 8.5 | 2 | R-454B | 650
218600088 | KENMORE | HH836E2S11* | CTF36C5CDS2 | Z8ES120C20LMPS1* | Split System | 34400 | 18 | 8.5 | 2 | R-454B | 650
218599974 | KENMORE | HH836E2S11* | CTM36C5CDS2 | Z8ES120C20SMPS1* | Split System | 34400 | 18 | 8.5 | 2 | R-454B | 650
218599991 | KENMORE | HH836E2S11* | CTM36C5CDS2 | Z8ES080C20SMPS1* | Split System | 34400 | 18 | 8.5 | 2 | R-454B | 650
218600074 | KENMORE | HH836E2S11* | CTF36C5ADS2 | Z8ES100C20SMPS1* | Split System | 34600 | 18 | 8.5 | 2 | R-454B | 650
218600075 | KENMORE | HH836E2S11* | CTF36C5ADS2 | Z8ES100C20LMPS1* | Split System | 34600 | 18 | 8.5 | 2 | R-454B | 650
218600076 | KENMORE | HH836E2S11* | CTF36C5CDS2 | Z8ES100C20SMPS1* | Split System | 34600 | 18 | 8.5 | 2 | R-454B | 650
218600077 | KENMORE | HH836E2S11* | CTF36C5CDS2 | Z8ES100C20LMPS1* | Split System | 34600 | 18 | 8.5 | 2 | R-454B | 650
218600095 | KENMORE | HH836E2S11* | CTF36C5ADS2 | Z9ES100C20SMPS1* | Split System | 34800 | 18 | 8.5 | 2 | R-454B | 650
218600093 | KENMORE | HH836E2S11* | CTF36C5CDS2 | Z9ES100C20SMPS1* | Split System | 34800 | 18 | 8.5 | 2 | R-454B | 650
218521135 | LUXAIRE | HH836E2S11 | CTF36B5ADS2 | TM9V080B12MP12 | Split System | 33000 | 18 | 8.5 | 2 | R-454B | 650
218521155 | LUXAIRE | HH836E2S11 | CTU36B5XDS2+TXV | TM9V080B12MP12 | Split System | 33000 | 18 | 8.5 | 2 | R-454B | 650
218521139 | LUXAIRE | HH836E2S11 | CTF36B5ADS2 | TP9C080B12MP13 | Split System | 33000 | 18 | 8.5 | 2 | R-454B | 650
218521143 | LUXAIRE | HH836E2S11 | CTF36B5ADS2 | LP9C080B12MP13 | Split System | 33000 | 18 | 8.5 | 2 | R-454B | 650
218521145 | LUXAIRE | HH836E2S11 | CTF36B5CDS2 | TM9V080B12MP12 | Split System | 33000 | 18 | 8.5 | 2 | R-454B | 650
218521159 | LUXAIRE | HH836E2S11 | CTU36B5XDS2+TXV | TP9C080B12MP13 | Split System | 33000 | 18 | 8.5 | 2 | R-454B | 650
218521101 | LUXAIRE | HH836E2S11 | CTU36B5XDS2+TXV | TL9E060B12UH11 | Split System | 33000 | 18 | 8.5 | 2 | R-454B | 650
218521149 | LUXAIRE | HH836E2S11 | CTF36B5CDS2 | TP9C080B12MP13 | Split System | 33000 | 18 | 8.5 | 2 | R-454B | 650
218521097 | LUXAIRE | HH836E2S11 | CTF36B5CDS2 | TL9E060B12UH11 | Split System | 33000 | 18 | 8.5 | 2 | R-454B | 650
218521093 | LUXAIRE | HH836E2S11 | CTF36B5ADS2 | TL9E060B12UH11 | Split System | 33000 | 18 | 8.5 | 2 | R-454B | 650
218521163 | LUXAIRE | HH836E2S11 | CTU36B5XDS2+TXV | LP9C080B12MP13 | Split System | 33000 | 18 | 8.5 | 2 | R-454B | 650
218522585 | LUXAIRE | HH836E2S11 | CTM36B5ADS2 | Z8ES100B12LMPS1 | Split System | 33200 | 18 | 8.5 | 2 | R-454B | 650
218522581 | LUXAIRE | HH836E2S11 | CTM36B5ADS2 | Z8ES100B12SMPS1 | Split System | 33200 | 18 | 8.5 | 2 | R-454B | 650
218522593 | LUXAIRE | HH836E2S11 | CTM36B5CDS2 | Z8ES100B12LMPS1 | Split System | 33200 | 18 | 8.5 | 2 | R-454B | 650
218522589 | LUXAIRE | HH836E2S11 | CTM36B5CDS2 | Z8ES100B12SMPS1 | Split System | 33200 | 18 | 8.5 | 2 | R-454B | 650
218522655 | LUXAIRE | HH836E2S11 | CTM36B5ADS2 | Z9ET080B12SMPS1 | Split System | 33200 | 18 | 8.5 | 2 | R-454B | 650
218522659 | LUXAIRE | HH836E2S11 | CTM36B5CDS2 | Z9ET080B12SMPS1 | Split System | 33200 | 18 | 8.5 | 2 | R-454B | 650
218522647 | LUXAIRE | HH836E2S11 | CTM36B5ADS2 | Z9ET060B12SMPS1 | Split System | 33200 | 18 | 8.5 | 2 | R-454B | 650
218522651 | LUXAIRE | HH836E2S11 | CTM36B5CDS2 | Z9ET060B12SMPS1 | Split System | 33200 | 18 | 8.5 | 2 | R-454B | 650
218521607 | LUXAIRE | HH836E2S11 | CTM36C5ADS2 | Z9ET080C16SMPS1 | Split System | 33400 | 18 | 8.5 | 2 | R-454B | 650
218521611 | LUXAIRE | HH836E2S11 | CTM36C5CDS2 | Z9ET080C16SMPS1 | Split System | 33400 | 18 | 8.5 | 2 | R-454B | 650
218522165 | LUXAIRE | HH836E2S11 | CTF36C5ADS2 | Z9ET080C16SMPS1 | Split System | 33400 | 18 | 8.5 | 2 | R-454B | 650
218522569 | LUXAIRE | HH836E2S11 | CTM36B5CDS2 | Z9ES080B12SMPS1 | Split System | 33400 | 18 | 8.5 | 2 | R-454B | 650
218522565 | LUXAIRE | HH836E2S11 | CTM36B5ADS2 | Z9ES080B12SMPS1 | Split System | 33400 | 18 | 8.5 | 2 | R-454B | 650
218521049 | LUXAIRE | HH836E2S11 | CTF36B5CDS2 | Z9ET080B12SMPS1 | Split System | 33400 | 18 | 8.5 | 2 | R-454B | 650
218521045 | LUXAIRE | HH836E2S11 | CTF36B5ADS2 | Z9ET080B12SMPS1 | Split System | 33400 | 18 | 8.5 | 2 | R-454B | 650
218521243 | LUXAIRE | HH836E2S11 | CTF36B5ADS2 | Z9ET060B12SMPS1 | Split System | 33400 | 18 | 8.5 | 2 | R-454B | 650
218521247 | LUXAIRE | HH836E2S11 | CTF36B5CDS2 | Z9ET060B12SMPS1 | Split System | 33400 | 18 | 8.5 | 2 | R-454B | 650
218521251 | LUXAIRE | HH836E2S11 | CTU36B5XDS2+TXV | Z9ET060B12SMPS1 | Split System | 33400 | 18 | 8.5 | 2 | R-454B | 650
218522529 | LUXAIRE | HH836E2S11 | CTM36B5ADS2 | Z8ES080B12SMPS1 | Split System | 33600 | 18 | 8.5 | 2 | R-454B | 650
218522537 | LUXAIRE | HH836E2S11 | CTM36B5CDS2 | Z8ES080B12SMPS1 | Split System | 33600 | 18 | 8.5 | 2 | R-454B | 650
218522533 | LUXAIRE | HH836E2S11 | CTM36B5ADS2 | Z8ES080B12LMPS1 | Split System | 33600 | 18 | 8.5 | 2 | R-454B | 650
218522541 | LUXAIRE | HH836E2S11 | CTM36B5CDS2 | Z8ES080B12LMPS1 | Split System | 33600 | 18 | 8.5 | 2 | R-454B | 650
218521507 | LUXAIRE | HH836E2S11 | CTM36C5CDS2 | Z9ES080C16SMPS1 | Split System | 33600 | 18 | 8.5 | 2 | R-454B | 650
218521105 | LUXAIRE | HH836E2S11 | CTF36B5ADS2 | Z9ES080B12SMPS1 | Split System | 33600 | 18 | 8.5 | 2 | R-454B | 650
218521109 | LUXAIRE | HH836E2S11 | CTF36B5CDS2 | Z9ES080B12SMPS1 | Split System | 33600 | 18 | 8.5 | 2 | R-454B | 650
218521113 | LUXAIRE | HH836E2S11 | CTU36B5XDS2+TXV | Z9ES080B12SMPS1 | Split System | 33600 | 18 | 8.5 | 2 | R-454B | 650
218521579 | LUXAIRE | HH836E2S11 | CTM36C5ADS2 | TM9V100C16MP12 | Split System | 33800 | 18 | 8.5 | 2 | R-454B | 650
218521593 | LUXAIRE | HH836E2S11 | CTM36C5CDS2 | TP9C100C16MP13 | Split System | 33800 | 18 | 8.5 | 2 | R-454B | 650
218522059 | LUXAIRE | HH836E2S11 | CTF36C5CDS2 | TP9C100C16MP13 | Split System | 33800 | 18 | 8.5 | 2 | R-454B | 650
218521589 | LUXAIRE | HH836E2S11 | CTM36C5CDS2 | TM9V100C16MP12 | Split System | 33800 | 18 | 8.5 | 2 | R-454B | 650
218522053 | LUXAIRE | HH836E2S11 | CTF36C5ADS2 | LP9C100C16MP13 | Split System | 33800 | 18 | 8.5 | 2 | R-454B | 650
218522063 | LUXAIRE | HH836E2S11 | CTF36C5CDS2 | LP9C100C16MP13 | Split System | 33800 | 18 | 8.5 | 2 | R-454B | 650
218521583 | LUXAIRE | HH836E2S11 | CTM36C5ADS2 | TP9C100C16MP13 | Split System | 33800 | 18 | 8.5 | 2 | R-454B | 650
218521587 | LUXAIRE | HH836E2S11 | CTM36C5ADS2 | LP9C100C16MP13 | Split System | 33800 | 18 | 8.5 | 2 | R-454B | 650
218522049 | LUXAIRE | HH836E2S11 | CTF36C5ADS2 | TP9C100C16MP13 | Split System | 33800 | 18 | 8.5 | 2 | R-454B | 650
218521597 | LUXAIRE | HH836E2S11 | CTM36C5CDS2 | LP9C100C16MP13 | Split System | 33800 | 18 | 8.5 | 2 | R-454B | 650
218522045 | LUXAIRE | HH836E2S11 | CTF36C5ADS2 | TM9V100C16MP12 | Split System | 33800 | 18 | 8.5 | 2 | R-454B | 650
218522667 | LUXAIRE | HH836E2S11 | CTM36B5CDS2 | Z8ET080B12LMPS1 | Split System | 33800 | 18 | 8.5 | 2 | R-454B | 650
218522663 | LUXAIRE | HH836E2S11 | CTM36B5ADS2 | Z8ET080B12LMPS1 | Split System | 33800 | 18 | 8.5 | 2 | R-454B | 650
218521927 | LUXAIRE | HH836E2S11 | CTF36C5CDS2 | TP9C080C16MP13 | Split System | 33800 | 18 | 8.5 | 2 | R-454B | 650
218521931 | LUXAIRE | HH836E2S11 | CTF36C5CDS2 | LP9C080C16MP13 | Split System | 33800 | 18 | 8.5 | 2 | R-454B | 650
218521917 | LUXAIRE | HH836E2S11 | CTF36C5ADS2 | TP9C080C16MP13 | Split System | 33800 | 18 | 8.5 | 2 | R-454B | 650
218521923 | LUXAIRE | HH836E2S11 | CTF36C5CDS2 | TM9V080C16MP12 | Split System | 33800 | 18 | 8.5 | 2 | R-454B | 650
218521913 | LUXAIRE | HH836E2S11 | CTF36C5ADS2 | TM9V080C16MP12 | Split System | 33800 | 18 | 8.5 | 2 | R-454B | 650
218521893 | LUXAIRE | HH836E2S11 | CTF36C5CDS2 | TL9E080C16UH11 | Split System | 33800 | 18 | 8.5 | 2 | R-454B | 650
218521889 | LUXAIRE | HH836E2S11 | CTF36C5ADS2 | TL9E080C16UH11 | Split System | 33800 | 18 | 8.5 | 2 | R-454B | 650
218521957 | LUXAIRE | HH836E2S11 | CTF36C5ADS2 | TPLC100C16MP13 | Split System | 34000 | 18 | 8.5 | 2 | R-454B | 650
218521963 | LUXAIRE | HH836E2S11 | CTF36C5ADS2 | LPLC100C16MP13 | Split System | 34000 | 18 | 8.5 | 2 | R-454B | 650
218521941 | LUXAIRE | HH836E2S11 | CTF36C5ADS2 | TM8V100C16MP12 | Split System | 34000 | 18 | 8.5 | 2 | R-454B | 650
218521945 | LUXAIRE | HH836E2S11 | CTF36C5ADS2 | TM8V080C16MP12 | Split System | 34000 | 18 | 8.5 | 2 | R-454B | 650
218521961 | LUXAIRE | HH836E2S11 | CTF36C5ADS2 | LPLC080C16MP13 | Split System | 34000 | 18 | 8.5 | 2 | R-454B | 650
218521965 | LUXAIRE | HH836E2S11 | CTF36C5CDS2 | TM8V100C16MP12 | Split System | 34000 | 18 | 8.5 | 2 | R-454B | 650
218521953 | LUXAIRE | HH836E2S11 | CTF36C5ADS2 | TPLC080C16MP13 | Split System | 34000 | 18 | 8.5 | 2 | R-454B | 650
218521969 | LUXAIRE | HH836E2S11 | CTF36C5CDS2 | TM8V080C16MP12 | Split System | 34000 | 18 | 8.5 | 2 | R-454B | 650
218521949 | LUXAIRE | HH836E2S11 | CTF36C5ADS2 | TMLV100C16MP12 | Split System | 34000 | 18 | 8.5 | 2 | R-454B | 650
218521395 | LUXAIRE | HH836E2S11 | CTM36C5CDS2 | TM8V080C16MP12 | Split System | 34000 | 18 | 8.5 | 2 | R-454B | 650
218521389 | LUXAIRE | HH836E2S11 | CTM36C5ADS2 | LPLC100C16MP13 | Split System | 34000 | 18 | 8.5 | 2 | R-454B | 650
218521391 | LUXAIRE | HH836E2S11 | CTM36C5CDS2 | TM8V100C16MP12 | Split System | 34000 | 18 | 8.5 | 2 | R-454B | 650
218521371 | LUXAIRE | HH836E2S11 | CTM36C5ADS2 | TM8V080C16MP12 | Split System | 34000 | 18 | 8.5 | 2 | R-454B | 650
218521379 | LUXAIRE | HH836E2S11 | CTM36C5ADS2 | TPLC080C16MP13 | Split System | 34000 | 18 | 8.5 | 2 | R-454B | 650
218521375 | LUXAIRE | HH836E2S11 | CTM36C5ADS2 | TMLV100C16MP12 | Split System | 34000 | 18 | 8.5 | 2 | R-454B | 650
218521387 | LUXAIRE | HH836E2S11 | CTM36C5ADS2 | LPLC080C16MP13 | Split System | 34000 | 18 | 8.5 | 2 | R-454B | 650
215864715 | TRANE | 5TWV8X60A1 | 5TXCC009AS3 | S8V2C100M5PDB | Split System | 54000 | 18.1 | 8.5 | 2 | R-454B | 650
215864717 | TRANE | 5TWV8X60A1 | 5TXCC009AS3 | S8V2C100M5PCB | Split System | 54000 | 18.1 | 8.5 | 2 | R-454B | 650
215869130 | TRANE | 5TWV8X60A1 | 5PX*C009AS3 | S9V2C100U5VSB+LRP | Split System | 54000 | 18.1 | 8.5 | 2 | R-454B | 650
215869146 | TRANE | 5TWV8X60A1 | 5TXCC009AS3 | S9V2C100U5VSB+LRP | Split System | 54000 | 18.1 | 8.5 | 2 | R-454B | 650
215865011 | TRANE | 5TWV8X60A1 | 5PX*D010AS3 | S8V2C100M5PCB | Split System | 54000 | 18.1 | 8.5 | 2 | R-454B | 650
215865001 | TRANE | 5TWV8X60A1 | 5PX*C009AS3 | S8V2C100M5PDB | Split System | 54000 | 18.1 | 8.5 | 2 | R-454B | 650
215869138 | TRANE | 5TWV8X60A1 | 5PX*D010AS3 | S9V2C080U5VSB+LRP | Split System | 54000 | 18.1 | 8.5 | 2 | R-454B | 650
215869128 | TRANE | 5TWV8X60A1 | 5PX*C009AS3 | S9V2C080U5VSB+LRP | Split System | 54000 | 18.1 | 8.5 | 2 | R-454B | 650
215869148 | TRANE | 5TWV8X60A1 | 5TXCC009AS3 | S9V2C080U5VSB+LRP | Split System | 54000 | 18.1 | 8.5 | 2 | R-454B | 650
215864997 | TRANE | 5TWV8X60A1 | 5PX*C009AS3 | S8V2C100M5PCB | Split System | 54000 | 18.1 | 8.5 | 2 | R-454B | 650
215865021 | TRANE | 5TWV8X60A1 | 5PX*D010AS3 | S8V2C100M5PDB | Split System | 54000 | 18.1 | 8.5 | 2 | R-454B | 650
215864999 | TRANE | 5TWV8X60A1 | 5PX*C009AS3 | L8V1C100U5VSB+LRP | Split System | 54500 | 18.1 | 8.5 | 2 | R-454B | 650
215864711 | TRANE | 5TWV8X60A1 | 5TXCC009AS3 | L8V1C100U5VSB+LRP | Split System | 54500 | 18.1 | 8.5 | 2 | R-454B | 650
215865025 | TRANE | 5TWV8X60A1 | 5PX*D010AS3 | S8V2D120M5PDB | Split System | 54500 | 18.1 | 8.5 | 2 | R-454B | 650
215869156 | TRANE | 5TWV8X60A1 | 5TXCD010AS3 | S9V2C080U5VSB+LRP | Split System | 54500 | 18.1 | 8.5 | 2 | R-454B | 650
215864767 | TRANE | 5TWV8X60A1 | 5TXCD010AS3 | S8V2D120M5PDB | Split System | 54500 | 18.1 | 8.5 | 2 | R-454B | 650
215864769 | TRANE | 5TWV8X60A1 | 5TXCD010AS3 | S8V2D120M5PCB | Split System | 54500 | 18.1 | 8.5 | 2 | R-454B | 650
215865023 | TRANE | 5TWV8X60A1 | 5PX*D010AS3 | S8V2D120M5PCB | Split System | 54500 | 18.1 | 8.5 | 2 | R-454B | 650
215869160 | TRANE | 5TWV8X60A1 | 5TXCD010AS3 | S9V2C100U5VSB+LRP | Split System | 54500 | 18.1 | 8.5 | 2 | R-454B | 650
215864773 | TRANE | 5TWV8X60A1 | 5TXCD010AS3 | S8V2C100M5PCB | Split System | 54500 | 18.1 | 8.5 | 2 | R-454B | 650
215864523 | TRANE | 5TWV8X36A1 | 5PX*C005AS3 | *UHMC100CCV4+LRP | Split System | 31800 | 18.1 | 8.5 | 2.1 | R-454B | 650
215864641 | TRANE | 5TWV8X36A1 | 5TXCC005AS3 | *UHMC100CCV4+LRP | Split System | 31800 | 18.1 | 8.5 | 2.1 | R-454B | 650
215864525 | TRANE | 5TWV8X36A1 | 5PX*C005AS3 | S8V2C080M5PCB | Split System | 31800 | 18.1 | 8.5 | 2.1 | R-454B | 650
215864527 | TRANE | 5TWV8X36A1 | 5PX*C005AS3 | S8V2C080M5PDB | Split System | 31800 | 18.1 | 8.5 | 2.1 | R-454B | 650
215864643 | TRANE | 5TWV8X36A1 | 5TXCC005AS3 | S8V2C080M5PDB | Split System | 31800 | 18.1 | 8.5 | 2.1 | R-454B | 650
215864639 | TRANE | 5TWV8X36A1 | 5TXCC005AS3 | S8V2C080M5PCB | Split System | 31800 | 18.1 | 8.5 | 2.1 | R-454B | 650
215864529 | TRANE | 5TWV8X36A1 | 5PX*C005AS3 | S8V2C100M5PCB | Split System | 31800 | 18.1 | 8.5 | 2.1 | R-454B | 650
215869108 | TRANE | 5TWV8X36A1 | 5TXCC005AS3 | S9V2C100U5VSB+LRP | Split System | 31800 | 18.1 | 8.5 | 2.1 | R-454B | 650
215869094 | TRANE | 5TWV8X36A1 | 5PX*C005AS3 | S9V2C080U5VSB+LRP | Split System | 31800 | 18.1 | 8.5 | 2.1 | R-454B | 650
215864633 | TRANE | 5TWV8X36A1 | 5TXCC005AS3 | S8V2C100M5PDB | Split System | 31800 | 18.1 | 8.5 | 2.1 | R-454B | 650
215869106 | TRANE | 5TWV8X36A1 | 5TXCC005AS3 | S9V2C080U5VSB+LRP | Split System | 31800 | 18.1 | 8.5 | 2.1 | R-454B | 650
215865037 | TRANE | 5TWV8X36A1 | 5TEMCB03AV31+TDR |  | Split System | 31800 | 18.1 | 8.5 | 2.1 | R-454B | 650
215865061 | TRANE | 5TWV8X36A1 | 5TXCB006AS3+P0V0A000M30SD+LRP |  | Split System | 32600 | 18.1 | 8.5 | 2.1 | R-454B | 650
215864599 | TRANE | 5TWV8X36A1 | 5TXCB006AS3 | S9V2B080U4VSB+LRP | Split System | 32600 | 18.1 | 8.5 | 2.1 | R-454B | 650
215864619 | TRANE | 5TWV8X36A1 | 5TXCB006AS3 | L8V1B080U4VSB+LRP | Split System | 32600 | 18.1 | 8.5 | 2.1 | R-454B | 650
215864607 | TRANE | 5TWV8X36A1 | 5TXCB006AS3 | S9V2B040U3VSB+LRP | Split System | 32600 | 18.1 | 8.5 | 2.1 | R-454B | 650
215864801 | TRANE | 5TWV8X36A1 | 5PX*CD07AS3 | *DHMC100CCV4+LRP | Split System | 32600 | 18.1 | 8.5 | 2.1 | R-454B | 650
215864597 | TRANE | 5TWV8X36A1 | 5TXCB006AS3 | *UHMB080CCV3+LRP | Split System | 32800 | 18.1 | 8.5 | 2.1 | R-454B | 650
215864625 | TRANE | 5TWV8X36A1 | 5TXCB006AS3 | S8V2B060M4PCB | Split System | 32800 | 18.1 | 8.5 | 2.1 | R-454B | 650
215864627 | TRANE | 5TWV8X36A1 | 5TXCB006AS3 | S8V2B060M4PDB | Split System | 32800 | 18.1 | 8.5 | 2.1 | R-454B | 650
215864595 | TRANE | 5TWV8X36A1 | 5TXCB006AS3 | *UHMB060CCV3+LRP | Split System | 32800 | 18.1 | 8.5 | 2.1 | R-454B | 650
215869104 | TRANE | 5TWV8X36A1 | 5TXCB006AS3 | S9V2B060U4VSB+LRP | Split System | 32800 | 18.1 | 8.5 | 2.1 | R-454B | 650
215869088 | TRANE | 5TWV8X36A1 | 5PX*B006AS3 | S9V2B060U4VSB+LRP | Split System | 32800 | 18.1 | 8.5 | 2.1 | R-454B | 650
215864613 | TRANE | 5TWV8X36A1 | 5TXCB006AS3 | S8V2B080M4PCB | Split System | 32800 | 18.1 | 8.5 | 2.1 | R-454B | 650
215864809 | TRANE | 5TWV8X36A1 | 5PX*CD07AS3 | S8V2C080M5PDB | Split System | 32800 | 18.1 | 8.5 | 2.1 | R-454B | 650
215864541 | TRANE | 5TWV8X36A1 | 5PX*C007AS3 | S8V2C100M5PDB | Split System | 33000 | 18.1 | 8.5 | 2.1 | R-454B | 650
215864539 | TRANE | 5TWV8X36A1 | 5PX*C007AS3 | S8V2C100M5PCB | Split System | 33000 | 18.1 | 8.5 | 2.1 | R-454B | 650
215864807 | TRANE | 5TWV8X36A1 | 5PX*CD07AS3 | S8V2C100M5PCB | Split System | 33000 | 18.1 | 8.5 | 2.1 | R-454B | 650
215865069 | TRANE | 5TWV8X48A1 | 5TXCC005AS3+P0V0C000M50SD+LRP |  | Split System | 43500 | 18.1 | 8.5 | 2.1 | R-454B | 650
215864903 | TRANE | 5TWV8X48A1 | 5PX*DD10AS3 | *DHMC100CCV4+LRP | Split System | 44500 | 18.1 | 8.5 | 2.1 | R-454B | 650
215864817 | TRANE | 5TWV8X48A1 | 5PX*B006AS3 | S8V2B080M4PDB | Split System | 44500 | 18.1 | 8.5 | 2.1 | R-454B | 650
215864823 | TRANE | 5TWV8X48A1 | 5PX*B006AS3 | S8V2B060M4PCB | Split System | 44500 | 18.1 | 8.5 | 2.1 | R-454B | 650
215864811 | TRANE | 5TWV8X48A1 | 5PX*B006AS3 | S9V2B080U4VSB+LRP | Split System | 44500 | 18.1 | 8.5 | 2.1 | R-454B | 650
215864825 | TRANE | 5TWV8X48A1 | 5PX*B006AS3 | S8V2B080M4PCB | Split System | 44500 | 18.1 | 8.5 | 2.1 | R-454B | 650
215869114 | TRANE | 5TWV8X48A1 | 5PX*B006AS3 | S9V2B060U4VSB+LRP | Split System | 44500 | 18.1 | 8.5 | 2.1 | R-454B | 650
215869120 | TRANE | 5TWV8X48A1 | 5TXCB006AS3 | S9V2B060U4VSB+LRP | Split System | 44500 | 18.1 | 8.5 | 2.1 | R-454B | 650
215864671 | TRANE | 5TWV8X48A1 | 5TXCB006AS3 | S8V2B080M4PDB | Split System | 44500 | 18.1 | 8.5 | 2.1 | R-454B | 650
215864673 | TRANE | 5TWV8X48A1 | 5TXCB006AS3 | S8V2B080M4PCB | Split System | 44500 | 18.1 | 8.5 | 2.1 | R-454B | 650
215864663 | TRANE | 5TWV8X48A1 | 5TXCB006AS3 | L8V1B080U4VSB+LRP | Split System | 44500 | 18.1 | 8.5 | 2.1 | R-454B | 650
215864819 | TRANE | 5TWV8X48A1 | 5PX*B006AS3 | L8V1B080U4VSB+LRP | Split System | 44500 | 18.1 | 8.5 | 2.1 | R-454B | 650
215864665 | TRANE | 5TWV8X48A1 | 5TXCB006AS3 | S9V2B080U4VSB+LRP | Split System | 44500 | 18.1 | 8.5 | 2.1 | R-454B | 650
215864915 | TRANE | 5TWV8X48A1 | 5PX*DD10AS3 | S8V2C080M5PDB | Split System | 45000 | 18.1 | 8.5 | 2.1 | R-454B | 650
215864917 | TRANE | 5TWV8X48A1 | 5PX*DD10AS3 | S8V2C080M5PCB | Split System | 45000 | 18.1 | 8.5 | 2.1 | R-454B | 650
215864911 | TRANE | 5TWV8X48A1 | 5PX*DD10AS3 | S8V2C100M5PDB | Split System | 45000 | 18.1 | 8.5 | 2.1 | R-454B | 650
215864913 | TRANE | 5TWV8X48A1 | 5PX*DD10AS3 | S8V2C100M5PCB | Split System | 45000 | 18.1 | 8.5 | 2.1 | R-454B | 650
215864863 | TRANE | 5TWV8X48A1 | 5PX*D008AS3 | *UHMD120CCV5+LRP | Split System | 45000 | 18.1 | 8.5 | 2.1 | R-454B | 650
215864659 | TRANE | 5TWV8X48A1 | 5PX*C007AS3 | S8V2C080M5PDB | Split System | 45000 | 18.1 | 8.5 | 2.1 | R-454B | 650
215864661 | TRANE | 5TWV8X48A1 | 5PX*C007AS3 | S8V2C080M5PCB | Split System | 45000 | 18.1 | 8.5 | 2.1 | R-454B | 650
215864955 | TRANE | 5TWV8X48A1 | 5TXCD008AS3 | *UHMD120CCV5+LRP | Split System | 45000 | 18.1 | 8.5 | 2.1 | R-454B | 650
215864933 | TRANE | 5TWV8X48A1 | 5TXCC007AS3 | S8V2C080M5PDB | Split System | 45000 | 18.1 | 8.5 | 2.1 | R-454B | 650
215864935 | TRANE | 5TWV8X48A1 | 5TXCC007AS3 | S8V2C080M5PCB | Split System | 45000 | 18.1 | 8.5 | 2.1 | R-454B | 650
215864677 | TRANE | 5TWV8X48A1 | 5TXCB006AS3 | S8V2B060M4PCB | Split System | 45000 | 18.1 | 8.5 | 2.1 | R-454B | 650
215864655 | TRANE | 5TWV8X48A1 | 5PX*C007AS3 | S8V2C100M5PDB | Split System | 45000 | 18.1 | 8.5 | 2.1 | R-454B | 650
215865067 | TRANE | 5TWV8X48A1 | 5TXCB006AS3+P0V0B000M40SD+LRP |  | Split System | 45000 | 18.1 | 8.5 | 2.1 | R-454B | 650
215865085 | TRANE | 5TWV8X48A1 | 5PX*B006AS3+P0V0B000M40SD+LRP |  | Split System | 45000 | 18.1 | 8.5 | 2.1 | R-454B | 650
215864675 | TRANE | 5TWV8X48A1 | 5TXCB006AS3 | S8V2B060M4PDB | Split System | 45000 | 18.1 | 8.5 | 2.1 | R-454B | 650
215864657 | TRANE | 5TWV8X48A1 | 5PX*C007AS3 | S8V2C100M5PCB | Split System | 45000 | 18.1 | 8.5 | 2.1 | R-454B | 650
215869116 | TRANE | 5TWV8X48A1 | 5PX*C007AS3 | S9V2C080U5VSB+LRP | Split System | 45000 | 18.1 | 8.5 | 2.1 | R-454B | 650
215864919 | TRANE | 5TWV8X48A1 | 5PX*DD10AS3 | S8V2D120M5PCB | Split System | 45500 | 18.1 | 8.5 | 2.1 | R-454B | 650
215864907 | TRANE | 5TWV8X48A1 | 5PX*DD10AS3 | S8V2D120M5PDB | Split System | 45500 | 18.1 | 8.5 | 2.1 | R-454B | 650
215864879 | TRANE | 5TWV8X48A1 | 5PX*D008AS3 | S8V2C100M5PCB | Split System | 45500 | 18.1 | 8.5 | 2.1 | R-454B | 650
215864869 | TRANE | 5TWV8X48A1 | 5PX*D008AS3 | S8V2C100M5PDB | Split System | 45500 | 18.1 | 8.5 | 2.1 | R-454B | 650
215864969 | TRANE | 5TWV8X48A1 | 5TXCD008AS3 | S8V2C100M5PCB | Split System | 45500 | 18.1 | 8.5 | 2.1 | R-454B | 650
215864967 | TRANE | 5TWV8X48A1 | 5TXCD008AS3 | S8V2C100M5PDB | Split System | 45500 | 18.1 | 8.5 | 2.1 | R-454B | 650
215864963 | TRANE | 5TWV8X48A1 | 5TXCD008AS3 | S8V2D120M5PDB | Split System | 45500 | 18.1 | 8.5 | 2.1 | R-454B | 650
215864965 | TRANE | 5TWV8X48A1 | 5TXCD008AS3 | S8V2D120M5PCB | Split System | 45500 | 18.1 | 8.5 | 2.1 | R-454B | 650
215864873 | TRANE | 5TWV8X48A1 | 5PX*D008AS3 | S8V2D120M5PDB | Split System | 45500 | 18.1 | 8.5 | 2.1 | R-454B | 650
215864929 | TRANE | 5TWV8X48A1 | 5TXCC007AS3 | S8V2C100M5PDB | Split System | 45500 | 18.1 | 8.5 | 2.1 | R-454B | 650
215869122 | TRANE | 5TWV8X48A1 | 5TXCC007AS3 | S9V2C100U5VSB+LRP | Split System | 45500 | 18.1 | 8.5 | 2.1 | R-454B | 650
215869118 | TRANE | 5TWV8X48A1 | 5PX*C007AS3 | S9V2C100U5VSB+LRP | Split System | 45500 | 18.1 | 8.5 | 2.1 | R-454B | 650
215864931 | TRANE | 5TWV8X48A1 | 5TXCC007AS3 | S8V2C100M5PCB | Split System | 45500 | 18.1 | 8.5 | 2.1 | R-454B | 650
215864853 | TRANE | 5TWV8X48A1 | 5PX*CD09AS3 | S8V2C100M5PCB | Split System | 46000 | 18.1 | 8.5 | 2.1 | R-454B | 650
215864831 | TRANE | 5TWV8X48A1 | 5PX*C009AS3 | S8V2C100M5PDB | Split System | 46000 | 18.1 | 8.5 | 2.1 | R-454B | 650
215864941 | TRANE | 5TWV8X48A1 | 5TXCC009AS3 | S8V2C100M5PDB | Split System | 46000 | 18.1 | 8.5 | 2.1 | R-454B | 650
215864833 | TRANE | 5TWV8X48A1 | 5PX*C009AS3 | S8V2C100M5PCB | Split System | 46000 | 18.1 | 8.5 | 2.1 | R-454B | 650
215864943 | TRANE | 5TWV8X48A1 | 5TXCC009AS3 | S8V2C100M5PCB | Split System | 46000 | 18.1 | 8.5 | 2.1 | R-454B | 650
215865039 | TRANE | 5TWV8X36A1 | 5TEMCD05AV41+TDR |  | Split System | 32800 | 18.1 | 8.5 | 2.2 | R-454B | 650
215864973 | TRANE | 5TWV8X48A1 | 5TXCD008AS3 | S8V2C080M5PCB | Split System | 45000 | 18.1 | 8.5 | 2.2 | R-454B | 650
215864859 | TRANE | 5TWV8X48A1 | 5PX*D008AS3 | S8V2C080M5PCB | Split System | 45000 | 18.1 | 8.5 | 2.2 | R-454B | 650
215864865 | TRANE | 5TWV8X48A1 | 5PX*D008AS3 | S8V2C080M5PDB | Split System | 45000 | 18.1 | 8.5 | 2.2 | R-454B | 650
218155883 | MIDEA | MO1HE-H48B-2A | MAAHE-H60B-CA-UC | MGV96U080C4C | Split System | 45000 | 15.2 | 8.5 | 1.8 | R-454B | 650
218452579 | AIRQUEST | D5CUHAH24AAK | FM(C,U)5S24**AL* |  | Split System | 22800 | 16 | 8.5 | 2 | R-454B | 650
218452580 | ARCOAIRE | D5CUHAH24AAK | FM(C,U)5S24**AL* |  | Split System | 22800 | 16 | 8.5 | 2 | R-454B | 650
218452577 | BRYANT HEATING AND COOLING SYSTEMS | 37MUHAQ24AA3 | FM(C,U)5S24**AL* |  | Split System | 22800 | 16 | 8.5 | 2 | R-454B | 650
218452582 | DAY & NIGHT | D5CUHAH24AAK | FM(C,U)5S24**AL* |  | Split System | 22800 | 16 | 8.5 | 2 | R-454B | 650
218452578 | HEIL | D5CUHAH24AAK | FM(C,U)5S24**AL* |  | Split System | 22800 | 16 | 8.5 | 2 | R-454B | 650
218452583 | KEEPRITE | D5CUHAH24AAK | FM(C,U)5S24**AL* |  | Split System | 22800 | 16 | 8.5 | 2 | R-454B | 650
218452584 | TEMPSTAR | D5CUHAH24AAK | FM(C,U)5S24**AL* |  | Split System | 22800 | 16 | 8.5 | 2 | R-454B | 650
218155843 | MIDEA | MO1BE-H24B-2A | MAAHE-H24B-BA-UC | S9V2B060D3VS*** | Split System | 24000 | 17.2 | 8.5 | 1.8 | R-454B | 650
215865124 | AMERICAN STANDARD | 5A6V8X60A1 | 5PX*DD10AS3+P0V0D000M50SD+LRP |  | Split System | 53500 | 18.1 | 8.5 | 2 | R-454B | 650
215865078 | AMERICAN STANDARD | 5A6V8X60A1 | 5TXCD008AS3+P0V0C000M50SD+LRP |  | Split System | 53500 | 18.1 | 8.5 | 2 | R-454B | 650
215865080 | AMERICAN STANDARD | 5A6V8X60A1 | 5TXCD008AS3+P0V0D000M50SD+LRP |  | Split System | 53500 | 18.1 | 8.5 | 2 | R-454B | 650
215865120 | AMERICAN STANDARD | 5A6V8X60A1 | 5PX*D010AS3+P0V0D000M50SD+LRP |  | Split System | 54500 | 18.1 | 8.5 | 2 | R-454B | 650
215864780 | AMERICAN STANDARD | 5A6V8X60A1 | 5TXCD010AS3 | L8V1C100U5VSB+LRP | Split System | 54500 | 18.1 | 8.5 | 2 | R-454B | 650
215864760 | AMERICAN STANDARD | 5A6V8X60A1 | 5TXCD010AS3 | S9V2D120U5VSB+LRP | Split System | 54500 | 18.1 | 8.5 | 2 | R-454B | 650
215865118 | AMERICAN STANDARD | 5A6V8X60A1 | 5PX*CD09AS3+P0V0C000M50SD+LRP |  | Split System | 54500 | 18.1 | 8.5 | 2 | R-454B | 650
215865076 | AMERICAN STANDARD | 5A6V8X60A1 | 5TXCC009AS3+P0V0C000M50SD+LRP |  | Split System | 54500 | 18.1 | 8.5 | 2 | R-454B | 650
215865014 | AMERICAN STANDARD | 5A6V8X60A1 | 5PX*D010AS3 | S9V2D120U5VSB+LRP | Split System | 54500 | 18.1 | 8.5 | 2 | R-454B | 650
215865010 | AMERICAN STANDARD | 5A6V8X60A1 | 5PX*D010AS3 | L8V1C100U5VSB+LRP | Split System | 54500 | 18.1 | 8.5 | 2 | R-454B | 650
215865116 | AMERICAN STANDARD | 5A6V8X60A1 | 5PX*C009AS3+P0V0C000M50SD+LRP |  | Split System | 54500 | 18.1 | 8.5 | 2 | R-454B | 650
215865122 | AMERICAN STANDARD | 5A6V8X60A1 | 5PX*D010AS3+P0V0C000M50SD+LRP |  | Split System | 54500 | 18.1 | 8.5 | 2 | R-454B | 650
215865082 | AMERICAN STANDARD | 5A6V8X60A1 | 5TXCD010AS3+P0V0C000M50SD+LRP |  | Split System | 54500 | 18.1 | 8.5 | 2 | R-454B | 650
215865084 | AMERICAN STANDARD | 5A6V8X60A1 | 5TXCD010AS3+P0V0D000M50SD+LRP |  | Split System | 55000 | 18.1 | 8.5 | 2 | R-454B | 650
215865056 | AMERICAN STANDARD | 5A6V8X36A1 | 5PX*C005AS3+P0V0C000M50SD+LRP |  | Split System | 32000 | 18.1 | 8.5 | 2.1 | R-454B | 650
215865064 | AMERICAN STANDARD | 5A6V8X36A1 | 5TXCC005AS3+P0V0C000M50SD+LRP |  | Split System | 32000 | 18.1 | 8.5 | 2.1 | R-454B | 650
215864550 | AMERICAN STANDARD | 5A6V8X36A1 | 5PX*C007AS3 | *UHMC100CCV4+LRP | Split System | 32800 | 18.1 | 8.5 | 2.1 | R-454B | 650
215864552 | AMERICAN STANDARD | 5A6V8X36A1 | 5PX*C007AS3 | S8V2C080M5PDB | Split System | 32800 | 18.1 | 8.5 | 2.1 | R-454B | 650
215864548 | AMERICAN STANDARD | 5A6V8X36A1 | 5PX*C007AS3 | S8V2C080M5PCB | Split System | 32800 | 18.1 | 8.5 | 2.1 | R-454B | 650
215869097 | AMERICAN STANDARD | 5A6V8X36A1 | 5PX*C007AS3 | S9V2C100U5VSB+LRP | Split System | 33000 | 18.1 | 8.5 | 2.1 | R-454B | 650
215869113 | AMERICAN STANDARD | 5A6V8X36A1 | 5TXCC007AS3 | S9V2C100U5VSB+LRP | Split System | 33000 | 18.1 | 8.5 | 2.1 | R-454B | 650
215869111 | AMERICAN STANDARD | 5A6V8X36A1 | 5TXCC007AS3 | S9V2C080U5VSB+LRP | Split System | 33000 | 18.1 | 8.5 | 2.1 | R-454B | 650
215869099 | AMERICAN STANDARD | 5A6V8X36A1 | 5PX*C007AS3 | S9V2C080U5VSB+LRP | Split System | 33000 | 18.1 | 8.5 | 2.1 | R-454B | 650
215864646 | AMERICAN STANDARD | 5A6V8X48A1 | 5PX*C007AS3 | *UHMC100CCV4+LRP | Split System | 45000 | 18.1 | 8.5 | 2.1 | R-454B | 650
215864848 | AMERICAN STANDARD | 5A6V8X48A1 | 5PX*CD09AS3 | *DHMC100CCV4+LRP | Split System | 45500 | 18.1 | 8.5 | 2.1 | R-454B | 650
215864922 | AMERICAN STANDARD | 5A6V8X48A1 | 5TXCC007AS3 | L8V1C100U5VSB+LRP | Split System | 45500 | 18.1 | 8.5 | 2.1 | R-454B | 650
215864850 | AMERICAN STANDARD | 5A6V8X48A1 | 5PX*CD09AS3 | S8V2C080M5PCB | Split System | 46000 | 18.1 | 8.5 | 2.1 | R-454B | 650
215864852 | AMERICAN STANDARD | 5A6V8X48A1 | 5PX*CD09AS3 | S8V2C080M5PDB | Split System | 46000 | 18.1 | 8.5 | 2.1 | R-454B | 650
215864836 | AMERICAN STANDARD | 5A6V8X48A1 | 5PX*C009AS3 | S8V2C080M5PDB | Split System | 46000 | 18.1 | 8.5 | 2.1 | R-454B | 650
215864952 | AMERICAN STANDARD | 5A6V8X48A1 | 5TXCC009AS3 | S8V2C080M5PCB | Split System | 46000 | 18.1 | 8.5 | 2.1 | R-454B | 650
215864844 | AMERICAN STANDARD | 5A6V8X48A1 | 5PX*C009AS3 | *UHMC100CCV4+LRP | Split System | 46000 | 18.1 | 8.5 | 2.1 | R-454B | 650
215864838 | AMERICAN STANDARD | 5A6V8X48A1 | 5PX*C009AS3 | S8V2C080M5PCB | Split System | 46000 | 18.1 | 8.5 | 2.1 | R-454B | 650
215864950 | AMERICAN STANDARD | 5A6V8X48A1 | 5TXCC009AS3 | *UHMC100CCV4+LRP | Split System | 46000 | 18.1 | 8.5 | 2.1 | R-454B | 650
215865090 | AMERICAN STANDARD | 5A6V8X48A1 | 5PX*CD09AS3+P0V0C000M50SD+LRP |  | Split System | 46500 | 18.1 | 8.5 | 2.1 | R-454B | 650
215864988 | AMERICAN STANDARD | 5A6V8X48A1 | 5TXCD010AS3 | S8V2C100M5PDB | Split System | 46500 | 18.1 | 8.5 | 2.1 | R-454B | 650
215864990 | AMERICAN STANDARD | 5A6V8X48A1 | 5TXCD010AS3 | S8V2C100M5PCB | Split System | 46500 | 18.1 | 8.5 | 2.1 | R-454B | 650
215865046 | AMERICAN STANDARD | 5A6V8X60A1 | 5TEMCD06AV41+TDR |  | Split System | 54500 | 18.1 | 8.5 | 2.1 | R-454B | 650
215864886 | AMERICAN STANDARD | 5A6V8X48A1 | 5PX*D010AS3 | *UHMD120CCV5+LRP | Split System | 45500 | 18.1 | 8.5 | 2.2 | R-454B | 650
215865102 | AMERICAN STANDARD | 5A6V8X48A1 | 5PX*DD10AS3+P0V0D000M50SD+LRP |  | Split System | 45500 | 18.1 | 8.5 | 2.2 | R-454B | 650
215865100 | AMERICAN STANDARD | 5A6V8X48A1 | 5PX*DD10AS3+P0V0C000M50SD+LRP |  | Split System | 45500 | 18.1 | 8.5 | 2.2 | R-454B | 650
215864862 | AMERICAN STANDARD | 5A6V8X48A1 | 5PX*D008AS3 | L8V1C100U5VSB+LRP | Split System | 45500 | 18.1 | 8.5 | 2.2 | R-454B | 650
215865108 | AMERICAN STANDARD | 5A6V8X48A1 | 5TXCD008AS3+P0V0C000M50SD+LRP |  | Split System | 45500 | 18.1 | 8.5 | 2.2 | R-454B | 650
215865104 | AMERICAN STANDARD | 5A6V8X48A1 | 5TXCC007AS3+P0V0C000M50SD+LRP |  | Split System | 45500 | 18.1 | 8.5 | 2.2 | R-454B | 650
215865094 | AMERICAN STANDARD | 5A6V8X48A1 | 5PX*D008AS3+P0V0C000M50SD+LRP |  | Split System | 45500 | 18.1 | 8.5 | 2.2 | R-454B | 650
215865066 | AMERICAN STANDARD | 5A6V8X48A1 | 5PX*C007AS3+P0V0C000M50SD+LRP |  | Split System | 45500 | 18.1 | 8.5 | 2.2 | R-454B | 650
215864648 | AMERICAN STANDARD | 5A6V8X48A1 | 5PX*C007AS3 | L8V1C100U5VSB+LRP | Split System | 45500 | 18.1 | 8.5 | 2.2 | R-454B | 650
215864954 | AMERICAN STANDARD | 5A6V8X48A1 | 5TXCD008AS3 | L8V1C100U5VSB+LRP | Split System | 45500 | 18.1 | 8.5 | 2.2 | R-454B | 650
215864992 | AMERICAN STANDARD | 5A6V8X48A1 | 5TXCD010AS3 | S8V2C080M5PDB | Split System | 46000 | 18.1 | 8.5 | 2.2 | R-454B | 650
215864900 | AMERICAN STANDARD | 5A6V8X48A1 | 5PX*D010AS3 | S8V2C100M5PDB | Split System | 46000 | 18.1 | 8.5 | 2.2 | R-454B | 650
215864976 | AMERICAN STANDARD | 5A6V8X48A1 | 5TXCD010AS3 | *UHMD120CCV5+LRP | Split System | 46000 | 18.1 | 8.5 | 2.2 | R-454B | 650
215864994 | AMERICAN STANDARD | 5A6V8X48A1 | 5TXCD010AS3 | S8V2C080M5PCB | Split System | 46000 | 18.1 | 8.5 | 2.2 | R-454B | 650
215864902 | AMERICAN STANDARD | 5A6V8X48A1 | 5PX*D010AS3 | S8V2C100M5PCB | Split System | 46000 | 18.1 | 8.5 | 2.2 | R-454B | 650
215864882 | AMERICAN STANDARD | 5A6V8X48A1 | 5PX*D010AS3 | S8V2C080M5PCB | Split System | 46000 | 18.1 | 8.5 | 2.2 | R-454B | 650
215864948 | AMERICAN STANDARD | 5A6V8X48A1 | 5TXCC009AS3 | L8V1C100U5VSB+LRP | Split System | 46500 | 18.1 | 8.5 | 2.2 | R-454B | 650
215864884 | AMERICAN STANDARD | 5A6V8X48A1 | 5PX*D010AS3 | L8V1C100U5VSB+LRP | Split System | 46500 | 18.1 | 8.5 | 2.2 | R-454B | 650
215864840 | AMERICAN STANDARD | 5A6V8X48A1 | 5PX*C009AS3 | L8V1C100U5VSB+LRP | Split System | 46500 | 18.1 | 8.5 | 2.2 | R-454B | 650
215865106 | AMERICAN STANDARD | 5A6V8X48A1 | 5TXCC009AS3+P0V0C000M50SD+LRP |  | Split System | 46500 | 18.1 | 8.5 | 2.2 | R-454B | 650
215865088 | AMERICAN STANDARD | 5A6V8X48A1 | 5PX*C009AS3+P0V0C000M50SD+LRP |  | Split System | 46500 | 18.1 | 8.5 | 2.2 | R-454B | 650
215864978 | AMERICAN STANDARD | 5A6V8X48A1 | 5TXCD010AS3 | L8V1C100U5VSB+LRP | Split System | 46500 | 18.1 | 8.5 | 2.2 | R-454B | 650
215864996 | AMERICAN STANDARD | 5A6V8X48A1 | 5TXCD010AS3 | S8V2D120M5PCB | Split System | 46500 | 18.1 | 8.5 | 2.2 | R-454B | 650
215864984 | AMERICAN STANDARD | 5A6V8X48A1 | 5TXCD010AS3 | S8V2D120M5PDB | Split System | 46500 | 18.1 | 8.5 | 2.2 | R-454B | 650
215864896 | AMERICAN STANDARD | 5A6V8X48A1 | 5PX*D010AS3 | S8V2D120M5PDB | Split System | 46500 | 18.1 | 8.5 | 2.2 | R-454B | 650
215864898 | AMERICAN STANDARD | 5A6V8X48A1 | 5PX*D010AS3 | S8V2D120M5PCB | Split System | 46500 | 18.1 | 8.5 | 2.2 | R-454B | 650
215865123 | TRANE | 5TWV8X60A1 | 5PX*DD10AS3+P0V0D000M50SD+LRP |  | Split System | 53500 | 18.1 | 8.5 | 2 | R-454B | 650
215865079 | TRANE | 5TWV8X60A1 | 5TXCD008AS3+P0V0D000M50SD+LRP |  | Split System | 53500 | 18.1 | 8.5 | 2 | R-454B | 650
215865077 | TRANE | 5TWV8X60A1 | 5TXCD008AS3+P0V0C000M50SD+LRP |  | Split System | 53500 | 18.1 | 8.5 | 2 | R-454B | 650
215865119 | TRANE | 5TWV8X60A1 | 5PX*D010AS3+P0V0D000M50SD+LRP |  | Split System | 54500 | 18.1 | 8.5 | 2 | R-454B | 650
215864779 | TRANE | 5TWV8X60A1 | 5TXCD010AS3 | L8V1C100U5VSB+LRP | Split System | 54500 | 18.1 | 8.5 | 2 | R-454B | 650
215865081 | TRANE | 5TWV8X60A1 | 5TXCD010AS3+P0V0C000M50SD+LRP |  | Split System | 54500 | 18.1 | 8.5 | 2 | R-454B | 650
215865075 | TRANE | 5TWV8X60A1 | 5TXCC009AS3+P0V0C000M50SD+LRP |  | Split System | 54500 | 18.1 | 8.5 | 2 | R-454B | 650
215865013 | TRANE | 5TWV8X60A1 | 5PX*D010AS3 | S9V2D120U5VSB+LRP | Split System | 54500 | 18.1 | 8.5 | 2 | R-454B | 650
215864759 | TRANE | 5TWV8X60A1 | 5TXCD010AS3 | S9V2D120U5VSB+LRP | Split System | 54500 | 18.1 | 8.5 | 2 | R-454B | 650
215865117 | TRANE | 5TWV8X60A1 | 5PX*CD09AS3+P0V0C000M50SD+LRP |  | Split System | 54500 | 18.1 | 8.5 | 2 | R-454B | 650
215865121 | TRANE | 5TWV8X60A1 | 5PX*D010AS3+P0V0C000M50SD+LRP |  | Split System | 54500 | 18.1 | 8.5 | 2 | R-454B | 650
215865009 | TRANE | 5TWV8X60A1 | 5PX*D010AS3 | L8V1C100U5VSB+LRP | Split System | 54500 | 18.1 | 8.5 | 2 | R-454B | 650
215865115 | TRANE | 5TWV8X60A1 | 5PX*C009AS3+P0V0C000M50SD+LRP |  | Split System | 54500 | 18.1 | 8.5 | 2 | R-454B | 650
215865083 | TRANE | 5TWV8X60A1 | 5TXCD010AS3+P0V0D000M50SD+LRP |  | Split System | 55000 | 18.1 | 8.5 | 2 | R-454B | 650
215865055 | TRANE | 5TWV8X36A1 | 5PX*C005AS3+P0V0C000M50SD+LRP |  | Split System | 32000 | 18.1 | 8.5 | 2.1 | R-454B | 650
215865063 | TRANE | 5TWV8X36A1 | 5TXCC005AS3+P0V0C000M50SD+LRP |  | Split System | 32000 | 18.1 | 8.5 | 2.1 | R-454B | 650
215864549 | TRANE | 5TWV8X36A1 | 5PX*C007AS3 | *UHMC100CCV4+LRP | Split System | 32800 | 18.1 | 8.5 | 2.1 | R-454B | 650
215864551 | TRANE | 5TWV8X36A1 | 5PX*C007AS3 | S8V2C080M5PDB | Split System | 32800 | 18.1 | 8.5 | 2.1 | R-454B | 650
215864547 | TRANE | 5TWV8X36A1 | 5PX*C007AS3 | S8V2C080M5PCB | Split System | 32800 | 18.1 | 8.5 | 2.1 | R-454B | 650
215869096 | TRANE | 5TWV8X36A1 | 5PX*C007AS3 | S9V2C100U5VSB+LRP | Split System | 33000 | 18.1 | 8.5 | 2.1 | R-454B | 650
215869110 | TRANE | 5TWV8X36A1 | 5TXCC007AS3 | S9V2C080U5VSB+LRP | Split System | 33000 | 18.1 | 8.5 | 2.1 | R-454B | 650
215869112 | TRANE | 5TWV8X36A1 | 5TXCC007AS3 | S9V2C100U5VSB+LRP | Split System | 33000 | 18.1 | 8.5 | 2.1 | R-454B | 650
215869098 | TRANE | 5TWV8X36A1 | 5PX*C007AS3 | S9V2C080U5VSB+LRP | Split System | 33000 | 18.1 | 8.5 | 2.1 | R-454B | 650
215864937 | TRANE | 5TWV8X48A1 | 5TXCC007AS3 | *UHMC100CCV4+LRP | Split System | 45000 | 18.1 | 8.5 | 2.1 | R-454B | 650
215864645 | TRANE | 5TWV8X48A1 | 5PX*C007AS3 | *UHMC100CCV4+LRP | Split System | 45000 | 18.1 | 8.5 | 2.1 | R-454B | 650
215864847 | TRANE | 5TWV8X48A1 | 5PX*CD09AS3 | *DHMC100CCV4+LRP | Split System | 45500 | 18.1 | 8.5 | 2.1 | R-454B | 650
215864851 | TRANE | 5TWV8X48A1 | 5PX*CD09AS3 | S8V2C080M5PDB | Split System | 46000 | 18.1 | 8.5 | 2.1 | R-454B | 650
215864835 | TRANE | 5TWV8X48A1 | 5PX*C009AS3 | S8V2C080M5PDB | Split System | 46000 | 18.1 | 8.5 | 2.1 | R-454B | 650
215864951 | TRANE | 5TWV8X48A1 | 5TXCC009AS3 | S8V2C080M5PCB | Split System | 46000 | 18.1 | 8.5 | 2.1 | R-454B | 650
215864843 | TRANE | 5TWV8X48A1 | 5PX*C009AS3 | *UHMC100CCV4+LRP | Split System | 46000 | 18.1 | 8.5 | 2.1 | R-454B | 650
215864849 | TRANE | 5TWV8X48A1 | 5PX*CD09AS3 | S8V2C080M5PCB | Split System | 46000 | 18.1 | 8.5 | 2.1 | R-454B | 650
215864949 | TRANE | 5TWV8X48A1 | 5TXCC009AS3 | *UHMC100CCV4+LRP | Split System | 46000 | 18.1 | 8.5 | 2.1 | R-454B | 650
215865089 | TRANE | 5TWV8X48A1 | 5PX*CD09AS3+P0V0C000M50SD+LRP |  | Split System | 46500 | 18.1 | 8.5 | 2.1 | R-454B | 650
215864987 | TRANE | 5TWV8X48A1 | 5TXCD010AS3 | S8V2C100M5PDB | Split System | 46500 | 18.1 | 8.5 | 2.1 | R-454B | 650
215865045 | TRANE | 5TWV8X60A1 | 5TEMCD06AV41+TDR |  | Split System | 54500 | 18.1 | 8.5 | 2.1 | R-454B | 650
215864885 | TRANE | 5TWV8X48A1 | 5PX*D010AS3 | *UHMD120CCV5+LRP | Split System | 45500 | 18.1 | 8.5 | 2.2 | R-454B | 650
215865101 | TRANE | 5TWV8X48A1 | 5PX*DD10AS3+P0V0D000M50SD+LRP |  | Split System | 45500 | 18.1 | 8.5 | 2.2 | R-454B | 650
215865099 | TRANE | 5TWV8X48A1 | 5PX*DD10AS3+P0V0C000M50SD+LRP |  | Split System | 45500 | 18.1 | 8.5 | 2.2 | R-454B | 650
215864647 | TRANE | 5TWV8X48A1 | 5PX*C007AS3 | L8V1C100U5VSB+LRP | Split System | 45500 | 18.1 | 8.5 | 2.2 | R-454B | 650
215865107 | TRANE | 5TWV8X48A1 | 5TXCD008AS3+P0V0C000M50SD+LRP |  | Split System | 45500 | 18.1 | 8.5 | 2.2 | R-454B | 650
215864953 | TRANE | 5TWV8X48A1 | 5TXCD008AS3 | L8V1C100U5VSB+LRP | Split System | 45500 | 18.1 | 8.5 | 2.2 | R-454B | 650
215864861 | TRANE | 5TWV8X48A1 | 5PX*D008AS3 | L8V1C100U5VSB+LRP | Split System | 45500 | 18.1 | 8.5 | 2.2 | R-454B | 650
215865093 | TRANE | 5TWV8X48A1 | 5PX*D008AS3+P0V0C000M50SD+LRP |  | Split System | 45500 | 18.1 | 8.5 | 2.2 | R-454B | 650
215865065 | TRANE | 5TWV8X48A1 | 5PX*C007AS3+P0V0C000M50SD+LRP |  | Split System | 45500 | 18.1 | 8.5 | 2.2 | R-454B | 650
215865103 | TRANE | 5TWV8X48A1 | 5TXCC007AS3+P0V0C000M50SD+LRP |  | Split System | 45500 | 18.1 | 8.5 | 2.2 | R-454B | 650
215864991 | TRANE | 5TWV8X48A1 | 5TXCD010AS3 | S8V2C080M5PDB | Split System | 46000 | 18.1 | 8.5 | 2.2 | R-454B | 650
215864975 | TRANE | 5TWV8X48A1 | 5TXCD010AS3 | *UHMD120CCV5+LRP | Split System | 46000 | 18.1 | 8.5 | 2.2 | R-454B | 650
215864901 | TRANE | 5TWV8X48A1 | 5PX*D010AS3 | S8V2C100M5PCB | Split System | 46000 | 18.1 | 8.5 | 2.2 | R-454B | 650
215864881 | TRANE | 5TWV8X48A1 | 5PX*D010AS3 | S8V2C080M5PCB | Split System | 46000 | 18.1 | 8.5 | 2.2 | R-454B | 650
215864887 | TRANE | 5TWV8X48A1 | 5PX*D010AS3 | S8V2C080M5PDB | Split System | 46000 | 18.1 | 8.5 | 2.2 | R-454B | 650
215864993 | TRANE | 5TWV8X48A1 | 5TXCD010AS3 | S8V2C080M5PCB | Split System | 46000 | 18.1 | 8.5 | 2.2 | R-454B | 650
215864899 | TRANE | 5TWV8X48A1 | 5PX*D010AS3 | S8V2C100M5PDB | Split System | 46000 | 18.1 | 8.5 | 2.2 | R-454B | 650
215864883 | TRANE | 5TWV8X48A1 | 5PX*D010AS3 | L8V1C100U5VSB+LRP | Split System | 46500 | 18.1 | 8.5 | 2.2 | R-454B | 650
215865087 | TRANE | 5TWV8X48A1 | 5PX*C009AS3+P0V0C000M50SD+LRP |  | Split System | 46500 | 18.1 | 8.5 | 2.2 | R-454B | 650
215864977 | TRANE | 5TWV8X48A1 | 5TXCD010AS3 | L8V1C100U5VSB+LRP | Split System | 46500 | 18.1 | 8.5 | 2.2 | R-454B | 650
215865105 | TRANE | 5TWV8X48A1 | 5TXCC009AS3+P0V0C000M50SD+LRP |  | Split System | 46500 | 18.1 | 8.5 | 2.2 | R-454B | 650
215864947 | TRANE | 5TWV8X48A1 | 5TXCC009AS3 | L8V1C100U5VSB+LRP | Split System | 46500 | 18.1 | 8.5 | 2.2 | R-454B | 650
215864995 | TRANE | 5TWV8X48A1 | 5TXCD010AS3 | S8V2D120M5PCB | Split System | 46500 | 18.1 | 8.5 | 2.2 | R-454B | 650
215864983 | TRANE | 5TWV8X48A1 | 5TXCD010AS3 | S8V2D120M5PDB | Split System | 46500 | 18.1 | 8.5 | 2.2 | R-454B | 650
215864895 | TRANE | 5TWV8X48A1 | 5PX*D010AS3 | S8V2D120M5PDB | Split System | 46500 | 18.1 | 8.5 | 2.2 | R-454B | 650
215864897 | TRANE | 5TWV8X48A1 | 5PX*D010AS3 | S8V2D120M5PCB | Split System | 46500 | 18.1 | 8.5 | 2.2 | R-454B | 650
218450278 | CHAMPION HEATING AND COOLING | XD524E2D11 | JDP24E5XX2SS1 |  | Split System | 24000 | 15.2 | 8.5 | 1.8 | R-454B | 650
218450297 | Coleman | XD524E2D11 | JDP24E5XX2SS1 |  | Split System | 24000 | 15.2 | 8.5 | 1.8 | R-454B | 650
218450316 | Fraser-Johnston | XD524E2D11 | JDP24E5XX2SS1 |  | Split System | 24000 | 15.2 | 8.5 | 1.8 | R-454B | 650
218450335 | Luxaire | XD524E2D11 | JDP24E5XX2SS1 |  | Split System | 24000 | 15.2 | 8.5 | 1.8 | R-454B | 650
218450354 | YORK | YD524E2D11 | JDP24E5XX2SS1 |  | Split System | 24000 | 15.2 | 8.5 | 1.8 | R-454B | 650
218158148 | SAMSUNG | AC048FCUPCG | HH60MBCC11H1 |  | Split System | 47000 | 16.5 | 8.5 | 2.06 | R-454B | 650
215865058 | AMERICAN STANDARD | 5A6V8X36A1 | 5PX*C007AS3+P0V0C000M50SD+LRP |  | Split System | 33200 | 18.1 | 8.5 | 2.1 | R-454B | 650
215865042 | AMERICAN STANDARD | 5A6V8X48A1 | 5TEMCD05AV41+TDR |  | Split System | 43500 | 18.1 | 8.5 | 2.2 | R-454B | 650
215865110 | AMERICAN STANDARD | 5A6V8X48A1 | 5TXCD008AS3+P0V0D000M50SD+LRP |  | Split System | 46000 | 18.1 | 8.5 | 2.2 | R-454B | 650
215865092 | AMERICAN STANDARD | 5A6V8X48A1 | 5PX*D008AS3+P0V0D000M50SD+LRP |  | Split System | 46000 | 18.1 | 8.5 | 2.2 | R-454B | 650
215865112 | AMERICAN STANDARD | 5A6V8X48A1 | 5TXCD010AS3+P0V0C000M50SD+LRP |  | Split System | 46500 | 18.1 | 8.5 | 2.2 | R-454B | 650
215865098 | AMERICAN STANDARD | 5A6V8X48A1 | 5PX*D010AS3+P0V0C000M50SD+LRP |  | Split System | 46500 | 18.1 | 8.5 | 2.2 | R-454B | 650
215865096 | AMERICAN STANDARD | 5A6V8X48A1 | 5PX*D010AS3+P0V0D000M50SD+LRP |  | Split System | 46500 | 18.1 | 8.5 | 2.2 | R-454B | 650
215865114 | AMERICAN STANDARD | 5A6V8X48A1 | 5TXCD010AS3+P0V0D000M50SD+LRP |  | Split System | 47000 | 18.1 | 8.5 | 2.2 | R-454B | 650
215865091 | TRANE | 5TWV8X48A1 | 5PX*D008AS3+P0V0D000M50SD+LRP |  | Split System | 46000 | 18.1 | 8.5 | 2.2 | R-454B | 650
215865109 | TRANE | 5TWV8X48A1 | 5TXCD008AS3+P0V0D000M50SD+LRP |  | Split System | 46000 | 18.1 | 8.5 | 2.2 | R-454B | 650
215865097 | TRANE | 5TWV8X48A1 | 5PX*D010AS3+P0V0C000M50SD+LRP |  | Split System | 46500 | 18.1 | 8.5 | 2.2 | R-454B | 650
215865111 | TRANE | 5TWV8X48A1 | 5TXCD010AS3+P0V0C000M50SD+LRP |  | Split System | 46500 | 18.1 | 8.5 | 2.2 | R-454B | 650
215865095 | TRANE | 5TWV8X48A1 | 5PX*D010AS3+P0V0D000M50SD+LRP |  | Split System | 46500 | 18.1 | 8.5 | 2.2 | R-454B | 650
215865113 | TRANE | 5TWV8X48A1 | 5TXCD010AS3+P0V0D000M50SD+LRP |  | Split System | 47000 | 18.1 | 8.5 | 2.2 | R-454B | 650
215865044 | AMERICAN STANDARD | 5A6V8X48A1 | 5TEMCD07AV51+TDR |  | Split System | 46500 | 18.1 | 8.5 | 2.2 | R-454B | 650
215865043 | TRANE | 5TWV8X48A1 | 5TEMCD07AV51+TDR |  | Split System | 46500 | 18.1 | 8.5 | 2.2 | R-454B | 650
215865036 | AMERICAN STANDARD | 5A6V8X24A1 | 5TEMCB03AV31+TDR |  | Split System | 21600 | 18.1 | 8.5 | 2.1 | R-454B | 650
215865035 | TRANE | 5TWV8X24A1 | 5TEMCB03AV31+TDR |  | Split System | 21600 | 18.1 | 8.5 | 2.1 | R-454B | 650
218160662 | DIRECT AIR | DIRM4-60CS19-OU | DIRM4-6021MAGICP20-CCOIL | DIRM-80GV96UC4-1 | Split System | 51000 | 15.5 | 8.6 | 1.8 | R-454B | 650
218156066 | MIDEA | MO1BE-H60B-2A | MAAHE-H60B-CA-UC | S9V2C080U5VS*** | Split System | 51000 | 16 | 8.6 | 1.8 | R-454B | 650
218356050 | ACIQ | B5H0V36*K*AAA* | EA*5X36M17A*+WALLCON | *97CMN0801714B* | Split System | 32600 | 17 | 8.6 | 1.75 | R-454B | 650
218161848 | HEIL | B5H0V36*K*AAA* | EA*5X36M17A*+WALLCON | *97CMN0801714B* | Split System | 32600 | 17 | 8.6 | 1.75 | R-454B | 650
218155758 | MIDEA | MO1HE-H30B-2A | MAAHE-H36B-BA | ML196DF070XE48B* | Split System | 29000 | 15.3 | 8.6 | 1.75 | R-454B | 650
215866701 | AI AIR CONDITIONING | AUO18-36N2-M3 | AUH2-36N2-CM3E |  | Split System | 36000 | 16.1 | 8.7 | 2 | R-454B | 650
215853866 | BLUERIDGE | BMSAHS3616C | BMS2AH36I |  | Split System | 36000 | 16.1 | 8.7 | 2 | R-454B | 650
215864025 | Wells | WDHP-36RH | WDAH-36MOC |  | Split System | 36000 | 16.1 | 8.7 | 2 | R-454B | 650
215865885 | MDV | MOD30-36HFN10-M3 | MVBC-36HWFPN10-MC3E |  | Split System | 36000 | 16.2 | 8.7 | 2 | R-454B | 650
218156520 | MIDEA | MO1HE-H30B-2A | MAAHE-H36B-CA-UC | ML196UH090XE48B* | Split System | 29000 | 15.2 | 8.7 | 1.75 | R-454B | 650
218444696 | MDV | MOX330-24HFN10-M3 | MVBC-24HWFN50-MB3F |  | Split System | 23000 | 16.5 | 8.8 | 1.78 | R-454B | 650
218451218 | MIDEA | MO1AE-H24B-2A | MAUAE-H24B-2A |  | Split System | 23000 | 16.5 | 8.8 | 1.78 | R-454B | 650
218156177 | MIDEA | MO1HE-H24B-2A | MAAHE-H24B-AA-UC | RG19040A10MPS1 | Split System | 24000 | 17.5 | 8.8 | 1.8 | R-454B | 650
218156024 | MIDEA | MO1HE-H30B-2A | MAAHE-H36B-BA-UC | S9V2B060U4VS*** | Split System | 29000 | 15.5 | 8.8 | 1.8 | R-454B | 650
218471422 | AC PRO | SPHP-Y-V048BB | COIL-Y-4860CMTB | FURN-M-R2C80V16A | Split System | 45000 | 15.9 | 8.9 | 1.8 | R-454B | 650
218156479 | MIDEA | MO1SE-H36B-2A | MAAHE-H36B-BA-UC | ML296DF070XV48B* | Split System | 36000 | 15.2 | 8.9 | 1.75 | R-454B | 650
218155852 | MIDEA | MO1SE-H36B-2A | MAAHE-H36B-BA-UC | S9V2B040U3VS*** | Split System | 36000 | 15.3 | 8.9 | 1.8 | R-454B | 650
218155306 | MIDEA | MO1BE-H48B-2A | MAAHE-H60B-CA | S9V2C100D5VS*** | Split System | 45000 | 16.7 | 8.9 | 1.8 | R-454B | 650
218355792 | ACIQ | B5H0V60*K*AAA* | EVD5X61M21A*+WALLCON | *97CMN0602120B* | Split System | 56000 | 17.5 | 9 | 2.06 | R-454B | 650
218355739 | ACIQ | B5H0V60*K*AAA* | EVM5X61M24A*+WALLCON | *97CMN0602120B* | Split System | 56500 | 18 | 9 | 2.06 | R-454B | 650
218355801 | ACIQ | B5H0V60*K*AAA* | EVD5X61M24A*+WALLCON | *97CMN0602120B* | Split System | 56500 | 18 | 9 | 2.06 | R-454B | 650
218355726 | ACIQ | B5H0V60*K*AAA* | EA*5X60M24A*+WALLCON | *96CTN0802120B* | Split System | 54500 | 18.5 | 9 | 1.9 | R-454B | 650
218355732 | ACIQ | B5H0V60*K*AAA* | EA*5X60M24A*+WALLCON | *97CTN0802120A* | Split System | 54500 | 18.5 | 9 | 1.9 | R-454B | 650
218355836 | ACIQ | B5H0V60*K*AAA* | EA*5X61M24A*+WALLCON | *80CTL0702120B* | Split System | 55500 | 18.5 | 9 | 2 | R-454B | 650
215682573 | CARRIER | 27VNA060A*030* | CAA**6024AM*+UI | 59TN6C080C21**20 | Split System | 54500 | 18.5 | 9 | 1.9 | R-454B | 650
218356054 | ACIQ | B5H0V36*K*AAA* | EA*5X37M17A*+WALLCON | *80CTL0451712B* | Split System | 33600 | 17 | 9 | 1.86 | R-454B | 650
218355932 | ACIQ | B5H0V36*K*AAA* | EA*5X37M17A*+WALLCON | *97CTN0601716A* | Split System | 33600 | 17 | 9 | 1.88 | R-454B | 650
218355412 | ACIQ | B5H0V48*K*AAA* | EA*5X48M21A*+WALLCON | *80CTL0451712B* | Split System | 43500 | 17 | 9 | 2.02 | R-454B | 650
218355423 | ACIQ | B5H0V48*K*AAA* | EA*5X48M21A*+WALLCON | *95CSU0601716B* | Split System | 44000 | 17 | 9 | 2.04 | R-454B | 650
218355429 | ACIQ | B5H0V48*K*AAA* | EA*5X48M21A*+WALLCON | *97CMN0801714B* | Split System | 44000 | 17 | 9 | 2.04 | R-454B | 650
218355540 | ACIQ | B5H0V48*K*AAA* | EA*5X48M21A*+WALLCON | *97CTN0801716A* | Split System | 44000 | 17 | 9 | 2.04 | R-454B | 650
218355864 | ACIQ | B5H0V60*K*AAA* | EVM5X60M24A*+WALLCON | *80CTL0702120B* | Split System | 56000 | 18 | 9 | 2.06 | R-454B | 650
218355763 | ACIQ | B5H0V60*K*AAA* | EVD5X60M24A*+WALLCON | *80CTL0702120B* | Split System | 56000 | 18 | 9 | 2.06 | R-454B | 650
218355855 | ACIQ | B5H0V60*K*AAA* | EVM5X60M21A*+WALLCON | *80CTL0702120B* | Split System | 56500 | 18 | 9 | 2.06 | R-454B | 650
218355858 | ACIQ | B5H0V60*K*AAA* | EVM5X60M21A*+WALLCON | *95CSU0802120B* | Split System | 56500 | 18 | 9 | 2.06 | R-454B | 650
218355765 | ACIQ | B5H0V60*K*AAA* | EVM5X60M21A*+WALLCON | *96CTN0802120B* | Split System | 56500 | 18 | 9 | 2.06 | R-454B | 650
218355774 | ACIQ | B5H0V60*K*AAA* | EVM5X60M21A*+WALLCON | *97CTN0802120A* | Split System | 56500 | 18 | 9 | 2.06 | R-454B | 650
218355861 | ACIQ | B5H0V60*K*AAA* | EVM5X60M21A*+WALLCON | *97CMN0802120B* | Split System | 56500 | 18 | 9 | 2.06 | R-454B | 650
218355812 | ACIQ | B5H0V60*K*AAA* | EVD5X60M24A*+WALLCON | *96CTN0802120B* | Split System | 56500 | 18 | 9 | 2.08 | R-454B | 650
218355778 | ACIQ | B5H0V60*K*AAA* | EVM5X60M24A*+WALLCON | *96CTN0802120B* | Split System | 56500 | 18 | 9 | 2.08 | R-454B | 650
218355770 | ACIQ | B5H0V60*K*AAA* | EVD5X60M24A*+WALLCON | *95CSU0802120B* | Split System | 56500 | 18 | 9 | 2.08 | R-454B | 650
218355868 | ACIQ | B5H0V60*K*AAA* | EVM5X60M24A*+WALLCON | *95CSU0802120B* | Split System | 56500 | 18 | 9 | 2.08 | R-454B | 650
218355818 | ACIQ | B5H0V60*K*AAA* | EVD5X60M24A*+WALLCON | *97CTN0802120A* | Split System | 56500 | 18 | 9 | 2.08 | R-454B | 650
218355775 | ACIQ | B5H0V60*K*AAA* | EVD5X60M24A*+WALLCON | *97CMN0802120B* | Split System | 56500 | 18 | 9 | 2.08 | R-454B | 650
218355784 | ACIQ | B5H0V60*K*AAA* | EVM5X60M24A*+WALLCON | *97CTN0802120A* | Split System | 56500 | 18 | 9 | 2.08 | R-454B | 650
218355800 | ACIQ | B5H0V60*K*AAA* | EVD5X60M21A*+WALLCON | *96CTN0802120B* | Split System | 56500 | 18 | 9 | 2.08 | R-454B | 650
218355755 | ACIQ | B5H0V60*K*AAA* | EVD5X60M21A*+WALLCON | *95CSU0802120B* | Split System | 56500 | 18 | 9 | 2.08 | R-454B | 650
218355808 | ACIQ | B5H0V60*K*AAA* | EVD5X60M21A*+WALLCON | *97CTN0802120A* | Split System | 56500 | 18 | 9 | 2.08 | R-454B | 650
218355869 | ACIQ | B5H0V60*K*AAA* | EVM5X60M24A*+WALLCON | *95CSU1002122B* | Split System | 57000 | 18 | 9 | 2.08 | R-454B | 650
218355816 | ACIQ | B5H0V60*K*AAA* | EVD5X60M24A*+WALLCON | *80CSU1002120B* | Split System | 57000 | 18 | 9 | 2.08 | R-454B | 650
218355859 | ACIQ | B5H0V60*K*AAA* | EVM5X60M21A*+WALLCON | *95CSU1002122B* | Split System | 57000 | 18 | 9 | 2.08 | R-454B | 650
218355806 | ACIQ | B5H0V60*K*AAA* | EVD5X60M21A*+WALLCON | *80CSU1002120B* | Split System | 57000 | 18 | 9 | 2.08 | R-454B | 650
218355772 | ACIQ | B5H0V60*K*AAA* | EVM5X60M21A*+WALLCON | *80CSU1002120B* | Split System | 57000 | 18 | 9 | 2.08 | R-454B | 650
218355757 | ACIQ | B5H0V60*K*AAA* | EVD5X60M21A*+WALLCON | *95CSU1002122B* | Split System | 57000 | 18 | 9 | 2.08 | R-454B | 650
218355789 | ACIQ | B5H0V60*K*AAA* | EVD5X61M21A*+WALLCON | *95CSU0802120B* | Split System | 57000 | 18 | 9 | 2.08 | R-454B | 650
218355735 | ACIQ | B5H0V60*K*AAA* | EVM5X61M24A*+WALLCON | *95CSU0802120B* | Split System | 57500 | 18 | 9 | 2.08 | R-454B | 650
218355799 | ACIQ | B5H0V60*K*AAA* | EVD5X61M24A*+WALLCON | *95CSU0802120B* | Split System | 57500 | 18 | 9 | 2.08 | R-454B | 650
218355793 | ACIQ | B5H0V60*K*AAA* | EVM5X61M24A*+WALLCON | *80CSU1002120B* | Split System | 58000 | 18 | 9 | 2.1 | R-454B | 650
218355840 | ACIQ | B5H0V60*K*AAA* | EVD5X61M24A*+WALLCON | *80CSU1002120B* | Split System | 58000 | 18 | 9 | 2.1 | R-454B | 650
215683074 | BRYANT HEATING AND COOLING SYSTEMS | 290VAN060**AA* | CVAVA6024XMA*+UI | 83*CB60100C21*** | Split System | 57000 | 18 | 9 | 2.08 | R-454B | 650
215677384 | BRYANT HEATING AND COOLING SYSTEMS | 290VAN060**AA* | CVAVA6021XMA*+UI | 935CB66100C21*** | Split System | 57000 | 18 | 9 | 2.08 | R-454B | 650
215683024 | BRYANT HEATING AND COOLING SYSTEMS | 290VAN060**AA* | CVAVA6021XMA*+UI | 83*CB60100C21*** | Split System | 57000 | 18 | 9 | 2.08 | R-454B | 650
215677594 | BRYANT HEATING AND COOLING SYSTEMS | 290VAN060**AA* | CVAVA6121XMA*+UI | 935CB60080C21*** | Split System | 57000 | 18 | 9 | 2.08 | R-454B | 650
215683083 | CARRIER | 27VNA060A*030* | CVAVA6024XMA*+UI | 59TN7A080C21**20 | Split System | 56500 | 18 | 9 | 2.08 | R-454B | 650
215682983 | CARRIER | 27VNA060A*030* | CVAVA6021XMA*+UI | 59TN6C080C21**20 | Split System | 56500 | 18 | 9 | 2.08 | R-454B | 650
215682883 | CARRIER | 27VNA060A*030* | CVAMA6024XMA*+UI | 58CU*B100C21**20 | Split System | 57000 | 18 | 9 | 2.08 | R-454B | 650
215677033 | CARRIER | 27VNA060A*030* | CVAMA6021XMA*+UI | 59CU5B100C21**22 | Split System | 57000 | 18 | 9 | 2.08 | R-454B | 650
215677383 | CARRIER | 27VNA060A*030* | CVAVA6021XMA*+UI | 59CU5B100C21**22 | Split System | 57000 | 18 | 9 | 2.08 | R-454B | 650
215683203 | CARRIER | 27VNA060A*030* | CVAVA6124XMA*+UI | 58CU*B100C21**20 | Split System | 58000 | 18 | 9 | 2.1 | R-454B | 650
218355734 | ACIQ | B5H0V60*K*AAA* | EA*5X60M24A*+WALLCON | *97CTN1002122A* | Split System | 55000 | 18.5 | 9 | 1.9 | R-454B | 650
218355848 | ACIQ | B5H0V60*K*AAA* | EA*5X61M24A*+WALLCON | *97CMN1202422B* | Split System | 56000 | 18.5 | 9 | 2 | R-454B | 650
218355832 | ACIQ | B5H0V60*K*AAA* | EA*5X60M24A*+WALLCON | *96CTN1202422B* | Split System | 55000 | 18.5 | 9 | 2.02 | R-454B | 650
218355815 | ACIQ | B5H0V60*K*AAA* | EA*5X60M24A*+WALLCON | *80CTL1102120B* | Split System | 55000 | 18.5 | 9 | 2.02 | R-454B | 650
218355736 | ACIQ | B5H0V60*K*AAA* | EA*5X60M24A*+WALLCON | *97CTN1202422A* | Split System | 55000 | 18.5 | 9 | 2.02 | R-454B | 650
218355817 | ACIQ | B5H0V60*K*AAA* | EA*5X60M24A*+WALLCON | *80CTL1352422B* | Split System | 55500 | 18.5 | 9 | 2.02 | R-454B | 650
218355850 | ACIQ | B5H0V60*K*AAA* | EA*5X61M24A*+WALLCON | *96CTN1202422B* | Split System | 56000 | 18.5 | 9 | 2.02 | R-454B | 650
218355751 | ACIQ | B5H0V60*K*AAA* | EA*5X61M24A*+WALLCON | *97CTN1202422A* | Split System | 56000 | 18.5 | 9 | 2.02 | R-454B | 650
218355747 | ACIQ | B5H0V60*K*AAA* | EA*5X61M24A*+WALLCON | *97CTN0802120A* | Split System | 56000 | 18.5 | 9 | 2.02 | R-454B | 650
218355849 | ACIQ | B5H0V60*K*AAA* | EA*5X61M24A*+WALLCON | *96CTN1002122B* | Split System | 56000 | 18.5 | 9 | 2.02 | R-454B | 650
218355846 | ACIQ | B5H0V60*K*AAA* | EA*5X61M24A*+WALLCON | *97CMN0802120B* | Split System | 56000 | 18.5 | 9 | 2.02 | R-454B | 650
218355742 | ACIQ | B5H0V60*K*AAA* | EA*5X61M24A*+WALLCON | *96CTN0802120B* | Split System | 56000 | 18.5 | 9 | 2.02 | R-454B | 650
218355749 | ACIQ | B5H0V60*K*AAA* | EA*5X61M24A*+WALLCON | *97CTN1002122A* | Split System | 56000 | 18.5 | 9 | 2.02 | R-454B | 650
218355844 | ACIQ | B5H0V60*K*AAA* | EA*5X61M24A*+WALLCON | *95CSU1002122B* | Split System | 56500 | 18.5 | 9 | 2.02 | R-454B | 650
218355813 | ACIQ | B5H0V60*K*AAA* | EA*5X60M24A*+WALLCON | *80CTL0902120B* | Split System | 55000 | 18.5 | 9 | 2.04 | R-454B | 650
218355835 | ACIQ | B5H0V60*K*AAA* | EVD5X61M21A*+WALLCON | *97CTN1002122A* | Split System | 57500 | 18.5 | 9 | 2.06 | R-454B | 650
218355803 | ACIQ | B5H0V60*K*AAA* | EVD5X61M24A*+WALLCON | *97CMN0802120B* | Split System | 57500 | 18.5 | 9 | 2.06 | R-454B | 650
218355871 | ACIQ | B5H0V60*K*AAA* | EVM5X60M24A*+WALLCON | *97CMN1002122B* | Split System | 56500 | 18.5 | 9 | 2.08 | R-454B | 650
218355777 | ACIQ | B5H0V60*K*AAA* | EVD5X60M24A*+WALLCON | *97CMN1002122B* | Split System | 56500 | 18.5 | 9 | 2.08 | R-454B | 650
218355820 | ACIQ | B5H0V60*K*AAA* | EVD5X60M24A*+WALLCON | *97CTN1002122A* | Split System | 56500 | 18.5 | 9 | 2.08 | R-454B | 650
218355781 | ACIQ | B5H0V60*K*AAA* | EVD5X60M24A*+WALLCON | *96CTN1002122B* | Split System | 56500 | 18.5 | 9 | 2.08 | R-454B | 650
218355724 | ACIQ | B5H0V60*K*AAA* | EVM5X60M24A*+WALLCON | *97CMN1202422B* | Split System | 56500 | 18.5 | 9 | 2.08 | R-454B | 650
218355727 | ACIQ | B5H0V60*K*AAA* | EVM5X60M24A*+WALLCON | *96CTN1002122B* | Split System | 56500 | 18.5 | 9 | 2.08 | R-454B | 650
218355786 | ACIQ | B5H0V60*K*AAA* | EVM5X60M24A*+WALLCON | *97CTN1002122A* | Split System | 56500 | 18.5 | 9 | 2.08 | R-454B | 650
218355783 | ACIQ | B5H0V60*K*AAA* | EVD5X60M24A*+WALLCON | *96CTN1202422B* | Split System | 56500 | 18.5 | 9 | 2.08 | R-454B | 650
218355779 | ACIQ | B5H0V60*K*AAA* | EVD5X60M24A*+WALLCON | *97CMN1202422B* | Split System | 56500 | 18.5 | 9 | 2.08 | R-454B | 650
218355810 | ACIQ | B5H0V60*K*AAA* | EVD5X60M21A*+WALLCON | *97CTN1002122A* | Split System | 56500 | 18.5 | 9 | 2.08 | R-454B | 650
218355759 | ACIQ | B5H0V60*K*AAA* | EVD5X60M21A*+WALLCON | *97CMN1002122B* | Split System | 56500 | 18.5 | 9 | 2.08 | R-454B | 650
218355761 | ACIQ | B5H0V60*K*AAA* | EVD5X60M21A*+WALLCON | *96CTN1002122B* | Split System | 56500 | 18.5 | 9 | 2.08 | R-454B | 650
218355776 | ACIQ | B5H0V60*K*AAA* | EVM5X60M21A*+WALLCON | *97CTN1002122A* | Split System | 56500 | 18.5 | 9 | 2.08 | R-454B | 650
218355862 | ACIQ | B5H0V60*K*AAA* | EVM5X60M21A*+WALLCON | *97CMN1002122B* | Split System | 56500 | 18.5 | 9 | 2.08 | R-454B | 650
218355863 | ACIQ | B5H0V60*K*AAA* | EVM5X60M21A*+WALLCON | *96CTN1002122B* | Split System | 56500 | 18.5 | 9 | 2.08 | R-454B | 650
218355833 | ACIQ | B5H0V60*K*AAA* | EVD5X61M21A*+WALLCON | *97CTN0802120A* | Split System | 57000 | 18.5 | 9 | 2.08 | R-454B | 650
218355731 | ACIQ | B5H0V60*K*AAA* | EVM5X61M24A*+WALLCON | *80CTL0702120B* | Split System | 57000 | 18.5 | 9 | 2.08 | R-454B | 650
218355824 | ACIQ | B5H0V60*K*AAA* | EVD5X61M21A*+WALLCON | *96CTN0802120B* | Split System | 57000 | 18.5 | 9 | 2.08 | R-454B | 650
218355794 | ACIQ | B5H0V60*K*AAA* | EVM5X61M24A*+WALLCON | *97CTN0802120A* | Split System | 57500 | 18.5 | 9 | 2.08 | R-454B | 650
218355837 | ACIQ | B5H0V60*K*AAA* | EVD5X61M24A*+WALLCON | *96CTN0802120B* | Split System | 57500 | 18.5 | 9 | 2.08 | R-454B | 650
218355790 | ACIQ | B5H0V60*K*AAA* | EVM5X61M24A*+WALLCON | *96CTN0802120B* | Split System | 57500 | 18.5 | 9 | 2.08 | R-454B | 650
218355842 | ACIQ | B5H0V60*K*AAA* | EVD5X61M24A*+WALLCON | *97CTN0802120A* | Split System | 57500 | 18.5 | 9 | 2.08 | R-454B | 650
218355729 | ACIQ | B5H0V60*K*AAA* | EVM5X60M24A*+WALLCON | *96CTN1202422B* | Split System | 56500 | 18.5 | 9 | 2.1 | R-454B | 650
218355788 | ACIQ | B5H0V60*K*AAA* | EVM5X60M24A*+WALLCON | *97CTN1202422A* | Split System | 56500 | 18.5 | 9 | 2.1 | R-454B | 650
218355822 | ACIQ | B5H0V60*K*AAA* | EVD5X60M24A*+WALLCON | *97CTN1202422A* | Split System | 56500 | 18.5 | 9 | 2.1 | R-454B | 650
215682614 | BRYANT HEATING AND COOLING SYSTEMS | 290VAN060**AA* | CAA**6024AM*+UI | 987TA66100C21*** | Split System | 55000 | 18.5 | 9 | 1.9 | R-454B | 650
215677984 | BRYANT HEATING AND COOLING SYSTEMS | 290VAN060**AA* | CAA**6124AM*+UI | 987MC60080C21*** | Split System | 56000 | 18.5 | 9 | 2.02 | R-454B | 650
215683174 | BRYANT HEATING AND COOLING SYSTEMS | 290VAN060**AA* | CVAVA6121XMA*+UI | 987TA66100C21*** | Split System | 57500 | 18.5 | 9 | 2.06 | R-454B | 650
215677524 | BRYANT HEATING AND COOLING SYSTEMS | 290VAN060**AA* | CVAVA6024XMA*+UI | 987MC66100C21*** | Split System | 56500 | 18.5 | 9 | 2.08 | R-454B | 650
215683214 | BRYANT HEATING AND COOLING SYSTEMS | 290VAN060**AA* | CVAVA6124XMA*+UI | 987TA60080C21*** | Split System | 57500 | 18.5 | 9 | 2.08 | R-454B | 650
215682914 | BRYANT HEATING AND COOLING SYSTEMS | 290VAN060**AA* | CVAMA6024XMA*+UI | 987TA66120C24*** | Split System | 56500 | 18.5 | 9 | 2.1 | R-454B | 650
215677793 | CARRIER | 27VNA060A*030* | CAA**6024AM*+UI | 58TN*B135C24**22 | Split System | 55500 | 18.5 | 9 | 2.02 | R-454B | 650
215683173 | CARRIER | 27VNA060A*030* | CVAVA6121XMA*+UI | 59TN7A100C21**22 | Split System | 57500 | 18.5 | 9 | 2.06 | R-454B | 650
215683183 | CARRIER | 27VNA060A*030* | CVAVA6124XMA*+UI | 59TN6C080C21**20 | Split System | 57500 | 18.5 | 9 | 2.08 | R-454B | 650
215682923 | CARRIER | 27VNA060A*030* | CVAMA6124XMA*+UI | 59TN6C080C21**20 | Split System | 57500 | 18.5 | 9 | 2.08 | R-454B | 650
215682913 | CARRIER | 27VNA060A*030* | CVAMA6024XMA*+UI | 59TN7A120C24**22 | Split System | 56500 | 18.5 | 9 | 2.1 | R-454B | 650
218355838 | ACIQ | B5H0V60*K*AAA* | EA*5X61M24A*+WALLCON | *80CTL0902120B* | Split System | 56500 | 19 | 9 | 2.02 | R-454B | 650
218355839 | ACIQ | B5H0V60*K*AAA* | EA*5X61M24A*+WALLCON | *80CTL1102120B* | Split System | 56500 | 19 | 9 | 2.02 | R-454B | 650
218355841 | ACIQ | B5H0V60*K*AAA* | EA*5X61M24A*+WALLCON | *80CTL1352422B* | Split System | 56500 | 19 | 9 | 2.02 | R-454B | 650
215677934 | BRYANT HEATING AND COOLING SYSTEMS | 290VAN060**AA* | CAA**6124AM*+UI | 88*TB60110C21*** | Split System | 56500 | 19 | 9 | 2.02 | R-454B | 650
215677944 | BRYANT HEATING AND COOLING SYSTEMS | 290VAN060**AA* | CAA**6124AM*+UI | 88*TB66135C24*** | Split System | 56500 | 19 | 9 | 2.02 | R-454B | 650
215677943 | CARRIER | 27VNA060A*030* | CAA**6124AM*+UI | 58TN*B135C24**22 | Split System | 56500 | 19 | 9 | 2.02 | R-454B | 650
218356020 | ACIQ | B5H0V24*K*AAA* | EA*5X25M17A*+WALLCON | *96CTN0401410B* | Split System | 23400 | 16 | 9 | 1.98 | R-454B | 650
218355963 | ACIQ | B5H0V24*K*AAA* | EA*5X37M17A*+WALLCON | *96CTN0401410B* | Split System | 23400 | 16 | 9 | 1.98 | R-454B | 650
218356006 | ACIQ | B5H0V24*K*AAA* | EA*5X24M17A*+WALLCON | *80CTL0451712B* | Split System | 22600 | 16.5 | 9 | 1.94 | R-454B | 650
218356064 | ACIQ | B5H0V36*K*AAA* | EA*5X37M17A*+WALLCON | *97CMN0601714B* | Split System | 33600 | 17 | 9 | 1.86 | R-454B | 650
218356062 | ACIQ | B5H0V36*K*AAA* | EA*5X37M17A*+WALLCON | *95CSU0601716B* | Split System | 33800 | 17 | 9 | 1.86 | R-454B | 650
218355930 | ACIQ | B5H0V36*K*AAA* | EA*5X37M17A*+WALLCON | *80CSU0401712B* | Split System | 34200 | 17 | 9 | 1.88 | R-454B | 650
218355538 | ACIQ | B5H0V48*K*AAA* | EA*5X48M21A*+WALLCON | *80CSU1002120B* | Split System | 44000 | 17 | 9 | 2.04 | R-454B | 650
218355534 | ACIQ | B5H0V48*K*AAA* | EA*5X48M21A*+WALLCON | *80CSU0601716B* | Split System | 44000 | 17 | 9 | 2.04 | R-454B | 650
218355427 | ACIQ | B5H0V48*K*AAA* | EA*5X48M21A*+WALLCON | *97CMN0602120B* | Split System | 44000 | 17 | 9 | 2.04 | R-454B | 650
218355462 | ACIQ | B5H0V48*K*AAA* | EA*5X61M21A*+WALLCON | *80CTL0451712B* | Split System | 45500 | 17 | 9 | 2.06 | R-454B | 650
218161870 | AIRQUEST | B5H0V36*K*AAA* | EA*5X37M17A*+WALLCON | *95CSU0601716B* | Split System | 33800 | 17 | 9 | 1.86 | R-454B | 650
215683880 | BRYANT HEATING AND COOLING SYSTEMS | 290VAN036**AA* | CAA**3717AM*+UI | 935CB48060C17*** | Split System | 33800 | 17 | 9 | 1.86 | R-454B | 650
215674324 | CARRIER | 27VNA048A*030* | CAA**6121AM*+UI | 58TN*B045C17**12 | Split System | 45500 | 17 | 9 | 2.06 | R-454B | 650
217752184 | LG | KUSXB301A | HG33*36+TXV | LNA**080B1 | Split System | 26000 | 16 | 8.5 | 1.8 | R-32 | 650
217752174 | LG | KUSXB301A | HG7J*36+TXV | LNA**060B1 | Split System | 26000 | 16 | 8.5 | 1.8 | R-32 | 650
217752190 | LG | KUSXB301A | HE7J*36+TXV | LNA**080B1 | Split System | 26000 | 16 | 8.5 | 1.8 | R-32 | 650
217752170 | LG | KUSXB301A | HE33*36+TXV | LNA**060B1 | Split System | 26000 | 16 | 8.5 | 1.8 | R-32 | 650
217752191 | LG | KUSXB301A | HG8J*36+TXV | LNA**080B1 | Split System | 26400 | 16 | 8.5 | 1.8 | R-32 | 650
217752176 | LG | KUSXB301A | HG8J*36+TXV | LNA**060B1 | Split System | 26400 | 16 | 8.5 | 1.8 | R-32 | 650
217752186 | LG | KUSXB301A | HG34*36+TXV | LNA**080B1 | Split System | 26400 | 16 | 8.5 | 1.8 | R-32 | 650
217752171 | LG | KUSXB301A | HG34*36+TXV | LNA**060B1 | Split System | 26400 | 16 | 8.5 | 1.8 | R-32 | 650
217752187 | LG | KUSXB301A | HE34*36+TXV | LNA**080B1 | Split System | 26400 | 16 | 8.5 | 1.8 | R-32 | 650
217752172 | LG | KUSXB301A | HE34*36+TXV | LNA**060B1 | Split System | 26400 | 16 | 8.5 | 1.8 | R-32 | 650
217752192 | LG | KUSXB301A | HE8J*36+TXV | LNA**080B1 | Split System | 26400 | 16 | 8.5 | 1.8 | R-32 | 650
217752177 | LG | KUSXB301A | HE8J*36+TXV | LNA**060B1 | Split System | 26400 | 16 | 8.5 | 1.8 | R-32 | 650
217752193 | LG | KUSXB301A | HG9J*36+TXV | LNA**080B1 | Split System | 26600 | 17 | 8.5 | 1.8 | R-32 | 650
217752194 | LG | KUSXB301A | HE9J*36+TXV | LNA**080B1 | Split System | 26600 | 17 | 8.5 | 1.8 | R-32 | 650
217752179 | LG | KUSXB301A | HE9J*36+TXV | LNA**060B1 | Split System | 26600 | 17 | 8.5 | 1.8 | R-32 | 650
217752178 | LG | KUSXB301A | HG9J*36+TXV | LNA**060B1 | Split System | 26600 | 17 | 8.5 | 1.8 | R-32 | 650
218027868 | LG | KUSXB241A | CP2403A*+TXV+TD |  | Split System | 21000 | 15.2 | 8.5 | 1.8 | R-32 | 650
218027869 | LG | KUSXB241A | BC**A3*24+TXV+TD |  | Split System | 21000 | 15.2 | 8.5 | 1.8 | R-32 | 650
218082773 | LG | KUSXB241A | HG32*24+TXV+TD |  | Split System | 21000 | 15.2 | 8.5 | 1.8 | R-32 | 650
218082774 | LG | KUSXB241A | HG32*30+TXV+TD |  | Split System | 21000 | 15.2 | 8.5 | 1.8 | R-32 | 650
218082802 | LG | KUSXB241A | HG24*24+TXV+TD |  | Split System | 21000 | 15.2 | 8.5 | 1.8 | R-32 | 650
218082771 | LG | KUSXB241A | HG24*36+TXV+TD |  | Split System | 21000 | 15.2 | 8.5 | 1.8 | R-32 | 650
218027899 | LG | KUSXB481A | PL60H210P17*+TXV+AEFE5* |  | Split System | 45500 | 15.2 | 8.5 | 1.8 | R-32 | 650
217752188 | LG | KUSXB301A | HG35*36+TXV | LNA**080B1 | Split System | 26800 | 17 | 8.5 | 1.8 | R-32 | 650
217752173 | LG | KUSXB301A | HG35*36+TXV | LNA**060B1 | Split System | 26800 | 17 | 8.5 | 1.8 | R-32 | 650
217752195 | LG | KUSXB301A | HG1K*36+TXV | LNA**080B1 | Split System | 27000 | 17 | 8.5 | 1.8 | R-32 | 650
217752196 | LG | KUSXB301A | HG80*36+TXV | LNA**080B1 | Split System | 27000 | 17 | 8.5 | 1.8 | R-32 | 650
217752180 | LG | KUSXB301A | HG1K*36+TXV | LNA**060B1 | Split System | 27000 | 17 | 8.5 | 1.8 | R-32 | 650
217752207 | LG | KUSXB361A | HE8J*36+TXV | LNA**060B1 | Split System | 32200 | 17 | 8.5 | 1.8 | R-32 | 650
217752221 | LG | KUSXB361A | HE8J*36+TXV | LNA**080B1 | Split System | 32200 | 17 | 8.5 | 1.8 | R-32 | 650
217752206 | LG | KUSXB361A | HG8J*36+TXV | LNA**060B1 | Split System | 32200 | 17 | 8.5 | 1.8 | R-32 | 650
217752220 | LG | KUSXB361A | HG8J*36+TXV | LNA**080B1 | Split System | 32200 | 17 | 8.5 | 1.8 | R-32 | 650
217752215 | LG | KUSXB361A | HG34*36+TXV | LNA**080B1 | Split System | 32400 | 17 | 8.5 | 1.8 | R-32 | 650
217752216 | LG | KUSXB361A | HE34*36+TXV | LNA**080B1 | Split System | 32400 | 17 | 8.5 | 1.8 | R-32 | 650
217752201 | LG | KUSXB361A | HG34*36+TXV | LNA**060B1 | Split System | 32400 | 17 | 8.5 | 1.8 | R-32 | 650
217752202 | LG | KUSXB361A | HE34*36+TXV | LNA**060B1 | Split System | 32400 | 17 | 8.5 | 1.8 | R-32 | 650
217752209 | LG | KUSXB361A | HE9J*36+TXV | LNA**060B1 | Split System | 32600 | 17 | 8.5 | 1.8 | R-32 | 650
217752203 | LG | KUSXB361A | HG35*36+TXV | LNA**060B1 | Split System | 32600 | 17 | 8.5 | 1.8 | R-32 | 650
217752217 | LG | KUSXB361A | HG35*36+TXV | LNA**080B1 | Split System | 32600 | 17 | 8.5 | 1.8 | R-32 | 650
217752222 | LG | KUSXB361A | HG9J*36+TXV | LNA**080B1 | Split System | 32600 | 17 | 8.5 | 1.8 | R-32 | 650
217752208 | LG | KUSXB361A | HG9J*36+TXV | LNA**060B1 | Split System | 32600 | 17 | 8.5 | 1.8 | R-32 | 650
217752210 | LG | KUSXB361A | HG1K*36+TXV | LNA**060B1 | Split System | 33000 | 17 | 8.5 | 1.8 | R-32 | 650
217752224 | LG | KUSXB361A | HG1K*36+TXV | LNA**080B1 | Split System | 33000 | 17 | 8.5 | 1.8 | R-32 | 650
218082778 | LG | KUSXB241A | HG7J*30+TXV+TD |  | Split System | 21200 | 15.2 | 8.5 | 1.8 | R-32 | 650
218088080 | LG | KUSXB241A | M24E24*+TXV+AMHE2D |  | Split System | 21200 | 15.2 | 8.5 | 1.8 | R-32 | 650
218082777 | LG | KUSXB241A | HG7J*24+TXV+TD |  | Split System | 21200 | 15.2 | 8.5 | 1.8 | R-32 | 650
218085448 | LG | KUSXB361A | L*19/36U*+TXV+TD |  | Split System | 33600 | 15.2 | 8.5 | 1.8 | R-32 | 650
218080169 | LG | KUSXB361A | HG34*36+TXV+TD |  | Split System | 33600 | 15.2 | 8.5 | 1.8 | R-32 | 650
218027873 | LG | KUSXB361A | BC**B6*36+TXV+TD |  | Split System | 34000 | 15.2 | 8.5 | 1.8 | R-32 | 650
218088085 | LG | KUSXB361A | M36G35*+TXV+AMHE3D |  | Split System | 34000 | 15.2 | 8.5 | 1.8 | R-32 | 650
218082792 | LG | KUSXB361A | HG35*36+TXV+TD |  | Split System | 34000 | 15.2 | 8.5 | 1.8 | R-32 | 650
218082793 | LG | KUSXB361A | HG9J*36+TXV+TD |  | Split System | 34000 | 15.2 | 8.5 | 1.8 | R-32 | 650
217889297 | LG | KUSXA422A | FE*SS9*48+TXV |  | Split System | 39500 | 16 | 8.5 | 1.82 | R-32 | 650
217454258 | LG | KUSXB241A | SM7*25+TXV |  | Split System | 20600 | 15.2 | 8.5 | 1.8 | R-32 | 650
217454257 | LG | KUSXB241A | SM3*25+TXV |  | Split System | 20600 | 15.2 | 8.5 | 1.8 | R-32 | 650
217889321 | LG | KUSXB241A | HE32*24+TXV+AEFE3A* |  | Split System | 21400 | 15.2 | 8.5 | 1.8 | R-32 | 650
217889320 | LG | KUSXB241A | HG32*24+TXV+AEFE3A* |  | Split System | 21400 | 15.2 | 8.5 | 1.8 | R-32 | 650
218027893 | LG | KUSXB241A | PL36H***P12*+TXV+AEFE3A* |  | Split System | 21400 | 15.2 | 8.5 | 1.8 | R-32 | 650
218082776 | LG | KUSXB241A | HG33*36+TXV+TD |  | Split System | 21400 | 15.2 | 8.5 | 1.8 | R-32 | 650
218082775 | LG | KUSXB241A | HG33*30+TXV+TD |  | Split System | 21400 | 15.2 | 8.5 | 1.8 | R-32 | 650
218085445 | LG | KUSXB241A | L*19/36U*+TXV+TD |  | Split System | 21600 | 15.2 | 8.5 | 1.8 | R-32 | 650
218088081 | LG | KUSXB241A | M36G33*+TXV+AMHE3D |  | Split System | 21600 | 15.2 | 8.5 | 1.8 | R-32 | 650
218082780 | LG | KUSXB241A | HG9J*30+TXV+TD |  | Split System | 21600 | 15.2 | 8.5 | 1.8 | R-32 | 650
217606203 | LG | KUSXB361A | SM6*37+TXV |  | Split System | 33200 | 15.2 | 8.5 | 1.8 | R-32 | 650
217889332 | LG | KUSXB361A | HG34*36+TXV+AEFE3A* |  | Split System | 34200 | 15.2 | 8.5 | 1.8 | R-32 | 650
217889333 | LG | KUSXB361A | HE34*36+TXV+AEFE3A* |  | Split System | 34200 | 15.2 | 8.5 | 1.8 | R-32 | 650
218082795 | LG | KUSXB361A | HG80*36+TXV+TD |  | Split System | 34400 | 15.2 | 8.5 | 1.8 | R-32 | 650
218085449 | LG | KUSXB361A | L*31/37U*+TXV+TD |  | Split System | 34400 | 15.2 | 8.5 | 1.8 | R-32 | 650
218082794 | LG | KUSXB361A | HG1K*36+TXV+TD |  | Split System | 34400 | 15.2 | 8.5 | 1.8 | R-32 | 650
218085450 | LG | KUSXB421A | L*42/49L*+TXV+TD |  | Split System | 41000 | 15.2 | 8.5 | 1.8 | R-32 | 650
217889312 | LG | KUSXA422A | HG35*48+TXV+AEFE4B* |  | Split System | 40000 | 16 | 8.5 | 1.84 | R-32 | 650
217889313 | LG | KUSXA422A | HE35*48+TXV+AEFE4B* |  | Split System | 40000 | 16 | 8.5 | 1.84 | R-32 | 650
218088076 | LG | KUSXA482A | M48G36*+TXV+AMHE4D |  | Split System | 43500 | 16 | 8.55 | 1.8 | R-32 | 650
218088077 | LG | KUSXA482A | M48E36*+TXV+AMHE4D |  | Split System | 43500 | 16 | 8.55 | 1.8 | R-32 | 650
218027909 | LG | KUSXA301A | A30VBC*+TXV+AEFE3A* |  | Split System | 22600 | 15.2 | 8.55 | 1.76 | R-32 | 650
218027908 | LG | KUSXA301A | A24VBC*+TXV+AEFE3A* |  | Split System | 22600 | 15.2 | 8.55 | 1.76 | R-32 | 650
218027910 | LG | KUSXA301A | A36VBC*+TXV+AEFE3A* |  | Split System | 22600 | 15.2 | 8.55 | 1.76 | R-32 | 650
218027906 | LG | KUSXA301A | A24VBC*+TXV+AEFE4B* |  | Split System | 22800 | 15.2 | 8.55 | 1.76 | R-32 | 650
218027882 | LG | KUSXA301A | A36VBC*+TXV+AEFE4B* |  | Split System | 22800 | 15.2 | 8.55 | 1.76 | R-32 | 650
218027907 | LG | KUSXA301A | A30VBC*+TXV+AEFE4B* |  | Split System | 22800 | 15.2 | 8.55 | 1.76 | R-32 | 650
218027919 | LG | KUSXA422A | PL42H175P78*+TXV+AEFE4B* |  | Split System | 40500 | 16 | 8.65 | 1.86 | R-32 | 650
218027914 | LG | KUSXA301A | A30VCC*+TXV+AEFE3A* |  | Split System | 23000 | 15.2 | 8.7 | 1.78 | R-32 | 650
218027915 | LG | KUSXA301A | A36VCC*+TXV+AEFE3A* |  | Split System | 23000 | 15.2 | 8.7 | 1.78 | R-32 | 650
217752145 | LG | KUSXB241A | HE30*24+TXV | LNA**060B1 | Split System | 21800 | 16 | 8.75 | 1.86 | R-32 | 650
217752159 | LG | KUSXB241A | HE30*24+TXV | LNA**080B1 | Split System | 21800 | 16 | 8.75 | 1.86 | R-32 | 650
218027885 | LG | KUSXA361A | A36VBC*+TXV+AEFE4B* |  | Split System | 33600 | 16 | 8.75 | 1.78 | R-32 | 650
218088058 | LG | KUSXA301A | FC*E33*36+TXV+TD |  | Split System | 29000 | 15.2 | 8.8 | 1.8 | R-32 | 650
217752226 | LG | KUSXB361A | HE32*36+TXV | LNA**080C1 | Split System | 32400 | 17 | 8.8 | 1.76 | R-32 | 650
217752225 | LG | KUSXB361A | HG32*36+TXV | LNA**080C1 | Split System | 32400 | 17 | 8.8 | 1.76 | R-32 | 650
218088059 | LG | KUSXA301A | FC*G34*36+TXV+TD |  | Split System | 29400 | 15.2 | 8.8 | 1.8 | R-32 | 650
218088067 | LG | KUSXA301A | FE*E33*36+TXV |  | Split System | 29400 | 15.2 | 8.8 | 1.8 | R-32 | 650
218027884 | LG | KUSXA361A | BV**C5*37+TXV |  | Split System | 34000 | 16 | 8.8 | 1.78 | R-32 | 650
217730107 | LG | KUSXA301A | HG36*36+TXV+TD |  | Split System | 23000 | 15.2 | 8.8 | 1.8 | R-32 | 650
218027860 | LG | KUSXA301A | BC**B6*30+TXV+TD |  | Split System | 23000 | 15.2 | 8.8 | 1.8 | R-32 | 650
218027883 | LG | KUSXA301A | PL36H***P22*+TXV+AEFE3A* |  | Split System | 23000 | 15.2 | 8.8 | 1.8 | R-32 | 650
218082727 | LG | KUSXA301A | HG9J*30+TXV+TD |  | Split System | 23000 | 15.2 | 8.8 | 1.8 | R-32 | 650
218082728 | LG | KUSXA301A | HG1K*36+TXV+TD |  | Split System | 23000 | 15.2 | 8.8 | 1.8 | R-32 | 650
218082726 | LG | KUSXA301A | HG35*36+TXV+TD |  | Split System | 23000 | 15.2 | 8.8 | 1.8 | R-32 | 650
218085439 | LG | KUSXA301A | L*19/36U*+TXV+TD |  | Split System | 23000 | 15.2 | 8.8 | 1.8 | R-32 | 650
218085440 | LG | KUSXA301A | L*31/37U*+TXV+TD |  | Split System | 23000 | 15.2 | 8.8 | 1.8 | R-32 | 650
218088069 | LG | KUSXA301A | M36G35*+TXV+AMHE3D |  | Split System | 23000 | 15.2 | 8.8 | 1.8 | R-32 | 650
217889310 | LG | KUSXA301A | HE34*36+TXV+AEFE3A* |  | Split System | 29800 | 15.2 | 8.8 | 1.8 | R-32 | 650
217889309 | LG | KUSXA301A | HG34*36+TXV+AEFE3A* |  | Split System | 29800 | 15.2 | 8.8 | 1.8 | R-32 | 650
218027911 | LG | KUSXA301A | A30VCC*+TXV+AEFE4B* |  | Split System | 29800 | 15.2 | 8.8 | 1.8 | R-32 | 650
218027912 | LG | KUSXA301A | A36VCC*+TXV+AEFE4B* |  | Split System | 29800 | 15.2 | 8.8 | 1.8 | R-32 | 650
218027881 | LG | KUSXA301A | BV**C5*37+TXV |  | Split System | 30000 | 15.2 | 8.8 | 1.8 | R-32 | 650
217454892 | LG | KUSXA422A | HG35*48+TXV+TD |  | Split System | 40000 | 16 | 8.8 | 1.88 | R-32 | 650
217454891 | LG | KUSXA422A | HG35*42+TXV+TD |  | Split System | 40000 | 16 | 8.8 | 1.88 | R-32 | 650
218027862 | LG | KUSXA422A | BC**B9*48+TXV+TD |  | Split System | 40000 | 16 | 8.8 | 1.88 | R-32 | 650
217752152 | LG | KUSXB241A | HE31*24+TXV | LNA**080B1 | Split System | 22000 | 16 | 8.85 | 1.88 | R-32 | 650
217752137 | LG | KUSXB241A | HG31*30+TXV | LNA**060B1 | Split System | 22000 | 16 | 8.85 | 1.88 | R-32 | 650
217752138 | LG | KUSXB241A | HE31*30+TXV | LNA**060B1 | Split System | 22000 | 16 | 8.85 | 1.88 | R-32 | 650
217752447 | LG | KUSXB241A | HG31*24+TXV | LNA**080B1 | Split System | 22000 | 16 | 8.85 | 1.88 | R-32 | 650
218027920 | LG | KUSXA482A | PL48H210P27*+TXV+AEFE5* |  | Split System | 44000 | 16 | 8.85 | 1.86 | R-32 | 650
218088071 | LG | KUSXA361A | FE*E33*36+TXV |  | Split System | 33600 | 16 | 8.85 | 1.78 | R-32 | 650
217752446 | LG | KUSXB241A | HE24*36+TXV | LNA**060B1 | Split System | 22000 | 16 | 8.9 | 1.88 | R-32 | 650
217752130 | LG | KUSXB181A | HE30*24+TXV | LNAEA040A1 | Split System | 16900 | 17 | 8.9 | 1.88 | R-32 | 650
217752232 | LG | KUSXB361A | HG7J*36+TXV | LNA**080C1 | Split System | 32800 | 17 | 8.9 | 1.78 | R-32 | 650
217752227 | LG | KUSXB361A | HG33*36+TXV | LNA**080C1 | Split System | 32800 | 17 | 8.9 | 1.78 | R-32 | 650
217752233 | LG | KUSXB361A | HE7J*36+TXV | LNA**080C1 | Split System | 32800 | 17 | 8.9 | 1.78 | R-32 | 650
217752228 | LG | KUSXB361A | HE33*36+TXV | LNA**080C1 | Split System | 32800 | 17 | 8.9 | 1.78 | R-32 | 650
217454890 | LG | KUSXA361A | HG34*36+TXV+TD |  | Split System | 33600 | 16 | 8.9 | 1.8 | R-32 | 650
218027861 | LG | KUSXA361A | BC**B6*36+TXV+TD |  | Split System | 34000 | 16 | 8.9 | 1.8 | R-32 | 650
218088073 | LG | KUSXA361A | M36G35*+TXV+AMHE3D |  | Split System | 34000 | 16 | 8.9 | 1.8 | R-32 | 650
218082730 | LG | KUSXA361A | HG35*36+TXV+TD |  | Split System | 34000 | 16 | 8.9 | 1.8 | R-32 | 650
218088060 | LG | KUSXA361A | FC*SS9*37+TXV+TD |  | Split System | 34000 | 16 | 8.9 | 1.8 | R-32 | 650
217889314 | LG | KUSXA482A | HG35*48+TXV+AEFE4B* |  | Split System | 44500 | 16 | 8.9 | 1.86 | R-32 | 650
217889315 | LG | KUSXA482A | HE35*48+TXV+AEFE4B* |  | Split System | 44500 | 16 | 8.9 | 1.86 | R-32 | 650
217606201 | LG | KUSXA361A | SL6*37+TXV |  | Split System | 33200 | 16 | 8.9 | 1.8 | R-32 | 650
217889311 | LG | KUSXA361A | HE34*36+TXV+AEFE3A* |  | Split System | 34200 | 16 | 8.9 | 1.8 | R-32 | 650
218027916 | LG | KUSXA361A | A36VCC*+TXV+AEFE4B* |  | Split System | 34200 | 16 | 8.9 | 1.8 | R-32 | 650
218027886 | LG | KUSXA361A | PL36H***P22*+TXV+AEFE3A* |  | Split System | 34400 | 16 | 8.9 | 1.8 | R-32 | 650
218082732 | LG | KUSXA361A | HG80*36+TXV+TD |  | Split System | 34400 | 16 | 8.9 | 1.8 | R-32 | 650
218082731 | LG | KUSXA361A | HG1K*36+TXV+TD |  | Split System | 34400 | 16 | 8.9 | 1.8 | R-32 | 650
218088070 | LG | KUSXA361A | FE*SS9*37+TXV |  | Split System | 34400 | 16 | 8.9 | 1.8 | R-32 | 650
218082733 | LG | KUSXA422A | HG36*42+TXV+TD |  | Split System | 40500 | 16 | 8.9 | 1.9 | R-32 | 650
218082734 | LG | KUSXA422A | HG36*48+TXV+TD |  | Split System | 40500 | 16 | 8.9 | 1.9 | R-32 | 650
218082739 | LG | KUSXA422A | HG2K*60+TXV+TD |  | Split System | 40500 | 16 | 8.9 | 1.9 | R-32 | 650
218082744 | LG | KUSXA422A | HG1K*42+TXV+TD |  | Split System | 40500 | 16 | 8.9 | 1.9 | R-32 | 650
218082738 | LG | KUSXA422A | HG2K*48+TXV+TD |  | Split System | 40500 | 16 | 8.9 | 1.9 | R-32 | 650
218082745 | LG | KUSXA422A | HG1K*48+TXV+TD |  | Split System | 40500 | 16 | 8.9 | 1.9 | R-32 | 650
218082735 | LG | KUSXA422A | HG37*42+TXV+TD |  | Split System | 41000 | 16 | 8.9 | 1.9 | R-32 | 650
218082741 | LG | KUSXA422A | HG3K*60+TXV+TD |  | Split System | 41000 | 16 | 8.9 | 1.9 | R-32 | 650
218082737 | LG | KUSXA422A | HG37*60+TXV+TD |  | Split System | 41000 | 16 | 8.9 | 1.9 | R-32 | 650
218082740 | LG | KUSXA422A | HG3K*48+TXV+TD |  | Split System | 41000 | 16 | 8.9 | 1.9 | R-32 | 650
218082743 | LG | KUSXA422A | HG48*48+TXV+TD |  | Split System | 41000 | 16 | 8.9 | 1.9 | R-32 | 650
218082742 | LG | KUSXA422A | HG48*42+TXV+TD |  | Split System | 41000 | 16 | 8.9 | 1.9 | R-32 | 650
218085442 | LG | KUSXA422A | L*42/49L*+TXV+TD |  | Split System | 41000 | 16 | 8.9 | 1.9 | R-32 | 650
218027863 | LG | KUSXA482A | BC**B9*48+TXV+TD |  | Split System | 44000 | 16 | 8.95 | 1.88 | R-32 | 650
217752097 | LG | KUSXA361A | HE33*36+TXV | LNA**080B1 | Split System | 32000 | 17 | 8.95 | 1.88 | R-32 | 650
217752091 | LG | KUSXA361A | HE33*36+TXV | LNA**060B1 | Split System | 32000 | 17 | 8.95 | 1.88 | R-32 | 650
217889299 | LG | KUSXA482A | FE*SS9*48+TXV |  | Split System | 44500 | 16 | 8.95 | 1.88 | R-32 | 650
217752155 | LG | KUSXB241A | HE32*24+TXV | LNA**080B1 | Split System | 22400 | 16 | 9 | 1.9 | R-32 | 650
217752142 | LG | KUSXB241A | HE32*36+TXV | LNA**060B1 | Split System | 22400 | 16 | 9 | 1.9 | R-32 | 650
217752156 | LG | KUSXB241A | HE32*36+TXV | LNA**080B1 | Split System | 22400 | 16 | 9 | 1.9 | R-32 | 650
217752153 | LG | KUSXB241A | HG32*24+TXV | LNA**080B1 | Split System | 22400 | 16 | 9 | 1.9 | R-32 | 650
217752140 | LG | KUSXB241A | HG32*36+TXV | LNA**060B1 | Split System | 22400 | 16 | 9 | 1.9 | R-32 | 650
217752139 | LG | KUSXB241A | HG32*24+TXV | LNA**060B1 | Split System | 22400 | 16 | 9 | 1.9 | R-32 | 650
217752154 | LG | KUSXB241A | HG32*36+TXV | LNA**080B1 | Split System | 22400 | 16 | 9 | 1.9 | R-32 | 650
217752160 | LG | KUSXB241A | HG7J*24+TXV | LNA**080B1 | Split System | 22600 | 16 | 9 | 1.9 | R-32 | 650
217752163 | LG | KUSXB241A | HE7J*36+TXV | LNA**080B1 | Split System | 22600 | 16 | 9 | 1.9 | R-32 | 650
217752147 | LG | KUSXB241A | HG7J*36+TXV | LNA**060B1 | Split System | 22600 | 16 | 9 | 1.9 | R-32 | 650
217752148 | LG | KUSXB241A | HE7J*24+TXV | LNA**060B1 | Split System | 22600 | 16 | 9 | 1.9 | R-32 | 650
217752149 | LG | KUSXB241A | HE7J*36+TXV | LNA**060B1 | Split System | 22600 | 16 | 9 | 1.9 | R-32 | 650
217752161 | LG | KUSXB241A | HG7J*36+TXV | LNA**080B1 | Split System | 22600 | 16 | 9 | 1.9 | R-32 | 650
217752146 | LG | KUSXB241A | HG7J*24+TXV | LNA**060B1 | Split System | 22600 | 16 | 9 | 1.9 | R-32 | 650
217752162 | LG | KUSXB241A | HE7J*24+TXV | LNA**080B1 | Split System | 22600 | 16 | 9 | 1.9 | R-32 | 650
217752083 | LG | KUSXA301A | HE33*36+TXV | LNA**080B1 | Split System | 28000 | 17 | 9 | 1.8 | R-32 | 650
217752075 | LG | KUSXA301A | HE33*36+TXV | LNA**060B1 | Split System | 28000 | 17 | 9 | 1.8 | R-32 | 650
217752087 | LG | KUSXA301A | HE8J*36+TXV | LNA**080B1 | Split System | 28200 | 17 | 9 | 1.8 | R-32 | 650
217752079 | LG | KUSXA301A | HE8J*36+TXV | LNA**060B1 | Split System | 28200 | 17 | 9 | 1.8 | R-32 | 650
217752123 | LG | KUSXB181A | HE31*24+TXV | LNAEA040A1 | Split System | 17200 | 17 | 9 | 1.9 | R-32 | 650
217752445 | LG | KUSXB181A | HG31*24+TXV | LNAEA040A1 | Split System | 17200 | 17 | 9 | 1.9 | R-32 | 650
217752127 | LG | KUSXB181A | HE32*36+TXV | LNAEA040A1 | Split System | 17500 | 17 | 9 | 1.9 | R-32 | 650
217752125 | LG | KUSXB181A | HG32*36+TXV | LNAEA040A1 | Split System | 17500 | 17 | 9 | 1.9 | R-32 | 650
217752124 | LG | KUSXB181A | HG32*24+TXV | LNAEA040A1 | Split System | 17500 | 17 | 9 | 1.9 | R-32 | 650
217752126 | LG | KUSXB181A | HE32*24+TXV | LNAEA040A1 | Split System | 17500 | 17 | 9 | 1.9 | R-32 | 650
217752134 | LG | KUSXB181A | HE7J*36+TXV | LNAEA040A1 | Split System | 17600 | 17 | 9 | 1.9 | R-32 | 650
217752131 | LG | KUSXB181A | HG7J*24+TXV | LNAEA040A1 | Split System | 17600 | 17 | 9 | 1.9 | R-32 | 650
217752132 | LG | KUSXB181A | HG7J*36+TXV | LNAEA040A1 | Split System | 17600 | 17 | 9 | 1.9 | R-32 | 650
217752133 | LG | KUSXB181A | HE7J*24+TXV | LNAEA040A1 | Split System | 17600 | 17 | 9 | 1.9 | R-32 | 650
217752128 | LG | KUSXB181A | HG33*36+TXV | LNAEA040A1 | Split System | 17700 | 17 | 9 | 1.9 | R-32 | 650
217752135 | LG | KUSXB181A | HG8J*36+TXV | LNAEA040A1 | Split System | 17800 | 17 | 9 | 1.9 | R-32 | 650
217752143 | LG | KUSXB241A | HG33*36+TXV | LNA**060B1 | Split System | 22800 | 17 | 9 | 1.9 | R-32 | 650
217752151 | LG | KUSXB241A | HG9J*36+TXV | LNA**060B1 | Split System | 23000 | 17 | 9 | 1.9 | R-32 | 650
217752158 | LG | KUSXB241A | HG34*36+TXV | LNA**080B1 | Split System | 23000 | 17 | 9 | 1.9 | R-32 | 650
217752165 | LG | KUSXB241A | HG9J*36+TXV | LNA**080B1 | Split System | 23000 | 17 | 9 | 1.9 | R-32 | 650
217752150 | LG | KUSXB241A | HG8J*36+TXV | LNA**060B1 | Split System | 23000 | 17 | 9 | 1.9 | R-32 | 650
217752164 | LG | KUSXB241A | HG8J*36+TXV | LNA**080B1 | Split System | 23000 | 17 | 9 | 1.9 | R-32 | 650
217752144 | LG | KUSXB241A | HG34*36+TXV | LNA**060B1 | Split System | 23000 | 17 | 9 | 1.9 | R-32 | 650
217752100 | LG | KUSXA361A | HE8J*36+TXV | LNA**080B1 | Split System | 32200 | 17 | 9 | 1.9 | R-32 | 650
217752094 | LG | KUSXA361A | HE8J*36+TXV | LNA**060B1 | Split System | 32200 | 17 | 9 | 1.9 | R-32 | 650
217752098 | LG | KUSXA361A | HE34*36+TXV | LNA**080B1 | Split System | 32400 | 17 | 9 | 1.9 | R-32 | 650
217752092 | LG | KUSXA361A | HE34*36+TXV | LNA**060B1 | Split System | 32400 | 17 | 9 | 1.9 | R-32 | 650
217752095 | LG | KUSXA361A | HE9J*36+TXV | LNA**060B1 | Split System | 32600 | 18 | 9 | 1.9 | R-32 | 650
217752101 | LG | KUSXA361A | HE9J*36+TXV | LNA**080B1 | Split System | 32600 | 18 | 9 | 1.9 | R-32 | 650
217752099 | LG | KUSXA361A | HG35*36+TXV | LNA**080B1 | Split System | 32600 | 18 | 9 | 1.9 | R-32 | 650
217752093 | LG | KUSXA361A | HG35*36+TXV | LNA**060B1 | Split System | 32600 | 18 | 9 | 1.9 | R-32 | 650
218027921 | LG | KUSXA482A | A48VEC*+TXV+AEFE5* |  | Split System | 45000 | 16 | 9 | 1.88 | R-32 | 650
217752084 | LG | KUSXA301A | HG34*36+TXV | LNA**080B1 | Split System | 28400 | 17 | 9 | 1.8 | R-32 | 650
217752077 | LG | KUSXA301A | HE34*36+TXV | LNA**060B1 | Split System | 28400 | 17 | 9 | 1.8 | R-32 | 650
217752085 | LG | KUSXA301A | HE34*36+TXV | LNA**080B1 | Split System | 28400 | 17 | 9 | 1.8 | R-32 | 650
217752076 | LG | KUSXA301A | HG34*36+TXV | LNA**060B1 | Split System | 28400 | 17 | 9 | 1.8 | R-32 | 650
217752088 | LG | KUSXA301A | HG9J*36+TXV | LNA**080B1 | Split System | 28600 | 17 | 9 | 1.8 | R-32 | 650
217752081 | LG | KUSXA301A | HE9J*36+TXV | LNA**060B1 | Split System | 28600 | 17 | 9 | 1.8 | R-32 | 650
217752229 | LG | KUSXB361A | HG34*36+TXV | LNA**080C1 | Split System | 33200 | 17 | 9 | 1.8 | R-32 | 650
217752234 | LG | KUSXB361A | HG8J*36+TXV | LNA**080C1 | Split System | 33200 | 17 | 9 | 1.8 | R-32 | 650
217752230 | LG | KUSXB361A | HE34*36+TXV | LNA**080C1 | Split System | 33200 | 17 | 9 | 1.8 | R-32 | 650
217752235 | LG | KUSXB361A | HE8J*36+TXV | LNA**080C1 | Split System | 33200 | 17 | 9 | 1.8 | R-32 | 650
217752236 | LG | KUSXB361A | HG9J*36+TXV | LNA**080C1 | Split System | 33600 | 17 | 9 | 1.8 | R-32 | 650
217752231 | LG | KUSXB361A | HG35*36+TXV | LNA**080C1 | Split System | 33600 | 17 | 9 | 1.8 | R-32 | 650
217752237 | LG | KUSXB361A | HE9J*36+TXV | LNA**080C1 | Split System | 33600 | 17 | 9 | 1.8 | R-32 | 650
217752136 | LG | KUSXB181A | HG9J*36+TXV | LNAEA040A1 | Split System | 18000 | 17 | 9 | 1.9 | R-32 | 650
217752129 | LG | KUSXB181A | HG34*36+TXV | LNAEA040A1 | Split System | 18000 | 17 | 9 | 1.9 | R-32 | 650
217752078 | LG | KUSXA301A | HG35*36+TXV | LNA**060B1 | Split System | 28600 | 18 | 9 | 1.8 | R-32 | 650
217752086 | LG | KUSXA301A | HG35*36+TXV | LNA**080B1 | Split System | 28600 | 18 | 9 | 1.8 | R-32 | 650
217752096 | LG | KUSXA361A | HG1K*36+TXV | LNA**060B1 | Split System | 33000 | 18 | 9 | 1.9 | R-32 | 650
217752102 | LG | KUSXA361A | HG1K*36+TXV | LNA**080B1 | Split System | 33000 | 18 | 9 | 1.9 | R-32 | 650
217752238 | LG | KUSXB361A | HG1K*36+TXV | LNA**080C1 | Split System | 34000 | 17 | 9 | 1.8 | R-32 | 650
217752082 | LG | KUSXA301A | HG1K*36+TXV | LNA**060B1 | Split System | 28800 | 18 | 9 | 1.8 | R-32 | 650
217752090 | LG | KUSXA301A | HG1K*36+TXV | LNA**080B1 | Split System | 28800 | 18 | 9 | 1.8 | R-32 | 650
218027889 | LG | KUSXA482A | PL48H175P78*+TXV+AEFE4B* |  | Split System | 45000 | 16 | 9.05 | 1.88 | R-32 | 650
218082746 | LG | KUSXA482A | HG36*48+TXV+TD |  | Split System | 44500 | 16 | 9.05 | 1.9 | R-32 | 650
218082756 | LG | KUSXA482A | HG1K*48+TXV+TD |  | Split System | 44500 | 16 | 9.1 | 1.9 | R-32 | 650
218082750 | LG | KUSXA482A | HG2K*60+TXV+TD |  | Split System | 45000 | 16 | 9.1 | 1.9 | R-32 | 650
218085443 | LG | KUSXA482A | L*42/49L*+TXV+TD |  | Split System | 45000 | 16 | 9.1 | 1.9 | R-32 | 650
218082747 | LG | KUSXA482A | HG37*48+TXV+TD |  | Split System | 45000 | 16 | 9.1 | 1.9 | R-32 | 650
218082753 | LG | KUSXA482A | HG3K*48+TXV+TD |  | Split System | 45000 | 16 | 9.1 | 1.9 | R-32 | 650
218082748 | LG | KUSXA482A | HG37*60+TXV+TD |  | Split System | 45000 | 16 | 9.1 | 1.9 | R-32 | 650
218082749 | LG | KUSXA482A | HG2K*48+TXV+TD |  | Split System | 45000 | 16 | 9.1 | 1.9 | R-32 | 650
218082758 | LG | KUSXA482A | HG54*60+TXV+TD |  | Split System | 45500 | 16 | 9.1 | 1.9 | R-32 | 650
218082755 | LG | KUSXA482A | HG48*48+TXV+TD |  | Split System | 45500 | 16 | 9.1 | 1.9 | R-32 | 650
218082751 | LG | KUSXA482A | HG72*48+TXV+TD |  | Split System | 45500 | 16 | 9.1 | 1.9 | R-32 | 650
218082757 | LG | KUSXA482A | HG54*48+TXV+TD |  | Split System | 45500 | 16 | 9.1 | 1.9 | R-32 | 650
218082752 | LG | KUSXA482A | HG72*60+TXV+TD |  | Split System | 45500 | 16 | 9.1 | 1.9 | R-32 | 650
217752103 | LG | KUSXA361A | HE33*36+TXV | LNA**080C1 | Split System | 32800 | 17 | 9.2 | 1.78 | R-32 | 650
217752250 | LG | KUSXB481A | HG35*48+TXV | LNA**120D1 | Split System | 44000 | 16 | 9.3 | 1.78 | R-32 | 650
217752251 | LG | KUSXB481A | HE35*48+TXV | LNA**120D1 | Split System | 44000 | 16 | 9.3 | 1.78 | R-32 | 650
217752245 | LG | KUSXB481A | HE35*48+TXV | LNA**100C1 | Split System | 44500 | 16 | 9.3 | 1.78 | R-32 | 650
217752244 | LG | KUSXB481A | HG35*48+TXV | LNA**100C1 | Split System | 44500 | 16 | 9.3 | 1.78 | R-32 | 650
217752258 | LG | KUSXB601A | HE36*60+TXV | LNA**120D1 | Split System | 51000 | 17 | 9.3 | 1.98 | R-32 | 650
217752456 | LG | KUSXB601A | HG36*60+TXV | LNA**120D1 | Split System | 51000 | 17 | 9.3 | 1.98 | R-32 | 650
217752060 | LG | KUSXA241A | HE32*36+TXV | LNA**060B1 | Split System | 22400 | 16 | 9.3 | 1.9 | R-32 | 650
217752067 | LG | KUSXA241A | HE32*24+TXV | LNA**080B1 | Split System | 22400 | 16 | 9.3 | 1.9 | R-32 | 650
217752068 | LG | KUSXA241A | HE32*36+TXV | LNA**080B1 | Split System | 22400 | 16 | 9.3 | 1.9 | R-32 | 650
217752059 | LG | KUSXA241A | HE32*24+TXV | LNA**060B1 | Split System | 22400 | 16 | 9.3 | 1.9 | R-32 | 650
217752063 | LG | KUSXA241A | HE7J*24+TXV | LNA**060B1 | Split System | 22600 | 16 | 9.3 | 1.9 | R-32 | 650
217752071 | LG | KUSXA241A | HE7J*24+TXV | LNA**080B1 | Split System | 22600 | 16 | 9.3 | 1.9 | R-32 | 650
217752072 | LG | KUSXA241A | HE7J*36+TXV | LNA**080B1 | Split System | 22600 | 16 | 9.3 | 1.9 | R-32 | 650
217752069 | LG | KUSXA241A | HG33*36+TXV | LNA**080B1 | Split System | 22800 | 17 | 9.3 | 1.9 | R-32 | 650
217752061 | LG | KUSXA241A | HG33*36+TXV | LNA**060B1 | Split System | 22800 | 17 | 9.3 | 1.9 | R-32 | 650
217752066 | LG | KUSXA241A | HG9J*36+TXV | LNA**060B1 | Split System | 23000 | 17 | 9.3 | 1.9 | R-32 | 650
217752062 | LG | KUSXA241A | HG34*36+TXV | LNA**060B1 | Split System | 23000 | 17 | 9.3 | 1.9 | R-32 | 650
217752065 | LG | KUSXA241A | HG8J*36+TXV | LNA**060B1 | Split System | 23000 | 17 | 9.3 | 1.9 | R-32 | 650
217752070 | LG | KUSXA241A | HG34*36+TXV | LNA**080B1 | Split System | 23000 | 17 | 9.3 | 1.9 | R-32 | 650
217752073 | LG | KUSXA241A | HG8J*36+TXV | LNA**080B1 | Split System | 23000 | 17 | 9.3 | 1.9 | R-32 | 650
217752074 | LG | KUSXA241A | HG9J*36+TXV | LNA**080B1 | Split System | 23000 | 17 | 9.3 | 1.9 | R-32 | 650
217752106 | LG | KUSXA361A | HE8J*36+TXV | LNA**080C1 | Split System | 33200 | 17 | 9.3 | 1.8 | R-32 | 650
217752104 | LG | KUSXA361A | HE34*36+TXV | LNA**080C1 | Split System | 33200 | 17 | 9.3 | 1.8 | R-32 | 650
217752107 | LG | KUSXA361A | HE9J*36+TXV | LNA**080C1 | Split System | 33600 | 18 | 9.3 | 1.8 | R-32 | 650
217752105 | LG | KUSXA361A | HG35*36+TXV | LNA**080C1 | Split System | 33600 | 18 | 9.3 | 1.8 | R-32 | 650
217752108 | LG | KUSXA361A | HG1K*36+TXV | LNA**080C1 | Split System | 34000 | 18 | 9.3 | 1.8 | R-32 | 650
217752118 | LG | KUSXA482A | HG35*48+TXV | LNA**120D1 | Split System | 46500 | 17 | 9.35 | 1.98 | R-32 | 650
217752119 | LG | KUSXA482A | HE35*48+TXV | LNA**120D1 | Split System | 46500 | 17 | 9.35 | 1.98 | R-32 | 650
217752252 | LG | KUSXB481A | HE36*60+TXV | LNA**120D1 | Split System | 44500 | 16 | 9.4 | 1.8 | R-32 | 650
217752452 | LG | KUSXB481A | HG36*60+TXV | LNA**120D1 | Split System | 44500 | 16 | 9.4 | 1.8 | R-32 | 650
217752254 | LG | KUSXB481A | HG1K*48+TXV | LNA**120D1 | Split System | 44500 | 16 | 9.4 | 1.8 | R-32 | 650
217752255 | LG | KUSXB481A | HE1K*48+TXV | LNA**120D1 | Split System | 44500 | 16 | 9.4 | 1.8 | R-32 | 650
217752246 | LG | KUSXB481A | HE36*60+TXV | LNA**100C1 | Split System | 45000 | 16 | 9.4 | 1.8 | R-32 | 650
217752248 | LG | KUSXB481A | HG1K*48+TXV | LNA**100C1 | Split System | 45000 | 16 | 9.4 | 1.8 | R-32 | 650
217752249 | LG | KUSXB481A | HE1K*48+TXV | LNA**100C1 | Split System | 45000 | 16 | 9.4 | 1.8 | R-32 | 650
217752450 | LG | KUSXB481A | HG36*60+TXV | LNA**100C1 | Split System | 45000 | 16 | 9.4 | 1.8 | R-32 | 650
217752453 | LG | KUSXB481A | HG37*60+TXV | LNA**120D1 | Split System | 45000 | 16 | 9.4 | 1.8 | R-32 | 650
217752239 | LG | KUSXB421A | HG35*48+TXV | LNA**100C1 | Split System | 40000 | 17 | 9.4 | 1.78 | R-32 | 650
217752240 | LG | KUSXB421A | HE35*48+TXV | LNA**100C1 | Split System | 40000 | 17 | 9.4 | 1.78 | R-32 | 650
217752247 | LG | KUSXB481A | HG48*60+TXV | LNA**100C1 | Split System | 45500 | 17 | 9.4 | 1.8 | R-32 | 650
217752451 | LG | KUSXB481A | HG37*60+TXV | LNA**100C1 | Split System | 45500 | 17 | 9.4 | 1.8 | R-32 | 650
217752253 | LG | KUSXB481A | HG48*60+TXV | LNA**120D1 | Split System | 45500 | 17 | 9.4 | 1.8 | R-32 | 650
217752457 | LG | KUSXB601A | HG37*60+TXV | LNA**120D1 | Split System | 51500 | 17 | 9.4 | 2 | R-32 | 650
217752259 | LG | KUSXB601A | HG48*60+TXV | LNA**120D1 | Split System | 52000 | 17 | 9.4 | 2 | R-32 | 650
217752444 | LG | KUSXA482A | HG36*60+TXV | LNA**120D1 | Split System | 47000 | 17 | 9.45 | 2 | R-32 | 650
217752120 | LG | KUSXA482A | HE36*60+TXV | LNA**120D1 | Split System | 47000 | 17 | 9.45 | 2 | R-32 | 650
217752243 | LG | KUSXB421A | HE1K*48+TXV | LNA**100C1 | Split System | 40500 | 17 | 9.5 | 1.8 | R-32 | 650
217752448 | LG | KUSXB421A | HG36*60+TXV | LNA**100C1 | Split System | 40500 | 17 | 9.5 | 1.8 | R-32 | 650
217752242 | LG | KUSXB421A | HG1K*48+TXV | LNA**100C1 | Split System | 40500 | 17 | 9.5 | 1.8 | R-32 | 650
217752122 | LG | KUSXA482A | HE1K*48+TXV | LNA**120D1 | Split System | 47000 | 17 | 9.5 | 2 | R-32 | 650
217752241 | LG | KUSXB421A | HG48*60+TXV | LNA**100C1 | Split System | 41000 | 17 | 9.5 | 1.8 | R-32 | 650
217752449 | LG | KUSXB421A | HG37*60+TXV | LNA**100C1 | Split System | 41000 | 17 | 9.5 | 1.8 | R-32 | 650
217752114 | LG | KUSXA482A | HE35*48+TXV | LNA**100C1 | Split System | 45000 | 17 | 9.5 | 1.88 | R-32 | 650
217752113 | LG | KUSXA482A | HG35*48+TXV | LNA**100C1 | Split System | 45000 | 17 | 9.5 | 1.88 | R-32 | 650
217752117 | LG | KUSXA482A | HE1K*48+TXV | LNA**100C1 | Split System | 45500 | 17 | 9.6 | 1.9 | R-32 | 650
217752115 | LG | KUSXA482A | HE36*60+TXV | LNA**100C1 | Split System | 45500 | 17 | 9.6 | 1.9 | R-32 | 650
217752116 | LG | KUSXA482A | HG1K*48+TXV | LNA**100C1 | Split System | 45500 | 17 | 9.6 | 1.9 | R-32 | 650
217752443 | LG | KUSXA482A | HG36*60+TXV | LNA**100C1 | Split System | 45500 | 17 | 9.6 | 1.9 | R-32 | 650
217732406 | GREE | FXU36HP230V1R32AO | HG33*36+TXV+AEFE3A* |  | Split System | 32400 | 16 | 9.7 | 1.96 | R-32 | 650
217732405 | GREE | FXU36HP230V1R32AO | HG33*36+TXV+AEFE4B* |  | Split System | 32600 | 16 | 9.7 | 1.96 | R-32 | 650
217752109 | LG | KUSXA422A | HG35*48+TXV | LNA**100C1 | Split System | 40000 | 18 | 9.7 | 1.88 | R-32 | 650
217752110 | LG | KUSXA422A | HE35*48+TXV | LNA**100C1 | Split System | 40000 | 18 | 9.7 | 1.88 | R-32 | 650
217752111 | LG | KUSXA422A | HG1K*48+TXV | LNA**100C1 | Split System | 40500 | 18 | 9.8 | 1.9 | R-32 | 650
217752112 | LG | KUSXA422A | HE1K*48+TXV | LNA**100C1 | Split System | 40500 | 18 | 9.8 | 1.9 | R-32 | 650
217752442 | LG | KUSXA422A | HG36*60+TXV | LNA**100C1 | Split System | 40500 | 18 | 9.8 | 1.9 | R-32 | 650
217732408 | GREE | FXU36HP230V1R32AO | HG8J*36+TXV+AEFE3A* |  | Split System | 32800 | 16 | 9.85 | 1.98 | R-32 | 650
217732407 | GREE | FXU36HP230V1R32AO | HG8J*36+TXV+AEFE4B* |  | Split System | 33000 | 17 | 9.85 | 1.98 | R-32 | 650
217733931 | GREE | FXU36HP230V1R32AO | V36H175P14*+TXV+AEFE4B* |  | Split System | 33200 | 17 | 9.85 | 1.98 | R-32 | 650
217615889 | ARMSTRONG AIR | A7CP21V48P-**A | H,A,DG84*60+TXV | A80US2V080B16X* | Split System | 46000 | 20 | 8.1 | 1.96 | R-454B | 650
217615888 | ARMSTRONG AIR | A7CP21V48P-**A | H,A,DG84*48+TXV | A80US2V080B16X* | Split System | 46000 | 20 | 8.1 | 1.96 | R-454B | 650
217268283 | ARMSTRONG AIR | A7CP21V48P-**A | H,A,DP77*60+TXV | A80US2V080B16X* | Split System | 46000 | 20 | 8.1 | 1.96 | R-454B | 650
217268285 | ARMSTRONG AIR | A7CP21V48P-**A | H,A,DP79*60+TXV | A80US2V080B16X* | Split System | 46000 | 20 | 8.1 | 1.96 | R-454B | 650
218386472 | LENNOX | EL21KLV-048-230A** | L*42/60Z*+TXV | ML193UH110XE48C* | Split System | 47000 | 20 | 8.3 | 2.08 | R-454B | 650
218386470 | LENNOX | EL21KLV-048-230A** | LH40/61W*+TXV | ML193UH110XE48C* | Split System | 47000 | 19 | 8.4 | 2.1 | R-454B | 650
217268314 | ARMSTRONG AIR | A7CP21V48P-**A | H,A,DP19*60+TXV | A93UH1E110C16A* | Split System | 47000 | 20 | 8.4 | 2.1 | R-454B | 650
217268315 | ARMSTRONG AIR | A7CP21V48P-**A | H,A,DP79*60+TXV | A93UH1E110C16A* | Split System | 47000 | 20 | 8.4 | 2.1 | R-454B | 650
218386473 | LENNOX | EL21KLV-048-230A** | LH42/62W*+TXV | ML193UH110XE48C* | Split System | 47000 | 20 | 8.4 | 2.1 | R-454B | 650
217896518 | LENNOX | SL22KLV-024-230A** | L*31/37U*+TXV | SL280UH090V48B* | Split System | 22200 | 19 | 8.5 | 1.86 | R-454B | 650
218386455 | LENNOX | EL21KLV-048-230A** | LD42/61Z*+TXV | ML180UH110V60C* | Split System | 47000 | 20 | 8.8 | 2.1 | R-454B | 650
218386457 | LENNOX | EL21KLV-048-230A** | L*42/60Z*+TXV | ML180UH110V60C* | Split System | 47500 | 20 | 8.8 | 2.1 | R-454B | 650
217615868 | ARMSTRONG AIR | A7CP21V24P-**A | H,A,DG33*36+TXV | A80US2V080B16X* | Split System | 22800 | 19 | 8.8 | 2 | R-454B | 650
218386458 | LENNOX | EL21KLV-048-230A** | LH42/62W*+TXV | ML180UH110V60C* | Split System | 47500 | 20 | 8.9 | 2.12 | R-454B | 650
218386456 | LENNOX | EL21KLV-048-230A** | LH40/61W*+TXV | ML180UH110V60C* | Split System | 47500 | 20 | 8.9 | 2.12 | R-454B | 650
217615869 | ARMSTRONG AIR | A7CP21V24P-**A | H,A,DG1K*36+TXV | A80US2V080B16X* | Split System | 23200 | 19 | 9 | 2.04 | R-454B | 650
217896512 | LENNOX | EL21KLV-024-230A** | L*31/37U*+TXV | SL280UH080NV48B* | Split System | 23200 | 19 | 9 | 2.04 | R-454B | 650
217268265 | ARMSTRONG AIR | A7CP21V48P-**A | H,A,DP77*60+TXV | A80UH1E090C20* | Split System | 46000 | 19 | 9.2 | 2.06 | R-454B | 650
218386447 | LENNOX | EL21KLV-048-230A** | LD42/61Z*+TXV | ML180UH090E60C* | Split System | 46500 | 19 | 9.25 | 2.08 | R-454B | 650
218386467 | LENNOX | EL21KLV-048-230A** | L*42/60Z*+TXV | ML193UH090XE48C* | Split System | 47000 | 19 | 9.25 | 2.08 | R-454B | 650
218386449 | LENNOX | EL21KLV-048-230A** | L*42/60Z*+TXV | ML180UH090E60C* | Split System | 47000 | 19 | 9.25 | 2.08 | R-454B | 650
217268266 | ARMSTRONG AIR | A7CP21V48P-**A | H,A,DP19*60+TXV | A80UH1E090C20* | Split System | 47000 | 19 | 9.35 | 2.1 | R-454B | 650
218386450 | LENNOX | EL21KLV-048-230A** | LH42/62W*+TXV | ML180UH090E60C* | Split System | 47000 | 19 | 9.35 | 2.1 | R-454B | 650
218386403 | LENNOX | EL21KLV-048-230A** | LD42/61Z*+TXV | EL280UH110E60C* | Split System | 47000 | 19 | 9.35 | 2.1 | R-454B | 650
218386408 | LENNOX | EL21KLV-048-230A** | LD42/61Z*+TXV | EL280UH110XE60C* | Split System | 47000 | 19 | 9.35 | 2.1 | R-454B | 650
218386406 | LENNOX | EL21KLV-048-230A** | L*42/60Z*+TXV | EL280UH110E60C* | Split System | 47500 | 19 | 9.35 | 2.1 | R-454B | 650
218386411 | LENNOX | EL21KLV-048-230A** | L*42/60Z*+TXV | EL280UH110XE60C* | Split System | 47500 | 19 | 9.35 | 2.1 | R-454B | 650
218386398 | LENNOX | EL21KLV-048-230A** | LD42/61Z*+TXV | EL280UH110E48C* | Split System | 47000 | 20 | 9.35 | 2.1 | R-454B | 650
217615891 | ARMSTRONG AIR | A7CP21V48P-**A | H,A,DG84*60+TXV | A80US2V080C20X* | Split System | 47500 | 20 | 9.35 | 2.1 | R-454B | 650
217615898 | ARMSTRONG AIR | A7CP21V48P-**A | H,A,DG84*48+TXV | A80US2V100C20X* | Split System | 47500 | 20 | 9.35 | 2.1 | R-454B | 650
217615896 | ARMSTRONG AIR | A7CP21V48P-**A | H,A,DG84*48+TXV | A80US2V090C20* | Split System | 47500 | 20 | 9.35 | 2.1 | R-454B | 650
217615899 | ARMSTRONG AIR | A7CP21V48P-**A | H,A,DG84*60+TXV | A80US2V100C20X* | Split System | 47500 | 20 | 9.35 | 2.1 | R-454B | 650
217615897 | ARMSTRONG AIR | A7CP21V48P-**A | H,A,DG84*60+TXV | A80US2V090C20* | Split System | 47500 | 20 | 9.35 | 2.1 | R-454B | 650
217268312 | ARMSTRONG AIR | A7CP21V48P-**A | H,A,DP79*60+TXV | A93UH1E090C16A* | Split System | 47000 | 19 | 9.4 | 2.1 | R-454B | 650
217268311 | ARMSTRONG AIR | A7CP21V48P-**A | H,A,DP19*60+TXV | A93UH1E090C16A* | Split System | 47000 | 19 | 9.4 | 2.1 | R-454B | 650
218386465 | LENNOX | EL21KLV-048-230A** | LH40/61W*+TXV | ML193UH090XE48C* | Split System | 47000 | 19 | 9.4 | 2.1 | R-454B | 650
218386468 | LENNOX | EL21KLV-048-230A** | LH42/62W*+TXV | ML193UH090XE48C* | Split System | 47000 | 19 | 9.4 | 2.1 | R-454B | 650
218386448 | LENNOX | EL21KLV-048-230A** | LH40/61W*+TXV | ML180UH090E60C* | Split System | 47000 | 19 | 9.4 | 2.1 | R-454B | 650
217268305 | ARMSTRONG AIR | A7CP21V48P-**A | H,A,DP19*60+TXV | A80US2V110C20L* | Split System | 47500 | 20 | 9.4 | 2.08 | R-454B | 650
217268302 | ARMSTRONG AIR | A7CP21V48P-**A | H,A,DP19*60+TXV | A80US2V110C20* | Split System | 47500 | 20 | 9.4 | 2.08 | R-454B | 650
217268306 | ARMSTRONG AIR | A7CP21V48P-**A | H,A,DP79*60+TXV | A80US2V110C20L* | Split System | 47500 | 20 | 9.4 | 2.08 | R-454B | 650
217268303 | ARMSTRONG AIR | A7CP21V48P-**A | H,A,DP79*60+TXV | A80US2V110C20* | Split System | 47500 | 20 | 9.4 | 2.08 | R-454B | 650
217268297 | ARMSTRONG AIR | A7CP21V48P-**A | H,A,DP79*60+TXV | A80US2V090C20* | Split System | 47500 | 20 | 9.4 | 2.1 | R-454B | 650
217268287 | ARMSTRONG AIR | A7CP21V48P-**A | H,A,DP19*60+TXV | A80US2V080C20X* | Split System | 47500 | 20 | 9.4 | 2.1 | R-454B | 650
217268296 | ARMSTRONG AIR | A7CP21V48P-**A | H,A,DP19*60+TXV | A80US2V090C20* | Split System | 47500 | 20 | 9.4 | 2.1 | R-454B | 650
217268288 | ARMSTRONG AIR | A7CP21V48P-**A | H,A,DP79*60+TXV | A80US2V080C20X* | Split System | 47500 | 20 | 9.4 | 2.1 | R-454B | 650
217268299 | ARMSTRONG AIR | A7CP21V48P-**A | H,A,DP19*60+TXV | A80US2V100C20X* | Split System | 47500 | 20 | 9.4 | 2.1 | R-454B | 650
218386401 | LENNOX | EL21KLV-048-230A** | L*42/60Z*+TXV | EL280UH110E48C* | Split System | 47500 | 20 | 9.4 | 2.1 | R-454B | 650
218386453 | LENNOX | EL21KLV-048-230A** | L*42/60Z*+TXV | ML180UH110E60C* | Split System | 47500 | 20 | 9.4 | 2.1 | R-454B | 650
218386461 | LENNOX | EL21KLV-048-230A** | L*42/60Z*+TXV | ML180UH110XE60C* | Split System | 47500 | 20 | 9.4 | 2.1 | R-454B | 650
217268282 | ARMSTRONG AIR | A7CP21V48P-**A | H,A,DP79*60+TXV | A80UH2E110C20* | Split System | 47500 | 19 | 9.5 | 2.12 | R-454B | 650
217268281 | ARMSTRONG AIR | A7CP21V48P-**A | H,A,DP19*60+TXV | A80UH2E110C20* | Split System | 47500 | 19 | 9.5 | 2.12 | R-454B | 650
218386452 | LENNOX | EL21KLV-048-230A** | LH40/61W*+TXV | ML180UH110E60C* | Split System | 47500 | 19 | 9.5 | 2.12 | R-454B | 650
218386460 | LENNOX | EL21KLV-048-230A** | LH40/61W*+TXV | ML180UH110XE60C* | Split System | 47500 | 19 | 9.5 | 2.12 | R-454B | 650
218386407 | LENNOX | EL21KLV-048-230A** | LH42/62W*+TXV | EL280UH110E60C* | Split System | 47500 | 19 | 9.5 | 2.12 | R-454B | 650
218386409 | LENNOX | EL21KLV-048-230A** | LH40/61W*+TXV | EL280UH110XE60C* | Split System | 47500 | 19 | 9.5 | 2.12 | R-454B | 650
218386412 | LENNOX | EL21KLV-048-230A** | LH42/62W*+TXV | EL280UH110XE60C* | Split System | 47500 | 19 | 9.5 | 2.12 | R-454B | 650
218386404 | LENNOX | EL21KLV-048-230A** | LH40/61W*+TXV | EL280UH110E60C* | Split System | 47500 | 19 | 9.5 | 2.12 | R-454B | 650
217268278 | ARMSTRONG AIR | A7CP21V48P-**A | H,A,DP19*60+TXV | A80UH2E110C16* | Split System | 47500 | 20 | 9.5 | 2.12 | R-454B | 650
218386399 | LENNOX | EL21KLV-048-230A** | LH40/61W*+TXV | EL280UH110E48C* | Split System | 47500 | 20 | 9.5 | 2.12 | R-454B | 650
218386402 | LENNOX | EL21KLV-048-230A** | LH42/62W*+TXV | EL280UH110E48C* | Split System | 47500 | 20 | 9.5 | 2.12 | R-454B | 650
217268269 | ARMSTRONG AIR | A7CP21V48P-**A | H,A,DP19*60+TXV | A80UH1E100C20X* | Split System | 47500 | 19 | 9.55 | 2.1 | R-454B | 650
217268273 | ARMSTRONG AIR | A7CP21V48P-**A | H,A,DP79*60+TXV | A80UH1E110C20* | Split System | 47500 | 20 | 9.55 | 2.12 | R-454B | 650
217268272 | ARMSTRONG AIR | A7CP21V48P-**A | H,A,DP19*60+TXV | A80UH1E110C20* | Split System | 47500 | 20 | 9.55 | 2.12 | R-454B | 650
218386462 | LENNOX | EL21KLV-048-230A** | LH42/62W*+TXV | ML180UH110XE60C* | Split System | 47500 | 20 | 9.55 | 2.12 | R-454B | 650
218386454 | LENNOX | EL21KLV-048-230A** | LH42/62W*+TXV | ML180UH110E60C* | Split System | 47500 | 20 | 9.55 | 2.12 | R-454B | 650
218044789 | MOOVAIR | MSHMA30R2AN1 | HE32*36+TXV+TD |  | Split System | 28200 | 15.2 | 9.6 | 1.85 | R-454B | 650
217268157 | ARMSTRONG AIR | A7CP21V24P-**A | H,A,DP75*36+TXV | A80UH2E090B16* | Split System | 23200 | 16 | 9.6 | 2.08 | R-454B | 650
217268159 | ARMSTRONG AIR | A7CP21V24P-**A | H,A,DP44*36+TXV | A80UH2E090B16* | Split System | 23200 | 16 | 9.6 | 2.08 | R-454B | 650
217268156 | ARMSTRONG AIR | A7CP21V24P-**A | H,A,DP15*36+TXV | A80UH2E090B16* | Split System | 23200 | 16 | 9.6 | 2.08 | R-454B | 650
217896516 | LENNOX | SL22KLV-024-230A** | L*31/37U*+TXV | SL280UH080NV48B* | Split System | 22800 | 20 | 9.6 | 2.08 | R-454B | 650
217268164 | ARMSTRONG AIR | A7CP21V24P-**A | H,A,DP15*36+TXV | A80US2V070A12* | Split System | 22800 | 18 | 9.8 | 2.1 | R-454B | 650
217268171 | ARMSTRONG AIR | A7CP21V24P-**A | H,A,DP44*36+TXV | A80US2V070A12L* | Split System | 22800 | 18 | 9.8 | 2.1 | R-454B | 650
217268167 | ARMSTRONG AIR | A7CP21V24P-**A | H,A,DP44*36+TXV | A80US2V070A12* | Split System | 22800 | 18 | 9.8 | 2.1 | R-454B | 650
217268165 | ARMSTRONG AIR | A7CP21V24P-**A | H,A,DP75*36+TXV | A80US2V070A12* | Split System | 22800 | 18 | 9.8 | 2.1 | R-454B | 650
217268168 | ARMSTRONG AIR | A7CP21V24P-**A | H,A,DP15*36+TXV | A80US2V070A12L* | Split System | 22800 | 18 | 9.8 | 2.1 | R-454B | 650
217268169 | ARMSTRONG AIR | A7CP21V24P-**A | H,A,DP75*36+TXV | A80US2V070A12L* | Split System | 22800 | 18 | 9.8 | 2.1 | R-454B | 650
217268173 | ARMSTRONG AIR | A7CP21V24P-**A | H,A,DP75*36+TXV | A80US2V080B16X* | Split System | 22800 | 19 | 9.8 | 2.1 | R-454B | 650
217268175 | ARMSTRONG AIR | A7CP21V24P-**A | H,A,DP44*36+TXV | A80US2V080B16X* | Split System | 22800 | 19 | 9.8 | 2.1 | R-454B | 650
217268172 | ARMSTRONG AIR | A7CP21V24P-**A | H,A,DP15*36+TXV | A80US2V080B16X* | Split System | 22800 | 19 | 9.8 | 2.1 | R-454B | 650
217268188 | ARMSTRONG AIR | A7CP21V24P-**A | H,A,DP15*36+TXV | A93UH1E045B12A* | Split System | 23200 | 19 | 9.8 | 2.1 | R-454B | 650
217268189 | ARMSTRONG AIR | A7CP21V24P-**A | H,A,DP75*36+TXV | A93UH1E045B12A* | Split System | 23200 | 19 | 9.8 | 2.1 | R-454B | 650
217268191 | ARMSTRONG AIR | A7CP21V24P-**A | H,A,DP44*36+TXV | A93UH1E045B12A* | Split System | 23200 | 19 | 9.8 | 2.1 | R-454B | 650
217268153 | ARMSTRONG AIR | A7CP21V24P-**A | H,A,DP75*36+TXV | A80UH2E070A12* | Split System | 23200 | 19 | 9.8 | 2.1 | R-454B | 650
217268155 | ARMSTRONG AIR | A7CP21V24P-**A | H,A,DP44*36+TXV | A80UH2E070A12* | Split System | 23200 | 19 | 9.8 | 2.1 | R-454B | 650
217268152 | ARMSTRONG AIR | A7CP21V24P-**A | H,A,DP15*36+TXV | A80UH2E070A12* | Split System | 23200 | 19 | 9.8 | 2.1 | R-454B | 650
217268192 | ARMSTRONG AIR | A7CP21V24P-**A | H,A,DP15*36+TXV | A93UH1E070B12A* | Split System | 23400 | 19 | 9.8 | 2.1 | R-454B | 650
217268195 | ARMSTRONG AIR | A7CP21V24P-**A | H,A,DP44*36+TXV | A93UH1E070B12A* | Split System | 23400 | 19 | 9.8 | 2.1 | R-454B | 650
217268193 | ARMSTRONG AIR | A7CP21V24P-**A | H,A,DP75*36+TXV | A93UH1E070B12A* | Split System | 23400 | 19 | 9.8 | 2.1 | R-454B | 650
217268139 | ARMSTRONG AIR | A7CP21V24P-**A | H,A,DP44*36+TXV | A80UH1E060A12X* | Split System | 23200 | 20 | 9.8 | 2.1 | R-454B | 650
217268137 | ARMSTRONG AIR | A7CP21V24P-**A | H,A,DP75*36+TXV | A80UH1E060A12X* | Split System | 23200 | 20 | 9.8 | 2.1 | R-454B | 650
217268132 | ARMSTRONG AIR | A7CP21V24P-**A | H,A,DP15*36+TXV | A80UH1E040A12X* | Split System | 23200 | 20 | 9.8 | 2.1 | R-454B | 650
217268133 | ARMSTRONG AIR | A7CP21V24P-**A | H,A,DP75*36+TXV | A80UH1E040A12X* | Split System | 23200 | 20 | 9.8 | 2.1 | R-454B | 650
217268136 | ARMSTRONG AIR | A7CP21V24P-**A | H,A,DP15*36+TXV | A80UH1E060A12X* | Split System | 23200 | 20 | 9.8 | 2.1 | R-454B | 650
217268148 | ARMSTRONG AIR | A7CP21V24P-**A | H,A,DP15*36+TXV | A80UH2E045A12* | Split System | 22800 | 19 | 9.8 | 2.1 | R-454B | 650
217268141 | ARMSTRONG AIR | A7CP21V24P-**A | H,A,DP75*36+TXV | A80UH1E070A12* | Split System | 23000 | 19 | 9.8 | 2.1 | R-454B | 650
217268143 | ARMSTRONG AIR | A7CP21V24P-**A | H,A,DP44*36+TXV | A80UH1E070A12* | Split System | 23000 | 19 | 9.8 | 2.1 | R-454B | 650
217268140 | ARMSTRONG AIR | A7CP21V24P-**A | H,A,DP15*36+TXV | A80UH1E070A12* | Split System | 23000 | 19 | 9.8 | 2.1 | R-454B | 650
217268144 | ARMSTRONG AIR | A7CP21V24P-**A | H,A,DP15*36+TXV | A80UH1E070B12* | Split System | 23200 | 19 | 9.8 | 2.1 | R-454B | 650
217268145 | ARMSTRONG AIR | A7CP21V24P-**A | H,A,DP75*36+TXV | A80UH1E070B12* | Split System | 23200 | 19 | 9.8 | 2.1 | R-454B | 650
217615873 | ARMSTRONG AIR | A7CP21V24P-**A | H,A,DG1K*36+TXV | A80US2V090B16* | Split System | 23000 | 19 | 9.8 | 2.12 | R-454B | 650
217615875 | ARMSTRONG AIR | A7CP21V24P-**A | H,A,DG1K*36+TXV | A80US2V090B16L* | Split System | 23000 | 19 | 9.8 | 2.12 | R-454B | 650
217268180 | ARMSTRONG AIR | A7CP21V24P-**A | H,A,DP15*36+TXV | A80US2V090B16* | Split System | 23000 | 19 | 9.8 | 2.12 | R-454B | 650
217268187 | ARMSTRONG AIR | A7CP21V24P-**A | H,A,DP44*36+TXV | A80US2V090B16L* | Split System | 23000 | 19 | 9.8 | 2.12 | R-454B | 650
217268181 | ARMSTRONG AIR | A7CP21V24P-**A | H,A,DP75*36+TXV | A80US2V090B16* | Split System | 23000 | 19 | 9.8 | 2.12 | R-454B | 650
217268176 | ARMSTRONG AIR | A7CP21V24P-**A | H,A,DP15*36+TXV | A80US2V090B12* | Split System | 23000 | 19 | 9.8 | 2.12 | R-454B | 650
217268179 | ARMSTRONG AIR | A7CP21V24P-**A | H,A,DP44*36+TXV | A80US2V090B12* | Split System | 23000 | 19 | 9.8 | 2.12 | R-454B | 650
217268177 | ARMSTRONG AIR | A7CP21V24P-**A | H,A,DP75*36+TXV | A80US2V090B12* | Split System | 23000 | 19 | 9.8 | 2.12 | R-454B | 650
217268183 | ARMSTRONG AIR | A7CP21V24P-**A | H,A,DP44*36+TXV | A80US2V090B16* | Split System | 23000 | 19 | 9.8 | 2.12 | R-454B | 650
217268184 | ARMSTRONG AIR | A7CP21V24P-**A | H,A,DP15*36+TXV | A80US2V090B16L* | Split System | 23000 | 19 | 9.8 | 2.12 | R-454B | 650
217896515 | LENNOX | EL21KLV-024-230A** | L*31/37U*+TXV | SL280UH090XV48B* | Split System | 23000 | 19 | 9.8 | 2.12 | R-454B | 650
217751801 | RHEEM | RD18AY48AJVC | H,RG50*60+TXV | R801V0755A21UH | Split System | 41000 | 18 | 10 | 2.1 | R-454B | 650
217268163 | ARMSTRONG AIR | A7CP21V24P-**A | H,A,DP44*36+TXV | A80US2V060A12X* | Split System | 23000 | 19 | 10 | 2.12 | R-454B | 650
217268161 | ARMSTRONG AIR | A7CP21V24P-**A | H,A,DP75*36+TXV | A80US2V060A12X* | Split System | 23000 | 19 | 10 | 2.12 | R-454B | 650
217268160 | ARMSTRONG AIR | A7CP21V24P-**A | H,A,DP15*36+TXV | A80US2V060A12X* | Split System | 23000 | 19 | 10 | 2.12 | R-454B | 650
217452093 | RHEEM | RP15AY48AJ2N | D(A,C,E)48A4J+TDR | R801V0504A17UHS | Split System | 45000 | 15.2 | 8.1 | 2.87 | R-454B | 650
217452188 | RHEEM | RP15AY48AJ2N | D(A,C,E)60C3J+TDR | R802V0504A17UH | Split System | 45000 | 15.2 | 8.1 | 2.87 | R-454B | 650
217452092 | RHEEM | RP15AY48AJ2N | D(A,C,E)60C3J+TDR | R801V0504A17UHN | Split System | 45000 | 15.2 | 8.1 | 2.87 | R-454B | 650
217452087 | RHEEM | RP15AY48AJ2N | D(A,C,E)48A4J+TDR | R801V0504A17UHN | Split System | 45000 | 15.2 | 8.1 | 2.87 | R-454B | 650
217452098 | RHEEM | RP15AY48AJ2N | D(A,C,E)60C3J+TDR | R801V0504A17UHS | Split System | 45000 | 15.2 | 8.1 | 2.87 | R-454B | 650
217452183 | RHEEM | RP15AY48AJ2N | D(A,C,E)48A4J+TDR | R802V0504A17UH | Split System | 45000 | 15.2 | 8.1 | 2.87 | R-454B | 650
217451757 | RHEEM | RP15AY42AJ2N | D(A,C,E)42C4J+TDR | R801V0504A17UHU | Split System | 38500 | 15.2 | 8.1 | 2.88 | R-454B | 650
217452185 | RHEEM | RP15AY48AJ2N | D(A,C,E)48D3J+TDR | R802V0504A17UH | Split System | 45000 | 15.2 | 8.1 | 2.89 | R-454B | 650
217452095 | RHEEM | RP15AY48AJ2N | D(A,C,E)48D3J+TDR | R801V0504A17UHS | Split System | 45000 | 15.2 | 8.1 | 2.89 | R-454B | 650
217452089 | RHEEM | RP15AY48AJ2N | D(A,C,E)48D3J+TDR | R801V0504A17UHN | Split System | 45000 | 15.2 | 8.1 | 2.89 | R-454B | 650
217452190 | RHEEM | RP15AY48AJ2N | D(A,C,E)48B4J+TDR | R802V0754A17DZ | Split System | 45000 | 15.2 | 8.1 | 2.91 | R-454B | 650
218388342 | LENNOX | EL21KLV-024-230A** | LH29/36X*+TXV | ML180UH070V36B* | Split System | 23200 | 20 | 9.6 | 2.1 | R-454B | 650
218388343 | LENNOX | EL21KLV-024-230A** | L*19/36U+TXV | ML180UH070V36B* | Split System | 23200 | 20 | 9.6 | 2.1 | R-454B | 650
217268135 | ARMSTRONG AIR | A7CP21V24P-**A | H,A,DP44*36+TXV | A80UH1E040A12X* | Split System | 23200 | 20 | 9.8 | 2.1 | R-454B | 650
218388351 | LENNOX | EL21KLV-024-230A** | LD19/36Z*+TXV | ML180UH070XE36B* | Split System | 23200 | 18 | 9.8 | 2.1 | R-454B | 650
217268149 | ARMSTRONG AIR | A7CP21V24P-**A | H,A,DP75*36+TXV | A80UH2E045A12* | Split System | 22800 | 19 | 9.8 | 2.1 | R-454B | 650
217268151 | ARMSTRONG AIR | A7CP21V24P-**A | H,A,DP44*36+TXV | A80UH2E045A12* | Split System | 22800 | 19 | 9.8 | 2.1 | R-454B | 650
218432251 | ARMSTRONG AIR | A7CP21V24P-**A | (H,A,D)G9J*36+TXV | A80UH1E070A12* | Split System | 23000 | 19 | 9.8 | 2.1 | R-454B | 650
217268147 | ARMSTRONG AIR | A7CP21V24P-**A | H,A,DP44*36+TXV | A80UH1E070B12* | Split System | 23200 | 19 | 9.8 | 2.1 | R-454B | 650
218432252 | ARMSTRONG AIR | A7CP21V24P-**A | (H,A,D)G9J*36+TXV | A80UH1E070B12* | Split System | 23200 | 19 | 9.8 | 2.1 | R-454B | 650
218432261 | ARMSTRONG AIR | A7CP21V24P-**A | (H,A,D)G9J*36+TXV | A80US2V090B12* | Split System | 23000 | 19 | 9.8 | 2.12 | R-454B | 650
217268185 | ARMSTRONG AIR | A7CP21V24P-**A | H,A,DP75*36+TXV | A80US2V090B16L* | Split System | 23000 | 19 | 9.8 | 2.12 | R-454B | 650
218432262 | ARMSTRONG AIR | A7CP21V24P-**A | (H,A,D)G9J*36+TXV | A80US2V090B16* | Split System | 23000 | 19 | 9.8 | 2.12 | R-454B | 650
218432263 | ARMSTRONG AIR | A7CP21V24P-**A | (H,A,D)G9J*36+TXV | A80US2V090B16L* | Split System | 23000 | 19 | 9.8 | 2.12 | R-454B | 650
218388350 | LENNOX | EL21KLV-024-230A** | L*31/37U+TXV | ML180UH070XE36A* | Split System | 23000 | 19 | 9.8 | 2.1 | R-454B | 650
218388348 | LENNOX | EL21KLV-024-230A** | LH18/37R*+TXV | ML180UH070XE36A* | Split System | 23000 | 19 | 9.8 | 2.1 | R-454B | 650
218388347 | LENNOX | EL21KLV-024-230A** | L*19/36U+TXV | ML180UH070XE36A* | Split System | 23000 | 19 | 9.8 | 2.1 | R-454B | 650
218388323 | LENNOX | EL21KLV-024-230A** | L*19/36U+TXV | ML180UH070E36A* | Split System | 23000 | 19 | 9.8 | 2.1 | R-454B | 650
218388326 | LENNOX | EL21KLV-024-230A** | L*31/37U+TXV | ML180UH070E36A* | Split System | 23000 | 19 | 9.8 | 2.1 | R-454B | 650
218388324 | LENNOX | EL21KLV-024-230A** | LH18/37R*+TXV | ML180UH070E36A* | Split System | 23000 | 19 | 9.8 | 2.1 | R-454B | 650
218388332 | LENNOX | EL21KLV-024-230A** | L*31/37U+TXV | ML180UH070E36B* | Split System | 23200 | 19 | 9.8 | 2.1 | R-454B | 650
218388355 | LENNOX | EL21KLV-024-230A** | L*19/36U+TXV | ML180UH070XE36B* | Split System | 23200 | 19 | 9.8 | 2.1 | R-454B | 650
218388352 | LENNOX | EL21KLV-024-230A** | LD24/35Z*+TXV | ML180UH070XE36B* | Split System | 23200 | 19 | 9.8 | 2.1 | R-454B | 650
218388328 | LENNOX | EL21KLV-024-230A** | LD24/35Z*+TXV | ML180UH070E36B* | Split System | 23200 | 19 | 9.8 | 2.1 | R-454B | 650
218388418 | LENNOX | EL21KLV-024-230A** | LH29/36X*+TXV | SL280UH090V36B* | Split System | 23000 | 19 | 9.8 | 2.12 | R-454B | 650
217896514 | LENNOX | EL21KLV-024-230A** | L*31/37U*+TXV | SL280UH090V48B* | Split System | 23000 | 19 | 9.8 | 2.12 | R-454B | 650
218432257 | ARMSTRONG AIR | A7CP21V24P-**A | (H,A,D)G9J*36+TXV | A80US2V060A12X* | Split System | 23000 | 19 | 10 | 2.12 | R-454B | 650
218388402 | LENNOX | EL21KLV-024-230A** | L*19/36U+TXV | SL280UH060NV36A* | Split System | 23000 | 19 | 10 | 2.12 | R-454B | 650
218388401 | LENNOX | EL21KLV-024-230A** | LD19/25Z*+TXV | SL280UH060NV36A* | Split System | 23000 | 19 | 10 | 2.12 | R-454B | 650
218013064 | RUUD | RD16AY48AJVC | DX48B4K+TDR | R802V0755A21UH | Split System | 42000 | 16 | 8.1 | 2.46 | R-454B | 650
218138279 | RUUD | RD16AY36AJVC | D(A,C,E)36A3J+TDR | R802V0503A14UH | Split System | 31000 | 16 | 8.1 | 2.7 | R-454B | 650
218138275 | RUUD | RD16AY36AJVC | D(A,C,E)36A3J+TDR | R801V1505A24UH | Split System | 30600 | 16.5 | 8.1 | 2.76 | R-454B | 650
218138293 | RUUD | RD16AY36AJVC | D(A,C,E)36A3J+TDR | R802V1005A21DZ | Split System | 30600 | 16.5 | 8.1 | 2.76 | R-454B | 650
218138257 | RUUD | RD16AY36AJVC | D(A,C,E)36A3J+TDR | R801V0755A21DZ | Split System | 30600 | 16.5 | 8.1 | 2.76 | R-454B | 650
218138291 | RUUD | RD16AY36AJVC | D(A,C,E)36A3J+TDR | R802V1004A17UH | Split System | 30600 | 16.5 | 8.1 | 2.77 | R-454B | 650
218138261 | RUUD | RD16AY36AJVC | D(A,C,E)36A3J+TDR | R801V1004A17UH | Split System | 30600 | 16.5 | 8.1 | 2.77 | R-454B | 650
218138283 | RUUD | RD16AY36AJVC | D(A,C,E)36A3J+TDR | R802V0754A17DZ | Split System | 30600 | 16.5 | 8.1 | 2.77 | R-454B | 650
218138253 | RUUD | RD16AY36AJVC | D(A,C,E)36A3J+TDR | R801V0754A17DZ | Split System | 30600 | 16.5 | 8.1 | 2.77 | R-454B | 650
218013058 | RUUD | RD16AY36AJVC | DX36B3K+TDR | R802V0504A17UH | Split System | 31200 | 16.5 | 8.1 | 2.68 | R-454B | 650
218138248 | RUUD | RD16AY36AJVC | D(A,C,E)36D3J+TDR | R801V0504A17UHS | Split System | 31800 | 17 | 8.1 | 2.72 | R-454B | 650
218013060 | RUUD | RD16AY36AJVC | DX36B3K+TDR | R802V1004A17UH | Split System | 31200 | 16.5 | 8.1 | 2.78 | R-454B | 650
218138276 | RUUD | RD16AY36AJVC | D(A,C,E)36D3J+TDR | R801V1505A24UH | Split System | 31800 | 17 | 8.1 | 2.82 | R-454B | 650
218138302 | RUUD | RD16AY36AJVC | D(A,C,E)36D3J+TDR | R802V1505A24UH | Split System | 31800 | 17 | 8.1 | 2.82 | R-454B | 650
218138260 | RUUD | RD16AY36AJVC | D(A,C,E)36D3J+TDR | R801V0755A21UH | Split System | 31800 | 17 | 8.1 | 2.83 | R-454B | 650
218138262 | RUUD | RD16AY36AJVC | D(A,C,E)36D3J+TDR | R801V1004A17UH | Split System | 31800 | 17 | 8.1 | 2.83 | R-454B | 650
218138292 | RUUD | RD16AY36AJVC | D(A,C,E)36D3J+TDR | R802V1004A17UH | Split System | 31800 | 17 | 8.1 | 2.83 | R-454B | 650
218138290 | RUUD | RD16AY36AJVC | D(A,C,E)36D3J+TDR | R802V0755A21UH | Split System | 31800 | 17 | 8.1 | 2.83 | R-454B | 650
218138270 | RUUD | RD16AY36AJVC | D(A,C,E)36D3J+TDR | R801V1005A21UHU | Split System | 31800 | 17 | 8.1 | 2.83 | R-454B | 650
218138286 | RUUD | RD16AY36AJVC | D(A,C,E)36D3J+TDR | R802V0754A17UH | Split System | 31800 | 17 | 8.1 | 2.83 | R-454B | 650
217662762 | RHEEM | RD18AY48AJVC | D(A,C,E)48D3J+TDR | R801V1005A21UHS | Split System | 41000 | 18 | 8.5 | 2.75 | R-454B | 650
217662763 | RHEEM | RD18AY48AJVC | D(A,C,E)48D4J+TDR | R801V1005A21UHS | Split System | 42000 | 18 | 8.5 | 2.81 | R-454B | 650
217617178 | ACIQ | ACIQ-30-HPD | ACIQ-MH36EU3VWEC |  | Split System | 26600 | 15.5 | 8.1 | 2.43 | R-454B | 650
218615023 | ACIQ | ACIQ-30-HPD | ACIQ-MH36EU3VWED |  | Split System | 26600 | 15.5 | 8.1 | 2.43 | R-454B | 650
217617174 | ACIQ | ACIQ-30-HPD | ACIQ-MH30BU3VWEC |  | Split System | 26600 | 15.2 | 8.5 | 2.43 | R-454B | 650
217313489 | GE Appliances | NS18H36HA5*** | NCUC36AT5****+TDR | NF80U030V3AF*** | Split System | 34800 | 17.8 | 8.5 | 1.85 | R-454B | 650
218082961 | AIREASE | A7SCP18V36P-**A | 7E[C,U]36CX-**+TDR | A97US2V090C20S* | Split System | 35000 | 17.9 | 8.5 | 1.85 | R-454B | 650
217270431 | HAIER | 1U36T3PC*HE | NCHC30BT5****+TDR | NF80L070S3B*** | Split System | 34600 | 17.95 | 8.5 | 1.85 | R-454B | 650
217270430 | HAIER | 1U36T3PC*HE | NCHC30BT5****+TDR | NF80U070S3B*** | Split System | 34600 | 17.95 | 8.5 | 1.85 | R-454B | 650
218082990 | ARMSTRONG AIR | A7SCP18V36P-**A | 7E[C,U]36CX-**+TDR | A98USMV090C12S* | Split System | 34800 | 18 | 8.5 | 1.85 | R-454B | 650
218476786 | BRYANT HEATING AND COOLING SYSTEMS | 37MUHAQ24AA3+KSAIC0701230 | CAA**2517AM* | 82*SB36045V14*** | Split System | 23800 | 18 | 8.5 | 1.92 | R-454B | 650
218476794 | BRYANT HEATING AND COOLING SYSTEMS | 37MUHAQ24AA3+KSAIC0701230 | CAA**2517AM* | 82*TB36045V14*** | Split System | 23800 | 18 | 8.5 | 1.92 | R-454B | 650
217270405 | HAIER | 1U36T3PC*HE | NCUC36AT5****+TDR | NF80U045S3A*** | Split System | 34400 | 18 | 8.5 | 1.85 | R-454B | 650
218476795 | PAYNE HEATING AND COOLING | 37MUHAQ24AA3+KSAIC0701230 | CAA**2517AM* | PG80VTLB36045A** | Split System | 23800 | 18 | 8.5 | 1.92 | R-454B | 650
217270408 | HAIER | 1U36T3PC*HE | NCUC36BT5****+TDR | NF80L070S3B*** | Split System | 34800 | 18.05 | 8.5 | 1.85 | R-454B | 650
218082965 | AIREASE | A7SCP18V36P-**A | 7E[C,U]36CX-**+TDR | A97US2V110C20S* | Split System | 35200 | 18.1 | 8.5 | 1.9 | R-454B | 650
218083017 | DUCANE | 7SCP18V36P-**A | 7E[C,U]36CX-**+TDR | 97G2UH110CV20* | Split System | 35200 | 18.1 | 8.5 | 1.9 | R-454B | 650
218082963 | AIREASE | A7SCP18V36P-**A | 7E[C,U]36CX-**+TDR | A97US2V110C16S* | Split System | 35000 | 18.15 | 8.5 | 1.9 | R-454B | 650
218083024 | ALLIED | 7SCP18V36P-**A | 7E[C,U]36CX-**+TDR | 92G1UH090CE12* | Split System | 34400 | 18.3 | 8.5 | 1.85 | R-454B | 650
218082982 | ARMSTRONG AIR | A7SCP18V36P-**A | 7E[C,U]36CX-**+TDR | A80US2V110C20* | Split System | 35200 | 18.3 | 8.5 | 1.85 | R-454B | 650
218083025 | CONCORD | 7SCP18V36P-**A | 7E[C,U]36CX-**+TDR | 92G1UH090CE12* | Split System | 34400 | 18.3 | 8.5 | 1.85 | R-454B | 650
218415057 | AIRQUEST | B5H3V60*K*AAA* | EA*5X61M24A*+WALLCON | *97CMN1202422B* | Split System | 57000 | 18.5 | 8.5 | 2.04 | R-454B | 650
218414977 | AIRQUEST | B5H3V60*K*AAA* | EA*5X60M24A*+WALLCON | *96CTN1202422B* | Split System | 56000 | 18.5 | 8.5 | 2.08 | R-454B | 650
218415042 | ARCOAIRE | B5H3V60*K*AAA* | EA*5X61M24A*+WALLCON | *97CMN0802120B* | Split System | 56500 | 18.5 | 8.5 | 2.02 | R-454B | 650
218414970 | ARCOAIRE | B5H3V60*K*AAA* | EA*5X60M24A*+WALLCON | *96CTN1002122B* | Split System | 55500 | 18.5 | 8.5 | 2.08 | R-454B | 650
218414971 | COMFORTMAKER | B5H3V60*K*AAA* | EA*5X60M24A*+WALLCON | *96CTN1002122B* | Split System | 55500 | 18.5 | 8.5 | 2.08 | R-454B | 650
218414979 | COMFORTMAKER | B5H3V60*K*AAA* | EA*5X60M24A*+WALLCON | *96CTN1202422B* | Split System | 56000 | 18.5 | 8.5 | 2.08 | R-454B | 650
218415028 | DAY & NIGHT | B5H3V60*K*AAA* | EA*5X61M24A*+WALLCON | *95CSU0802120B* | Split System | 56500 | 18.5 | 8.5 | 2.02 | R-454B | 650
218414996 | DAY & NIGHT | B5H3V60*K*AAA* | EA*5X61M24A*+WALLCON | *80CTL0702120B* | Split System | 56500 | 18.5 | 8.5 | 2.04 | R-454B | 650
218415060 | DAY & NIGHT | B5H3V60*K*AAA* | EA*5X61M24A*+WALLCON | *97CMN1202422B* | Split System | 57000 | 18.5 | 8.5 | 2.04 | R-454B | 650
218414972 | DAY & NIGHT | B5H3V60*K*AAA* | EA*5X60M24A*+WALLCON | *96CTN1002122B* | Split System | 55500 | 18.5 | 8.5 | 2.08 | R-454B | 650
218414992 | HEIL | B5H3V60*K*AAA* | EA*5X61M24A*+WALLCON | *80CTL0702120B* | Split System | 56500 | 18.5 | 8.5 | 2.04 | R-454B | 650
218415056 | HEIL | B5H3V60*K*AAA* | EA*5X61M24A*+WALLCON | *97CMN1202422B* | Split System | 57000 | 18.5 | 8.5 | 2.04 | R-454B | 650
218414968 | HEIL | B5H3V60*K*AAA* | EA*5X60M24A*+WALLCON | *96CTN1002122B* | Split System | 55500 | 18.5 | 8.5 | 2.08 | R-454B | 650
218414952 | HEIL | B5H3V60*K*AAA* | EA*5X60M24A*+WALLCON | *97CMN1002122B* | Split System | 55500 | 18.5 | 8.5 | 2.08 | R-454B | 650
218414976 | HEIL | B5H3V60*K*AAA* | EA*5X60M24A*+WALLCON | *96CTN1202422B* | Split System | 56000 | 18.5 | 8.5 | 2.08 | R-454B | 650
218415029 | KEEPRITE | B5H3V60*K*AAA* | EA*5X61M24A*+WALLCON | *95CSU0802120B* | Split System | 56500 | 18.5 | 8.5 | 2.02 | R-454B | 650
218414957 | KEEPRITE | B5H3V60*K*AAA* | EA*5X60M24A*+WALLCON | *97CMN1002122B* | Split System | 55500 | 18.5 | 8.5 | 2.08 | R-454B | 650
218414975 | TEMPSTAR | B5H3V60*K*AAA* | EA*5X60M24A*+WALLCON | *96CTN1002122B* | Split System | 55500 | 18.5 | 8.5 | 2.08 | R-454B | 650
218414959 | TEMPSTAR | B5H3V60*K*AAA* | EA*5X60M24A*+WALLCON | *97CMN1002122B* | Split System | 55500 | 18.5 | 8.5 | 2.08 | R-454B | 650
218407193 | AIRQUEST | B5H3V24*K*AAA* | EVM5X24M14A*+WALLCON | *96CTN0401410B* | Split System | 21800 | 19 | 8.5 | 1.92 | R-454B | 650
218407194 | ARCOAIRE | B5H3V24*K*AAA* | EVM5X24M14A*+WALLCON | *96CTN0401410B* | Split System | 21800 | 19 | 8.5 | 1.92 | R-454B | 650
218407195 | COMFORTMAKER | B5H3V24*K*AAA* | EVM5X24M14A*+WALLCON | *96CTN0401410B* | Split System | 21800 | 19 | 8.5 | 1.92 | R-454B | 650
218407192 | HEIL | B5H3V24*K*AAA* | EVM5X24M14A*+WALLCON | *96CTN0401410B* | Split System | 21800 | 19 | 8.5 | 1.92 | R-454B | 650
218407197 | KEEPRITE | B5H3V24*K*AAA* | EVM5X24M14A*+WALLCON | *96CTN0401410B* | Split System | 21800 | 19 | 8.5 | 1.92 | R-454B | 650
218407199 | TEMPSTAR | B5H3V24*K*AAA* | EVM5X24M14A*+WALLCON | *96CTN0401410B* | Split System | 21800 | 19 | 8.5 | 1.92 | R-454B | 650
218407265 | AIRQUEST | B5H3V24*K*AAA* | EVM5X24M17A*+WALLCON | *96CTN0401410B* | Split System | 22000 | 19.5 | 8.5 | 1.9 | R-454B | 650
218407267 | COMFORTMAKER | B5H3V24*K*AAA* | EVM5X24M17A*+WALLCON | *96CTN0401410B* | Split System | 22000 | 19.5 | 8.5 | 1.9 | R-454B | 650
218407268 | DAY & NIGHT | B5H3V24*K*AAA* | EVM5X24M17A*+WALLCON | *96CTN0401410B* | Split System | 22000 | 19.5 | 8.5 | 1.9 | R-454B | 650
218407264 | HEIL | B5H3V24*K*AAA* | EVM5X24M17A*+WALLCON | *96CTN0401410B* | Split System | 22000 | 19.5 | 8.5 | 1.9 | R-454B | 650
218407269 | KEEPRITE | B5H3V24*K*AAA* | EVM5X24M17A*+WALLCON | *96CTN0401410B* | Split System | 22000 | 19.5 | 8.5 | 1.9 | R-454B | 650
218026843 | CHAMPION HEATING AND COOLING | XH960E2C11 | CTF60C5CGS1+CC | TM8V120C20MP12 | Split System | 47000 | 20 | 8.5 | 2 | R-454B | 650
218027627 | CHAMPION HEATING AND COOLING | XH960E2C11 | CTF60C5CGS1+CC | Z9VT100C16SMPC1 | Split System | 47000 | 21 | 8.5 | 2 | R-454B | 650
218027229 | COLEMAN | XH960E2C11 | CTF60D5CGS1+CC | Z9VT120D20SMPC1 | Split System | 47000 | 21 | 8.5 | 2 | R-454B | 650
218027059 | COLEMAN | XH960E2C11 | CTM60C5CGS1+CC | Z9VT100C16SMPC1 | Split System | 47000 | 21 | 8.5 | 2 | R-454B | 650
218027663 | FRASER-JOHNSTON | XH960E2C11 | CTM60C5CGS1+CC | Z8VT120C20SMPC1 | Split System | 47000 | 21 | 8.5 | 2 | R-454B | 650
218026875 | FRASER-JOHNSTON | XH960E2C11 | CTM60C5CGS1+CC | Z8VT100C20SMPC1 | Split System | 47000 | 21 | 8.5 | 2 | R-454B | 650
218027318 | FRASER-JOHNSTON | XH960E2C11 | CTF60C5CGS1+CC | Z8VT100C16SMPC1 | Split System | 47000 | 21 | 8.5 | 2 | R-454B | 650
218027061 | FRASER-JOHNSTON | XH960E2C11 | CTM60C5CGS1+CC | Z9VT100C16SMPC1 | Split System | 47000 | 21 | 8.5 | 2 | R-454B | 650
218601885 | KENMORE | XH960E2C11 | CTM60C5CGS2+CC | Z8VT120C20SMPC1 | Split System | 47000 | 21 | 8.5 | 2 | R-454B | 650
218601869 | KENMORE | XH960E2C11 | CTF60C5CGS2+CC | Z8VT120C20SMPC1 | Split System | 47000 | 21 | 8.5 | 2 | R-454B | 650
218601875 | KENMORE | XH960E2C11 | CTF60C5CGS2+CC | Z8VT080C16SMPC1 | Split System | 47000 | 21 | 8.5 | 2 | R-454B | 650
218601884 | KENMORE | XH960E2C11 | CTM60C5CGS2+CC | Z8VT100C20SMPC1 | Split System | 47000 | 21 | 8.5 | 2 | R-454B | 650
218601870 | KENMORE | XH960E2C11 | CTF60C5CGS2+CC | Z8VT100C20SMPC1 | Split System | 47000 | 21 | 8.5 | 2 | R-454B | 650
218601882 | KENMORE | XH960E2C11 | CTM60C5CGS2+CC | Z8VT080C16SMPC1 | Split System | 47000 | 21 | 8.5 | 2 | R-454B | 650
218601879 | KENMORE | XH960E2C11 | CTF60C5CGS2+CC | Z8VT100C16SMPC1 | Split System | 47000 | 21 | 8.5 | 2 | R-454B | 650
218601880 | KENMORE | XH960E2C11 | CTM60C5CGS2+CC | Z8VT100C16SMPC1 | Split System | 47000 | 21 | 8.5 | 2 | R-454B | 650
218026961 | LUXAIRE | XH960E2C11 | CTM60C5CGS1+CC | TM8V120C20MP12 | Split System | 47000 | 21 | 8.5 | 2 | R-454B | 650
217642523 | GE | NS21H36MA5-**A | NCU[C,U]36BT5*-**+TDR | NF95X040S3B* | Split System | 33400 | 15.5 | 8.5 | 2.04 | R-454B | 650
218159764 | GE | NS21H36MA5-**A | NCU[C,U]36BT5*-**+TDR | NF97U045T3B* | Split System | 33400 | 16 | 8.5 | 2.04 | R-454B | 650
217642524 | GE | NS21H36MA5-**A | NCU[C,U]36BT5*-**+TDR | NF95X060S3B* | Split System | 33400 | 16 | 8.5 | 2.04 | R-454B | 650
218159767 | GE | NS21H36MA5-**A | NCU[C,U]36BT5*-**+TDR | NF97U070T3B* | Split System | 33800 | 16 | 8.5 | 2.04 | R-454B | 650
217642506 | GE | NS21H60MA5-**A | NAM60E1TA5*-** |  | Split System | 54000 | 17 | 8.5 | 2.16 | R-454B | 650
217642679 | GE | NS21H36MA5-**A | NCHC30BT5*-**+TDR | NF97U045V3B* | Split System | 33400 | 17 | 8.5 | 2.42 | R-454B | 650
218329657 | AIREASE | A7CP21V36P-**A | 7E[C,U]36CX-**+TDR | A97US2V080C16X* | Split System | 33000 | 18 | 8.5 | 2.02 | R-454B | 650
218329656 | ARMSTRONG AIR | A7CP21V36P-**A | 7E[C,U]36CX-**+TDR | A97US2V080C16X* | Split System | 33000 | 18 | 8.5 | 2.02 | R-454B | 650
217642529 | GE | NS21H36MA5-**A | NCU[C,U]36BT5*-**+TDR | NF96U070S3B* | Split System | 34000 | 18 | 8.5 | 2.06 | R-454B | 650
218017729 | ACIQ | N5H9V36*K*AAA* | EA*5X36M17A* | *80VSL0901716B* | Split System | 33600 | 15.2 | 8.5 | 2 | R-454B | 650
218018094 | ACIQ | N5H9V36*K*AAA* | EA*5X42M21A* | *80CSU1002120B* | Split System | 34400 | 15.2 | 8.5 | 2 | R-454B | 650
218018087 | ACIQ | N5H9V36*K*AAA* | EA*5X42M21A* | *80CSU0601716B* | Split System | 34400 | 15.2 | 8.5 | 2 | R-454B | 650
218018163 | ACIQ | N5H9V36*K*AAA* | EA*5X42M21A* | *95CSU1002122B* | Split System | 34400 | 15.2 | 8.5 | 2 | R-454B | 650
218019529 | ACIQ | N5H9V36*K*AAA* | EVM5X36M17A* | *95MSU0601716A* | Split System | 35400 | 15.2 | 8.5 | 2 | R-454B | 650
218017381 | ACIQ | N5H9V36*K*AAA* | EVD5X42M17A* | *80CTL0701412B* | Split System | 35600 | 15.2 | 8.5 | 2 | R-454B | 650
218017639 | ACIQ | N5H9V36*K*AAA* | EVD5X48M21A* | *80VTL0701716B* | Split System | 36400 | 15.2 | 8.5 | 2 | R-454B | 650
218019688 | ACIQ | N5H9V36*K*AAA* | EVM5X48M21A* | *80VTL0701716B* | Split System | 36400 | 15.2 | 8.5 | 2 | R-454B | 650
218017015 | ACIQ | N5H9V36*K*AAA* | EVD5X36M17A* | *96CTN0601714B* | Split System | 35200 | 15.2 | 8.5 | 2.02 | R-454B | 650
218019531 | ACIQ | N5H9V36*K*AAA* | EVM5X36M17A* | *96CTN0601714B* | Split System | 35200 | 15.2 | 8.5 | 2.02 | R-454B | 650
218019523 | ACIQ | N5H9V36*K*AAA* | EVM5X36M17A* | *97CMN0801714B* | Split System | 35200 | 15.2 | 8.5 | 2.02 | R-454B | 650
218017020 | ACIQ | N5H9V36*K*AAA* | EVD5X36M17A* | *97CTN0801716A* | Split System | 35200 | 15.2 | 8.5 | 2.02 | R-454B | 650
218017006 | ACIQ | N5H9V36*K*AAA* | EVD5X36M17A* | *97CMN0801714B* | Split System | 35200 | 15.2 | 8.5 | 2.02 | R-454B | 650
218019543 | ACIQ | N5H9V36*K*AAA* | EVM5X36M17A* | *97VTN0801716A* | Split System | 35400 | 15.2 | 8.5 | 2.02 | R-454B | 650
218017415 | ACIQ | N5H9V36*K*AAA* | EVD5X42M17A* | *96CTN0601714B* | Split System | 35400 | 15.2 | 8.5 | 2.02 | R-454B | 650
218019526 | ACIQ | N5H9V36*K*AAA* | EVM5X36M17A* | *96VSN0801716B* | Split System | 35400 | 15.2 | 8.5 | 2.02 | R-454B | 650
218017010 | ACIQ | N5H9V36*K*AAA* | EVD5X36M17A* | *96VSN0801716B* | Split System | 35400 | 15.2 | 8.5 | 2.02 | R-454B | 650
218017027 | ACIQ | N5H9V36*K*AAA* | EVD5X36M17A* | *97VTN0801716A* | Split System | 35400 | 15.2 | 8.5 | 2.02 | R-454B | 650
218019539 | ACIQ | N5H9V36*K*AAA* | EVM5X36M17A* | *96VTN0801716B* | Split System | 35400 | 15.2 | 8.5 | 2.02 | R-454B | 650
218017400 | ACIQ | N5H9V36*K*AAA* | EVD5X42M17A* | *97CMN0601714B* | Split System | 35400 | 15.2 | 8.5 | 2.02 | R-454B | 650
218017434 | ACIQ | N5H9V36*K*AAA* | EVD5X42M17A* | *97VTN0601716A* | Split System | 35600 | 15.2 | 8.5 | 2.02 | R-454B | 650
218017405 | ACIQ | N5H9V36*K*AAA* | EVD5X42M17A* | *96VSN0601716B* | Split System | 35600 | 15.2 | 8.5 | 2.02 | R-454B | 650
218017426 | ACIQ | N5H9V36*K*AAA* | EVD5X42M17A* | *96VTN0601716B* | Split System | 35600 | 15.2 | 8.5 | 2.02 | R-454B | 650
218017059 | ACIQ | N5H9V36*K*AAA* | EVD5X36M21A* | *80VTL0701716B* | Split System | 35800 | 15.2 | 8.5 | 2.02 | R-454B | 650
218017037 | ACIQ | N5H9V36*K*AAA* | EVD5X36M21A* | *80VSL0701716B* | Split System | 35800 | 15.2 | 8.5 | 2.02 | R-454B | 650
218017458 | ACIQ | N5H9V36*K*AAA* | EVD5X42M21A* | *80VSL0701716B* | Split System | 35800 | 15.2 | 8.5 | 2.02 | R-454B | 650
218017495 | ACIQ | N5H9V36*K*AAA* | EVD5X42M21A* | *80CTL0901716B* | Split System | 36000 | 15.2 | 8.5 | 2.02 | R-454B | 650
218017505 | ACIQ | N5H9V36*K*AAA* | EVD5X42M21A* | *80VTL0701716B* | Split System | 36000 | 15.2 | 8.5 | 2.02 | R-454B | 650
218017597 | ACIQ | N5H9V36*K*AAA* | EVD5X48M21A* | *80VSL0701716B* | Split System | 36400 | 15.2 | 8.5 | 2.02 | R-454B | 650
218017195 | ACIQ | N5H9V36*K*AAA* | EVD5X37M21A* | *80VTL0701716B* | Split System | 36400 | 15.2 | 8.5 | 2.02 | R-454B | 650
218019671 | ACIQ | N5H9V36*K*AAA* | EVM5X48M21A* | *80VSL0701716B* | Split System | 36400 | 15.2 | 8.5 | 2.02 | R-454B | 650
218017170 | ACIQ | N5H9V36*K*AAA* | EVD5X37M21A* | *80VSL0701716B* | Split System | 36400 | 15.2 | 8.5 | 2.02 | R-454B | 650
218019638 | ACIQ | N5H9V36*K*AAA* | EVM5X43M21A* | *96VTN0401712B* | Split System | 34200 | 15.2 | 8.5 | 2.06 | R-454B | 650
218019605 | ACIQ | N5H9V36*K*AAA* | EVM5X43M21A* | *96VSN0401712B* | Split System | 34200 | 15.2 | 8.5 | 2.06 | R-454B | 650
217922119 | AIRQUEST | Q5H9V36*K*AAA* | EA*5X36M17A* | *80CSU0401712B* | Split System | 33600 | 15.2 | 8.5 | 2 | R-454B | 650
217923857 | AIRQUEST | N5H9V36*K*AAA* | EA*5X42M21A* | *80CSU0601716B* | Split System | 34400 | 15.2 | 8.5 | 2 | R-454B | 650
217909169 | AIRQUEST | Q5H9V36*K*AAA* | EVM5X36M17A* | *95MSU0601716A* | Split System | 35400 | 15.2 | 8.5 | 2 | R-454B | 650
217911376 | AIRQUEST | Q5H9V36*K*AAA* | EVD5X36M17A* | *95MSU0601716A* | Split System | 35400 | 15.2 | 8.5 | 2 | R-454B | 650
217911369 | AIRQUEST | N5H9V36*K*AAA* | EVD5X36M17A* | *95MSU0601716A* | Split System | 35400 | 15.2 | 8.5 | 2 | R-454B | 650
217909162 | AIRQUEST | N5H9V36*K*AAA* | EVM5X36M17A* | *95MSU0601716A* | Split System | 35400 | 15.2 | 8.5 | 2 | R-454B | 650
217913206 | AIRQUEST | Q5H9V36*K*AAA* | EVD5X42M17A* | *80CTL0701412B* | Split System | 35600 | 15.2 | 8.5 | 2 | R-454B | 650
217913199 | AIRQUEST | N5H9V36*K*AAA* | EVD5X42M17A* | *80CTL0701412B* | Split System | 35600 | 15.2 | 8.5 | 2 | R-454B | 650
217910550 | AIRQUEST | N5H9V36*K*AAA* | EVM5X48M21A* | *80VTL0701716B* | Split System | 36400 | 15.2 | 8.5 | 2 | R-454B | 650
217910557 | AIRQUEST | Q5H9V36*K*AAA* | EVM5X48M21A* | *80VTL0701716B* | Split System | 36400 | 15.2 | 8.5 | 2 | R-454B | 650
217914354 | AIRQUEST | Q5H9V36*K*AAA* | EVD5X48M21A* | *80VTL0701716B* | Split System | 36400 | 15.2 | 8.5 | 2 | R-454B | 650
217914347 | AIRQUEST | N5H9V36*K*AAA* | EVD5X48M21A* | *80VTL0701716B* | Split System | 36400 | 15.2 | 8.5 | 2 | R-454B | 650
217909184 | AIRQUEST | Q5H9V36*K*AAA* | EVM5X36M17A* | *96CTN0601714B* | Split System | 35200 | 15.2 | 8.5 | 2.02 | R-454B | 650
217909109 | AIRQUEST | Q5H9V36*K*AAA* | EVM5X36M17A* | *97CMN0801714B* | Split System | 35200 | 15.2 | 8.5 | 2.02 | R-454B | 650
217909102 | AIRQUEST | N5H9V36*K*AAA* | EVM5X36M17A* | *97CMN0801714B* | Split System | 35200 | 15.2 | 8.5 | 2.02 | R-454B | 650
217909177 | AIRQUEST | N5H9V36*K*AAA* | EVM5X36M17A* | *96CTN0601714B* | Split System | 35200 | 15.2 | 8.5 | 2.02 | R-454B | 650
217911316 | AIRQUEST | Q5H9V36*K*AAA* | EVD5X36M17A* | *97CMN0801714B* | Split System | 35200 | 15.2 | 8.5 | 2.02 | R-454B | 650
217911391 | AIRQUEST | Q5H9V36*K*AAA* | EVD5X36M17A* | *96CTN0601714B* | Split System | 35200 | 15.2 | 8.5 | 2.02 | R-454B | 650
217911436 | AIRQUEST | Q5H9V36*K*AAA* | EVD5X36M17A* | *97CTN0801716A* | Split System | 35200 | 15.2 | 8.5 | 2.02 | R-454B | 650
217911309 | AIRQUEST | N5H9V36*K*AAA* | EVD5X36M17A* | *97CMN0801714B* | Split System | 35200 | 15.2 | 8.5 | 2.02 | R-454B | 650
217911384 | AIRQUEST | N5H9V36*K*AAA* | EVD5X36M17A* | *96CTN0601714B* | Split System | 35200 | 15.2 | 8.5 | 2.02 | R-454B | 650
217911429 | AIRQUEST | N5H9V36*K*AAA* | EVD5X36M17A* | *97CTN0801716A* | Split System | 35200 | 15.2 | 8.5 | 2.02 | R-454B | 650
217909139 | AIRQUEST | Q5H9V36*K*AAA* | EVM5X36M17A* | *96VSN0801716B* | Split System | 35400 | 15.2 | 8.5 | 2.02 | R-454B | 650
217909132 | AIRQUEST | N5H9V36*K*AAA* | EVM5X36M17A* | *96VSN0801716B* | Split System | 35400 | 15.2 | 8.5 | 2.02 | R-454B | 650
217909284 | AIRQUEST | N5H9V36*K*AAA* | EVM5X36M17A* | *97VTN0801716A* | Split System | 35400 | 15.2 | 8.5 | 2.02 | R-454B | 650
217909254 | AIRQUEST | N5H9V36*K*AAA* | EVM5X36M17A* | *96VTN0801716B* | Split System | 35400 | 15.2 | 8.5 | 2.02 | R-454B | 650
217909261 | AIRQUEST | Q5H9V36*K*AAA* | EVM5X36M17A* | *96VTN0801716B* | Split System | 35400 | 15.2 | 8.5 | 2.02 | R-454B | 650
217911491 | AIRQUEST | N5H9V36*K*AAA* | EVD5X36M17A* | *97VTN0801716A* | Split System | 35400 | 15.2 | 8.5 | 2.02 | R-454B | 650
217911498 | AIRQUEST | Q5H9V36*K*AAA* | EVD5X36M17A* | *97VTN0801716A* | Split System | 35400 | 15.2 | 8.5 | 2.02 | R-454B | 650
217913358 | AIRQUEST | Q5H9V36*K*AAA* | EVD5X42M17A* | *96CTN0601714B* | Split System | 35400 | 15.2 | 8.5 | 2.02 | R-454B | 650
217909291 | AIRQUEST | Q5H9V36*K*AAA* | EVM5X36M17A* | *97VTN0801716A* | Split System | 35400 | 15.2 | 8.5 | 2.02 | R-454B | 650
217911461 | AIRQUEST | N5H9V36*K*AAA* | EVD5X36M17A* | *96VTN0801716B* | Split System | 35400 | 15.2 | 8.5 | 2.02 | R-454B | 650
217911339 | AIRQUEST | N5H9V36*K*AAA* | EVD5X36M17A* | *96VSN0801716B* | Split System | 35400 | 15.2 | 8.5 | 2.02 | R-454B | 650
217911468 | AIRQUEST | Q5H9V36*K*AAA* | EVD5X36M17A* | *96VTN0801716B* | Split System | 35400 | 15.2 | 8.5 | 2.02 | R-454B | 650
217913283 | AIRQUEST | Q5H9V36*K*AAA* | EVD5X42M17A* | *97CMN0601714B* | Split System | 35400 | 15.2 | 8.5 | 2.02 | R-454B | 650
217913276 | AIRQUEST | N5H9V36*K*AAA* | EVD5X42M17A* | *97CMN0601714B* | Split System | 35400 | 15.2 | 8.5 | 2.02 | R-454B | 650
217913450 | AIRQUEST | Q5H9V36*K*AAA* | EVD5X42M17A* | *97VTN0601716A* | Split System | 35600 | 15.2 | 8.5 | 2.02 | R-454B | 650
217913412 | AIRQUEST | N5H9V36*K*AAA* | EVD5X42M17A* | *96VTN0601716B* | Split System | 35600 | 15.2 | 8.5 | 2.02 | R-454B | 650
217913313 | AIRQUEST | Q5H9V36*K*AAA* | EVD5X42M17A* | *96VSN0601716B* | Split System | 35600 | 15.2 | 8.5 | 2.02 | R-454B | 650
217913306 | AIRQUEST | N5H9V36*K*AAA* | EVD5X42M17A* | *96VSN0601716B* | Split System | 35600 | 15.2 | 8.5 | 2.02 | R-454B | 650
217913443 | AIRQUEST | N5H9V36*K*AAA* | EVD5X42M17A* | *97VTN0601716A* | Split System | 35600 | 15.2 | 8.5 | 2.02 | R-454B | 650
217911776 | AIRQUEST | N5H9V36*K*AAA* | EVD5X36M21A* | *80VTL0701716B* | Split System | 35800 | 15.2 | 8.5 | 2.02 | R-454B | 650
217911581 | AIRQUEST | N5H9V36*K*AAA* | EVD5X36M21A* | *80VSL0701716B* | Split System | 35800 | 15.2 | 8.5 | 2.02 | R-454B | 650
217911588 | AIRQUEST | Q5H9V36*K*AAA* | EVD5X36M21A* | *80VSL0701716B* | Split System | 35800 | 15.2 | 8.5 | 2.02 | R-454B | 650
217911783 | AIRQUEST | Q5H9V36*K*AAA* | EVD5X36M21A* | *80VTL0701716B* | Split System | 35800 | 15.2 | 8.5 | 2.02 | R-454B | 650
217913548 | AIRQUEST | N5H9V36*K*AAA* | EVD5X42M21A* | *80VSL0701716B* | Split System | 35800 | 15.2 | 8.5 | 2.02 | R-454B | 650
217913555 | AIRQUEST | Q5H9V36*K*AAA* | EVD5X42M21A* | *80VSL0701716B* | Split System | 35800 | 15.2 | 8.5 | 2.02 | R-454B | 650
217913698 | AIRQUEST | N5H9V36*K*AAA* | EVD5X42M21A* | *80CTL0901716B* | Split System | 36000 | 15.2 | 8.5 | 2.02 | R-454B | 650
217913750 | AIRQUEST | Q5H9V36*K*AAA* | EVD5X42M21A* | *80VTL0701716B* | Split System | 36000 | 15.2 | 8.5 | 2.02 | R-454B | 650
217913743 | AIRQUEST | N5H9V36*K*AAA* | EVD5X42M21A* | *80VTL0701716B* | Split System | 36000 | 15.2 | 8.5 | 2.02 | R-454B | 650
217911738 | AIRQUEST | Q5H9V36*K*AAA* | EVD5X36M21A* | *80CTL0901716B* | Split System | 36000 | 15.2 | 8.5 | 2.02 | R-454B | 650
217910407 | AIRQUEST | Q5H9V36*K*AAA* | EVM5X48M21A* | *80VSL0701716B* | Split System | 36400 | 15.2 | 8.5 | 2.02 | R-454B | 650
217910400 | AIRQUEST | N5H9V36*K*AAA* | EVM5X48M21A* | *80VSL0701716B* | Split System | 36400 | 15.2 | 8.5 | 2.02 | R-454B | 650
217912373 | AIRQUEST | Q5H9V36*K*AAA* | EVD5X37M21A* | *80VTL0701716B* | Split System | 36400 | 15.2 | 8.5 | 2.02 | R-454B | 650
217912366 | AIRQUEST | N5H9V36*K*AAA* | EVD5X37M21A* | *80VTL0701716B* | Split System | 36400 | 15.2 | 8.5 | 2.02 | R-454B | 650
217914174 | AIRQUEST | Q5H9V36*K*AAA* | EVD5X48M21A* | *80VSL0701716B* | Split System | 36400 | 15.2 | 8.5 | 2.02 | R-454B | 650
217912261 | AIRQUEST | N5H9V36*K*AAA* | EVD5X37M21A* | *80VSL0701716B* | Split System | 36400 | 15.2 | 8.5 | 2.02 | R-454B | 650
217914167 | AIRQUEST | N5H9V36*K*AAA* | EVD5X48M21A* | *80VSL0701716B* | Split System | 36400 | 15.2 | 8.5 | 2.02 | R-454B | 650
217910112 | AIRQUEST | N5H9V36*K*AAA* | EVM5X43M21A* | *96VTN0401712B* | Split System | 34200 | 15.2 | 8.5 | 2.06 | R-454B | 650
217910119 | AIRQUEST | Q5H9V36*K*AAA* | EVM5X43M21A* | *96VTN0401712B* | Split System | 34200 | 15.2 | 8.5 | 2.06 | R-454B | 650
217909842 | AIRQUEST | N5H9V36*K*AAA* | EVM5X43M21A* | *96VSN0401712B* | Split System | 34200 | 15.2 | 8.5 | 2.06 | R-454B | 650
217909849 | AIRQUEST | Q5H9V36*K*AAA* | EVM5X43M21A* | *96VSN0401712B* | Split System | 34200 | 15.2 | 8.5 | 2.06 | R-454B | 650
217922186 | ARCOAIRE | N5H9V36*K*AAA* | EA*5X36M17A* | *80VSL0901716B* | Split System | 33600 | 15.2 | 8.5 | 2 | R-454B | 650
217923886 | ARCOAIRE | N5H9V36*K*AAA* | EA*5X42M21A* | *80CSU1002120B* | Split System | 34400 | 15.2 | 8.5 | 2 | R-454B | 650
217924134 | ARCOAIRE | Q5H9V36*K*AAA* | EA*5X42M21A* | *95CSU1002122B* | Split System | 34400 | 15.2 | 8.5 | 2 | R-454B | 650
217909161 | ARCOAIRE | N5H9V36*K*AAA* | EVM5X36M17A* | *95MSU0601716A* | Split System | 35400 | 15.2 | 8.5 | 2 | R-454B | 650
217911375 | ARCOAIRE | Q5H9V36*K*AAA* | EVD5X36M17A* | *95MSU0601716A* | Split System | 35400 | 15.2 | 8.5 | 2 | R-454B | 650
217909168 | ARCOAIRE | Q5H9V36*K*AAA* | EVM5X36M17A* | *95MSU0601716A* | Split System | 35400 | 15.2 | 8.5 | 2 | R-454B | 650
217911368 | ARCOAIRE | N5H9V36*K*AAA* | EVD5X36M17A* | *95MSU0601716A* | Split System | 35400 | 15.2 | 8.5 | 2 | R-454B | 650
217913205 | ARCOAIRE | Q5H9V36*K*AAA* | EVD5X42M17A* | *80CTL0701412B* | Split System | 35600 | 15.2 | 8.5 | 2 | R-454B | 650
217913198 | ARCOAIRE | N5H9V36*K*AAA* | EVD5X42M17A* | *80CTL0701412B* | Split System | 35600 | 15.2 | 8.5 | 2 | R-454B | 650
217910549 | ARCOAIRE | N5H9V36*K*AAA* | EVM5X48M21A* | *80VTL0701716B* | Split System | 36400 | 15.2 | 8.5 | 2 | R-454B | 650
217910556 | ARCOAIRE | Q5H9V36*K*AAA* | EVM5X48M21A* | *80VTL0701716B* | Split System | 36400 | 15.2 | 8.5 | 2 | R-454B | 650
217914353 | ARCOAIRE | Q5H9V36*K*AAA* | EVD5X48M21A* | *80VTL0701716B* | Split System | 36400 | 15.2 | 8.5 | 2 | R-454B | 650
217914346 | ARCOAIRE | N5H9V36*K*AAA* | EVD5X48M21A* | *80VTL0701716B* | Split System | 36400 | 15.2 | 8.5 | 2 | R-454B | 650
217909108 | ARCOAIRE | Q5H9V36*K*AAA* | EVM5X36M17A* | *97CMN0801714B* | Split System | 35200 | 15.2 | 8.5 | 2.02 | R-454B | 650
217909101 | ARCOAIRE | N5H9V36*K*AAA* | EVM5X36M17A* | *97CMN0801714B* | Split System | 35200 | 15.2 | 8.5 | 2.02 | R-454B | 650
217911383 | ARCOAIRE | N5H9V36*K*AAA* | EVD5X36M17A* | *96CTN0601714B* | Split System | 35200 | 15.2 | 8.5 | 2.02 | R-454B | 650
217911428 | ARCOAIRE | N5H9V36*K*AAA* | EVD5X36M17A* | *97CTN0801716A* | Split System | 35200 | 15.2 | 8.5 | 2.02 | R-454B | 650
217911435 | ARCOAIRE | Q5H9V36*K*AAA* | EVD5X36M17A* | *97CTN0801716A* | Split System | 35200 | 15.2 | 8.5 | 2.02 | R-454B | 650
217911308 | ARCOAIRE | N5H9V36*K*AAA* | EVD5X36M17A* | *97CMN0801714B* | Split System | 35200 | 15.2 | 8.5 | 2.02 | R-454B | 650
217911390 | ARCOAIRE | Q5H9V36*K*AAA* | EVD5X36M17A* | *96CTN0601714B* | Split System | 35200 | 15.2 | 8.5 | 2.02 | R-454B | 650
217909176 | ARCOAIRE | N5H9V36*K*AAA* | EVM5X36M17A* | *96CTN0601714B* | Split System | 35200 | 15.2 | 8.5 | 2.02 | R-454B | 650
217909183 | ARCOAIRE | Q5H9V36*K*AAA* | EVM5X36M17A* | *96CTN0601714B* | Split System | 35200 | 15.2 | 8.5 | 2.02 | R-454B | 650
217909138 | ARCOAIRE | Q5H9V36*K*AAA* | EVM5X36M17A* | *96VSN0801716B* | Split System | 35400 | 15.2 | 8.5 | 2.02 | R-454B | 650
217909131 | ARCOAIRE | N5H9V36*K*AAA* | EVM5X36M17A* | *96VSN0801716B* | Split System | 35400 | 15.2 | 8.5 | 2.02 | R-454B | 650
217909283 | ARCOAIRE | N5H9V36*K*AAA* | EVM5X36M17A* | *97VTN0801716A* | Split System | 35400 | 15.2 | 8.5 | 2.02 | R-454B | 650
217911467 | ARCOAIRE | Q5H9V36*K*AAA* | EVD5X36M17A* | *96VTN0801716B* | Split System | 35400 | 15.2 | 8.5 | 2.02 | R-454B | 650
217909260 | ARCOAIRE | Q5H9V36*K*AAA* | EVM5X36M17A* | *96VTN0801716B* | Split System | 35400 | 15.2 | 8.5 | 2.02 | R-454B | 650
217911338 | ARCOAIRE | N5H9V36*K*AAA* | EVD5X36M17A* | *96VSN0801716B* | Split System | 35400 | 15.2 | 8.5 | 2.02 | R-454B | 650
217911345 | ARCOAIRE | Q5H9V36*K*AAA* | EVD5X36M17A* | *96VSN0801716B* | Split System | 35400 | 15.2 | 8.5 | 2.02 | R-454B | 650
217911460 | ARCOAIRE | N5H9V36*K*AAA* | EVD5X36M17A* | *96VTN0801716B* | Split System | 35400 | 15.2 | 8.5 | 2.02 | R-454B | 650
217913357 | ARCOAIRE | Q5H9V36*K*AAA* | EVD5X42M17A* | *96CTN0601714B* | Split System | 35400 | 15.2 | 8.5 | 2.02 | R-454B | 650
217909253 | ARCOAIRE | N5H9V36*K*AAA* | EVM5X36M17A* | *96VTN0801716B* | Split System | 35400 | 15.2 | 8.5 | 2.02 | R-454B | 650
217909290 | ARCOAIRE | Q5H9V36*K*AAA* | EVM5X36M17A* | *97VTN0801716A* | Split System | 35400 | 15.2 | 8.5 | 2.02 | R-454B | 650
217911497 | ARCOAIRE | Q5H9V36*K*AAA* | EVD5X36M17A* | *97VTN0801716A* | Split System | 35400 | 15.2 | 8.5 | 2.02 | R-454B | 650
217913350 | ARCOAIRE | N5H9V36*K*AAA* | EVD5X42M17A* | *96CTN0601714B* | Split System | 35400 | 15.2 | 8.5 | 2.02 | R-454B | 650
217911490 | ARCOAIRE | N5H9V36*K*AAA* | EVD5X36M17A* | *97VTN0801716A* | Split System | 35400 | 15.2 | 8.5 | 2.02 | R-454B | 650
217913275 | ARCOAIRE | N5H9V36*K*AAA* | EVD5X42M17A* | *97CMN0601714B* | Split System | 35400 | 15.2 | 8.5 | 2.02 | R-454B | 650
217913282 | ARCOAIRE | Q5H9V36*K*AAA* | EVD5X42M17A* | *97CMN0601714B* | Split System | 35400 | 15.2 | 8.5 | 2.02 | R-454B | 650
217913305 | ARCOAIRE | N5H9V36*K*AAA* | EVD5X42M17A* | *96VSN0601716B* | Split System | 35600 | 15.2 | 8.5 | 2.02 | R-454B | 650
217913411 | ARCOAIRE | N5H9V36*K*AAA* | EVD5X42M17A* | *96VTN0601716B* | Split System | 35600 | 15.2 | 8.5 | 2.02 | R-454B | 650
217913418 | ARCOAIRE | Q5H9V36*K*AAA* | EVD5X42M17A* | *96VTN0601716B* | Split System | 35600 | 15.2 | 8.5 | 2.02 | R-454B | 650
217913449 | ARCOAIRE | Q5H9V36*K*AAA* | EVD5X42M17A* | *97VTN0601716A* | Split System | 35600 | 15.2 | 8.5 | 2.02 | R-454B | 650
217913442 | ARCOAIRE | N5H9V36*K*AAA* | EVD5X42M17A* | *97VTN0601716A* | Split System | 35600 | 15.2 | 8.5 | 2.02 | R-454B | 650
217913312 | ARCOAIRE | Q5H9V36*K*AAA* | EVD5X42M17A* | *96VSN0601716B* | Split System | 35600 | 15.2 | 8.5 | 2.02 | R-454B | 650
217911587 | ARCOAIRE | Q5H9V36*K*AAA* | EVD5X36M21A* | *80VSL0701716B* | Split System | 35800 | 15.2 | 8.5 | 2.02 | R-454B | 650
217911782 | ARCOAIRE | Q5H9V36*K*AAA* | EVD5X36M21A* | *80VTL0701716B* | Split System | 35800 | 15.2 | 8.5 | 2.02 | R-454B | 650
217911775 | ARCOAIRE | N5H9V36*K*AAA* | EVD5X36M21A* | *80VTL0701716B* | Split System | 35800 | 15.2 | 8.5 | 2.02 | R-454B | 650
217911580 | ARCOAIRE | N5H9V36*K*AAA* | EVD5X36M21A* | *80VSL0701716B* | Split System | 35800 | 15.2 | 8.5 | 2.02 | R-454B | 650
217913554 | ARCOAIRE | Q5H9V36*K*AAA* | EVD5X42M21A* | *80VSL0701716B* | Split System | 35800 | 15.2 | 8.5 | 2.02 | R-454B | 650
217913547 | ARCOAIRE | N5H9V36*K*AAA* | EVD5X42M21A* | *80VSL0701716B* | Split System | 35800 | 15.2 | 8.5 | 2.02 | R-454B | 650
217911737 | ARCOAIRE | Q5H9V36*K*AAA* | EVD5X36M21A* | *80CTL0901716B* | Split System | 36000 | 15.2 | 8.5 | 2.02 | R-454B | 650
217911730 | ARCOAIRE | N5H9V36*K*AAA* | EVD5X36M21A* | *80CTL0901716B* | Split System | 36000 | 15.2 | 8.5 | 2.02 | R-454B | 650
217913697 | ARCOAIRE | N5H9V36*K*AAA* | EVD5X42M21A* | *80CTL0901716B* | Split System | 36000 | 15.2 | 8.5 | 2.02 | R-454B | 650
217913742 | ARCOAIRE | N5H9V36*K*AAA* | EVD5X42M21A* | *80VTL0701716B* | Split System | 36000 | 15.2 | 8.5 | 2.02 | R-454B | 650
217913749 | ARCOAIRE | Q5H9V36*K*AAA* | EVD5X42M21A* | *80VTL0701716B* | Split System | 36000 | 15.2 | 8.5 | 2.02 | R-454B | 650
217910406 | ARCOAIRE | Q5H9V36*K*AAA* | EVM5X48M21A* | *80VSL0701716B* | Split System | 36400 | 15.2 | 8.5 | 2.02 | R-454B | 650
217912372 | ARCOAIRE | Q5H9V36*K*AAA* | EVD5X37M21A* | *80VTL0701716B* | Split System | 36400 | 15.2 | 8.5 | 2.02 | R-454B | 650
217910399 | ARCOAIRE | N5H9V36*K*AAA* | EVM5X48M21A* | *80VSL0701716B* | Split System | 36400 | 15.2 | 8.5 | 2.02 | R-454B | 650
217912267 | ARCOAIRE | Q5H9V36*K*AAA* | EVD5X37M21A* | *80VSL0701716B* | Split System | 36400 | 15.2 | 8.5 | 2.02 | R-454B | 650
217914166 | ARCOAIRE | N5H9V36*K*AAA* | EVD5X48M21A* | *80VSL0701716B* | Split System | 36400 | 15.2 | 8.5 | 2.02 | R-454B | 650
217912365 | ARCOAIRE | N5H9V36*K*AAA* | EVD5X37M21A* | *80VTL0701716B* | Split System | 36400 | 15.2 | 8.5 | 2.02 | R-454B | 650
217912260 | ARCOAIRE | N5H9V36*K*AAA* | EVD5X37M21A* | *80VSL0701716B* | Split System | 36400 | 15.2 | 8.5 | 2.02 | R-454B | 650
217914173 | ARCOAIRE | Q5H9V36*K*AAA* | EVD5X48M21A* | *80VSL0701716B* | Split System | 36400 | 15.2 | 8.5 | 2.02 | R-454B | 650
217910118 | ARCOAIRE | Q5H9V36*K*AAA* | EVM5X43M21A* | *96VTN0401712B* | Split System | 34200 | 15.2 | 8.5 | 2.06 | R-454B | 650
217909848 | ARCOAIRE | Q5H9V36*K*AAA* | EVM5X43M21A* | *96VSN0401712B* | Split System | 34200 | 15.2 | 8.5 | 2.06 | R-454B | 650
217910111 | ARCOAIRE | N5H9V36*K*AAA* | EVM5X43M21A* | *96VTN0401712B* | Split System | 34200 | 15.2 | 8.5 | 2.06 | R-454B | 650
217909841 | ARCOAIRE | N5H9V36*K*AAA* | EVM5X43M21A* | *96VSN0401712B* | Split System | 34200 | 15.2 | 8.5 | 2.06 | R-454B | 650
217922185 | BRYANT HEATING AND COOLING SYSTEMS | 249VAN036**AA* | CAA**3617AM* | 82*SB48090V17*** | Split System | 33600 | 15.2 | 8.5 | 2 | R-454B | 650
217909160 | BRYANT HEATING AND COOLING SYSTEMS | 249VAN036**AA* | CVAMA3617XMA* | 935SB48060M17*** | Split System | 35400 | 15.2 | 8.5 | 2 | R-454B | 650
217911367 | BRYANT HEATING AND COOLING SYSTEMS | 249VAN036**AA* | CVAVA3617XMA* | 935SB48060M17*** | Split System | 35400 | 15.2 | 8.5 | 2 | R-454B | 650
217913197 | BRYANT HEATING AND COOLING SYSTEMS | 249VAN036**AA* | CVAVA4217XMA* | 88*TB36070C14*** | Split System | 35600 | 15.2 | 8.5 | 2 | R-454B | 650
217910548 | BRYANT HEATING AND COOLING SYSTEMS | 249VAN036**AA* | CVAMA4821XMA* | 82*TB48070V17*** | Split System | 36400 | 15.2 | 8.5 | 2 | R-454B | 650
217914345 | BRYANT HEATING AND COOLING SYSTEMS | 249VAN036**AA* | CVAVA4821XMA* | 82*TB48070V17*** | Split System | 36400 | 15.2 | 8.5 | 2 | R-454B | 650
217909100 | BRYANT HEATING AND COOLING SYSTEMS | 249VAN036**AA* | CVAMA3617XMA* | 987MC42080C17*** | Split System | 35200 | 15.2 | 8.5 | 2.02 | R-454B | 650
217911427 | BRYANT HEATING AND COOLING SYSTEMS | 249VAN036**AA* | CVAVA3617XMA* | 987TA48080C17*** | Split System | 35200 | 15.2 | 8.5 | 2.02 | R-454B | 650
217911382 | BRYANT HEATING AND COOLING SYSTEMS | 249VAN036**AA* | CVAVA3617XMA* | 986TD42060C17*** | Split System | 35200 | 15.2 | 8.5 | 2.02 | R-454B | 650
217909175 | BRYANT HEATING AND COOLING SYSTEMS | 249VAN036**AA* | CVAMA3617XMA* | 986TD42060C17*** | Split System | 35200 | 15.2 | 8.5 | 2.02 | R-454B | 650
217911307 | BRYANT HEATING AND COOLING SYSTEMS | 249VAN036**AA* | CVAVA3617XMA* | 987MC42080C17*** | Split System | 35200 | 15.2 | 8.5 | 2.02 | R-454B | 650
217909130 | BRYANT HEATING AND COOLING SYSTEMS | 249VAN036**AA* | CVAMA3617XMA* | 926SB48080V17*** | Split System | 35400 | 15.2 | 8.5 | 2.02 | R-454B | 650
217909282 | BRYANT HEATING AND COOLING SYSTEMS | 249VAN036**AA* | CVAMA3617XMA* | 927TA48080V17*** | Split System | 35400 | 15.2 | 8.5 | 2.02 | R-454B | 650
217909252 | BRYANT HEATING AND COOLING SYSTEMS | 249VAN036**AA* | CVAMA3617XMA* | 926TC48080V17*** | Split System | 35400 | 15.2 | 8.5 | 2.02 | R-454B | 650
217913349 | BRYANT HEATING AND COOLING SYSTEMS | 249VAN036**AA* | CVAVA4217XMA* | 986TD42060C17*** | Split System | 35400 | 15.2 | 8.5 | 2.02 | R-454B | 650
217911459 | BRYANT HEATING AND COOLING SYSTEMS | 249VAN036**AA* | CVAVA3617XMA* | 926TC48080V17*** | Split System | 35400 | 15.2 | 8.5 | 2.02 | R-454B | 650
217911337 | BRYANT HEATING AND COOLING SYSTEMS | 249VAN036**AA* | CVAVA3617XMA* | 926SB48080V17*** | Split System | 35400 | 15.2 | 8.5 | 2.02 | R-454B | 650
217911489 | BRYANT HEATING AND COOLING SYSTEMS | 249VAN036**AA* | CVAVA3617XMA* | 927TA48080V17*** | Split System | 35400 | 15.2 | 8.5 | 2.02 | R-454B | 650
217913274 | BRYANT HEATING AND COOLING SYSTEMS | 249VAN036**AA* | CVAVA4217XMA* | 987MC42060C17*** | Split System | 35400 | 15.2 | 8.5 | 2.02 | R-454B | 650
217913410 | BRYANT HEATING AND COOLING SYSTEMS | 249VAN036**AA* | CVAVA4217XMA* | 926TC48060V17*** | Split System | 35600 | 15.2 | 8.5 | 2.02 | R-454B | 650
217913441 | BRYANT HEATING AND COOLING SYSTEMS | 249VAN036**AA* | CVAVA4217XMA* | 927TA48060V17*** | Split System | 35600 | 15.2 | 8.5 | 2.02 | R-454B | 650
217911579 | BRYANT HEATING AND COOLING SYSTEMS | 249VAN036**AA* | CVAVA3621XMA* | 82*SB48070V17*** | Split System | 35800 | 15.2 | 8.5 | 2.02 | R-454B | 650
217911774 | BRYANT HEATING AND COOLING SYSTEMS | 249VAN036**AA* | CVAVA3621XMA* | 82*TB48070V17*** | Split System | 35800 | 15.2 | 8.5 | 2.02 | R-454B | 650
217913546 | BRYANT HEATING AND COOLING SYSTEMS | 249VAN036**AA* | CVAVA4221XMA* | 82*SB48070V17*** | Split System | 35800 | 15.2 | 8.5 | 2.02 | R-454B | 650
217911729 | BRYANT HEATING AND COOLING SYSTEMS | 249VAN036**AA* | CVAVA3621XMA* | 88*TB48090C17*** | Split System | 36000 | 15.2 | 8.5 | 2.02 | R-454B | 650
217913741 | BRYANT HEATING AND COOLING SYSTEMS | 249VAN036**AA* | CVAVA4221XMA* | 82*TB48070V17*** | Split System | 36000 | 15.2 | 8.5 | 2.02 | R-454B | 650
217913696 | BRYANT HEATING AND COOLING SYSTEMS | 249VAN036**AA* | CVAVA4221XMA* | 88*TB48090C17*** | Split System | 36000 | 15.2 | 8.5 | 2.02 | R-454B | 650
217912259 | BRYANT HEATING AND COOLING SYSTEMS | 249VAN036**AA* | CVAVA3721XMA* | 82*SB48070V17*** | Split System | 36400 | 15.2 | 8.5 | 2.02 | R-454B | 650
217912364 | BRYANT HEATING AND COOLING SYSTEMS | 249VAN036**AA* | CVAVA3721XMA* | 82*TB48070V17*** | Split System | 36400 | 15.2 | 8.5 | 2.02 | R-454B | 650
217910398 | BRYANT HEATING AND COOLING SYSTEMS | 249VAN036**AA* | CVAMA4821XMA* | 82*SB48070V17*** | Split System | 36400 | 15.2 | 8.5 | 2.02 | R-454B | 650
217914165 | BRYANT HEATING AND COOLING SYSTEMS | 249VAN036**AA* | CVAVA4821XMA* | 82*SB48070V17*** | Split System | 36400 | 15.2 | 8.5 | 2.02 | R-454B | 650
217909840 | BRYANT HEATING AND COOLING SYSTEMS | 249VAN036**AA* | CVAMA4321XMA* | 926SB36040V17*** | Split System | 34200 | 15.2 | 8.5 | 2.06 | R-454B | 650
217910110 | BRYANT HEATING AND COOLING SYSTEMS | 249VAN036**AA* | CVAMA4321XMA* | 926TC36040V17*** | Split System | 34200 | 15.2 | 8.5 | 2.06 | R-454B | 650
217908405 | CARRIER | 27VPA936A*030* | CAA**3617AM* | 58CU*B040C17**12 | Split System | 33600 | 15.2 | 8.5 | 2 | R-454B | 650
217908420 | CARRIER | 27VPA936A*030* | CAA**3617AM* | 58TP*B090V17**16 | Split System | 33600 | 15.2 | 8.5 | 2 | R-454B | 650
217908410 | CARRIER | 27VPA936A*030* | CAA**3617AM* | 58SP*B090V17**16 | Split System | 33600 | 15.2 | 8.5 | 2 | R-454B | 650
217908416 | CARRIER | 27VPA936A*030* | CAA**3617AM* | 58TN*B090C17**16 | Split System | 33600 | 15.2 | 8.5 | 2 | R-454B | 650
217908535 | CARRIER | 27VPA936A*030* | CAA**4221AM* | 58CU*B100C21**20 | Split System | 34400 | 15.2 | 8.5 | 2 | R-454B | 650
217908533 | CARRIER | 27VPA936A*030* | CAA**4221AM* | 58CU*B060C17**16 | Split System | 34400 | 15.2 | 8.5 | 2 | R-454B | 650
217908552 | CARRIER | 27VPA936A*030* | CAA**4221AM* | 59CU5B100C21**22 | Split System | 34400 | 15.2 | 8.5 | 2 | R-454B | 650
217907537 | CARRIER | 27VPA936A*030* | CVAMA3617XMA* | 59SU5B060M17**16 | Split System | 35400 | 15.2 | 8.5 | 2 | R-454B | 650
217907688 | CARRIER | 27VPA936A*030* | CVAVA3617XMA* | 59SU5B060M17**16 | Split System | 35400 | 15.2 | 8.5 | 2 | R-454B | 650
217907812 | CARRIER | 27VPA936A*030* | CVAVA4217XMA* | 58TN*B070C14**12 | Split System | 35600 | 15.2 | 8.5 | 2 | R-454B | 650
217907630 | CARRIER | 27VPA936A*030* | CVAMA4821XMA* | 58TP*B070V17**16 | Split System | 36400 | 15.2 | 8.5 | 2 | R-454B | 650
217907891 | CARRIER | 27VPA936A*030* | CVAVA4821XMA* | 58TP*B070V17**16 | Split System | 36400 | 15.2 | 8.5 | 2 | R-454B | 650
217907684 | CARRIER | 27VPA936A*030* | CVAVA3617XMA* | 59MN7C080C17**14 | Split System | 35200 | 15.2 | 8.5 | 2.02 | R-454B | 650
217907538 | CARRIER | 27VPA936A*030* | CVAMA3617XMA* | 59TN6C060C17**14 | Split System | 35200 | 15.2 | 8.5 | 2.02 | R-454B | 650
217907533 | CARRIER | 27VPA936A*030* | CVAMA3617XMA* | 59MN7C080C17**14 | Split System | 35200 | 15.2 | 8.5 | 2.02 | R-454B | 650
217907692 | CARRIER | 27VPA936A*030* | CVAVA3617XMA* | 59TN7A080C17**16 | Split System | 35200 | 15.2 | 8.5 | 2.02 | R-454B | 650
217907689 | CARRIER | 27VPA936A*030* | CVAVA3617XMA* | 59TN6C060C17**14 | Split System | 35200 | 15.2 | 8.5 | 2.02 | R-454B | 650
217907824 | CARRIER | 27VPA936A*030* | CVAVA4217XMA* | 59TN6C060C17**14 | Split System | 35400 | 15.2 | 8.5 | 2.02 | R-454B | 650
217907696 | CARRIER | 27VPA936A*030* | CVAVA3617XMA* | 59TP7A080V17**16 | Split System | 35400 | 15.2 | 8.5 | 2.02 | R-454B | 650
217907543 | CARRIER | 27VPA936A*030* | CVAMA3617XMA* | 59TP6C080V17**16 | Split System | 35400 | 15.2 | 8.5 | 2.02 | R-454B | 650
217907545 | CARRIER | 27VPA936A*030* | CVAMA3617XMA* | 59TP7A080V17**16 | Split System | 35400 | 15.2 | 8.5 | 2.02 | R-454B | 650
217907535 | CARRIER | 27VPA936A*030* | CVAMA3617XMA* | 59SP6B080V17**16 | Split System | 35400 | 15.2 | 8.5 | 2.02 | R-454B | 650
217911458 | CARRIER | 27VPA936A*030* | CVAVA3617XMA* | GG96VTAB48080B** | Split System | 35400 | 15.2 | 8.5 | 2.02 | R-454B | 650
217907686 | CARRIER | 27VPA936A*030* | CVAVA3617XMA* | 59SP6B080V17**16 | Split System | 35400 | 15.2 | 8.5 | 2.02 | R-454B | 650
217907694 | CARRIER | 27VPA936A*030* | CVAVA3617XMA* | 59TP6C080V17**16 | Split System | 35400 | 15.2 | 8.5 | 2.02 | R-454B | 650
217909251 | CARRIER | 27VPA936A*030* | CVAMA3617XMA* | GG96VTAB48080B** | Split System | 35400 | 15.2 | 8.5 | 2.02 | R-454B | 650
217907819 | CARRIER | 27VPA936A*030* | CVAVA4217XMA* | 59MN7C060C17**14 | Split System | 35400 | 15.2 | 8.5 | 2.02 | R-454B | 650
217907828 | CARRIER | 27VPA936A*030* | CVAVA4217XMA* | 59TP6C060V17**16 | Split System | 35600 | 15.2 | 8.5 | 2.02 | R-454B | 650
217907821 | CARRIER | 27VPA936A*030* | CVAVA4217XMA* | 59SP6B060V17**16 | Split System | 35600 | 15.2 | 8.5 | 2.02 | R-454B | 650
217913409 | CARRIER | 27VPA936A*030* | CVAVA4217XMA* | GG96VTAB48060B** | Split System | 35600 | 15.2 | 8.5 | 2.02 | R-454B | 650
217907830 | CARRIER | 27VPA936A*030* | CVAVA4217XMA* | 59TP7A060V17**16 | Split System | 35600 | 15.2 | 8.5 | 2.02 | R-454B | 650
217907715 | CARRIER | 27VPA936A*030* | CVAVA3621XMA* | 58TP*B070V17**16 | Split System | 35800 | 15.2 | 8.5 | 2.02 | R-454B | 650
217907702 | CARRIER | 27VPA936A*030* | CVAVA3621XMA* | 58SP*B070V17**16 | Split System | 35800 | 15.2 | 8.5 | 2.02 | R-454B | 650
217907837 | CARRIER | 27VPA936A*030* | CVAVA4221XMA* | 58SP*B070V17**16 | Split System | 35800 | 15.2 | 8.5 | 2.02 | R-454B | 650
217907712 | CARRIER | 27VPA936A*030* | CVAVA3621XMA* | 58TN*B090C17**16 | Split System | 36000 | 15.2 | 8.5 | 2.02 | R-454B | 650
217907847 | CARRIER | 27VPA936A*030* | CVAVA4221XMA* | 58TN*B090C17**16 | Split System | 36000 | 15.2 | 8.5 | 2.02 | R-454B | 650
217907850 | CARRIER | 27VPA936A*030* | CVAVA4221XMA* | 58TP*B070V17**16 | Split System | 36000 | 15.2 | 8.5 | 2.02 | R-454B | 650
217907748 | CARRIER | 27VPA936A*030* | CVAVA3721XMA* | 58SP*B070V17**16 | Split System | 36400 | 15.2 | 8.5 | 2.02 | R-454B | 650
217907879 | CARRIER | 27VPA936A*030* | CVAVA4821XMA* | 58SP*B070V17**16 | Split System | 36400 | 15.2 | 8.5 | 2.02 | R-454B | 650
217907755 | CARRIER | 27VPA936A*030* | CVAVA3721XMA* | 58TP*B070V17**16 | Split System | 36400 | 15.2 | 8.5 | 2.02 | R-454B | 650
217907620 | CARRIER | 27VPA936A*030* | CVAMA4821XMA* | 58SP*B070V17**16 | Split System | 36400 | 15.2 | 8.5 | 2.02 | R-454B | 650
217907583 | CARRIER | 27VPA936A*030* | CVAMA4321XMA* | 59SP6B040V17**12 | Split System | 34200 | 15.2 | 8.5 | 2.06 | R-454B | 650
217907601 | CARRIER | 27VPA936A*030* | CVAMA4321XMA* | 59TP6C040V17**12 | Split System | 34200 | 15.2 | 8.5 | 2.06 | R-454B | 650
217922278 | COMFORTMAKER | N5H9V36*K*AAA* | EA*5X36M17A* | *80CTL0901716B* | Split System | 33600 | 15.2 | 8.5 | 2 | R-454B | 650
217922285 | COMFORTMAKER | Q5H9V36*K*AAA* | EA*5X36M17A* | *80CTL0901716B* | Split System | 33600 | 15.2 | 8.5 | 2 | R-454B | 650
217923895 | COMFORTMAKER | Q5H9V36*K*AAA* | EA*5X42M21A* | *80CSU1002120B* | Split System | 34400 | 15.2 | 8.5 | 2 | R-454B | 650
217909163 | COMFORTMAKER | N5H9V36*K*AAA* | EVM5X36M17A* | *95MSU0601716A* | Split System | 35400 | 15.2 | 8.5 | 2 | R-454B | 650
217909170 | COMFORTMAKER | Q5H9V36*K*AAA* | EVM5X36M17A* | *95MSU0601716A* | Split System | 35400 | 15.2 | 8.5 | 2 | R-454B | 650
217911370 | COMFORTMAKER | N5H9V36*K*AAA* | EVD5X36M17A* | *95MSU0601716A* | Split System | 35400 | 15.2 | 8.5 | 2 | R-454B | 650
217911377 | COMFORTMAKER | Q5H9V36*K*AAA* | EVD5X36M17A* | *95MSU0601716A* | Split System | 35400 | 15.2 | 8.5 | 2 | R-454B | 650
217913207 | COMFORTMAKER | Q5H9V36*K*AAA* | EVD5X42M17A* | *80CTL0701412B* | Split System | 35600 | 15.2 | 8.5 | 2 | R-454B | 650
217910558 | COMFORTMAKER | Q5H9V36*K*AAA* | EVM5X48M21A* | *80VTL0701716B* | Split System | 36400 | 15.2 | 8.5 | 2 | R-454B | 650
217910551 | COMFORTMAKER | N5H9V36*K*AAA* | EVM5X48M21A* | *80VTL0701716B* | Split System | 36400 | 15.2 | 8.5 | 2 | R-454B | 650
217914348 | COMFORTMAKER | N5H9V36*K*AAA* | EVD5X48M21A* | *80VTL0701716B* | Split System | 36400 | 15.2 | 8.5 | 2 | R-454B | 650
217914355 | COMFORTMAKER | Q5H9V36*K*AAA* | EVD5X48M21A* | *80VTL0701716B* | Split System | 36400 | 15.2 | 8.5 | 2 | R-454B | 650
217909103 | COMFORTMAKER | N5H9V36*K*AAA* | EVM5X36M17A* | *97CMN0801714B* | Split System | 35200 | 15.2 | 8.5 | 2.02 | R-454B | 650
217909178 | COMFORTMAKER | N5H9V36*K*AAA* | EVM5X36M17A* | *96CTN0601714B* | Split System | 35200 | 15.2 | 8.5 | 2.02 | R-454B | 650
217911392 | COMFORTMAKER | Q5H9V36*K*AAA* | EVD5X36M17A* | *96CTN0601714B* | Split System | 35200 | 15.2 | 8.5 | 2.02 | R-454B | 650
217911310 | COMFORTMAKER | N5H9V36*K*AAA* | EVD5X36M17A* | *97CMN0801714B* | Split System | 35200 | 15.2 | 8.5 | 2.02 | R-454B | 650
217911385 | COMFORTMAKER | N5H9V36*K*AAA* | EVD5X36M17A* | *96CTN0601714B* | Split System | 35200 | 15.2 | 8.5 | 2.02 | R-454B | 650
217911317 | COMFORTMAKER | Q5H9V36*K*AAA* | EVD5X36M17A* | *97CMN0801714B* | Split System | 35200 | 15.2 | 8.5 | 2.02 | R-454B | 650
217909110 | COMFORTMAKER | Q5H9V36*K*AAA* | EVM5X36M17A* | *97CMN0801714B* | Split System | 35200 | 15.2 | 8.5 | 2.02 | R-454B | 650
217909185 | COMFORTMAKER | Q5H9V36*K*AAA* | EVM5X36M17A* | *96CTN0601714B* | Split System | 35200 | 15.2 | 8.5 | 2.02 | R-454B | 650
217911437 | COMFORTMAKER | Q5H9V36*K*AAA* | EVD5X36M17A* | *97CTN0801716A* | Split System | 35200 | 15.2 | 8.5 | 2.02 | R-454B | 650
217909133 | COMFORTMAKER | N5H9V36*K*AAA* | EVM5X36M17A* | *96VSN0801716B* | Split System | 35400 | 15.2 | 8.5 | 2.02 | R-454B | 650
217909262 | COMFORTMAKER | Q5H9V36*K*AAA* | EVM5X36M17A* | *96VTN0801716B* | Split System | 35400 | 15.2 | 8.5 | 2.02 | R-454B | 650
217911469 | COMFORTMAKER | Q5H9V36*K*AAA* | EVD5X36M17A* | *96VTN0801716B* | Split System | 35400 | 15.2 | 8.5 | 2.02 | R-454B | 650
217922193 | ARCOAIRE | Q5H9V36*K*AAA* | EA*5X36M17A* | *80VSL0901716B* | Split System | 33600 | 15.2 | 8.5 | 2 | R-454B | 650
217922276 | ARCOAIRE | N5H9V36*K*AAA* | EA*5X36M17A* | *80CTL0901716B* | Split System | 33600 | 15.2 | 8.5 | 2 | R-454B | 650
217922283 | ARCOAIRE | Q5H9V36*K*AAA* | EA*5X36M17A* | *80CTL0901716B* | Split System | 33600 | 15.2 | 8.5 | 2 | R-454B | 650
217923856 | ARCOAIRE | N5H9V36*K*AAA* | EA*5X42M21A* | *80CSU0601716B* | Split System | 34400 | 15.2 | 8.5 | 2 | R-454B | 650
217923863 | ARCOAIRE | Q5H9V36*K*AAA* | EA*5X42M21A* | *80CSU0601716B* | Split System | 34400 | 15.2 | 8.5 | 2 | R-454B | 650
217923893 | ARCOAIRE | Q5H9V36*K*AAA* | EA*5X42M21A* | *80CSU1002120B* | Split System | 34400 | 15.2 | 8.5 | 2 | R-454B | 650
217924127 | ARCOAIRE | N5H9V36*K*AAA* | EA*5X42M21A* | *95CSU1002122B* | Split System | 34400 | 15.2 | 8.5 | 2 | R-454B | 650
217911315 | ARCOAIRE | Q5H9V36*K*AAA* | EVD5X36M17A* | *97CMN0801714B* | Split System | 35200 | 15.2 | 8.5 | 2.02 | R-454B | 650
217913704 | ARCOAIRE | Q5H9V36*K*AAA* | EVD5X42M21A* | *80CTL0901716B* | Split System | 36000 | 15.2 | 8.5 | 2.02 | R-454B | 650
217922321 | BRYANT HEATING AND COOLING SYSTEMS | 249VAN036**AA* | CAA**3617AM* | 82*TB48090V17*** | Split System | 33600 | 15.2 | 8.5 | 2 | R-454B | 650
217922110 | BRYANT HEATING AND COOLING SYSTEMS | 249VAN036**AA* | CAA**3617AM* | 83*CB36040C17*** | Split System | 33600 | 15.2 | 8.5 | 2 | R-454B | 650
217922275 | BRYANT HEATING AND COOLING SYSTEMS | 249VAN036**AA* | CAA**3617AM* | 88*TB48090C17*** | Split System | 33600 | 15.2 | 8.5 | 2 | R-454B | 650
217923885 | BRYANT HEATING AND COOLING SYSTEMS | 249VAN036**AA* | CAA**4221AM* | 83*CB60100C21*** | Split System | 34400 | 15.2 | 8.5 | 2 | R-454B | 650
217923855 | BRYANT HEATING AND COOLING SYSTEMS | 249VAN036**AA* | CAA**4221AM* | 83*CB48060C17*** | Split System | 34400 | 15.2 | 8.5 | 2 | R-454B | 650
217924126 | BRYANT HEATING AND COOLING SYSTEMS | 249VAN036**AA* | CAA**4221AM* | 935CB66100C21*** | Split System | 34400 | 15.2 | 8.5 | 2 | R-454B | 650
217913304 | BRYANT HEATING AND COOLING SYSTEMS | 249VAN036**AA* | CVAVA4217XMA* | 926SB48060V17*** | Split System | 35600 | 15.2 | 8.5 | 2.02 | R-454B | 650
217922113 | COMFORTMAKER | N5H9V36*K*AAA* | EA*5X36M17A* | *80CSU0401712B* | Split System | 33600 | 15.2 | 8.5 | 2 | R-454B | 650
217922188 | COMFORTMAKER | N5H9V36*K*AAA* | EA*5X36M17A* | *80VSL0901716B* | Split System | 33600 | 15.2 | 8.5 | 2 | R-454B | 650
217922120 | COMFORTMAKER | Q5H9V36*K*AAA* | EA*5X36M17A* | *80CSU0401712B* | Split System | 33600 | 15.2 | 8.5 | 2 | R-454B | 650
217922195 | COMFORTMAKER | Q5H9V36*K*AAA* | EA*5X36M17A* | *80VSL0901716B* | Split System | 33600 | 15.2 | 8.5 | 2 | R-454B | 650
217923858 | COMFORTMAKER | N5H9V36*K*AAA* | EA*5X42M21A* | *80CSU0601716B* | Split System | 34400 | 15.2 | 8.5 | 2 | R-454B | 650
217923888 | COMFORTMAKER | N5H9V36*K*AAA* | EA*5X42M21A* | *80CSU1002120B* | Split System | 34400 | 15.2 | 8.5 | 2 | R-454B | 650
217923865 | COMFORTMAKER | Q5H9V36*K*AAA* | EA*5X42M21A* | *80CSU0601716B* | Split System | 34400 | 15.2 | 8.5 | 2 | R-454B | 650
217924129 | COMFORTMAKER | N5H9V36*K*AAA* | EA*5X42M21A* | *95CSU1002122B* | Split System | 34400 | 15.2 | 8.5 | 2 | R-454B | 650
217924136 | COMFORTMAKER | Q5H9V36*K*AAA* | EA*5X42M21A* | *95CSU1002122B* | Split System | 34400 | 15.2 | 8.5 | 2 | R-454B | 650
217913200 | COMFORTMAKER | N5H9V36*K*AAA* | EVD5X42M17A* | *80CTL0701412B* | Split System | 35600 | 15.2 | 8.5 | 2 | R-454B | 650
217911430 | COMFORTMAKER | N5H9V36*K*AAA* | EVD5X36M17A* | *97CTN0801716A* | Split System | 35200 | 15.2 | 8.5 | 2.02 | R-454B | 650
217913451 | COMFORTMAKER | Q5H9V36*K*AAA* | EVD5X42M17A* | *97VTN0601716A* | Split System | 35600 | 15.2 | 8.5 | 2.02 | R-454B | 650
217922114 | DAY & NIGHT | N5H9V36*K*AAA* | EA*5X36M17A* | *80CSU0401712B* | Split System | 33600 | 15.2 | 8.5 | 2 | R-454B | 650
217922196 | DAY & NIGHT | Q5H9V36*K*AAA* | EA*5X36M17A* | *80VSL0901716B* | Split System | 33600 | 15.2 | 8.5 | 2 | R-454B | 650
217922279 | DAY & NIGHT | N5H9V36*K*AAA* | EA*5X36M17A* | *80CTL0901716B* | Split System | 33600 | 15.2 | 8.5 | 2 | R-454B | 650
217923866 | DAY & NIGHT | Q5H9V36*K*AAA* | EA*5X42M21A* | *80CSU0601716B* | Split System | 34400 | 15.2 | 8.5 | 2 | R-454B | 650
217923896 | DAY & NIGHT | Q5H9V36*K*AAA* | EA*5X42M21A* | *80CSU1002120B* | Split System | 34400 | 15.2 | 8.5 | 2 | R-454B | 650
217924130 | DAY & NIGHT | N5H9V36*K*AAA* | EA*5X42M21A* | *95CSU1002122B* | Split System | 34400 | 15.2 | 8.5 | 2 | R-454B | 650
217924137 | DAY & NIGHT | Q5H9V36*K*AAA* | EA*5X42M21A* | *95CSU1002122B* | Split System | 34400 | 15.2 | 8.5 | 2 | R-454B | 650
217913353 | DAY & NIGHT | N5H9V36*K*AAA* | EVD5X42M17A* | *96CTN0601714B* | Split System | 35400 | 15.2 | 8.5 | 2.02 | R-454B | 650
217913285 | DAY & NIGHT | Q5H9V36*K*AAA* | EVD5X42M17A* | *97CMN0601714B* | Split System | 35400 | 15.2 | 8.5 | 2.02 | R-454B | 650
217913421 | DAY & NIGHT | Q5H9V36*K*AAA* | EVD5X42M17A* | *96VTN0601716B* | Split System | 35600 | 15.2 | 8.5 | 2.02 | R-454B | 650
217913452 | DAY & NIGHT | Q5H9V36*K*AAA* | EVD5X42M17A* | *97VTN0601716A* | Split System | 35600 | 15.2 | 8.5 | 2.02 | R-454B | 650
217912368 | DAY & NIGHT | N5H9V36*K*AAA* | EVD5X37M21A* | *80VTL0701716B* | Split System | 36400 | 15.2 | 8.5 | 2.02 | R-454B | 650
217922115 | HEIL | N5H9V36*K*AAA* | EA*5X36M17A* | *80CSU0401712B* | Split System | 33600 | 15.2 | 8.5 | 2 | R-454B | 650
217922122 | HEIL | Q5H9V36*K*AAA* | EA*5X36M17A* | *80CSU0401712B* | Split System | 33600 | 15.2 | 8.5 | 2 | R-454B | 650
217922197 | HEIL | Q5H9V36*K*AAA* | EA*5X36M17A* | *80VSL0901716B* | Split System | 33600 | 15.2 | 8.5 | 2 | R-454B | 650
217922280 | HEIL | N5H9V36*K*AAA* | EA*5X36M17A* | *80CTL0901716B* | Split System | 33600 | 15.2 | 8.5 | 2 | R-454B | 650
217923860 | HEIL | N5H9V36*K*AAA* | EA*5X42M21A* | *80CSU0601716B* | Split System | 34400 | 15.2 | 8.5 | 2 | R-454B | 650
217923890 | HEIL | N5H9V36*K*AAA* | EA*5X42M21A* | *80CSU1002120B* | Split System | 34400 | 15.2 | 8.5 | 2 | R-454B | 650
217923867 | HEIL | Q5H9V36*K*AAA* | EA*5X42M21A* | *80CSU0601716B* | Split System | 34400 | 15.2 | 8.5 | 2 | R-454B | 650
217923897 | HEIL | Q5H9V36*K*AAA* | EA*5X42M21A* | *80CSU1002120B* | Split System | 34400 | 15.2 | 8.5 | 2 | R-454B | 650
217924131 | HEIL | N5H9V36*K*AAA* | EA*5X42M21A* | *95CSU1002122B* | Split System | 34400 | 15.2 | 8.5 | 2 | R-454B | 650
217912264 | HEIL | N5H9V36*K*AAA* | EVD5X37M21A* | *80VSL0701716B* | Split System | 36400 | 15.2 | 8.5 | 2.02 | R-454B | 650
217922191 | KEEPRITE | N5H9V36*K*AAA* | EA*5X36M17A* | *80VSL0901716B* | Split System | 33600 | 15.2 | 8.5 | 2 | R-454B | 650
217922116 | KEEPRITE | N5H9V36*K*AAA* | EA*5X36M17A* | *80CSU0401712B* | Split System | 33600 | 15.2 | 8.5 | 2 | R-454B | 650
217922123 | KEEPRITE | Q5H9V36*K*AAA* | EA*5X36M17A* | *80CSU0401712B* | Split System | 33600 | 15.2 | 8.5 | 2 | R-454B | 650
217922198 | KEEPRITE | Q5H9V36*K*AAA* | EA*5X36M17A* | *80VSL0901716B* | Split System | 33600 | 15.2 | 8.5 | 2 | R-454B | 650
217922281 | KEEPRITE | N5H9V36*K*AAA* | EA*5X36M17A* | *80CTL0901716B* | Split System | 33600 | 15.2 | 8.5 | 2 | R-454B | 650
217922288 | KEEPRITE | Q5H9V36*K*AAA* | EA*5X36M17A* | *80CTL0901716B* | Split System | 33600 | 15.2 | 8.5 | 2 | R-454B | 650
217923861 | KEEPRITE | N5H9V36*K*AAA* | EA*5X42M21A* | *80CSU0601716B* | Split System | 34400 | 15.2 | 8.5 | 2 | R-454B | 650
217923898 | KEEPRITE | Q5H9V36*K*AAA* | EA*5X42M21A* | *80CSU1002120B* | Split System | 34400 | 15.2 | 8.5 | 2 | R-454B | 650
217923868 | KEEPRITE | Q5H9V36*K*AAA* | EA*5X42M21A* | *80CSU0601716B* | Split System | 34400 | 15.2 | 8.5 | 2 | R-454B | 650
217924132 | KEEPRITE | N5H9V36*K*AAA* | EA*5X42M21A* | *95CSU1002122B* | Split System | 34400 | 15.2 | 8.5 | 2 | R-454B | 650
217924139 | KEEPRITE | Q5H9V36*K*AAA* | EA*5X42M21A* | *95CSU1002122B* | Split System | 34400 | 15.2 | 8.5 | 2 | R-454B | 650
217911395 | KEEPRITE | Q5H9V36*K*AAA* | EVD5X36M17A* | *96CTN0601714B* | Split System | 35200 | 15.2 | 8.5 | 2.02 | R-454B | 650
217913754 | KEEPRITE | Q5H9V36*K*AAA* | EVD5X42M21A* | *80VTL0701716B* | Split System | 36000 | 15.2 | 8.5 | 2.02 | R-454B | 650
217922192 | TEMPSTAR | N5H9V36*K*AAA* | EA*5X36M17A* | *80VSL0901716B* | Split System | 33600 | 15.2 | 8.5 | 2 | R-454B | 650
217922124 | TEMPSTAR | Q5H9V36*K*AAA* | EA*5X36M17A* | *80CSU0401712B* | Split System | 33600 | 15.2 | 8.5 | 2 | R-454B | 650
217922199 | TEMPSTAR | Q5H9V36*K*AAA* | EA*5X36M17A* | *80VSL0901716B* | Split System | 33600 | 15.2 | 8.5 | 2 | R-454B | 650
217922282 | TEMPSTAR | N5H9V36*K*AAA* | EA*5X36M17A* | *80CTL0901716B* | Split System | 33600 | 15.2 | 8.5 | 2 | R-454B | 650
217922289 | TEMPSTAR | Q5H9V36*K*AAA* | EA*5X36M17A* | *80CTL0901716B* | Split System | 33600 | 15.2 | 8.5 | 2 | R-454B | 650
217923892 | TEMPSTAR | N5H9V36*K*AAA* | EA*5X42M21A* | *80CSU1002120B* | Split System | 34400 | 15.2 | 8.5 | 2 | R-454B | 650
217923899 | TEMPSTAR | Q5H9V36*K*AAA* | EA*5X42M21A* | *80CSU1002120B* | Split System | 34400 | 15.2 | 8.5 | 2 | R-454B | 650
217923869 | TEMPSTAR | Q5H9V36*K*AAA* | EA*5X42M21A* | *80CSU0601716B* | Split System | 34400 | 15.2 | 8.5 | 2 | R-454B | 650
217924133 | TEMPSTAR | N5H9V36*K*AAA* | EA*5X42M21A* | *95CSU1002122B* | Split System | 34400 | 15.2 | 8.5 | 2 | R-454B | 650
217911314 | TEMPSTAR | N5H9V36*K*AAA* | EVD5X36M17A* | *97CMN0801714B* | Split System | 35200 | 15.2 | 8.5 | 2.02 | R-454B | 650
217913553 | TEMPSTAR | N5H9V36*K*AAA* | EVD5X42M21A* | *80VSL0701716B* | Split System | 35800 | 15.2 | 8.5 | 2.02 | R-454B | 650
217913755 | TEMPSTAR | Q5H9V36*K*AAA* | EVD5X42M21A* | *80VTL0701716B* | Split System | 36000 | 15.2 | 8.5 | 2.02 | R-454B | 650
217914172 | TEMPSTAR | N5H9V36*K*AAA* | EVD5X48M21A* | *80VSL0701716B* | Split System | 36400 | 15.2 | 8.5 | 2.02 | R-454B | 650
217922217 | AIRQUEST | N5H9V36*K*AAA* | EA*5X36M17A* | *80MSU0601716A* | Split System | 33600 | 15.5 | 8.5 | 2 | R-454B | 650
217922224 | AIRQUEST | Q5H9V36*K*AAA* | EA*5X36M17A* | *80MSU0601716A* | Split System | 33600 | 15.5 | 8.5 | 2 | R-454B | 650
217923842 | AIRQUEST | N5H9V36*K*AAA* | EA*5X42M21A* | *80CSU0401712B* | Split System | 34400 | 15.5 | 8.5 | 2 | R-454B | 650
217923849 | AIRQUEST | Q5H9V36*K*AAA* | EA*5X42M21A* | *80CSU0401712B* | Split System | 34400 | 15.5 | 8.5 | 2 | R-454B | 650
217911399 | AIRQUEST | N5H9V36*K*AAA* | EVD5X36M17A* | *96CTN0801714B* | Split System | 35200 | 15.5 | 8.5 | 2.02 | R-454B | 650
217922216 | ARCOAIRE | N5H9V36*K*AAA* | EA*5X36M17A* | *80MSU0601716A* | Split System | 33600 | 15.5 | 8.5 | 2 | R-454B | 650
217922223 | ARCOAIRE | Q5H9V36*K*AAA* | EA*5X36M17A* | *80MSU0601716A* | Split System | 33600 | 15.5 | 8.5 | 2 | R-454B | 650
217923848 | ARCOAIRE | Q5H9V36*K*AAA* | EA*5X42M21A* | *80CSU0401712B* | Split System | 34400 | 15.5 | 8.5 | 2 | R-454B | 650
217913434 | ARCOAIRE | Q5H9V36*K*AAA* | EVD5X42M17A* | *96VTN0801716B* | Split System | 35600 | 15.5 | 8.5 | 2 | R-454B | 650
217922215 | BRYANT HEATING AND COOLING SYSTEMS | 249VAN036**AA* | CAA**3617AM* | 83*SB48060M17*** | Split System | 33600 | 15.5 | 8.5 | 2 | R-454B | 650
217923840 | BRYANT HEATING AND COOLING SYSTEMS | 249VAN036**AA* | CAA**4221AM* | 83*CB36040C17*** | Split System | 34400 | 15.5 | 8.5 | 2 | R-454B | 650
217922225 | COMFORTMAKER | Q5H9V36*K*AAA* | EA*5X36M17A* | *80MSU0601716A* | Split System | 33600 | 15.5 | 8.5 | 2 | R-454B | 650
217923843 | COMFORTMAKER | N5H9V36*K*AAA* | EA*5X42M21A* | *80CSU0401712B* | Split System | 34400 | 15.5 | 8.5 | 2 | R-454B | 650
217923850 | COMFORTMAKER | Q5H9V36*K*AAA* | EA*5X42M21A* | *80CSU0401712B* | Split System | 34400 | 15.5 | 8.5 | 2 | R-454B | 650
217923844 | DAY & NIGHT | N5H9V36*K*AAA* | EA*5X42M21A* | *80CSU0401712B* | Split System | 34400 | 15.5 | 8.5 | 2 | R-454B | 650
217923851 | DAY & NIGHT | Q5H9V36*K*AAA* | EA*5X42M21A* | *80CSU0401712B* | Split System | 34400 | 15.5 | 8.5 | 2 | R-454B | 650
217922227 | HEIL | Q5H9V36*K*AAA* | EA*5X36M17A* | *80MSU0601716A* | Split System | 33600 | 15.5 | 8.5 | 2 | R-454B | 650
217923845 | HEIL | N5H9V36*K*AAA* | EA*5X42M21A* | *80CSU0401712B* | Split System | 34400 | 15.5 | 8.5 | 2 | R-454B | 650
217923852 | HEIL | Q5H9V36*K*AAA* | EA*5X42M21A* | *80CSU0401712B* | Split System | 34400 | 15.5 | 8.5 | 2 | R-454B | 650
217913468 | HEIL | Q5H9V36*K*AAA* | EVD5X42M17A* | *97VTN0801716A* | Split System | 35600 | 15.5 | 8.5 | 2 | R-454B | 650
217922228 | KEEPRITE | Q5H9V36*K*AAA* | EA*5X36M17A* | *80MSU0601716A* | Split System | 33600 | 15.5 | 8.5 | 2 | R-454B | 650
217923846 | KEEPRITE | N5H9V36*K*AAA* | EA*5X42M21A* | *80CSU0401712B* | Split System | 34400 | 15.5 | 8.5 | 2 | R-454B | 650
217923853 | KEEPRITE | Q5H9V36*K*AAA* | EA*5X42M21A* | *80CSU0401712B* | Split System | 34400 | 15.5 | 8.5 | 2 | R-454B | 650
217922222 | TEMPSTAR | N5H9V36*K*AAA* | EA*5X36M17A* | *80MSU0601716A* | Split System | 33600 | 15.5 | 8.5 | 2 | R-454B | 650
217923847 | TEMPSTAR | N5H9V36*K*AAA* | EA*5X42M21A* | *80CSU0401712B* | Split System | 34400 | 15.5 | 8.5 | 2 | R-454B | 650
217923854 | TEMPSTAR | Q5H9V36*K*AAA* | EA*5X42M21A* | *80CSU0401712B* | Split System | 34400 | 15.5 | 8.5 | 2 | R-454B | 650
217913470 | TEMPSTAR | Q5H9V36*K*AAA* | EVD5X42M17A* | *97VTN0801716A* | Split System | 35600 | 15.5 | 8.5 | 2 | R-454B | 650
218374402 | GE | NS21H36MA5-**A | NCU[C,U]37CT5*-**+TDR | NF80X100S5C* | Split System | 34200 | 16 | 8.5 | 2.08 | R-454B | 650
218374413 | GE | NS21H36MA5-**A | NCU[C,U]37CT5*-**+TDR | NF97X080V5C* | Split System | 33200 | 17.5 | 8.5 | 2.04 | R-454B | 650
217970382 | AC PRO | A7CP21V36P-**A | 7E[C,U]36BX-**+TDR | EFV12BCA* | Split System | 33800 | 18.5 | 8.5 | 2.06 | R-454B | 650
217927086 | AIRQUEST | N5H9V36*K*AAA* | ESH5X42M12A* | *80MSU0802120A* | Split System | 35400 | 15.2 | 8.5 | 1.95 | R-454B | 650
217927093 | AIRQUEST | Q5H9V36*K*AAA* | ESH5X42M12A* | *80MSU0802120A* | Split System | 35400 | 15.2 | 8.5 | 1.95 | R-454B | 650
217927085 | ARCOAIRE | N5H9V36*K*AAA* | ESH5X42M12A* | *80MSU0802120A* | Split System | 35400 | 15.2 | 8.5 | 1.95 | R-454B | 650
217913267 | ARCOAIRE | Q5H9V36*K*AAA* | EVD5X42M17A* | *95CSU0601716B* | Split System | 35600 | 15.2 | 8.5 | 2 | R-454B | 650
217927084 | BRYANT HEATING AND COOLING SYSTEMS | 249VAN036**AA* | CSAH*4212AM* | 83*SB60080M21*** | Split System | 35400 | 15.2 | 8.5 | 1.95 | R-454B | 650
218450280 | CHAMPION HEATING AND COOLING | XD536E2D11 | JDP24E5XX2SS1 |  | Split System | 24000 | 15.2 | 8.5 | 1.8 | R-454B | 650
218450299 | Coleman | XD536E2D11 | JDP24E5XX2SS1 |  | Split System | 24000 | 15.2 | 8.5 | 1.8 | R-454B | 650
217927087 | COMFORTMAKER | N5H9V36*K*AAA* | ESH5X42M12A* | *80MSU0802120A* | Split System | 35400 | 15.2 | 8.5 | 1.95 | R-454B | 650
217927094 | COMFORTMAKER | Q5H9V36*K*AAA* | ESH5X42M12A* | *80MSU0802120A* | Split System | 35400 | 15.2 | 8.5 | 1.95 | R-454B | 650
217927088 | DAY & NIGHT | N5H9V36*K*AAA* | ESH5X42M12A* | *80MSU0802120A* | Split System | 35400 | 15.2 | 8.5 | 1.95 | R-454B | 650
217927095 | DAY & NIGHT | Q5H9V36*K*AAA* | ESH5X42M12A* | *80MSU0802120A* | Split System | 35400 | 15.2 | 8.5 | 1.95 | R-454B | 650
218450318 | Fraser-Johnston | XD536E2D11 | JDP24E5XX2SS1 |  | Split System | 24000 | 15.2 | 8.5 | 1.8 | R-454B | 650
217927089 | HEIL | N5H9V36*K*AAA* | ESH5X42M12A* | *80MSU0802120A* | Split System | 35400 | 15.2 | 8.5 | 1.95 | R-454B | 650
217927096 | HEIL | Q5H9V36*K*AAA* | ESH5X42M12A* | *80MSU0802120A* | Split System | 35400 | 15.2 | 8.5 | 1.95 | R-454B | 650
217927090 | KEEPRITE | N5H9V36*K*AAA* | ESH5X42M12A* | *80MSU0802120A* | Split System | 35400 | 15.2 | 8.5 | 1.95 | R-454B | 650
217927097 | KEEPRITE | Q5H9V36*K*AAA* | ESH5X42M12A* | *80MSU0802120A* | Split System | 35400 | 15.2 | 8.5 | 1.95 | R-454B | 650
218450337 | Luxaire | XD536E2D11 | JDP24E5XX2SS1 |  | Split System | 24000 | 15.2 | 8.5 | 1.8 | R-454B | 650
217927098 | TEMPSTAR | Q5H9V36*K*AAA* | ESH5X42M12A* | *80MSU0802120A* | Split System | 35400 | 15.2 | 8.5 | 1.95 | R-454B | 650
218450356 | YORK | YD536E2D11 | JDP24E5XX2SS1 |  | Split System | 24000 | 15.2 | 8.5 | 1.8 | R-454B | 650
217911262 | ARCOAIRE | N5H9V36*K*AAA* | EVD5X36M17A* | *80VTL0701716B* | Split System | 35400 | 15.5 | 8.5 | 2 | R-454B | 650
217913855 | ARCOAIRE | Q5H9V36*K*AAA* | EVD5X42M21A* | *96VSN0802120B* | Split System | 36200 | 15.5 | 8.5 | 2 | R-454B | 650
217913972 | COMFORTMAKER | N5H9V36*K*AAA* | EVD5X42M21A* | *96VTN0802120B* | Split System | 36200 | 15.5 | 8.5 | 2 | R-454B | 650
217913120 | KEEPRITE | Q5H9V36*K*AAA* | EVD5X42M17A* | *80VSL0701412B* | Split System | 35600 | 15.5 | 8.5 | 2 | R-454B | 650
218450282 | CHAMPION HEATING AND COOLING | XD560E2D11 | JDE36E5XX2DS1 |  | Split System | 34200 | 17 | 8.5 | 1.8 | R-454B | 650
218450281 | CHAMPION HEATING AND COOLING | XD560E2D11 | JDE48F5XX2DS1 |  | Split System | 46000 | 17 | 8.5 | 1.87 | R-454B | 650
218450301 | Coleman | XD560E2D11 | JDE36E5XX2DS1 |  | Split System | 34200 | 17 | 8.5 | 1.8 | R-454B | 650
218450300 | Coleman | XD560E2D11 | JDE48F5XX2DS1 |  | Split System | 46000 | 17 | 8.5 | 1.87 | R-454B | 650
218450320 | Fraser-Johnston | XD560E2D11 | JDE36E5XX2DS1 |  | Split System | 34200 | 17 | 8.5 | 1.8 | R-454B | 650
218450319 | Fraser-Johnston | XD560E2D11 | JDE48F5XX2DS1 |  | Split System | 46000 | 17 | 8.5 | 1.87 | R-454B | 650
218374414 | GE | NS21H36MA5-**A | NCU[C,U]37CT5*-**+TDR | NF96U090S4C* | Split System | 34000 | 17 | 8.5 | 2.08 | R-454B | 650
218450339 | Luxaire | XD560E2D11 | JDE36E5XX2DS1 |  | Split System | 34200 | 17 | 8.5 | 1.8 | R-454B | 650
218450338 | Luxaire | XD560E2D11 | JDE48F5XX2DS1 |  | Split System | 46000 | 17 | 8.5 | 1.87 | R-454B | 650
218450359 | YORK | YD560E2D11 | JDE36E5XX2DS1 |  | Split System | 34200 | 17 | 8.5 | 1.8 | R-454B | 650
218450358 | YORK | YD560E2D11 | JDE48F5XX2DS1 |  | Split System | 46000 | 17 | 8.5 | 1.87 | R-454B | 650
218374409 | GE | NS21H36MA5-**A | NCU[C,U]37CT5*-**+TDR | NF98U090M5C* | Split System | 33200 | 17.5 | 8.5 | 2.06 | R-454B | 650
215853451 | CHAMPION HEATING AND COOLING | HH836E2S11 | CTF36C5CDS1 | Z9ES080C16SMPS1 | Split System | 33400 | 18 | 8.5 | 2 | R-454B | 650
215853362 | COLEMAN | HH836E2S11 | CTF36C5CDS1 | Z9ES080C16SMPS1 | Split System | 33400 | 18 | 8.5 | 2 | R-454B | 650
218450328 | Fraser-Johnston | XD524E2D11 | JDE24E5XX2DS1 |  | Split System | 24000 | 18 | 8.5 | 1.84 | R-454B | 650
215853414 | FRASER-JOHNSTON | HH836E2S11 | CTF36C5CDS1 | Z9ES080C16SMPS1 | Split System | 33400 | 18 | 8.5 | 2 | R-454B | 650
218374412 | GE | NS21H36MA5-**A | NCU[C,U]37CT5*-**+TDR | NF98U110M5C* | Split System | 33200 | 18 | 8.5 | 2.06 | R-454B | 650
215853331 | JOHNSON CONTROLS | HH836E2S11 | CTF36C5CDS1 | Z9ES080C16SMPS1 | Split System | 33400 | 18 | 8.5 | 2 | R-454B | 650
218450347 | Luxaire | XD524E2D11 | JDE24E5XX2DS1 |  | Split System | 24000 | 18 | 8.5 | 1.84 | R-454B | 650
215853397 | LUXAIRE | HH836E2S11 | CTF36C5CDS1 | Z9ES080C16SMPS1 | Split System | 33400 | 18 | 8.5 | 2 | R-454B | 650
218450367 | YORK | YD524E2D11 | JDE24E5XX2DS1 |  | Split System | 24000 | 18 | 8.5 | 1.84 | R-454B | 650
215853280 | YORK | HH836E2S11 | CTF36C5CDS1 | Y91E080C16SMPS1 | Split System | 33400 | 18 | 8.5 | 2 | R-454B | 650
218329666 | ARMSTRONG AIR | A7CP21V36P-**A | 7E[C,U]36CX-**+TDR | A97US2V090C16S* | Split System | 33200 | 18.5 | 8.5 | 2.06 | R-454B | 650
218374411 | GE | NS21H36MA5-**A | NCU[C,U]37CT5*-**+TDR | NF98U090M4C* | Split System | 33200 | 18.5 | 8.5 | 2.06 | R-454B | 650
218374410 | GE | NS21H36MA5-**A | NCU[C,U]37CT5*-**+TDR | NF98U090M3C* | Split System | 33200 | 18.5 | 8.5 | 2.06 | R-454B | 650
218450279 | CHAMPION HEATING AND COOLING | XD536E2D11 | JDE24E5XX2DS1 |  | Split System | 24000 | 18 | 8.5 | 1.88 | R-454B | 650
218450298 | Coleman | XD536E2D11 | JDE24E5XX2DS1 |  | Split System | 24000 | 18 | 8.5 | 1.88 | R-454B | 650
218450317 | Fraser-Johnston | XD536E2D11 | JDE24E5XX2DS1 |  | Split System | 24000 | 18 | 8.5 | 1.88 | R-454B | 650
218450336 | Luxaire | XD536E2D11 | JDE24E5XX2DS1 |  | Split System | 24000 | 18 | 8.5 | 1.88 | R-454B | 650
218450355 | YORK | YD536E2D11 | JDE24E5XX2DS1 |  | Split System | 24000 | 18 | 8.5 | 1.88 | R-454B | 650
217913252 | AIRQUEST | Q5H9V36*K*AAA* | EVD5X42M17A* | *80VTL0701716B* | Split System | 35800 | 15.2 | 8.5 | 2.02 | R-454B | 650
217913987 | AIRQUEST | N5H9V36*K*AAA* | EVD5X42M21A* | *96VTN1002120B* | Split System | 36200 | 15.2 | 8.5 | 2.02 | R-454B | 650
217912117 | AIRQUEST | Q5H9V36*K*AAA* | EVD5X36M21A* | *96VTN1002120B* | Split System | 36200 | 15.2 | 8.5 | 2.02 | R-454B | 650
217914204 | AIRQUEST | Q5H9V36*K*AAA* | EVD5X48M21A* | *80VSL0902120B* | Split System | 36600 | 15.2 | 8.5 | 2.02 | R-454B | 650
217914658 | AIRQUEST | Q5H9V36*K*AAA* | EVD5X48M21A* | *97VTN1002120A* | Split System | 36600 | 15.2 | 8.5 | 2.02 | R-454B | 650
217912351 | AIRQUEST | N5H9V36*K*AAA* | EVD5X37M21A* | *80CTL0902120B* | Split System | 36800 | 15.2 | 8.5 | 2.02 | R-454B | 650
217928546 | AIRQUEST | N5H9V36*K*AAA* | F5MA5*42L*C* |  | Split System | 34000 | 15.2 | 8.5 | 2.06 | R-454B | 650
217928553 | AIRQUEST | Q5H9V36*K*AAA* | F5MA5*42L*C* |  | Split System | 34000 | 15.2 | 8.5 | 2.06 | R-454B | 650
217911948 | ARCOAIRE | Q5H9V36*K*AAA* | EVD5X36M21A* | *96VSN1002120B* | Split System | 36000 | 15.2 | 8.5 | 2.02 | R-454B | 650
217913803 | ARCOAIRE | N5H9V36*K*AAA* | EVD5X42M21A* | *97CMN1002122B* | Split System | 36000 | 15.2 | 8.5 | 2.02 | R-454B | 650
217911933 | ARCOAIRE | Q5H9V36*K*AAA* | EVD5X36M21A* | *96VSN0802120B* | Split System | 36000 | 15.2 | 8.5 | 2.02 | R-454B | 650
217913986 | ARCOAIRE | N5H9V36*K*AAA* | EVD5X42M21A* | *96VTN1002120B* | Split System | 36200 | 15.2 | 8.5 | 2.02 | R-454B | 650
217912381 | ARCOAIRE | N5H9V36*K*AAA* | EVD5X37M21A* | *80VTL0902120B* | Split System | 36600 | 15.2 | 8.5 | 2.02 | R-454B | 650
217914657 | ARCOAIRE | Q5H9V36*K*AAA* | EVD5X48M21A* | *97VTN1002120A* | Split System | 36600 | 15.2 | 8.5 | 2.02 | R-454B | 650
217914566 | ARCOAIRE | Q5H9V36*K*AAA* | EVD5X48M21A* | *96VTN0802120B* | Split System | 36600 | 15.2 | 8.5 | 2.02 | R-454B | 650
217914323 | ARCOAIRE | Q5H9V36*K*AAA* | EVD5X48M21A* | *80CTL0902120B* | Split System | 36800 | 15.2 | 8.5 | 2.02 | R-454B | 650
217928545 | ARCOAIRE | N5H9V36*K*AAA* | F5MA5*42L*C* |  | Split System | 34000 | 15.2 | 8.5 | 2.06 | R-454B | 650
217928552 | ARCOAIRE | Q5H9V36*K*AAA* | F5MA5*42L*C* |  | Split System | 34000 | 15.2 | 8.5 | 2.06 | R-454B | 650
217911880 | BRYANT HEATING AND COOLING SYSTEMS | 249VAN036**AA* | CVAVA3621XMA* | 987MC66100C21*** | Split System | 36000 | 15.2 | 8.5 | 2.02 | R-454B | 650
217912000 | BRYANT HEATING AND COOLING SYSTEMS | 249VAN036**AA* | CVAVA3621XMA* | 986TD66100C21*** | Split System | 36000 | 15.2 | 8.5 | 2.02 | R-454B | 650
217914649 | BRYANT HEATING AND COOLING SYSTEMS | 249VAN036**AA* | CVAVA4821XMA* | 927TA60100V21*** | Split System | 36600 | 15.2 | 8.5 | 2.02 | R-454B | 650
217912485 | BRYANT HEATING AND COOLING SYSTEMS | 249VAN036**AA* | CVAVA3721XMA* | 926SB60100V21*** | Split System | 36600 | 15.2 | 8.5 | 2.02 | R-454B | 650
217914574 | BRYANT HEATING AND COOLING SYSTEMS | 249VAN036**AA* | CVAVA4821XMA* | 926TC60100V21*** | Split System | 36600 | 15.2 | 8.5 | 2.02 | R-454B | 650
217928544 | BRYANT HEATING AND COOLING SYSTEMS | 249VAN036**AA* | F55AA*C42L* |  | Split System | 34000 | 15.2 | 8.5 | 2.06 | R-454B | 650
217913872 | COMFORTMAKER | Q5H9V36*K*AAA* | EVD5X42M21A* | *96VSN1002120B* | Split System | 36000 | 15.2 | 8.5 | 2 | R-454B | 650
217913253 | COMFORTMAKER | Q5H9V36*K*AAA* | EVD5X42M17A* | *80VTL0701716B* | Split System | 35800 | 15.2 | 8.5 | 2.02 | R-454B | 650
217911597 | COMFORTMAKER | N5H9V36*K*AAA* | EVD5X36M21A* | *80VSL0901716B* | Split System | 36000 | 15.2 | 8.5 | 2.02 | R-454B | 650
217911950 | COMFORTMAKER | Q5H9V36*K*AAA* | EVD5X36M21A* | *96VSN1002120B* | Split System | 36000 | 15.2 | 8.5 | 2.02 | R-454B | 650
217911800 | COMFORTMAKER | Q5H9V36*K*AAA* | EVD5X36M21A* | *80VTL0902120B* | Split System | 36200 | 15.2 | 8.5 | 2.02 | R-454B | 650
217914364 | COMFORTMAKER | N5H9V36*K*AAA* | EVD5X48M21A* | *80VTL0902120B* | Split System | 36600 | 15.2 | 8.5 | 2.02 | R-454B | 650
217912383 | COMFORTMAKER | N5H9V36*K*AAA* | EVD5X37M21A* | *80VTL0902120B* | Split System | 36600 | 15.2 | 8.5 | 2.02 | R-454B | 650
217914371 | COMFORTMAKER | Q5H9V36*K*AAA* | EVD5X48M21A* | *80VTL0902120B* | Split System | 36600 | 15.2 | 8.5 | 2.02 | R-454B | 650
217911028 | COMFORTMAKER | Q5H9V36*K*AAA* | EVM5X49M21A* | *96VSN0801716B* | Split System | 37200 | 15.2 | 8.5 | 2.02 | R-454B | 650
217928547 | COMFORTMAKER | N5H9V36*K*AAA* | F5MA5*42L*C* |  | Split System | 34000 | 15.2 | 8.5 | 2.06 | R-454B | 650
217928554 | COMFORTMAKER | Q5H9V36*K*AAA* | F5MA5*42L*C* |  | Split System | 34000 | 15.2 | 8.5 | 2.06 | R-454B | 650
217913254 | DAY & NIGHT | Q5H9V36*K*AAA* | EVD5X42M17A* | *80VTL0701716B* | Split System | 35800 | 15.2 | 8.5 | 2.02 | R-454B | 650
217913602 | DAY & NIGHT | Q5H9V36*K*AAA* | EVD5X42M21A* | *80VSL1102122B* | Split System | 36200 | 15.2 | 8.5 | 2.02 | R-454B | 650
217914365 | DAY & NIGHT | N5H9V36*K*AAA* | EVD5X48M21A* | *80VTL0902120B* | Split System | 36600 | 15.2 | 8.5 | 2.02 | R-454B | 650
217914470 | DAY & NIGHT | N5H9V36*K*AAA* | EVD5X48M21A* | *96VSN1002120B* | Split System | 36600 | 15.2 | 8.5 | 2.02 | R-454B | 650
217914372 | DAY & NIGHT | Q5H9V36*K*AAA* | EVD5X48M21A* | *80VTL0902120B* | Split System | 36600 | 15.2 | 8.5 | 2.02 | R-454B | 650
217928548 | DAY & NIGHT | N5H9V36*K*AAA* | F5MA5*42L*C* |  | Split System | 34000 | 15.2 | 8.5 | 2.06 | R-454B | 650
217928555 | DAY & NIGHT | Q5H9V36*K*AAA* | F5MA5*42L*C* |  | Split System | 34000 | 15.2 | 8.5 | 2.06 | R-454B | 650
217912097 | HEIL | N5H9V36*K*AAA* | EVD5X36M21A* | *96VTN0802120B* | Split System | 36000 | 15.2 | 8.5 | 2.02 | R-454B | 650
217913919 | HEIL | Q5H9V36*K*AAA* | EVD5X42M21A* | *96CTN1002122B* | Split System | 36000 | 15.2 | 8.5 | 2.02 | R-454B | 650
217911614 | HEIL | N5H9V36*K*AAA* | EVD5X36M21A* | *80VSL0902120B* | Split System | 36200 | 15.2 | 8.5 | 2.02 | R-454B | 650
217914579 | HEIL | N5H9V36*K*AAA* | EVD5X48M21A* | *96VTN1002120B* | Split System | 36600 | 15.2 | 8.5 | 2.02 | R-454B | 650
217914373 | HEIL | Q5H9V36*K*AAA* | EVD5X48M21A* | *80VTL0902120B* | Split System | 36600 | 15.2 | 8.5 | 2.02 | R-454B | 650
217914563 | HEIL | N5H9V36*K*AAA* | EVD5X48M21A* | *96VTN0802120B* | Split System | 36600 | 15.2 | 8.5 | 2.02 | R-454B | 650
217912482 | HEIL | Q5H9V36*K*AAA* | EVD5X37M21A* | *96VSN0802120B* | Split System | 36600 | 15.2 | 8.5 | 2.02 | R-454B | 650
217912650 | HEIL | Q5H9V36*K*AAA* | EVD5X37M21A* | *97VTN0802120A* | Split System | 36600 | 15.2 | 8.5 | 2.02 | R-454B | 650
217928549 | HEIL | N5H9V36*K*AAA* | F5MA5*42L*C* |  | Split System | 34000 | 15.2 | 8.5 | 2.06 | R-454B | 650
217928556 | HEIL | Q5H9V36*K*AAA* | F5MA5*42L*C* |  | Split System | 34000 | 15.2 | 8.5 | 2.06 | R-454B | 650
217911931 | KEEPRITE | N5H9V36*K*AAA* | EVD5X36M21A* | *96VSN0802120B* | Split System | 36000 | 15.2 | 8.5 | 2.02 | R-454B | 650
217912181 | KEEPRITE | Q5H9V36*K*AAA* | EVD5X36M21A* | *97VTN0802120A* | Split System | 36000 | 15.2 | 8.5 | 2.02 | R-454B | 650
217912114 | KEEPRITE | N5H9V36*K*AAA* | EVD5X36M21A* | *96VTN1002120B* | Split System | 36200 | 15.2 | 8.5 | 2.02 | R-454B | 650
217914472 | KEEPRITE | N5H9V36*K*AAA* | EVD5X48M21A* | *96VSN1002120B* | Split System | 36600 | 15.2 | 8.5 | 2.02 | R-454B | 650
217914587 | KEEPRITE | Q5H9V36*K*AAA* | EVD5X48M21A* | *96VTN1002120B* | Split System | 36600 | 15.2 | 8.5 | 2.02 | R-454B | 650
217914564 | KEEPRITE | N5H9V36*K*AAA* | EVD5X48M21A* | *96VTN0802120B* | Split System | 36600 | 15.2 | 8.5 | 2.02 | R-454B | 650
217914457 | KEEPRITE | N5H9V36*K*AAA* | EVD5X48M21A* | *96VSN0802120B* | Split System | 36600 | 15.2 | 8.5 | 2.02 | R-454B | 650
217914647 | KEEPRITE | Q5H9V36*K*AAA* | EVD5X48M21A* | *97VTN0802120A* | Split System | 36600 | 15.2 | 8.5 | 2.02 | R-454B | 650
217912483 | KEEPRITE | Q5H9V36*K*AAA* | EVD5X37M21A* | *96VSN0802120B* | Split System | 36600 | 15.2 | 8.5 | 2.02 | R-454B | 650
217912968 | KEEPRITE | Q5H9V36*K*AAA* | EVD5X38M17A* | *96CTN0601714B* | Split System | 36600 | 15.2 | 8.5 | 2.02 | R-454B | 650
217914571 | KEEPRITE | Q5H9V36*K*AAA* | EVD5X48M21A* | *96VTN0802120B* | Split System | 36600 | 15.2 | 8.5 | 2.02 | R-454B | 650
217912901 | KEEPRITE | N5H9V36*K*AAA* | EVD5X38M17A* | *97CMN0801714B* | Split System | 36800 | 15.2 | 8.5 | 2.02 | R-454B | 650
217911047 | KEEPRITE | Q5H9V36*K*AAA* | EVM5X49M21A* | *96VTN0801716B* | Split System | 37200 | 15.2 | 8.5 | 2.02 | R-454B | 650
217928550 | KEEPRITE | N5H9V36*K*AAA* | F5MA5*42L*C* |  | Split System | 34000 | 15.2 | 8.5 | 2.06 | R-454B | 650
217928557 | KEEPRITE | Q5H9V36*K*AAA* | F5MA5*42L*C* |  | Split System | 34000 | 15.2 | 8.5 | 2.06 | R-454B | 650
217913869 | TEMPSTAR | N5H9V36*K*AAA* | EVD5X42M21A* | *96VSN1002120B* | Split System | 36000 | 15.2 | 8.5 | 2 | R-454B | 650
217911766 | TEMPSTAR | N5H9V36*K*AAA* | EVD5X36M21A* | *80CTL1102120B* | Split System | 36200 | 15.2 | 8.5 | 2 | R-454B | 650
217914314 | TEMPSTAR | Q5H9V36*K*AAA* | EVD5X48M21A* | *80CTL0901716B* | Split System | 36600 | 15.2 | 8.5 | 2 | R-454B | 650
217911932 | TEMPSTAR | N5H9V36*K*AAA* | EVD5X36M21A* | *96VSN0802120B* | Split System | 36000 | 15.2 | 8.5 | 2.02 | R-454B | 650
217913921 | TEMPSTAR | Q5H9V36*K*AAA* | EVD5X42M21A* | *96CTN1002122B* | Split System | 36000 | 15.2 | 8.5 | 2.02 | R-454B | 650
217911631 | TEMPSTAR | N5H9V36*K*AAA* | EVD5X36M21A* | *80VSL1102122B* | Split System | 36200 | 15.2 | 8.5 | 2.02 | R-454B | 650
217911616 | TEMPSTAR | N5H9V36*K*AAA* | EVD5X36M21A* | *80VSL0902120B* | Split System | 36200 | 15.2 | 8.5 | 2.02 | R-454B | 650
217912585 | TEMPSTAR | N5H9V36*K*AAA* | EVD5X37M21A* | *96VTN1002120B* | Split System | 36600 | 15.2 | 8.5 | 2.02 | R-454B | 650
217914656 | TEMPSTAR | N5H9V36*K*AAA* | EVD5X48M21A* | *97VTN1002120A* | Split System | 36600 | 15.2 | 8.5 | 2.02 | R-454B | 650
217928551 | TEMPSTAR | N5H9V36*K*AAA* | F5MA5*42L*C* |  | Split System | 34000 | 15.2 | 8.5 | 2.06 | R-454B | 650
217928558 | TEMPSTAR | Q5H9V36*K*AAA* | F5MA5*42L*C* |  | Split System | 34000 | 15.2 | 8.5 | 2.06 | R-454B | 650
217913570 | AIRQUEST | Q5H9V36*K*AAA* | EVD5X42M21A* | *80VSL0901716B* | Split System | 36000 | 15.5 | 8.5 | 2 | R-454B | 650
217914498 | AIRQUEST | N5H9V36*K*AAA* | EVD5X48M21A* | *95MSU1002120A* | Split System | 36800 | 15.5 | 8.5 | 2 | R-454B | 650
217914505 | AIRQUEST | Q5H9V36*K*AAA* | EVD5X48M21A* | *95MSU1002120A* | Split System | 36800 | 15.5 | 8.5 | 2 | R-454B | 650
217910914 | AIRQUEST | N5H9V36*K*AAA* | EVM5X49M21A* | *80CTL0901716B* | Split System | 37400 | 15.5 | 8.5 | 2 | R-454B | 650
217911112 | AIRQUEST | N5H9V36*K*AAA* | EVD5X36M17A* | *80CSU0601716B* | Split System | 35400 | 15.5 | 8.5 | 2.05 | R-454B | 650
217913153 | ARCOAIRE | N5H9V36*K*AAA* | EVD5X42M17A* | *80MSU0401712A* | Split System | 35800 | 15.5 | 8.5 | 2 | R-454B | 650
217910913 | ARCOAIRE | N5H9V36*K*AAA* | EVM5X49M21A* | *80CTL0901716B* | Split System | 37400 | 15.5 | 8.5 | 2 | R-454B | 650
217911148 | ARCOAIRE | Q5H9V36*K*AAA* | EVD5X36M17A* | *80VSL0701716B* | Split System | 35200 | 15.5 | 8.5 | 2.02 | R-454B | 650
217911715 | ARCOAIRE | N5H9V36*K*AAA* | EVD5X36M21A* | *80CTL0702120B* | Split System | 36000 | 15.5 | 8.5 | 2.02 | R-454B | 650
217912985 | BRYANT HEATING AND COOLING SYSTEMS | 249VAN036**AA* | CVAVA3817XMA* | 987TA48060C17*** | Split System | 36600 | 15.5 | 8.5 | 2 | R-454B | 650
217913571 | COMFORTMAKER | Q5H9V36*K*AAA* | EVD5X42M21A* | *80VSL0901716B* | Split System | 36000 | 15.5 | 8.5 | 2 | R-454B | 650
217911114 | DAY & NIGHT | N5H9V36*K*AAA* | EVD5X36M17A* | *80CSU0601716B* | Split System | 35400 | 15.5 | 8.5 | 2.05 | R-454B | 650
217911197 | HEIL | Q5H9V36*K*AAA* | EVD5X36M17A* | *80MSU0601716A* | Split System | 35400 | 15.5 | 8.5 | 2.05 | R-454B | 650
217913687 | KEEPRITE | N5H9V36*K*AAA* | EVD5X42M21A* | *80CTL0702120B* | Split System | 36000 | 15.5 | 8.5 | 2.02 | R-454B | 650
217911147 | TEMPSTAR | N5H9V36*K*AAA* | EVD5X36M17A* | *80VSL0701716B* | Split System | 35200 | 15.5 | 8.5 | 2.02 | R-454B | 650
217913086 | AIRQUEST | Q5H9V36*K*AAA* | EVD5X42M17A* | *80CSU0401712B* | Split System | 35800 | 16 | 8.5 | 2 | R-454B | 650
217913168 | ARCOAIRE | N5H9V36*K*AAA* | EVD5X42M17A* | *80MSU0601716A* | Split System | 36000 | 16 | 8.5 | 2 | R-454B | 650
217911549 | BRYANT HEATING AND COOLING SYSTEMS | 249VAN036**AA* | CVAVA3621XMA* | 83*CB60080C21*** | Split System | 36200 | 16 | 8.5 | 2 | R-454B | 650
217913621 | BRYANT HEATING AND COOLING SYSTEMS | 249VAN036**AA* | CVAVA4221XMA* | 83*SB60080M21*** | Split System | 36400 | 16 | 8.5 | 2 | R-454B | 650
217934222 | CARRIER | 27VPA924A*030* | CVAVA2417XMA* | 59TP6C040V14**10 | Split System | 23200 | 16.5 | 8.5 | 1.88 | R-454B | 650
217933970 | CARRIER | 27VPA924A*030* | CVAMA2417XMA* | 59TP6C040V17**12 | Split System | 23400 | 16.5 | 8.5 | 1.88 | R-454B | 650
217933969 | CARRIER | 27VPA924A*030* | CVAMA2417XMA* | 59TP6C040V14**10 | Split System | 23400 | 16.5 | 8.5 | 1.88 | R-454B | 650
217934217 | CARRIER | 27VPA924A*030* | CVAVA2417XMA* | 59TN6C040C14**10 | Split System | 23400 | 16.5 | 8.5 | 1.88 | R-454B | 650
217934290 | CARRIER | 27VPA924A*030* | CVAVA3014XMA* | 59TN6C040C14**10 | Split System | 23600 | 16.5 | 8.5 | 1.9 | R-454B | 650
217934291 | CARRIER | 27VPA924A*030* | CVAVA3014XMA* | 59TP6C040V14**10 | Split System | 23600 | 16.5 | 8.5 | 1.9 | R-454B | 650
217933937 | CARRIER | 27VPA924A*030* | CVAMA2414XMA* | 59TP6C060V14**12 | Split System | 23400 | 17 | 8.5 | 1.88 | R-454B | 650
217933934 | CARRIER | 27VPA924A*030* | CVAMA2414XMA* | 59SP6B060V14**12 | Split System | 23400 | 17 | 8.5 | 1.88 | R-454B | 650
217934211 | CARRIER | 27VPA924A*030* | CVAVA2417XMA* | 59SP6B040V17**12 | Split System | 23400 | 17 | 8.5 | 1.88 | R-454B | 650
217934223 | CARRIER | 27VPA924A*030* | CVAVA2417XMA* | 59TP6C040V17**12 | Split System | 23400 | 17 | 8.5 | 1.88 | R-454B | 650
217934240 | CARRIER | 27VPA924A*030* | CVAVA2514XMA* | 59TP6C040V14**10 | Split System | 23600 | 17 | 8.5 | 1.9 | R-454B | 650
217934288 | CARRIER | 27VPA924A*030* | CVAVA3014XMA* | 59SP6B040V14**10 | Split System | 23600 | 17 | 8.5 | 1.9 | R-454B | 650
218158147 | SAMSUNG | AC036FCUPCG | HH36MACC11H1 |  | Split System | 36000 | 17.5 | 8.5 | 1.9 | R-454B | 650
217914137 | AIRQUEST | N5H9V36*K*AAA* | EVD5X48M21A* | *80CSU0802120B* | Split System | 36800 | 15.5 | 8.5 | 2 | R-454B | 650
217914136 | ARCOAIRE | N5H9V36*K*AAA* | EVD5X48M21A* | *80CSU0802120B* | Split System | 36800 | 15.5 | 8.5 | 2 | R-454B | 650
217914139 | DAY & NIGHT | N5H9V36*K*AAA* | EVD5X48M21A* | *80CSU0802120B* | Split System | 36800 | 15.5 | 8.5 | 2 | R-454B | 650
217910996 | ARCOAIRE | Q5H9V36*K*AAA* | EVM5X49M21A* | *95CSU1002122B* | Split System | 37600 | 16 | 8.5 | 2 | R-454B | 650
217934239 | CARRIER | 27VPA924A*030* | CVAVA2514XMA* | 59TN6C040C14**10 | Split System | 23400 | 16 | 8.5 | 1.9 | R-454B | 650
217910994 | KEEPRITE | N5H9V36*K*AAA* | EVM5X49M21A* | *95CSU1002122B* | Split System | 37600 | 16 | 8.5 | 2 | R-454B | 650
217910995 | TEMPSTAR | N5H9V36*K*AAA* | EVM5X49M21A* | *95CSU1002122B* | Split System | 37600 | 16 | 8.5 | 2 | R-454B | 650
217934190 | CARRIER | 27VPA924A*030* | CVAVA2414XMA* | 59TP6C060V14**12 | Split System | 23400 | 17 | 8.5 | 1.88 | R-454B | 650
217934187 | CARRIER | 27VPA924A*030* | CVAVA2414XMA* | 59SP6B060V14**12 | Split System | 23400 | 17 | 8.5 | 1.88 | R-454B | 650
217934237 | CARRIER | 27VPA924A*030* | CVAVA2514XMA* | 59SP6B040V14**10 | Split System | 23600 | 17 | 8.5 | 1.9 | R-454B | 650
217933976 | CARRIER | 27VPA924A*030* | CVAMA2417XMA* | OVLAAB036098 | Split System | 23600 | 17 | 8.5 | 1.9 | R-454B | 650
217933977 | CARRIER | 27VPA924A*030* | CVAMA2417XMA* | OVMAAB036098 | Split System | 23800 | 17 | 8.5 | 1.9 | R-454B | 650
217934268 | CARRIER | 27VPA924A*030* | CVAVA2517XMA* | 59TN6C040C14**10 | Split System | 24000 | 17 | 8.5 | 1.9 | R-454B | 650
217934048 | CARRIER | 27VPA924A*030* | CVAMA3017XMA* | 59TP6C040V14**10 | Split System | 24000 | 17 | 8.5 | 1.9 | R-454B | 650
217934388 | CARRIER | 27VPA924A*030* | CVAVA3617XMA* | 59TN6C040C14**10 | Split System | 24000 | 17 | 8.5 | 1.9 | R-454B | 650
217934166 | CARRIER | 27VPA924A*030* | CVAMA3617XMA* | 59TN6C040C14**10 | Split System | 24000 | 17 | 8.5 | 1.9 | R-454B | 650
217934319 | CARRIER | 27VPA924A*030* | CVAVA3017XMA* | 59TN6C040C14**10 | Split System | 24000 | 17 | 8.5 | 1.9 | R-454B | 650
217934044 | CARRIER | 27VPA924A*030* | CVAMA3017XMA* | 59TN6C040C14**10 | Split System | 24000 | 17 | 8.5 | 1.9 | R-454B | 650
217934005 | CARRIER | 27VPA924A*030* | CVAMA2517XMA* | 59TN6C040C14**10 | Split System | 24000 | 17 | 8.5 | 1.9 | R-454B | 650
217934273 | CARRIER | 27VPA924A*030* | CVAVA2517XMA* | 59TP6C040V14**10 | Split System | 24000 | 17 | 8.5 | 1.9 | R-454B | 650
217933971 | CARRIER | 27VPA924A*030* | CVAMA2417XMA* | 59TP6C060V14**12 | Split System | 23400 | 17.5 | 8.5 | 1.88 | R-454B | 650
217933959 | CARRIER | 27VPA924A*030* | CVAMA2417XMA* | 59SP6B060V14**12 | Split System | 23400 | 17.5 | 8.5 | 1.88 | R-454B | 650
217934212 | CARRIER | 27VPA924A*030* | CVAVA2417XMA* | 59SP6B060V14**12 | Split System | 23400 | 17.5 | 8.5 | 1.88 | R-454B | 650
217934224 | CARRIER | 27VPA924A*030* | CVAVA2417XMA* | 59TP6C060V14**12 | Split System | 23400 | 17.5 | 8.5 | 1.88 | R-454B | 650
217933946 | CARRIER | 27VPA924A*030* | CVAMA2417XMA* | 58TN*B045C17**12 | Split System | 23600 | 17.5 | 8.5 | 1.88 | R-454B | 650
217934229 | CARRIER | 27VPA924A*030* | CVAVA2417XMA* | OVLAAB036098 | Split System | 23600 | 17.5 | 8.5 | 1.88 | R-454B | 650
217934292 | CARRIER | 27VPA924A*030* | CVAVA3014XMA* | 59TP6C060V14**12 | Split System | 23800 | 17.5 | 8.5 | 1.9 | R-454B | 650
217934289 | CARRIER | 27VPA924A*030* | CVAVA3014XMA* | 59SP6B060V14**12 | Split System | 23800 | 17.5 | 8.5 | 1.9 | R-454B | 650
217934230 | CARRIER | 27VPA924A*030* | CVAVA2417XMA* | OVMAAB036098 | Split System | 23800 | 17.5 | 8.5 | 1.9 | R-454B | 650
217934010 | CARRIER | 27VPA924A*030* | CVAMA2517XMA* | 59TP6C040V14**10 | Split System | 24000 | 17.5 | 8.5 | 1.9 | R-454B | 650
217934171 | CARRIER | 27VPA924A*030* | CVAMA3617XMA* | 59TP6C040V14**10 | Split System | 24000 | 17.5 | 8.5 | 1.9 | R-454B | 650
217934324 | CARRIER | 27VPA924A*030* | CVAVA3017XMA* | 59TP6C040V14**10 | Split System | 24000 | 17.5 | 8.5 | 1.9 | R-454B | 650
217934261 | CARRIER | 27VPA924A*030* | CVAVA2517XMA* | 59SP6B040V14**10 | Split System | 24200 | 17.5 | 8.5 | 1.9 | R-454B | 650
217934381 | CARRIER | 27VPA924A*030* | CVAVA3617XMA* | 59SP6B040V14**10 | Split System | 24200 | 17.5 | 8.5 | 1.9 | R-454B | 650
217934159 | CARRIER | 27VPA924A*030* | CVAMA3617XMA* | 59SP6B040V14**10 | Split System | 24200 | 17.5 | 8.5 | 1.9 | R-454B | 650
217934037 | CARRIER | 27VPA924A*030* | CVAMA3017XMA* | 59SP6B040V14**10 | Split System | 24200 | 17.5 | 8.5 | 1.9 | R-454B | 650
217934262 | CARRIER | 27VPA924A*030* | CVAVA2517XMA* | 59SP6B040V17**12 | Split System | 24000 | 17.5 | 8.5 | 1.92 | R-454B | 650
217934038 | CARRIER | 27VPA924A*030* | CVAMA3017XMA* | 59SP6B040V17**12 | Split System | 24000 | 17.5 | 8.5 | 1.92 | R-454B | 650
217934172 | CARRIER | 27VPA924A*030* | CVAMA3617XMA* | 59TP6C040V17**12 | Split System | 24000 | 17.5 | 8.5 | 1.92 | R-454B | 650
217934011 | CARRIER | 27VPA924A*030* | CVAMA2517XMA* | 59TP6C040V17**12 | Split System | 24000 | 17.5 | 8.5 | 1.92 | R-454B | 650
217933998 | CARRIER | 27VPA924A*030* | CVAMA2517XMA* | 59SP6B040V14**10 | Split System | 24000 | 17.5 | 8.5 | 1.92 | R-454B | 650
217934325 | CARRIER | 27VPA924A*030* | CVAVA3017XMA* | 59TP6C040V17**12 | Split System | 24000 | 17.5 | 8.5 | 1.92 | R-454B | 650
217934313 | CARRIER | 27VPA924A*030* | CVAVA3017XMA* | 59SP6B040V17**12 | Split System | 24000 | 17.5 | 8.5 | 1.92 | R-454B | 650
217934274 | CARRIER | 27VPA924A*030* | CVAVA2517XMA* | 59TP6C040V17**12 | Split System | 24000 | 17.5 | 8.5 | 1.92 | R-454B | 650
217934049 | CARRIER | 27VPA924A*030* | CVAMA3017XMA* | 59TP6C040V17**12 | Split System | 24000 | 17.5 | 8.5 | 1.92 | R-454B | 650
217934312 | CARRIER | 27VPA924A*030* | CVAVA3017XMA* | 59SP6B040V14**10 | Split System | 24000 | 17.5 | 8.5 | 1.92 | R-454B | 650
217933999 | CARRIER | 27VPA924A*030* | CVAMA2517XMA* | 59SP6B040V17**12 | Split System | 24000 | 17.5 | 8.5 | 1.92 | R-454B | 650
217934160 | CARRIER | 27VPA924A*030* | CVAMA3617XMA* | 59SP6B040V17**12 | Split System | 24000 | 17.5 | 8.5 | 1.92 | R-454B | 650
217934393 | CARRIER | 27VPA924A*030* | CVAVA3617XMA* | 59TP6C040V17**12 | Split System | 24200 | 17.5 | 8.5 | 1.92 | R-454B | 650
217934382 | CARRIER | 27VPA924A*030* | CVAVA3617XMA* | 59SP6B040V17**12 | Split System | 24200 | 17.5 | 8.5 | 1.92 | R-454B | 650
217934357 | CARRIER | 27VPA924A*030* | CVAVA3117XMA* | 59TP6C040V14**10 | Split System | 24600 | 17.5 | 8.5 | 1.92 | R-454B | 650
217934183 | CARRIER | 27VPA924A*030* | CVAVA2414XMA* | 58TN*B070C14**12 | Split System | 23600 | 18 | 8.5 | 1.88 | R-454B | 650
217933978 | CARRIER | 27VPA924A*030* | CVAMA2417XMA* | OVMAAB042112 | Split System | 23800 | 18 | 8.5 | 1.9 | R-454B | 650
217934348 | CARRIER | 27VPA924A*030* | CVAVA3117XMA* | 59SP6B040V14**10 | Split System | 24600 | 18 | 8.5 | 1.92 | R-454B | 650
217934333 | CARRIER | 27VPA924A*030* | CVAVA3017XMA* | OVMAAB042112 | Split System | 24400 | 19 | 8.5 | 1.9 | R-454B | 650
217934401 | CARRIER | 27VPA924A*030* | CVAVA3617XMA* | OVMAAB042112 | Split System | 24400 | 19 | 8.5 | 1.9 | R-454B | 650
217934180 | CARRIER | 27VPA924A*030* | CVAMA3617XMA* | OVMAAB042112 | Split System | 24400 | 19 | 8.5 | 1.9 | R-454B | 650
217934282 | CARRIER | 27VPA924A*030* | CVAVA2517XMA* | OVMAAB042112 | Split System | 24400 | 19 | 8.5 | 1.9 | R-454B | 650
217934057 | CARRIER | 27VPA924A*030* | CVAMA3017XMA* | OVMAAB042112 | Split System | 24400 | 19 | 8.5 | 1.9 | R-454B | 650
217934019 | CARRIER | 27VPA924A*030* | CVAMA2517XMA* | OVMAAB042112 | Split System | 24400 | 19 | 8.5 | 1.9 | R-454B | 650
217934544 | CARRIER | 27VPA924A*030* | CVAVA3817XMA* | 59TN6C040C14**10 | Split System | 24800 | 17 | 8.5 | 1.92 | R-454B | 650
217934221 | CARRIER | 27VPA924A*030* | CVAVA2417XMA* | 59TN7A080C17**16 | Split System | 23600 | 17.5 | 8.5 | 1.86 | R-454B | 650
217933930 | CARRIER | 27VPA924A*030* | CVAMA2414XMA* | 58TN*B070C14**12 | Split System | 23400 | 17.5 | 8.5 | 1.88 | R-454B | 650
217933968 | CARRIER | 27VPA924A*030* | CVAMA2417XMA* | 59TN7A080C17**16 | Split System | 23600 | 17.5 | 8.5 | 1.88 | R-454B | 650
217933965 | CARRIER | 27VPA924A*030* | CVAMA2417XMA* | 59TN6C060C17**14 | Split System | 23600 | 17.5 | 8.5 | 1.88 | R-454B | 650
217933955 | CARRIER | 27VPA924A*030* | CVAMA2417XMA* | 59MN7C060C17**14 | Split System | 23600 | 17.5 | 8.5 | 1.88 | R-454B | 650
217934220 | CARRIER | 27VPA924A*030* | CVAVA2417XMA* | 59TN7A060C17**16 | Split System | 23600 | 17.5 | 8.5 | 1.88 | R-454B | 650
217933967 | CARRIER | 27VPA924A*030* | CVAMA2417XMA* | 59TN7A060C17**16 | Split System | 23600 | 17.5 | 8.5 | 1.88 | R-454B | 650
217934238 | CARRIER | 27VPA924A*030* | CVAVA2514XMA* | 59SP6B060V14**12 | Split System | 23600 | 17.5 | 8.5 | 1.9 | R-454B | 650
217934241 | CARRIER | 27VPA924A*030* | CVAVA2514XMA* | 59TP6C060V14**12 | Split System | 23600 | 17.5 | 8.5 | 1.9 | R-454B | 650
217934089 | CARRIER | 27VPA924A*030* | CVAMA3117XMA* | 59TP6C040V14**10 | Split System | 24400 | 17.5 | 8.5 | 1.92 | R-454B | 650
217934084 | CARRIER | 27VPA924A*030* | CVAMA3117XMA* | 59TN6C040C14**10 | Split System | 24600 | 17.5 | 8.5 | 1.92 | R-454B | 650
217934077 | CARRIER | 27VPA924A*030* | CVAMA3117XMA* | 59SP6B040V14**10 | Split System | 24600 | 17.5 | 8.5 | 1.92 | R-454B | 650
217934548 | CARRIER | 27VPA924A*030* | CVAVA3817XMA* | 59TP6C040V14**10 | Split System | 24800 | 17.5 | 8.5 | 1.92 | R-454B | 650
217935097 | AIRQUEST | N5H9V24*K*AAA* | EVM5X24M14A* | *80VSL0451412B* | Split System | 23400 | 18 | 8.5 | 1.88 | R-454B | 650
217935104 | AIRQUEST | Q5H9V24*K*AAA* | EVM5X24M14A* | *80VSL0451412B* | Split System | 23400 | 18 | 8.5 | 1.88 | R-454B | 650
217935096 | ARCOAIRE | N5H9V24*K*AAA* | EVM5X24M14A* | *80VSL0451412B* | Split System | 23400 | 18 | 8.5 | 1.88 | R-454B | 650
217935103 | ARCOAIRE | Q5H9V24*K*AAA* | EVM5X24M14A* | *80VSL0451412B* | Split System | 23400 | 18 | 8.5 | 1.88 | R-454B | 650
217935095 | BRYANT HEATING AND COOLING SYSTEMS | 249VAN024**AA* | CVAMA2414XMA* | 82*SB36045V14*** | Split System | 23400 | 18 | 8.5 | 1.88 | R-454B | 650
217934203 | CARRIER | 27VPA924A*030* | CVAVA2417XMA* | 58TP*B045V14**12 | Split System | 23600 | 18 | 8.5 | 1.86 | R-454B | 650
217934214 | CARRIER | 27VPA924A*030* | CVAVA2417XMA* | 59SP6B080V17**16 | Split System | 23600 | 18 | 8.5 | 1.86 | R-454B | 650
217933939 | CARRIER | 27VPA924A*030* | CVAMA2417XMA* | 58CU*B060C17**16 | Split System | 23600 | 18 | 8.5 | 1.86 | R-454B | 650
217934228 | CARRIER | 27VPA924A*030* | CVAVA2417XMA* | 59TP7A080V17**16 | Split System | 23600 | 18 | 8.5 | 1.86 | R-454B | 650
217934218 | CARRIER | 27VPA924A*030* | CVAVA2417XMA* | 59TN6C060C17**14 | Split System | 23600 | 18 | 8.5 | 1.86 | R-454B | 650
217934193 | CARRIER | 27VPA924A*030* | CVAVA2417XMA* | 58SP*B045V14**12 | Split System | 23600 | 18 | 8.5 | 1.86 | R-454B | 650
217933932 | CARRIER | 27VPA924A*030* | CVAMA2414XMA* | 58TP*B070V14**12 | Split System | 23400 | 18 | 8.5 | 1.88 | R-454B | 650
217934184 | CARRIER | 27VPA924A*030* | CVAVA2414XMA* | 58TP*B045V14**12 | Split System | 23400 | 18 | 8.5 | 1.88 | R-454B | 650
217933929 | CARRIER | 27VPA924A*030* | CVAMA2414XMA* | 58SP*B070V14**12 | Split System | 23400 | 18 | 8.5 | 1.88 | R-454B | 650
217934182 | CARRIER | 27VPA924A*030* | CVAVA2414XMA* | 58SP*B070V14**12 | Split System | 23400 | 18 | 8.5 | 1.88 | R-454B | 650
217933931 | CARRIER | 27VPA924A*030* | CVAMA2414XMA* | 58TP*B045V14**12 | Split System | 23400 | 18 | 8.5 | 1.88 | R-454B | 650
217934181 | CARRIER | 27VPA924A*030* | CVAVA2414XMA* | 58SP*B045V14**12 | Split System | 23400 | 18 | 8.5 | 1.88 | R-454B | 650
217934185 | CARRIER | 27VPA924A*030* | CVAVA2414XMA* | 58TP*B070V14**12 | Split System | 23400 | 18 | 8.5 | 1.88 | R-454B | 650
217933928 | CARRIER | 27VPA924A*030* | CVAMA2414XMA* | 58SP*B045V14**12 | Split System | 23400 | 18 | 8.5 | 1.88 | R-454B | 650
217933952 | CARRIER | 27VPA924A*030* | CVAMA2417XMA* | 58TP*B070V17**16 | Split System | 23600 | 18 | 8.5 | 1.88 | R-454B | 650
217933940 | CARRIER | 27VPA924A*030* | CVAMA2417XMA* | 58SP*B045V14**12 | Split System | 23600 | 18 | 8.5 | 1.88 | R-454B | 650
217933953 | CARRIER | 27VPA924A*030* | CVAMA2417XMA* | 58TP*B090V17**16 | Split System | 23600 | 18 | 8.5 | 1.88 | R-454B | 650
217933950 | CARRIER | 27VPA924A*030* | CVAMA2417XMA* | 58TP*B045V14**12 | Split System | 23600 | 18 | 8.5 | 1.88 | R-454B | 650
217934216 | CARRIER | 27VPA924A*030* | CVAVA2417XMA* | 59SU5B060M17**16 | Split System | 23600 | 18 | 8.5 | 1.88 | R-454B | 650
217933951 | CARRIER | 27VPA924A*030* | CVAMA2417XMA* | 58TP*B070V14**12 | Split System | 23600 | 18 | 8.5 | 1.88 | R-454B | 650
217934202 | CARRIER | 27VPA924A*030* | CVAVA2417XMA* | 58TN*B090C17**16 | Split System | 23600 | 18 | 8.5 | 1.88 | R-454B | 650
217933941 | CARRIER | 27VPA924A*030* | CVAMA2417XMA* | 58SP*B070V14**12 | Split System | 23600 | 18 | 8.5 | 1.88 | R-454B | 650
217933972 | CARRIER | 27VPA924A*030* | CVAMA2417XMA* | 59TP6C060V17**16 | Split System | 23600 | 18 | 8.5 | 1.88 | R-454B | 650
217934207 | CARRIER | 27VPA924A*030* | CVAVA2417XMA* | 59CU5B060C17**16 | Split System | 23600 | 18 | 8.5 | 1.88 | R-454B | 650
217933974 | CARRIER | 27VPA924A*030* | CVAMA2417XMA* | 59TP7A060V17**16 | Split System | 23600 | 18 | 8.5 | 1.88 | R-454B | 650
217934208 | CARRIER | 27VPA924A*030* | CVAVA2417XMA* | 59MN7C060C17**14 | Split System | 23600 | 18 | 8.5 | 1.88 | R-454B | 650
217934209 | CARRIER | 27VPA924A*030* | CVAVA2417XMA* | 59MN7C080C17**14 | Split System | 23600 | 18 | 8.5 | 1.88 | R-454B | 650
217933960 | CARRIER | 27VPA924A*030* | CVAMA2417XMA* | 59SP6B060V17**16 | Split System | 23600 | 18 | 8.5 | 1.88 | R-454B | 650
217934227 | CARRIER | 27VPA924A*030* | CVAVA2417XMA* | 59TP7A060V17**16 | Split System | 23600 | 18 | 8.5 | 1.88 | R-454B | 650
217933956 | CARRIER | 27VPA924A*030* | CVAMA2417XMA* | 59MN7C080C17**14 | Split System | 23600 | 18 | 8.5 | 1.88 | R-454B | 650
217934199 | CARRIER | 27VPA924A*030* | CVAVA2417XMA* | 58TN*B045C17**12 | Split System | 23600 | 18 | 8.5 | 1.88 | R-454B | 650
217934213 | CARRIER | 27VPA924A*030* | CVAVA2417XMA* | 59SP6B060V17**16 | Split System | 23600 | 18 | 8.5 | 1.88 | R-454B | 650
217933954 | CARRIER | 27VPA924A*030* | CVAMA2417XMA* | 59CU5B060C17**16 | Split System | 23600 | 18 | 8.5 | 1.88 | R-454B | 650
217933966 | CARRIER | 27VPA924A*030* | CVAMA2417XMA* | 59TN6C080C17**14 | Split System | 23600 | 18 | 8.5 | 1.88 | R-454B | 650
217933942 | CARRIER | 27VPA924A*030* | CVAMA2417XMA* | 58SP*B070V17**16 | Split System | 23800 | 18 | 8.5 | 1.88 | R-454B | 650
217934235 | CARRIER | 27VPA924A*030* | CVAVA2514XMA* | 58TP*B045V14**12 | Split System | 23800 | 18 | 8.5 | 1.88 | R-454B | 650
217934232 | CARRIER | 27VPA924A*030* | CVAVA2514XMA* | 58SP*B045V14**12 | Split System | 23800 | 18 | 8.5 | 1.88 | R-454B | 650
217934195 | CARRIER | 27VPA924A*030* | CVAVA2417XMA* | 58SP*B070V17**16 | Split System | 23800 | 18 | 8.5 | 1.88 | R-454B | 650
217934231 | CARRIER | 27VPA924A*030* | CVAVA2417XMA* | OVMAAB042112 | Split System | 23800 | 18 | 8.5 | 1.88 | R-454B | 650
217933961 | CARRIER | 27VPA924A*030* | CVAMA2417XMA* | 59SP6B080V17**16 | Split System | 23800 | 18 | 8.5 | 1.88 | R-454B | 650
217933963 | CARRIER | 27VPA924A*030* | CVAMA2417XMA* | 59SU5B060M17**16 | Split System | 23800 | 18 | 8.5 | 1.88 | R-454B | 650
217933949 | CARRIER | 27VPA924A*030* | CVAMA2417XMA* | 58TN*B090C17**16 | Split System | 23800 | 18 | 8.5 | 1.88 | R-454B | 650
217933975 | CARRIER | 27VPA924A*030* | CVAMA2417XMA* | 59TP7A080V17**16 | Split System | 23800 | 18 | 8.5 | 1.88 | R-454B | 650
217933973 | CARRIER | 27VPA924A*030* | CVAMA2417XMA* | 59TP6C080V17**16 | Split System | 23800 | 18 | 8.5 | 1.88 | R-454B | 650
217934449 | CARRIER | 27VPA924A*030* | CVAVA3621XMA* | 59TP6C040V17**12 | Split System | 24000 | 18 | 8.5 | 1.88 | R-454B | 650
217934431 | CARRIER | 27VPA924A*030* | CVAVA3621XMA* | 59SP6B040V17**12 | Split System | 24000 | 18 | 8.5 | 1.88 | R-454B | 650
217934383 | CARRIER | 27VPA924A*030* | CVAVA3617XMA* | 59SP6B060V14**12 | Split System | 24200 | 18 | 8.5 | 1.88 | R-454B | 650
218522343 | CHAMPION HEATING AND COOLING | HH836E2S11 | CTF48C5CFS2 | TP9C100C16MP13 | Split System | 33200 | 18 | 9 | 2 | R-454B | 650
218522259 | CHAMPION HEATING AND COOLING | HH836E2S11 | CTU48C5XFS2+TXV | TL8E080C16UH11 | Split System | 33200 | 18 | 9 | 2 | R-454B | 650
218522255 | CHAMPION HEATING AND COOLING | HH836E2S11 | CTF48C5CFS2 | TL8E080C16UH11 | Split System | 33200 | 18 | 9 | 2 | R-454B | 650
218522437 | CHAMPION HEATING AND COOLING | HH836E2S11 | CTU48C5XFS2+TXV | TP9C080C16MP13 | Split System | 33200 | 18 | 9 | 2 | R-454B | 650
218522427 | CHAMPION HEATING AND COOLING | HH836E2S11 | CTF48C5CFS2 | TP9C080C16MP13 | Split System | 33200 | 18 | 9 | 2 | R-454B | 650
218522423 | CHAMPION HEATING AND COOLING | HH836E2S11 | CTF48C5CFS2 | TM9V080C16MP12 | Split System | 33200 | 18 | 9 | 2 | R-454B | 650
218522433 | CHAMPION HEATING AND COOLING | HH836E2S11 | CTU48C5XFS2+TXV | TM9V080C16MP12 | Split System | 33200 | 18 | 9 | 2 | R-454B | 650
218522295 | CHAMPION HEATING AND COOLING | HH836E2S11 | CTU48C5XFS2+TXV | TL9E080C16UH11 | Split System | 33400 | 18 | 9 | 2 | R-454B | 650
218522291 | CHAMPION HEATING AND COOLING | HH836E2S11 | CTF48C5CFS2 | TL9E080C16UH11 | Split System | 33400 | 18 | 9 | 2 | R-454B | 650
218522195 | CHAMPION HEATING AND COOLING | HH836E2S11 | CTU48C5XFS2+TXV | TL8E100C20UH11 | Split System | 33400 | 18 | 9 | 2 | R-454B | 650
218522191 | CHAMPION HEATING AND COOLING | HH836E2S11 | CTF48C5CFS2 | TL8E100C20UH11 | Split System | 33400 | 18 | 9 | 2 | R-454B | 650
218521625 | CHAMPION HEATING AND COOLING | HH836E2S11 | CTM48C5CFS2 | TL9E080C16UH11 | Split System | 33400 | 18 | 9 | 2 | R-454B | 650
218522227 | CHAMPION HEATING AND COOLING | HH836E2S11 | CTF48C5CFS2 | TM8V080C16MP12 | Split System | 33400 | 18 | 9 | 2 | R-454B | 650
218522231 | CHAMPION HEATING AND COOLING | HH836E2S11 | CTU48C5XFS2+TXV | TM8V100C16MP12 | Split System | 33400 | 18 | 9 | 2 | R-454B | 650
218522235 | CHAMPION HEATING AND COOLING | HH836E2S11 | CTU48C5XFS2+TXV | TM8V080C16MP12 | Split System | 33400 | 18 | 9 | 2 | R-454B | 650
218522263 | CHAMPION HEATING AND COOLING | HH836E2S11 | CTF48C5CFS2 | TL9E100C20UH11 | Split System | 34000 | 18 | 9 | 2 | R-454B | 650
218522267 | CHAMPION HEATING AND COOLING | HH836E2S11 | CTU48C5XFS2+TXV | TL9E100C20UH11 | Split System | 34000 | 18 | 9 | 2 | R-454B | 650
218521735 | CHAMPION HEATING AND COOLING | HH836E2S11 | CTM48C5CFS2 | TL9E100C20UH11 | Split System | 34000 | 18 | 9 | 2 | R-454B | 650
218522219 | CHAMPION HEATING AND COOLING | HH836E2S11 | CTU48C5XFS2+TXV | Z9ES080C20SMPS1 | Split System | 34200 | 18 | 9 | 2 | R-454B | 650
218522215 | CHAMPION HEATING AND COOLING | HH836E2S11 | CTF48C5CFS2 | Z9ES080C20SMPS1 | Split System | 34200 | 18 | 9 | 2 | R-454B | 650
218522271 | CHAMPION HEATING AND COOLING | HH836E2S11 | CTF48C5CFS2 | TM9V100C20MP12 | Split System | 34200 | 18 | 9 | 2 | R-454B | 650
218522275 | CHAMPION HEATING AND COOLING | HH836E2S11 | CTF48C5CFS2 | TP9C100C20MP13 | Split System | 34200 | 18 | 9 | 2 | R-454B | 650
218522281 | CHAMPION HEATING AND COOLING | HH836E2S11 | CTU48C5XFS2+TXV | TM9V100C20MP12 | Split System | 34200 | 18 | 9 | 2 | R-454B | 650
218522285 | CHAMPION HEATING AND COOLING | HH836E2S11 | CTU48C5XFS2+TXV | TP9C100C20MP13 | Split System | 34200 | 18 | 9 | 2 | R-454B | 650
218522459 | CHAMPION HEATING AND COOLING | HH836E2S11 | CTF48C5CFS2 | Z9ES100C16SMPS1 | Split System | 35000 | 18 | 9 | 2 | R-454B | 650
218522463 | CHAMPION HEATING AND COOLING | HH836E2S11 | CTU48C5XFS2+TXV | Z9ES100C16SMPS1 | Split System | 35000 | 18 | 9 | 2 | R-454B | 650
218521767 | CHAMPION HEATING AND COOLING | HH836E2S11 | CTM48C5CFS2 | Z9ES100C16SMPS1 | Split System | 35000 | 18 | 9 | 2 | R-454B | 650
218524593 | CHAMPION HEATING AND COOLING | HH860E2S11 | CTM60C5CGS2 | TM9V080C16MP12 | Split System | 43500 | 18 | 9 | 2 | R-454B | 650
218524597 | CHAMPION HEATING AND COOLING | HH860E2S11 | CTM60C5CGS2 | TP9C080C16MP13 | Split System | 43500 | 18 | 9 | 2 | R-454B | 650
218524243 | CHAMPION HEATING AND COOLING | HH860E2S11 | CTU60C5XGS2+TXV | TP9C100C20MP13 | Split System | 44000 | 18 | 9 | 2 | R-454B | 650
218524603 | CHAMPION HEATING AND COOLING | HH860E2S11 | CTM60C5CGS2 | Z9ET080C16SMPS1 | Split System | 44000 | 18 | 9 | 2 | R-454B | 650
218524229 | CHAMPION HEATING AND COOLING | HH860E2S11 | CTF60C5CGS2 | TM9V100C20MP12 | Split System | 44000 | 18 | 9 | 2 | R-454B | 650
218524121 | CHAMPION HEATING AND COOLING | HH860E2S11 | CTF60C5CGS2 | Z9ET080C16SMPS1 | Split System | 44000 | 18 | 9 | 2 | R-454B | 650
218524239 | CHAMPION HEATING AND COOLING | HH860E2S11 | CTU60C5XGS2+TXV | TM9V100C20MP12 | Split System | 44000 | 18 | 9 | 2 | R-454B | 650
218524233 | CHAMPION HEATING AND COOLING | HH860E2S11 | CTF60C5CGS2 | TP9C100C20MP13 | Split System | 44000 | 18 | 9 | 2 | R-454B | 650
218524369 | CHAMPION HEATING AND COOLING | HH860E2S11 | CTF60C5CGS2 | TM8V120C20MP12 | Split System | 44500 | 18 | 9 | 2 | R-454B | 650
218524377 | CHAMPION HEATING AND COOLING | HH860E2S11 | CTU60C5XGS2+TXV | TM8V120C20MP12 | Split System | 44500 | 18 | 9 | 2 | R-454B | 650
218524373 | CHAMPION HEATING AND COOLING | HH860E2S11 | CTF60C5CGS2 | TM8V100C20MP12 | Split System | 44500 | 18 | 9 | 2 | R-454B | 650
218524381 | CHAMPION HEATING AND COOLING | HH860E2S11 | CTU60C5XGS2+TXV | TM8V100C20MP12 | Split System | 44500 | 18 | 9 | 2 | R-454B | 650
218524389 | CHAMPION HEATING AND COOLING | HH860E2S11 | CTU60C5XGS2+TXV | TL9E080C16UH11 | Split System | 44500 | 18 | 9 | 2 | R-454B | 650
218524117 | CHAMPION HEATING AND COOLING | HH860E2S11 | CTU60C5XGS2+TXV | Z9ET100C20SMPS1 | Split System | 44500 | 18 | 9 | 2 | R-454B | 650
218524385 | CHAMPION HEATING AND COOLING | HH860E2S11 | CTF60C5CGS2 | TL9E080C16UH11 | Split System | 44500 | 18 | 9 | 2 | R-454B | 650
218524113 | CHAMPION HEATING AND COOLING | HH860E2S11 | CTF60C5CGS2 | Z9ET100C20SMPS1 | Split System | 44500 | 18 | 9 | 2 | R-454B | 650
218524657 | CHAMPION HEATING AND COOLING | HH860E2S11 | CTM60C5CGS2 | TL9E080C16UH11 | Split System | 44500 | 18 | 9 | 2 | R-454B | 650
218524611 | CHAMPION HEATING AND COOLING | HH860E2S11 | CTM60C5CGS2 | Z9ET100C20SMPS1 | Split System | 45000 | 18 | 9 | 2 | R-454B | 650
218524205 | CHAMPION HEATING AND COOLING | HH860E2S11 | CTF60C5CGS2 | Z9ES100C16SMPS1 | Split System | 45500 | 18 | 9 | 2 | R-454B | 650
218524209 | CHAMPION HEATING AND COOLING | HH860E2S11 | CTU60C5XGS2+TXV | Z9ES100C16SMPS1 | Split System | 45500 | 18 | 9 | 2 | R-454B | 650
218520847 | CHAMPION HEATING AND COOLING | HH860E2S11 | CTF60D5CJS2 | Z9ES120D20SMPS1 | Split System | 53000 | 18 | 9 | 2 | R-454B | 650
218522346 | COLEMAN | HH836E2S11 | CTU48C5XFS2+TXV | TM9V100C16MP12 | Split System | 33200 | 18 | 9 | 2 | R-454B | 650
218522354 | COLEMAN | HH836E2S11 | CTU48C5XFS2+TXV | CP9C100C16MP13 | Split System | 33200 | 18 | 9 | 2 | R-454B | 650
218522350 | COLEMAN | HH836E2S11 | CTU48C5XFS2+TXV | TP9C100C16MP13 | Split System | 33200 | 18 | 9 | 2 | R-454B | 650
218522340 | COLEMAN | HH836E2S11 | CTF48C5CFS2 | TP9C100C16MP13 | Split System | 33200 | 18 | 9 | 2 | R-454B | 650
218522344 | COLEMAN | HH836E2S11 | CTF48C5CFS2 | CP9C100C16MP13 | Split System | 33200 | 18 | 9 | 2 | R-454B | 650
218522252 | COLEMAN | HH836E2S11 | CTF48C5CFS2 | TL8E080C16UH11 | Split System | 33200 | 18 | 9 | 2 | R-454B | 650
218522256 | COLEMAN | HH836E2S11 | CTU48C5XFS2+TXV | TL8E080C16UH11 | Split System | 33200 | 18 | 9 | 2 | R-454B | 650
218522428 | COLEMAN | HH836E2S11 | CTF48C5CFS2 | CP9C080C16MP13 | Split System | 33200 | 18 | 9 | 2 | R-454B | 650
218522430 | COLEMAN | HH836E2S11 | CTU48C5XFS2+TXV | TM9V080C16MP12 | Split System | 33200 | 18 | 9 | 2 | R-454B | 650
218522420 | COLEMAN | HH836E2S11 | CTF48C5CFS2 | TM9V080C16MP12 | Split System | 33200 | 18 | 9 | 2 | R-454B | 650
218522438 | COLEMAN | HH836E2S11 | CTU48C5XFS2+TXV | CP9C080C16MP13 | Split System | 33200 | 18 | 9 | 2 | R-454B | 650
218522424 | COLEMAN | HH836E2S11 | CTF48C5CFS2 | TP9C080C16MP13 | Split System | 33200 | 18 | 9 | 2 | R-454B | 650
218522434 | COLEMAN | HH836E2S11 | CTU48C5XFS2+TXV | TP9C080C16MP13 | Split System | 33200 | 18 | 9 | 2 | R-454B | 650
218522292 | COLEMAN | HH836E2S11 | CTU48C5XFS2+TXV | TL9E080C16UH11 | Split System | 33400 | 18 | 9 | 2 | R-454B | 650
218522192 | COLEMAN | HH836E2S11 | CTU48C5XFS2+TXV | TL8E100C20UH11 | Split System | 33400 | 18 | 9 | 2 | R-454B | 650
218522188 | COLEMAN | HH836E2S11 | CTF48C5CFS2 | TL8E100C20UH11 | Split System | 33400 | 18 | 9 | 2 | R-454B | 650
218522232 | COLEMAN | HH836E2S11 | CTU48C5XFS2+TXV | TM8V080C16MP12 | Split System | 33400 | 18 | 9 | 2 | R-454B | 650
218522228 | COLEMAN | HH836E2S11 | CTU48C5XFS2+TXV | TM8V100C16MP12 | Split System | 33400 | 18 | 9 | 2 | R-454B | 650
218521622 | COLEMAN | HH836E2S11 | CTM48C5CFS2 | TL9E080C16UH11 | Split System | 33400 | 18 | 9 | 2 | R-454B | 650
218522224 | COLEMAN | HH836E2S11 | CTF48C5CFS2 | TM8V080C16MP12 | Split System | 33400 | 18 | 9 | 2 | R-454B | 650
218522264 | COLEMAN | HH836E2S11 | CTU48C5XFS2+TXV | TL9E100C20UH11 | Split System | 34000 | 18 | 9 | 2 | R-454B | 650
218521732 | COLEMAN | HH836E2S11 | CTM48C5CFS2 | TL9E100C20UH11 | Split System | 34000 | 18 | 9 | 2 | R-454B | 650
218522260 | COLEMAN | HH836E2S11 | CTF48C5CFS2 | TL9E100C20UH11 | Split System | 34000 | 18 | 9 | 2 | R-454B | 650
218522216 | COLEMAN | HH836E2S11 | CTU48C5XFS2+TXV | Z9ES080C20SMPS1 | Split System | 34200 | 18 | 9 | 2 | R-454B | 650
218522212 | COLEMAN | HH836E2S11 | CTF48C5CFS2 | Z9ES080C20SMPS1 | Split System | 34200 | 18 | 9 | 2 | R-454B | 650
218522276 | COLEMAN | HH836E2S11 | CTF48C5CFS2 | CP9C100C20MP13 | Split System | 34200 | 18 | 9 | 2 | R-454B | 650
218522268 | COLEMAN | HH836E2S11 | CTF48C5CFS2 | TM9V100C20MP12 | Split System | 34200 | 18 | 9 | 2 | R-454B | 650
218522278 | COLEMAN | HH836E2S11 | CTU48C5XFS2+TXV | TM9V100C20MP12 | Split System | 34200 | 18 | 9 | 2 | R-454B | 650
218522282 | COLEMAN | HH836E2S11 | CTU48C5XFS2+TXV | TP9C100C20MP13 | Split System | 34200 | 18 | 9 | 2 | R-454B | 650
218522272 | COLEMAN | HH836E2S11 | CTF48C5CFS2 | TP9C100C20MP13 | Split System | 34200 | 18 | 9 | 2 | R-454B | 650
218522460 | COLEMAN | HH836E2S11 | CTU48C5XFS2+TXV | Z9ES100C16SMPS1 | Split System | 35000 | 18 | 9 | 2 | R-454B | 650
218521764 | COLEMAN | HH836E2S11 | CTM48C5CFS2 | Z9ES100C16SMPS1 | Split System | 35000 | 18 | 9 | 2 | R-454B | 650
218524598 | COLEMAN | HH860E2S11 | CTM60C5CGS2 | CP9C080C16MP13 | Split System | 43500 | 18 | 9 | 2 | R-454B | 650
218524590 | COLEMAN | HH860E2S11 | CTM60C5CGS2 | TM9V080C16MP12 | Split System | 43500 | 18 | 9 | 2 | R-454B | 650
218524226 | COLEMAN | HH860E2S11 | CTF60C5CGS2 | TM9V100C20MP12 | Split System | 44000 | 18 | 9 | 2 | R-454B | 650
218524230 | COLEMAN | HH860E2S11 | CTF60C5CGS2 | TP9C100C20MP13 | Split System | 44000 | 18 | 9 | 2 | R-454B | 650
218524234 | COLEMAN | HH860E2S11 | CTF60C5CGS2 | CP9C100C20MP13 | Split System | 44000 | 18 | 9 | 2 | R-454B | 650
218524236 | COLEMAN | HH860E2S11 | CTU60C5XGS2+TXV | TM9V100C20MP12 | Split System | 44000 | 18 | 9 | 2 | R-454B | 650
218524600 | COLEMAN | HH860E2S11 | CTM60C5CGS2 | Z9ET080C16SMPS1 | Split System | 44000 | 18 | 9 | 2 | R-454B | 650
218524118 | COLEMAN | HH860E2S11 | CTF60C5CGS2 | Z9ET080C16SMPS1 | Split System | 44000 | 18 | 9 | 2 | R-454B | 650
218524122 | COLEMAN | HH860E2S11 | CTU60C5XGS2+TXV | Z9ET080C16SMPS1 | Split System | 44000 | 18 | 9 | 2 | R-454B | 650
218524240 | COLEMAN | HH860E2S11 | CTU60C5XGS2+TXV | TP9C100C20MP13 | Split System | 44000 | 18 | 9 | 2 | R-454B | 650
218524244 | COLEMAN | HH860E2S11 | CTU60C5XGS2+TXV | CP9C100C20MP13 | Split System | 44000 | 18 | 9 | 2 | R-454B | 650
218524366 | COLEMAN | HH860E2S11 | CTF60C5CGS2 | TM8V120C20MP12 | Split System | 44500 | 18 | 9 | 2 | R-454B | 650
218524370 | COLEMAN | HH860E2S11 | CTF60C5CGS2 | TM8V100C20MP12 | Split System | 44500 | 18 | 9 | 2 | R-454B | 650
218524374 | COLEMAN | HH860E2S11 | CTU60C5XGS2+TXV | TM8V120C20MP12 | Split System | 44500 | 18 | 9 | 2 | R-454B | 650
218524378 | COLEMAN | HH860E2S11 | CTU60C5XGS2+TXV | TM8V100C20MP12 | Split System | 44500 | 18 | 9 | 2 | R-454B | 650
218524386 | COLEMAN | HH860E2S11 | CTU60C5XGS2+TXV | TL9E080C16UH11 | Split System | 44500 | 18 | 9 | 2 | R-454B | 650
218524382 | COLEMAN | HH860E2S11 | CTF60C5CGS2 | TL9E080C16UH11 | Split System | 44500 | 18 | 9 | 2 | R-454B | 650
218524110 | COLEMAN | HH860E2S11 | CTF60C5CGS2 | Z9ET100C20SMPS1 | Split System | 44500 | 18 | 9 | 2 | R-454B | 650
218524114 | COLEMAN | HH860E2S11 | CTU60C5XGS2+TXV | Z9ET100C20SMPS1 | Split System | 44500 | 18 | 9 | 2 | R-454B | 650
218524654 | COLEMAN | HH860E2S11 | CTM60C5CGS2 | TL9E080C16UH11 | Split System | 44500 | 18 | 9 | 2 | R-454B | 650
218524608 | COLEMAN | HH860E2S11 | CTM60C5CGS2 | Z9ET100C20SMPS1 | Split System | 45000 | 18 | 9 | 2 | R-454B | 650
218524202 | COLEMAN | HH860E2S11 | CTF60C5CGS2 | Z9ES100C16SMPS1 | Split System | 45500 | 18 | 9 | 2 | R-454B | 650
218524206 | COLEMAN | HH860E2S11 | CTU60C5XGS2+TXV | Z9ES100C16SMPS1 | Split System | 45500 | 18 | 9 | 2 | R-454B | 650
218520844 | COLEMAN | HH860E2S11 | CTF60D5CJS2 | Z9ES120D20SMPS1 | Split System | 53000 | 18 | 9 | 2 | R-454B | 650
218522348 | FRASER-JOHNSTON | HH836E2S11 | CTU48C5XFS2+TXV | TM9V100C16MP12 | Split System | 33200 | 18 | 9 | 2 | R-454B | 650
218522352 | FRASER-JOHNSTON | HH836E2S11 | CTU48C5XFS2+TXV | TP9C100C16MP13 | Split System | 33200 | 18 | 9 | 2 | R-454B | 650
218522342 | FRASER-JOHNSTON | HH836E2S11 | CTF48C5CFS2 | TP9C100C16MP13 | Split System | 33200 | 18 | 9 | 2 | R-454B | 650
218522254 | FRASER-JOHNSTON | HH836E2S11 | CTF48C5CFS2 | TL8E080C16UH11 | Split System | 33200 | 18 | 9 | 2 | R-454B | 650
218522258 | FRASER-JOHNSTON | HH836E2S11 | CTU48C5XFS2+TXV | TL8E080C16UH11 | Split System | 33200 | 18 | 9 | 2 | R-454B | 650
218522426 | FRASER-JOHNSTON | HH836E2S11 | CTF48C5CFS2 | TP9C080C16MP13 | Split System | 33200 | 18 | 9 | 2 | R-454B | 650
218522432 | FRASER-JOHNSTON | HH836E2S11 | CTU48C5XFS2+TXV | TM9V080C16MP12 | Split System | 33200 | 18 | 9 | 2 | R-454B | 650
218522436 | FRASER-JOHNSTON | HH836E2S11 | CTU48C5XFS2+TXV | TP9C080C16MP13 | Split System | 33200 | 18 | 9 | 2 | R-454B | 650
218522422 | FRASER-JOHNSTON | HH836E2S11 | CTF48C5CFS2 | TM9V080C16MP12 | Split System | 33200 | 18 | 9 | 2 | R-454B | 650
218522290 | FRASER-JOHNSTON | HH836E2S11 | CTF48C5CFS2 | TL9E080C16UH11 | Split System | 33400 | 18 | 9 | 2 | R-454B | 650
218522194 | FRASER-JOHNSTON | HH836E2S11 | CTU48C5XFS2+TXV | TL8E100C20UH11 | Split System | 33400 | 18 | 9 | 2 | R-454B | 650
218522294 | FRASER-JOHNSTON | HH836E2S11 | CTU48C5XFS2+TXV | TL9E080C16UH11 | Split System | 33400 | 18 | 9 | 2 | R-454B | 650
218522190 | FRASER-JOHNSTON | HH836E2S11 | CTF48C5CFS2 | TL8E100C20UH11 | Split System | 33400 | 18 | 9 | 2 | R-454B | 650
218522234 | FRASER-JOHNSTON | HH836E2S11 | CTU48C5XFS2+TXV | TM8V080C16MP12 | Split System | 33400 | 18 | 9 | 2 | R-454B | 650
218522226 | FRASER-JOHNSTON | HH836E2S11 | CTF48C5CFS2 | TM8V080C16MP12 | Split System | 33400 | 18 | 9 | 2 | R-454B | 650
218522222 | FRASER-JOHNSTON | HH836E2S11 | CTF48C5CFS2 | TM8V100C16MP12 | Split System | 33400 | 18 | 9 | 2 | R-454B | 650
218522230 | FRASER-JOHNSTON | HH836E2S11 | CTU48C5XFS2+TXV | TM8V100C16MP12 | Split System | 33400 | 18 | 9 | 2 | R-454B | 650
218521624 | FRASER-JOHNSTON | HH836E2S11 | CTM48C5CFS2 | TL9E080C16UH11 | Split System | 33400 | 18 | 9 | 2 | R-454B | 650
218522262 | FRASER-JOHNSTON | HH836E2S11 | CTF48C5CFS2 | TL9E100C20UH11 | Split System | 34000 | 18 | 9 | 2 | R-454B | 650
218522266 | FRASER-JOHNSTON | HH836E2S11 | CTU48C5XFS2+TXV | TL9E100C20UH11 | Split System | 34000 | 18 | 9 | 2 | R-454B | 650
218521734 | FRASER-JOHNSTON | HH836E2S11 | CTM48C5CFS2 | TL9E100C20UH11 | Split System | 34000 | 18 | 9 | 2 | R-454B | 650
218522218 | FRASER-JOHNSTON | HH836E2S11 | CTU48C5XFS2+TXV | Z9ES080C20SMPS1 | Split System | 34200 | 18 | 9 | 2 | R-454B | 650
218522214 | FRASER-JOHNSTON | HH836E2S11 | CTF48C5CFS2 | Z9ES080C20SMPS1 | Split System | 34200 | 18 | 9 | 2 | R-454B | 650
218522280 | FRASER-JOHNSTON | HH836E2S11 | CTU48C5XFS2+TXV | TM9V100C20MP12 | Split System | 34200 | 18 | 9 | 2 | R-454B | 650
218522274 | FRASER-JOHNSTON | HH836E2S11 | CTF48C5CFS2 | TP9C100C20MP13 | Split System | 34200 | 18 | 9 | 2 | R-454B | 650
218522284 | FRASER-JOHNSTON | HH836E2S11 | CTU48C5XFS2+TXV | TP9C100C20MP13 | Split System | 34200 | 18 | 9 | 2 | R-454B | 650
218522270 | FRASER-JOHNSTON | HH836E2S11 | CTF48C5CFS2 | TM9V100C20MP12 | Split System | 34200 | 18 | 9 | 2 | R-454B | 650
218522458 | FRASER-JOHNSTON | HH836E2S11 | CTF48C5CFS2 | Z9ES100C16SMPS1 | Split System | 35000 | 18 | 9 | 2 | R-454B | 650
218522462 | FRASER-JOHNSTON | HH836E2S11 | CTU48C5XFS2+TXV | Z9ES100C16SMPS1 | Split System | 35000 | 18 | 9 | 2 | R-454B | 650
218521766 | FRASER-JOHNSTON | HH836E2S11 | CTM48C5CFS2 | Z9ES100C16SMPS1 | Split System | 35000 | 18 | 9 | 2 | R-454B | 650
218524592 | FRASER-JOHNSTON | HH860E2S11 | CTM60C5CGS2 | TM9V080C16MP12 | Split System | 43500 | 18 | 9 | 2 | R-454B | 650
218524596 | FRASER-JOHNSTON | HH860E2S11 | CTM60C5CGS2 | TP9C080C16MP13 | Split System | 43500 | 18 | 9 | 2 | R-454B | 650
218524228 | FRASER-JOHNSTON | HH860E2S11 | CTF60C5CGS2 | TM9V100C20MP12 | Split System | 44000 | 18 | 9 | 2 | R-454B | 650
218524602 | FRASER-JOHNSTON | HH860E2S11 | CTM60C5CGS2 | Z9ET080C16SMPS1 | Split System | 44000 | 18 | 9 | 2 | R-454B | 650
218524124 | FRASER-JOHNSTON | HH860E2S11 | CTU60C5XGS2+TXV | Z9ET080C16SMPS1 | Split System | 44000 | 18 | 9 | 2 | R-454B | 650
218524232 | FRASER-JOHNSTON | HH860E2S11 | CTF60C5CGS2 | TP9C100C20MP13 | Split System | 44000 | 18 | 9 | 2 | R-454B | 650
218524238 | FRASER-JOHNSTON | HH860E2S11 | CTU60C5XGS2+TXV | TM9V100C20MP12 | Split System | 44000 | 18 | 9 | 2 | R-454B | 650
218524120 | FRASER-JOHNSTON | HH860E2S11 | CTF60C5CGS2 | Z9ET080C16SMPS1 | Split System | 44000 | 18 | 9 | 2 | R-454B | 650
218524242 | FRASER-JOHNSTON | HH860E2S11 | CTU60C5XGS2+TXV | TP9C100C20MP13 | Split System | 44000 | 18 | 9 | 2 | R-454B | 650
218524372 | FRASER-JOHNSTON | HH860E2S11 | CTF60C5CGS2 | TM8V100C20MP12 | Split System | 44500 | 18 | 9 | 2 | R-454B | 650
218524368 | FRASER-JOHNSTON | HH860E2S11 | CTF60C5CGS2 | TM8V120C20MP12 | Split System | 44500 | 18 | 9 | 2 | R-454B | 650
218524380 | FRASER-JOHNSTON | HH860E2S11 | CTU60C5XGS2+TXV | TM8V100C20MP12 | Split System | 44500 | 18 | 9 | 2 | R-454B | 650
218524116 | FRASER-JOHNSTON | HH860E2S11 | CTU60C5XGS2+TXV | Z9ET100C20SMPS1 | Split System | 44500 | 18 | 9 | 2 | R-454B | 650
218524384 | FRASER-JOHNSTON | HH860E2S11 | CTF60C5CGS2 | TL9E080C16UH11 | Split System | 44500 | 18 | 9 | 2 | R-454B | 650
218524388 | FRASER-JOHNSTON | HH860E2S11 | CTU60C5XGS2+TXV | TL9E080C16UH11 | Split System | 44500 | 18 | 9 | 2 | R-454B | 650
218524112 | FRASER-JOHNSTON | HH860E2S11 | CTF60C5CGS2 | Z9ET100C20SMPS1 | Split System | 44500 | 18 | 9 | 2 | R-454B | 650
218524656 | FRASER-JOHNSTON | HH860E2S11 | CTM60C5CGS2 | TL9E080C16UH11 | Split System | 44500 | 18 | 9 | 2 | R-454B | 650
218524610 | FRASER-JOHNSTON | HH860E2S11 | CTM60C5CGS2 | Z9ET100C20SMPS1 | Split System | 45000 | 18 | 9 | 2 | R-454B | 650
218524208 | FRASER-JOHNSTON | HH860E2S11 | CTU60C5XGS2+TXV | Z9ES100C16SMPS1 | Split System | 45500 | 18 | 9 | 2 | R-454B | 650
218524204 | FRASER-JOHNSTON | HH860E2S11 | CTF60C5CGS2 | Z9ES100C16SMPS1 | Split System | 45500 | 18 | 9 | 2 | R-454B | 650
218520846 | FRASER-JOHNSTON | HH860E2S11 | CTF60D5CJS2 | Z9ES120D20SMPS1 | Split System | 53000 | 18 | 9 | 2 | R-454B | 650
218600122 | KENMORE | HH836E2S11* | CTU48C5XFS2+TXV | Z9ES080C20SMPS1* | Split System | 34200 | 18 | 9 | 2 | R-454B | 650
218600378 | KENMORE | HH860E2S11* | CTU60C5XGS2+TXV | Z9ET080C16SMPS1 | Split System | 44000 | 18 | 9 | 2 | R-454B | 650
218600376 | KENMORE | HH860E2S11* | CTF60C5CGS2 | Z9ET100C20SMPS1 | Split System | 44500 | 18 | 9 | 2 | R-454B | 650
218600377 | KENMORE | HH860E2S11* | CTU60C5XGS2+TXV | Z9ET100C20SMPS1 | Split System | 44500 | 18 | 9 | 2 | R-454B | 650
218600453 | KENMORE | HH860E2S11* | CTM60C5CGS2 | Z9ET100C20SMPS1 | Split System | 45000 | 18 | 9 | 2 | R-454B | 650
218600386 | KENMORE | HH860E2S11* | CTU60C5XGS2+TXV | Z9ES100C16SMPS1* | Split System | 45500 | 18 | 9 | 2 | R-454B | 650
218599877 | KENMORE | HH860E2S11* | CTF60D5CJS2 | Z9ES120D20SMPS1* | Split System | 53000 | 18 | 9 | 2 | R-454B | 650
218522337 | LUXAIRE | HH836E2S11 | CTF48C5CFS2 | TM9V100C16MP12 | Split System | 33200 | 18 | 9 | 2 | R-454B | 650
218522355 | LUXAIRE | HH836E2S11 | CTU48C5XFS2+TXV | LP9C100C16MP13 | Split System | 33200 | 18 | 9 | 2 | R-454B | 650
218522345 | LUXAIRE | HH836E2S11 | CTF48C5CFS2 | LP9C100C16MP13 | Split System | 33200 | 18 | 9 | 2 | R-454B | 650
218522351 | LUXAIRE | HH836E2S11 | CTU48C5XFS2+TXV | TP9C100C16MP13 | Split System | 33200 | 18 | 9 | 2 | R-454B | 650
218522341 | LUXAIRE | HH836E2S11 | CTF48C5CFS2 | TP9C100C16MP13 | Split System | 33200 | 18 | 9 | 2 | R-454B | 650
218522347 | LUXAIRE | HH836E2S11 | CTU48C5XFS2+TXV | TM9V100C16MP12 | Split System | 33200 | 18 | 9 | 2 | R-454B | 650
218522257 | LUXAIRE | HH836E2S11 | CTU48C5XFS2+TXV | TL8E080C16UH11 | Split System | 33200 | 18 | 9 | 2 | R-454B | 650
218522253 | LUXAIRE | HH836E2S11 | CTF48C5CFS2 | TL8E080C16UH11 | Split System | 33200 | 18 | 9 | 2 | R-454B | 650
218522439 | LUXAIRE | HH836E2S11 | CTU48C5XFS2+TXV | LP9C080C16MP13 | Split System | 33200 | 18 | 9 | 2 | R-454B | 650
218522429 | LUXAIRE | HH836E2S11 | CTF48C5CFS2 | LP9C080C16MP13 | Split System | 33200 | 18 | 9 | 2 | R-454B | 650
218522435 | LUXAIRE | HH836E2S11 | CTU48C5XFS2+TXV | TP9C080C16MP13 | Split System | 33200 | 18 | 9 | 2 | R-454B | 650
218522431 | LUXAIRE | HH836E2S11 | CTU48C5XFS2+TXV | TM9V080C16MP12 | Split System | 33200 | 18 | 9 | 2 | R-454B | 650
218522425 | LUXAIRE | HH836E2S11 | CTF48C5CFS2 | TP9C080C16MP13 | Split System | 33200 | 18 | 9 | 2 | R-454B | 650
218522421 | LUXAIRE | HH836E2S11 | CTF48C5CFS2 | TM9V080C16MP12 | Split System | 33200 | 18 | 9 | 2 | R-454B | 650
218522293 | LUXAIRE | HH836E2S11 | CTU48C5XFS2+TXV | TL9E080C16UH11 | Split System | 33400 | 18 | 9 | 2 | R-454B | 650
218522289 | LUXAIRE | HH836E2S11 | CTF48C5CFS2 | TL9E080C16UH11 | Split System | 33400 | 18 | 9 | 2 | R-454B | 650
218522193 | LUXAIRE | HH836E2S11 | CTU48C5XFS2+TXV | TL8E100C20UH11 | Split System | 33400 | 18 | 9 | 2 | R-454B | 650
218522189 | LUXAIRE | HH836E2S11 | CTF48C5CFS2 | TL8E100C20UH11 | Split System | 33400 | 18 | 9 | 2 | R-454B | 650
218522225 | LUXAIRE | HH836E2S11 | CTF48C5CFS2 | TM8V080C16MP12 | Split System | 33400 | 18 | 9 | 2 | R-454B | 650
218522233 | LUXAIRE | HH836E2S11 | CTU48C5XFS2+TXV | TM8V080C16MP12 | Split System | 33400 | 18 | 9 | 2 | R-454B | 650
218521623 | LUXAIRE | HH836E2S11 | CTM48C5CFS2 | TL9E080C16UH11 | Split System | 33400 | 18 | 9 | 2 | R-454B | 650
218522221 | LUXAIRE | HH836E2S11 | CTF48C5CFS2 | TM8V100C16MP12 | Split System | 33400 | 18 | 9 | 2 | R-454B | 650
218522229 | LUXAIRE | HH836E2S11 | CTU48C5XFS2+TXV | TM8V100C16MP12 | Split System | 33400 | 18 | 9 | 2 | R-454B | 650
218522265 | LUXAIRE | HH836E2S11 | CTU48C5XFS2+TXV | TL9E100C20UH11 | Split System | 34000 | 18 | 9 | 2 | R-454B | 650
218522261 | LUXAIRE | HH836E2S11 | CTF48C5CFS2 | TL9E100C20UH11 | Split System | 34000 | 18 | 9 | 2 | R-454B | 650
218521733 | LUXAIRE | HH836E2S11 | CTM48C5CFS2 | TL9E100C20UH11 | Split System | 34000 | 18 | 9 | 2 | R-454B | 650
218522213 | LUXAIRE | HH836E2S11 | CTF48C5CFS2 | Z9ES080C20SMPS1 | Split System | 34200 | 18 | 9 | 2 | R-454B | 650
218522217 | LUXAIRE | HH836E2S11 | CTU48C5XFS2+TXV | Z9ES080C20SMPS1 | Split System | 34200 | 18 | 9 | 2 | R-454B | 650
218522279 | LUXAIRE | HH836E2S11 | CTU48C5XFS2+TXV | TM9V100C20MP12 | Split System | 34200 | 18 | 9 | 2 | R-454B | 650
218522287 | LUXAIRE | HH836E2S11 | CTU48C5XFS2+TXV | LP9C100C20MP13 | Split System | 34200 | 18 | 9 | 2 | R-454B | 650
218522283 | LUXAIRE | HH836E2S11 | CTU48C5XFS2+TXV | TP9C100C20MP13 | Split System | 34200 | 18 | 9 | 2 | R-454B | 650
218522277 | LUXAIRE | HH836E2S11 | CTF48C5CFS2 | LP9C100C20MP13 | Split System | 34200 | 18 | 9 | 2 | R-454B | 650
218522269 | LUXAIRE | HH836E2S11 | CTF48C5CFS2 | TM9V100C20MP12 | Split System | 34200 | 18 | 9 | 2 | R-454B | 650
218156634 | GE Appliances | NS18H24HA5*** | HE33*36+TXV+TD |  | Split System | 24000 | 15.8 | 8.5 | 1.8 | R-454B | 650
218350267 | SAMSUNG | AC036FCUPCG | CV362**A+TXV+TD |  | Split System | 34000 | 16 | 8.5 | 1.8 | R-454B | 650
218445338 | ARMSTRONG AIR | A7SCP18V24P-**A | (H,A,D)P42*36+TXV+TD |  | Split System | 23800 | 16 | 8.85 | 1.78 | R-454B | 650
218632705 | FRIEDRICH | FPHFR36A3D | M36E35*+TXV+TD |  | Split System | 34200 | 15.2 | 9 | 1.9 | R-454B | 650
218632707 | FRIEDRICH | FPHFR36A3D | M36E58*+TXV+TD |  | Split System | 34200 | 15.2 | 9 | 1.9 | R-454B | 650
218338645 | FRIEDRICH | FPHFR36A3D | (H,R)G81*36+TXV+TD |  | Split System | 36000 | 15.2 | 9 | 1.9 | R-454B | 650
218338650 | FRIEDRICH | FPHFR36A3D | (H,R)G82*36+TXV+TD |  | Split System | 36000 | 15.2 | 9 | 1.9 | R-454B | 650
218338641 | FRIEDRICH | FPHFR36A3D | (H,R)G48*36+TXV+TD |  | Split System | 36000 | 15.2 | 9 | 1.9 | R-454B | 650
218338636 | FRIEDRICH | FPHFR36A3D | (H,R)G37*36+TXV+TD |  | Split System | 36000 | 15.2 | 9 | 1.9 | R-454B | 650
218619190 | HISENSE | AUW-36U3TW1(JCH) | HE1K*36+TXV+TD |  | Split System | 35800 | 15.2 | 9 | 1.9 | R-454B | 650
218619192 | HISENSE | AUW-36U3TW1(JCH) | HE1K*36+TXV+AEFE4B* |  | Split System | 36000 | 15.2 | 9 | 1.9 | R-454B | 650
218619195 | HISENSE | AUW-36U3TW1(JCH) | HG81*36+TXV+AEFE4B* |  | Split System | 36000 | 15.2 | 9 | 1.9 | R-454B | 650
218619196 | HISENSE | AUW-36U3TW1(JCH) | HG81*36+TXV+AEFE3A* |  | Split System | 36000 | 15.2 | 9 | 1.9 | R-454B | 650
218619191 | HISENSE | AUW-36U3TW1(JCH) | HG81*36+TXV+TD |  | Split System | 36000 | 15.2 | 9 | 1.9 | R-454B | 650
218571798 | AIRQUEST | D5CUHAH18AAK | M24G22*+TXV+TD |  | Split System | 17100 | 16 | 9 | 1.98 | R-454B | 650
218445340 | ARMSTRONG AIR | A7SCP18V24P-**A | (H,A,D)P15*36+TXV+TD |  | Split System | 24000 | 16 | 9 | 1.8 | R-454B | 650
218445343 | ARMSTRONG AIR | A7SCP18V24P-**A | (H,A,D)P16*36+TXV+TD |  | Split System | 24000 | 16 | 9 | 1.8 | R-454B | 650
218445344 | ARMSTRONG AIR | A7SCP18V24P-**A | (H,A,D)P44*36+TXV+TD |  | Split System | 24000 | 16 | 9 | 1.8 | R-454B | 650
218445339 | ARMSTRONG AIR | A7SCP18V24P-**A | (H,A,D)P14*36+TXV+TD |  | Split System | 24000 | 16 | 9 | 1.8 | R-454B | 650
218571789 | AIRQUEST | D5CUHAH18AAK | M24E30*+TXV+TD |  | Split System | 17100 | 16 | 9.1 | 1.98 | R-454B | 650
218352812 | AIRQUEST | D5CUHAH18AAK | (H,G)G30*24+TXV+TD |  | Split System | 18000 | 16 | 9.1 | 1.98 | R-454B | 650
218352826 | AIRQUEST | D5CUHAH18AAK | (H,G)G30*24+TXV+TD |  | Split System | 18000 | 16 | 9.1 | 1.98 | R-454B | 650
218350252 | AIRQUEST | D5CUHAH18AAK | (H,G)G30*24+TXV+TD |  | Split System | 18000 | 16 | 9.1 | 1.98 | R-454B | 650
218571795 | CARRIER | 37MUHAQ18AA3 | M24E30*+TXV+TD |  | Split System | 17100 | 16 | 9.1 | 1.98 | R-454B | 650
218363934 | CARRIER | 37MUHAQ18AA3 | (H,P)G30*24+TXV+TD |  | Split System | 18000 | 16 | 9.1 | 1.98 | R-454B | 650
218571793 | CARRIER | 37MUHAQ30AA3 | M36E32*+TXV+TD |  | Split System | 27200 | 15.2 | 9.15 | 1.78 | R-454B | 650
218394879 | AIRQUEST | D5CUHAH24AAK | (H,G)E31*30+TXV+TD |  | Split System | 24000 | 16 | 9.2 | 1.76 | R-454B | 650
218363940 | AIRQUEST | D5CUHAH24AAK | (H,G)G31*30+TXV+TD |  | Split System | 24000 | 16 | 9.2 | 1.76 | R-454B | 650
218363936 | CARRIER | 37MUHAQ18AA3 | (H,P)G31*30+TXV+TD |  | Split System | 24000 | 16 | 9.2 | 1.76 | R-454B | 650
218394877 | AIRQUEST | D5CUHAH18AAK | (H,G)E31*30+TXV+TD |  | Split System | 18000 | 16 | 9.2 | 2 | R-454B | 650
218363939 | AIRQUEST | D5CUHAH18AAK | (H,G)G31*30+TXV+TD |  | Split System | 18000 | 16 | 9.2 | 2 | R-454B | 650
218363932 | CARRIER | 37MUHAQ18AA3 | (H,P)G31*30+TXV+TD |  | Split System | 18000 | 16 | 9.2 | 2 | R-454B | 650
218352832 | AIRQUEST | D5CUHAH30AAK | (H,G)G7J*36+TXV+TD |  | Split System | 28400 | 15.2 | 9.3 | 1.8 | R-454B | 650
218352818 | AIRQUEST | D5CUHAH30AAK | (H,G)G7J*36+TXV+TD |  | Split System | 28400 | 15.2 | 9.3 | 1.8 | R-454B | 650
218571790 | AIRQUEST | D5CUHAH24AAK | M36E32*+TXV+TD |  | Split System | 23200 | 16 | 9.4 | 1.78 | R-454B | 650
218571796 | CARRIER | 37MUHAQ24AA3 | M36E32*+TXV+TD |  | Split System | 23200 | 16 | 9.4 | 1.78 | R-454B | 650
218571788 | AIRQUEST | D5CUHAH18AAK | M36E32*+TXV+TD |  | Split System | 17100 | 16 | 9.4 | 2.04 | R-454B | 650
218571794 | CARRIER | 37MUHAQ18AA3 | M36E32*+TXV+TD |  | Split System | 17100 | 16 | 9.4 | 2.04 | R-454B | 650
218471350 | TEMPSTAR | D5CUHAH18AAK | M36G32*+TXV+TD |  | Split System | 17100 | 16 | 9.4 | 2.04 | R-454B | 650
218471356 | TEMPSTAR | D5CUHAH30AAK | M36G34*+TXV+TD |  | Split System | 28200 | 16 | 9.45 | 1.82 | R-454B | 650
218350256 | AIRQUEST | D5CUHAH24AAK | (H,G)G7J*36+TXV+TD |  | Split System | 24000 | 16 | 9.5 | 1.8 | R-454B | 650
218352828 | AIRQUEST | D5CUHAH24AAK | (H,G)G35*36+TXV+TD |  | Split System | 24000 | 16 | 9.5 | 1.8 | R-454B | 650
218352830 | AIRQUEST | D5CUHAH24AAK | (H,G)G7J*36+TXV+TD |  | Split System | 24000 | 16 | 9.5 | 1.8 | R-454B | 650
218352814 | AIRQUEST | D5CUHAH24AAK | (H,G)G35*36+TXV+TD |  | Split System | 24000 | 16 | 9.5 | 1.8 | R-454B | 650
218352816 | AIRQUEST | D5CUHAH24AAK | (H,G)G7J*36+TXV+TD |  | Split System | 24000 | 16 | 9.5 | 1.8 | R-454B | 650
218363937 | CARRIER | 37MUHAQ18AA3 | (H,P)G35*36+TXV+TD |  | Split System | 24000 | 16 | 9.5 | 1.8 | R-454B | 650
218125051 | COMFORT-AIRE | A-VXP24SA-1 | (H,A,D)73A*24+TXV+TD |  | Split System | 24000 | 16 | 9.5 | 1.8 | R-454B | 650
218352813 | AIRQUEST | D5CUHAH18AAK | (H,G)G7J*36+TXV+TD |  | Split System | 18000 | 16 | 9.5 | 2.06 | R-454B | 650
218352825 | AIRQUEST | D5CUHAH18AAK | (H,G)G35*36+TXV+TD |  | Split System | 18000 | 16 | 9.5 | 2.06 | R-454B | 650
218350253 | AIRQUEST | D5CUHAH18AAK | (H,G)G7J*36+TXV+TD |  | Split System | 18000 | 16 | 9.5 | 2.06 | R-454B | 650
218352811 | AIRQUEST | D5CUHAH18AAK | (H,G)G35*36+TXV+TD |  | Split System | 18000 | 16 | 9.5 | 2.06 | R-454B | 650
218352827 | AIRQUEST | D5CUHAH18AAK | (H,G)G7J*36+TXV+TD |  | Split System | 18000 | 16 | 9.5 | 2.06 | R-454B | 650
218350251 | AIRQUEST | D5CUHAH18AAK | (H,G)G35*36+TXV+TD |  | Split System | 18000 | 16 | 9.5 | 2.06 | R-454B | 650
218363933 | CARRIER | 37MUHAQ18AA3 | (H,P)G35*36+TXV+TD |  | Split System | 18000 | 16 | 9.5 | 2.06 | R-454B | 650
218363935 | CARRIER | 37MUHAQ18AA3 | (H,P)G7J*36+TXV+TD |  | Split System | 18000 | 16 | 9.5 | 2.06 | R-454B | 650
218350257 | AIRQUEST | D5CUHAH30AAK | (H,G)G35*36+TXV+TD |  | Split System | 29000 | 16 | 9.55 | 1.84 | R-454B | 650
218352831 | AIRQUEST | D5CUHAH30AAK | (H,G)G35*36+TXV+TD |  | Split System | 29000 | 16 | 9.55 | 1.84 | R-454B | 650
218352817 | AIRQUEST | D5CUHAH30AAK | (H,G)G35*36+TXV+TD |  | Split System | 29000 | 16 | 9.55 | 1.84 | R-454B | 650
218350259 | AIRQUEST | D5CUHAH30AAK | (H,G)G9J*36+TXV+TD |  | Split System | 29000 | 16 | 9.6 | 1.85 | R-454B | 650
218352833 | AIRQUEST | D5CUHAH30AAK | (H,G)G9J*36+TXV+TD |  | Split System | 29000 | 16 | 9.6 | 1.85 | R-454B | 650
218352819 | AIRQUEST | D5CUHAH30AAK | (H,G)G9J*36+TXV+TD |  | Split System | 29000 | 16 | 9.6 | 1.85 | R-454B | 650
218325289 | AMERICAN STANDARD | 5A6H7024A1 | 5AXAB007AS3+TDR |  | Split System | 23000 | 16 | 8.1 | 1.8 | R-454B | 650
218614988 | ACIQ | ACIQ-24-HPD | DM24E3J+TDR |  | Split System | 23000 | 15.2 | 8.1 | 2.82 | R-454B | 650
218461474 | CONCORD | 7HP19V36P-**A | DM36A3Z+TXV+TDR |  | Split System | 21600 | 15.5 | 8.1 | 2.49 | R-454B | 650
218324627 | AMERICAN STANDARD | 5A6H7024A1 | D(A,C,E)36C3J+TDR |  | Split System | 23000 | 16 | 8.1 | 1.8 | R-454B | 650
218324628 | TRANE | 5TWR7024A1 | D(A,C,E)36C3J+TDR |  | Split System | 23000 | 16 | 8.1 | 1.8 | R-454B | 650
218325236 | ZEPHYR | ZE-648HPA | D(A,C,E)49B3J+TDR |  | Split System | 45000 | 16.5 | 8.1 | 1.9 | R-454B | 650
218324631 | TRANE | 5TWX7036A1 | D(A,C,E)36C3J+TDR |  | Split System | 32400 | 15.5 | 8.2 | 1.9 | R-454B | 650
218324629 | TRANE | 5TWR7036A1 | D(A,C,E)36C3J+TDR |  | Split System | 32400 | 15.2 | 8.2 | 1.9 | R-454B | 650
218325234 | ZEPHYR | ZE-624HPA | D(A,C,E)31D2J+TDR |  | Split System | 22400 | 16 | 8.2 | 1.95 | R-454B | 650
218461485 | Voltas | VAUWR-48HCDR2 | D(A,C,E)49B3J+TDR |  | Split System | 45000 | 16.5 | 8.2 | 2.46 | R-454B | 650
218330873 | CARRIER | 37MUHAQ30AA3 | D(A,C,E)31A3J+TDR |  | Split System | 28000 | 15.2 | 8.5 | 2.46 | R-454B | 650
218361393 | COLEMAN | HH836E2S11 | CM36B3J+TDR |  | Split System | 31000 | 15.2 | 8.5 | 2.64 | R-454B | 650
215848363 | COLEMAN | HH824E2S11 | D(A,C,E)24C3K+TDR |  | Split System | 22400 | 15.2 | 8.5 | 2.7 | R-454B | 650
215848361 | COLEMAN | HH824E2S11 | C(A,C,D,E)24C3K+TDR |  | Split System | 22200 | 15.2 | 8.5 | 2.76 | R-454B | 650
218330872 | CARRIER | 37MUHAQ24AA3 | D(A,C,E)37A3J+TDR |  | Split System | 24000 | 16 | 9 | 2.95 | R-454B | 650
218325328 | TRANE | 5TWR7024A1 | 5AXAB007AS3+TDR |  | Split System | 23000 | 16 | 8.1 | 1.8 | R-454B | 650
218325376 | TRANE | 5TWX7036A1 | 5AXAB007AS3+TDR |  | Split System | 32400 | 15.5 | 8.2 | 1.9 | R-454B | 650
218432345 | AIRQUEST | D5CUHAH60AAK | (H,G)G48*60+TXV+TD |  | Split System | 47000 | 15.2 | 8.1 | 1.83 | R-454B | 650
218598031 | ARMSTRONG AIR | A7SCP18V36P-**A | M36E33*+TXV+TD |  | Split System | 32200 | 15.2 | 8.1 | 1.8 | R-454B | 650
218623197 | GE Appliances | NS18H36HA5*** | HG80*36+TXV+TD |  | Split System | 34000 | 15.2 | 8.1 | 1.8 | R-454B | 650
218156631 | GE Appliances | NS18H36HA5*** | HG33*36+TXV+TD |  | Split System | 33000 | 15.2 | 8.1 | 1.85 | R-454B | 650
218156632 | GE Appliances | NS18H36HA5*** | HE33*36+TXV+TD |  | Split System | 33000 | 15.2 | 8.1 | 1.85 | R-454B | 650
217969208 | TEMPSTAR | D5CUHAH60AAK | H,GG48*60+TXV+TD |  | Split System | 47000 | 15.2 | 8.1 | 1.83 | R-454B | 650
218088554 | FRIEDRICH | RD18AY36AJVC | H,RG35*36+TXV+TD |  | Split System | 31000 | 15.2 | 8.1 | 1.9 | R-454B | 650
218469062 | TEMPSTAR | N5H9V24*K*AAA* | A24VBA*+TXV+TD |  | Split System | 23000 | 16 | 8.1 | 1.8 | R-454B | 650
218598066 | ARMSTRONG AIR | A7CP21V24P-**A | M36E33*+TXV+TD |  | Split System | 22200 | 16 | 8.2 | 1.94 | R-454B | 650
218598070 | ARMSTRONG AIR | A7CP21V24P-**A | M36G58*+TXV+TD |  | Split System | 22200 | 16 | 8.2 | 1.94 | R-454B | 650
218598068 | ARMSTRONG AIR | A7CP21V24P-**A | M36G35*+TXV+TD |  | Split System | 22200 | 16 | 8.2 | 1.94 | R-454B | 650
218598067 | ARMSTRONG AIR | A7CP21V24P-**A | M36G34*+TXV+TD |  | Split System | 22200 | 16 | 8.2 | 1.94 | R-454B | 650
218598065 | ARMSTRONG AIR | A7CP21V24P-**A | M36G33*+TXV+TD |  | Split System | 22200 | 16 | 8.2 | 1.94 | R-454B | 650
218598069 | ARMSTRONG AIR | A7CP21V24P-**A | M36G36*+TXV+TD |  | Split System | 22200 | 16 | 8.2 | 1.94 | R-454B | 650
218623495 | HISENSE | AOH-36U3T24P | HG1K*36+TXV |  | Split System | 33600 | 16 | 8.2 | 1.8 | R-454B | 650
218623497 | HISENSE | AUWR-3624P | HG1K*36+TXV |  | Split System | 33600 | 16 | 8.2 | 1.8 | R-454B | 650
217959637 | HISENSE | AOH-36U3T24P | HG36*36+TXV+TD |  | Split System | 33800 | 16 | 8.2 | 1.8 | R-454B | 650
218598035 | ARMSTRONG AIR | A7SCP18V36P-**A | M36G58*+TXV+TD |  | Split System | 33200 | 15.2 | 8.35 | 1.78 | R-454B | 650
217959815 | CARRIER | 37MUHAQ48AA3 | H,PG84*60+TXV+TD |  | Split System | 45000 | 15.2 | 8.4 | 1.8 | R-454B | 650
218400657 | LENNOX | 37MUHAQ36AA3 | L*19/36U+TXV+TD |  | Split System | 33600 | 15.2 | 8.4 | 1.78 | R-454B | 650
218598036 | ARMSTRONG AIR | A7SCP18V36P-**A | M36E59*+TXV+TD |  | Split System | 33200 | 15.2 | 8.4 | 1.78 | R-454B | 650
218598033 | ARMSTRONG AIR | A7SCP18V36P-**A | M36E35*+TXV+TD |  | Split System | 32200 | 15.2 | 8.45 | 1.8 | R-454B | 650
218598032 | ARMSTRONG AIR | A7SCP18V36P-**A | M36G35*+TXV+TD |  | Split System | 32200 | 15.2 | 8.45 | 1.8 | R-454B | 650
218598060 | ARMSTRONG AIR | A7SCP18V60P-**A | M60G67*+TXV+TD |  | Split System | 46500 | 15.2 | 8.5 | 1.75 | R-454B | 650
218598061 | ARMSTRONG AIR | A7SCP18V60P-**A | M48E67*+TXV+TD |  | Split System | 46500 | 15.2 | 8.5 | 1.75 | R-454B | 650
218598062 | ARMSTRONG AIR | A7SCP18V60P-**A | M60E67*+TXV+TD |  | Split System | 46500 | 15.2 | 8.5 | 1.75 | R-454B | 650
218598059 | ARMSTRONG AIR | A7SCP18V60P-**A | M48G67*+TXV+TD |  | Split System | 46500 | 15.2 | 8.5 | 1.75 | R-454B | 650
218469073 | ARMSTRONG AIR | A7SCP18V60P-**A | (H,A,D)G51*60+TXV+TD |  | Split System | 48000 | 15.2 | 8.5 | 1.85 | R-454B | 650
218598056 | ARMSTRONG AIR | A7SCP18V60P-**A | M60G55*+TXV+TD |  | Split System | 49500 | 15.2 | 8.5 | 1.95 | R-454B | 650
217889381 | BRYANT | 37MUHAQ60AA3 | PL60H210P17*+TXV+TD |  | Split System | 52000 | 15.2 | 8.5 | 1.83 | R-454B | 650
218156629 | GE Appliances | NS18H60HA5*** | HG49*60+TXV+TD |  | Split System | 47500 | 15.2 | 8.5 | 1.84 | R-454B | 650
218156630 | GE Appliances | NS18H60HA5*** | HG50*60+TXV+TD |  | Split System | 48000 | 15.2 | 8.5 | 1.85 | R-454B | 650
218009947 | HAIER | 1U60T3PE*HE | HG48*48+TXV+TD |  | Split System | 47500 | 15.2 | 8.5 | 1.75 | R-454B | 650
218400877 | LENNOX | EL18KSLV-060-230A** | L*41/60Z+TXV+TD |  | Split System | 48000 | 15.2 | 8.5 | 1.85 | R-454B | 650
218400752 | LENNOX | EL18KSLV-060-230A** | L*41/60Z+TXV+TD |  | Split System | 48000 | 15.2 | 8.5 | 1.85 | R-454B | 650
218598034 | ARMSTRONG AIR | A7SCP18V36P-**A | M36E36*+TXV+TD |  | Split System | 33200 | 15.2 | 8.5 | 1.8 | R-454B | 650
218400658 | LENNOX | 37MUHAQ36AA3 | L*31/37U+TXV+TD |  | Split System | 34000 | 15.2 | 8.5 | 1.8 | R-454B | 650
218008315 | CHAMPION HEATING AND COOLING | HH824E2S11 | M36E33*+TXV+TD |  | Split System | 22200 | 15.2 | 8.5 | 2 | R-454B | 650
218405244 | CHAMPION HEATING AND COOLING | HH824E2S11 | (H,Y)G80*36+TXV+TD |  | Split System | 23000 | 15.2 | 8.5 | 2 | R-454B | 650
218405243 | CHAMPION HEATING AND COOLING | HH824E2S11 | (H,Y)G9J*36+TXV+TD |  | Split System | 23000 | 15.2 | 8.5 | 2 | R-454B | 650
218405242 | CHAMPION HEATING AND COOLING | HH824E2S11 | PL36H175P15*+TXV+TD |  | Split System | 23000 | 15.2 | 8.5 | 2 | R-454B | 650
218397006 | YORK | HH824E2S11 | M36E33*+TXV-BLEED+TD |  | Split System | 22200 | 15.2 | 8.5 | 2 | R-454B | 650
218156635 | GE Appliances | NS18H24HA5*** | HG7J*36+TXV+TD |  | Split System | 23800 | 15.8 | 8.5 | 1.8 | R-454B | 650
218156636 | GE Appliances | NS18H24HA5*** | HE7J*36+TXV+TD |  | Split System | 23800 | 15.8 | 8.5 | 1.8 | R-454B | 650
218156633 | GE Appliances | NS18H24HA5*** | HG33*36+TXV+TD |  | Split System | 24000 | 15.8 | 8.5 | 1.8 | R-454B | 650
218156637 | GE Appliances | NS18H24HA5*** | HE9J*30+TXV+TD |  | Split System | 24000 | 15.8 | 8.5 | 1.8 | R-454B | 650
217969248 | CARRIER | 37MURAQ24AA3 | H,PG31*30+TXV+TD |  | Split System | 24000 | 16 | 8.75 | 1.76 | R-454B | 650
217969304 | TEMPSTAR | D5CURAH24AAK | H,GG31*30+TXV+TD |  | Split System | 24000 | 16 | 8.75 | 1.76 | R-454B | 650
218598040 | ARMSTRONG AIR | A7SCP18V24P-**A | M36G24*+TXV+TD |  | Split System | 23200 | 15.2 | 8.75 | 1.76 | R-454B | 650
218598041 | ARMSTRONG AIR | A7SCP18V24P-**A | M24E24*+TXV+TD |  | Split System | 23200 | 15.2 | 8.75 | 1.76 | R-454B | 650
218598039 | ARMSTRONG AIR | A7SCP18V24P-**A | M24G24*+TXV+TD |  | Split System | 23200 | 15.2 | 8.75 | 1.76 | R-454B | 650
218598047 | ARMSTRONG AIR | A7SCP18V24P-**A | M30E32*+TXV+TD |  | Split System | 23200 | 16 | 8.8 | 1.78 | R-454B | 650
218598048 | ARMSTRONG AIR | A7SCP18V24P-**A | M36E32*+TXV+TD |  | Split System | 23200 | 16 | 8.8 | 1.78 | R-454B | 650
217969331 | CARRIER | 37MURAQ24AA3 | H,PG32*36+TXV+TD |  | Split System | 24000 | 16 | 8.9 | 1.78 | R-454B | 650
218471361 | TEMPSTAR | D5CURAH24AAK | M36G32*+TXV+TD |  | Split System | 23200 | 16 | 8.9 | 1.78 | R-454B | 650
217959771 | TEMPSTAR | D5CURAH24AAK | H,GG32*36+TXV+TD |  | Split System | 24000 | 16 | 8.9 | 1.78 | R-454B | 650
218400779 | CARRIER | 37MURAQ24AA3 | (V,C)36H***P42*+TXV+TD |  | Split System | 24000 | 16 | 8.95 | 1.8 | R-454B | 650
218400780 | CARRIER | 37MURAQ24AA3 | (V,C)36H142P42*+TXV+TD |  | Split System | 24000 | 16 | 8.95 | 1.8 | R-454B | 650
218400904 | CARRIER | 37MURAQ24AA3 | (V,C)36H***P42*+TXV+TD |  | Split System | 24000 | 16 | 8.95 | 1.8 | R-454B | 650
218400905 | CARRIER | 37MURAQ24AA3 | (V,C)36H142P42*+TXV+TD |  | Split System | 24000 | 16 | 8.95 | 1.8 | R-454B | 650
218598049 | ARMSTRONG AIR | A7SCP18V24P-**A | M36G33*+TXV+TD |  | Split System | 23200 | 16 | 8.95 | 1.8 | R-454B | 650
218598050 | ARMSTRONG AIR | A7SCP18V24P-**A | M36E33*+TXV+TD |  | Split System | 23200 | 16 | 8.95 | 1.8 | R-454B | 650
218598053 | ARMSTRONG AIR | A7SCP18V24P-**A | M36G58*+TXV+TD |  | Split System | 23200 | 16 | 8.95 | 1.8 | R-454B | 650
218008158 | CARRIER | 37MURAQ24AA3 | M36G33*+TXV+TD |  | Split System | 23200 | 16 | 9 | 1.8 | R-454B | 650
218623914 | CARRIER | 37MURAQ24AA3 | (H,P)G35*36+TXV+TD |  | Split System | 24000 | 16 | 9 | 1.8 | R-454B | 650
218400948 | CARRIER | 37MURAQ24AA3 | PL36H175P15*+TXV+TD |  | Split System | 24000 | 16 | 9 | 1.8 | R-454B | 650
218400783 | CARRIER | 37MURAQ24AA3 | PL36H175P14*+TXV+TD |  | Split System | 24000 | 16 | 9 | 1.8 | R-454B | 650
218400824 | CARRIER | 37MURAQ24AA3 | PL36H210P74*+TXV+TD |  | Split System | 24000 | 16 | 9 | 1.8 | R-454B | 650
218400909 | CARRIER | 37MURAQ24AA3 | (V,C)36H175P15*+TXV+TD |  | Split System | 24000 | 16 | 9 | 1.8 | R-454B | 650
218400912 | CARRIER | 37MURAQ24AA3 | PL36H***P44*+TXV+TD |  | Split System | 24000 | 16 | 9 | 1.8 | R-454B | 650
218400949 | CARRIER | 37MURAQ24AA3 | PL36H210P74*+TXV+TD |  | Split System | 24000 | 16 | 9 | 1.8 | R-454B | 650
218400910 | CARRIER | 37MURAQ24AA3 | C36A***L15*+TXV+TD |  | Split System | 24000 | 16 | 9 | 1.8 | R-454B | 650
218400784 | CARRIER | 37MURAQ24AA3 | (V,C)36H175P15*+TXV+TD |  | Split System | 24000 | 16 | 9 | 1.8 | R-454B | 650
218400786 | CARRIER | 37MURAQ24AA3 | (V,C)36H***P21*+TXV+TD |  | Split System | 24000 | 16 | 9 | 1.8 | R-454B | 650
218400785 | CARRIER | 37MURAQ24AA3 | C36A***L15*+TXV+TD |  | Split System | 24000 | 16 | 9 | 1.8 | R-454B | 650
218400781 | CARRIER | 37MURAQ24AA3 | C36A***L13*+TXV+TD |  | Split System | 24000 | 16 | 9 | 1.8 | R-454B | 650
218400913 | CARRIER | 37MURAQ24AA3 | (V,C)36H175P13*+TXV+TD |  | Split System | 24000 | 16 | 9 | 1.8 | R-454B | 650
218400947 | CARRIER | 37MURAQ24AA3 | PL36H210P29*+TXV+TD |  | Split System | 24000 | 16 | 9 | 1.8 | R-454B | 650
218400788 | CARRIER | 37MURAQ24AA3 | (V,C)36H175P13*+TXV+TD |  | Split System | 24000 | 16 | 9 | 1.8 | R-454B | 650
218400908 | CARRIER | 37MURAQ24AA3 | PL36H175P14*+TXV+TD |  | Split System | 24000 | 16 | 9 | 1.8 | R-454B | 650
218400911 | CARRIER | 37MURAQ24AA3 | (V,C)36H***P21*+TXV+TD |  | Split System | 24000 | 16 | 9 | 1.8 | R-454B | 650
218400782 | CARRIER | 37MURAQ24AA3 | (V,C)36H175P14*+TXV+TD |  | Split System | 24000 | 16 | 9 | 1.8 | R-454B | 650
218400906 | CARRIER | 37MURAQ24AA3 | C36A***L13*+TXV+TD |  | Split System | 24000 | 16 | 9 | 1.8 | R-454B | 650
218400907 | CARRIER | 37MURAQ24AA3 | (V,C)36H175P14*+TXV+TD |  | Split System | 24000 | 16 | 9 | 1.8 | R-454B | 650
218400822 | CARRIER | 37MURAQ24AA3 | PL36H210P29*+TXV+TD |  | Split System | 24000 | 16 | 9 | 1.8 | R-454B | 650
218400787 | CARRIER | 37MURAQ24AA3 | PL36H***P44*+TXV+TD |  | Split System | 24000 | 16 | 9 | 1.8 | R-454B | 650
218400823 | CARRIER | 37MURAQ24AA3 | PL36H175P15*+TXV+TD |  | Split System | 24000 | 16 | 9 | 1.8 | R-454B | 650
218088731 | HEIL | D5CURAH24AAK | M36E32*+TXV+TD |  | Split System | 23200 | 16 | 9 | 1.8 | R-454B | 650
218471362 | TEMPSTAR | D5CURAH24AAK | M36G34*+TXV+TD |  | Split System | 23200 | 16 | 9 | 1.8 | R-454B | 650
218088536 | TEMPSTAR | D5CURAH24AAK | PL36H175P15*+TXV+TD |  | Split System | 24000 | 16 | 9 | 1.8 | R-454B | 650
218399652 | MIDEA | MOVA-36HDN10-M20G | (H,Y)G9J*36+TXV+TD |  | Split System | 23200 | 15.2 | 9 | 1.9 | R-454B | 650
218405240 | MIDEA | MOVA-36HDN10-M20G | PL36H175P15*+TXV+TD |  | Split System | 32200 | 15.2 | 9 | 1.85 | R-454B | 650
218028006 | MIDEA | MOVA-36HDN10-M20G | M36G36*+TXV+TD |  | Split System | 32200 | 15.2 | 9 | 2.3 | R-454B | 650
217906576 | AIRQUEST | D5CUHAH18AAK | H,GG22*24+TXV+TD |  | Split System | 18000 | 16 | 9 | 1.98 | R-454B | 650
218598051 | ARMSTRONG AIR | A7SCP18V24P-**A | M36G35*+TXV+TD |  | Split System | 23200 | 16 | 9 | 1.8 | R-454B | 650
218471349 | TEMPSTAR | D5CUHAH18AAK | M24G22*+TXV+TD |  | Split System | 17100 | 16 | 9 | 1.98 | R-454B | 650
217965873 | TEMPSTAR | D5CUHAH18AAK | H,GG22*24+TXV+TD |  | Split System | 18000 | 16 | 9 | 1.98 | R-454B | 650
217616458 | AIRQUEST | D5CUHAH18AAK | HG30*24+TXV+TD |  | Split System | 18000 | 16 | 9.1 | 1.98 | R-454B | 650
218471355 | TEMPSTAR | D5CUHAH30AAK | M36G32*+TXV+TD |  | Split System | 27200 | 15.2 | 9.15 | 1.78 | R-454B | 650
217969196 | TEMPSTAR | D5CUHAH30AAK | H,GG32*36+TXV+TD |  | Split System | 28200 | 15.2 | 9.15 | 1.78 | R-454B | 650
217969228 | CARRIER | 37MUHAQ24AA3 | H,PG31*30+TXV+TD |  | Split System | 24000 | 16 | 9.2 | 1.76 | R-454B | 650
217969199 | TEMPSTAR | D5CUHAH24AAK | H,GG31*30+TXV+TD |  | Split System | 24000 | 16 | 9.2 | 1.76 | R-454B | 650
217904986 | AIRQUEST | D5CUHAH18AAK | H,GG31*30+TXV+TD |  | Split System | 18000 | 16 | 9.2 | 2 | R-454B | 650
217969309 | CARRIER | 37MUHAQ18AA3 | H,PG31*30+TXV+TD |  | Split System | 18000 | 16 | 9.2 | 2 | R-454B | 650
217965876 | TEMPSTAR | D5CUHAH18AAK | H,GG31*30+TXV+TD |  | Split System | 18000 | 16 | 9.2 | 2 | R-454B | 650
218399654 | MIDEA | D5CUHAH36AAK | (H,Y)G9J*36+TXV+TD |  | Split System | 36000 | 15.2 | 9.35 | 1.9 | R-454B | 650
218471353 | TEMPSTAR | D5CUHAH24AAK | M36G32*+TXV+TD |  | Split System | 23200 | 16 | 9.4 | 1.78 | R-454B | 650
217959715 | TEMPSTAR | D5CUHAH24AAK | H,GG32*36+TXV+TD |  | Split System | 24000 | 16 | 9.4 | 1.78 | R-454B | 650
218399580 | MIDEA | D5CUHAH36AAK | (H,Y)G80*36+TXV+TD |  | Split System | 36000 | 15.2 | 9.4 | 1.9 | R-454B | 650
218405239 | MIDEA | D5CUHAH36AAK | PL36H175P15*+TXV+TD |  | Split System | 36000 | 15.2 | 9.4 | 1.9 | R-454B | 650
218405237 | MIDEA | 37MUHAQ36AA3 | PL36H175P15*+TXV+TD |  | Split System | 36000 | 15.2 | 9.4 | 1.9 | R-454B | 650
218394878 | AIRQUEST | D5CUHAH18AAK | (H,G)E32*36+TXV+TD |  | Split System | 18000 | 16 | 9.4 | 2.04 | R-454B | 650
217969276 | TEMPSTAR | D5CUHAH18AAK | H,GG32*36+TXV+TD |  | Split System | 18000 | 16 | 9.4 | 2.04 | R-454B | 650
217613368 | AIRQUEST | D5CUHAH24AAK | H,GG7J*36+TXV+TD |  | Split System | 24000 | 16 | 9.5 | 1.8 | R-454B | 650
218008154 | CARRIER | 37MUHAQ24AA3 | M36G33*+TXV+TD |  | Split System | 23200 | 16 | 9.5 | 1.8 | R-454B | 650
218471354 | TEMPSTAR | D5CUHAH24AAK | M36G34*+TXV+TD |  | Split System | 23200 | 16 | 9.5 | 1.8 | R-454B | 650
218088516 | TEMPSTAR | D5CUHAH24AAK | V,G36H***D12*+TXV+TD |  | Split System | 24000 | 16 | 9.5 | 1.8 | R-454B | 650
218088518 | TEMPSTAR | D5CUHAH24AAK | V,G36H175D14*+TXV+TD |  | Split System | 24000 | 16 | 9.5 | 1.8 | R-454B | 650
218471351 | TEMPSTAR | D5CUHAH18AAK | M36G34*+TXV+TD |  | Split System | 17100 | 16 | 9.5 | 2.06 | R-454B | 650
218088515 | TEMPSTAR | D5CUHAH18AAK | H,GE8J*36+TXV+TD |  | Split System | 18000 | 16 | 9.5 | 2.06 | R-454B | 650
218405238 | MIDEA | D5CUHAH30AAK | PL36H175P15*+TXV+TD |  | Split System | 29000 | 16 | 9.6 | 1.85 | R-454B | 650
218399653 | MIDEA | D5CUHAH30AAK | (H,Y)G9J*36+TXV+TD |  | Split System | 29000 | 16 | 9.6 | 1.85 | R-454B | 650
218088525 | TEMPSTAR | D5CUHAH30AAK | PL36H175P15*+TXV+TD |  | Split System | 29000 | 16 | 9.6 | 1.85 | R-454B | 650
218097977 | LUXAIRE | HH836E2S11 | DM36B4K+TDR |  | Split System | 31800 | 15.2 | 8.1 | 2.69 | R-454B | 650
217894874 | CARRIER | 37MURAQ24AA3 | D(A,C,E)30A3J+TDR |  | Split System | 23400 | 16 | 8.1 | 2.83 | R-454B | 650
217906672 | TEMPSTAR | D5CURAH24AAK | D(A,C,E)30A3J+TDR |  | Split System | 23400 | 16 | 8.1 | 2.83 | R-454B | 650
217617069 | ACIQ | ACIQ-36-HPD | DM36E3J+TDR |  | Split System | 33000 | 15.2 | 8.1 | 2.53 | R-454B | 650
218330880 | CARRIER | 37MURAQ18AA3 | D(A,C,E)31A3J+TDR |  | Split System | 17900 | 16 | 8.1 | 2.9 | R-454B | 650
217641875 | COLEMAN | HH836E2S11 | CM36B3Z+TDR |  | Split System | 30600 | 15.2 | 8.1 | 2.56 | R-454B | 650
217641866 | CHAMPION HEATING AND COOLING | HH824E2S11 | CM30A3Z+TXV+TDR |  | Split System | 22000 | 15.2 | 8.1 | 2.59 | R-454B | 650
217641859 | CHAMPION HEATING AND COOLING | HH824E2S11 | CM24A3Z+TXV+TDR |  | Split System | 21600 | 15.2 | 8.1 | 2.63 | R-454B | 650
217641862 | COLEMAN | HH824E2S11 | CM24C3Z+TDR |  | Split System | 22200 | 15.2 | 8.1 | 2.76 | R-454B | 650
218465616 | CONCORD | 7HP19V36P-**A | CM36A3J+TDR |  | Split System | 21600 | 15.5 | 8.1 | 2.49 | R-454B | 650
218465614 | CONCORD | 7HP19V36P-**A | CM24B3J+TDR |  | Split System | 21200 | 15.5 | 8.1 | 2.57 | R-454B | 650
218465615 | CONCORD | 7HP19V36P-**A | CM30C3J+TDR |  | Split System | 21800 | 15.5 | 8.1 | 2.63 | R-454B | 650
218082654 | HISENSE | AOH-24U3T24P | D(A,C,E)24C3J+TDR |  | Split System | 23200 | 16 | 8.1 | 2.53 | R-454B | 650
218082655 | HISENSE | AOH-24U3T24P | D(A,C,E)36B3J+TDR |  | Split System | 23400 | 16 | 8.1 | 2.55 | R-454B | 650
217897297 | ARMSTRONG AIR | A7SCP18V24P-**A | CM36B3K+TDR |  | Split System | 23800 | 15.2 | 8.1 | 2.5 | R-454B | 650
217897281 | CONCORD | 7SCP18V24P-**A | DM36A3J+TDR |  | Split System | 23400 | 15.2 | 8.1 | 2.41 | R-454B | 650
218405850 | Gridless | GRID36OC | D(A,C,E)37D3J+TDR |  | Split System | 32000 | 16.5 | 8.1 | 2.35 | R-454B | 650
218082657 | HISENSE | AOH-48U3T24P | D(A,C,E)49C3J+TDR |  | Split System | 46000 | 16.5 | 8.1 | 2.51 | R-454B | 650
218405849 | Gridless | GRID24OC | D(A,C,E)31D2J+TDR |  | Split System | 22400 | 16 | 8.2 | 2.57 | R-454B | 650
218461484 | Voltas | VAUWR-36HCDR2 | D(A,C,E)37D3J+TDR |  | Split System | 32000 | 16.5 | 8.2 | 2.35 | R-454B | 650
218330874 | CARRIER | 37MUHAQ30AA3 | D(A,C,E)37A3J+TDR |  | Split System | 28400 | 15.2 | 8.5 | 2.51 | R-454B | 650
217894866 | CARRIER | 37MUHAQ24AA3 | D(A,C,E)30A3J+TDR |  | Split System | 23400 | 16 | 8.5 | 2.83 | R-454B | 650
218330882 | CARRIER | 37MURAQ24AA3 | D(A,C,E)37A3J+TDR |  | Split System | 24000 | 16 | 8.5 | 2.95 | R-454B | 650
217906664 | TEMPSTAR | D5CUHAH24AAK | D(A,C,E)30A3J+TDR |  | Split System | 23400 | 16 | 8.5 | 2.83 | R-454B | 650
217906673 | TEMPSTAR | D5CURAH24AAK | D(A,C,E)36A3J+TDR |  | Split System | 23800 | 16 | 8.5 | 2.88 | R-454B | 650
217906665 | TEMPSTAR | D5CUHAH24AAK | D(A,C,E)36A3J+TDR |  | Split System | 23800 | 16 | 8.5 | 2.88 | R-454B | 650
217641894 | CHAMPION HEATING AND COOLING | HH860E2S11 | CM60B3Z+TXV+TDR |  | Split System | 43000 | 15.2 | 8.5 | 2.68 | R-454B | 650
217641892 | CHAMPION HEATING AND COOLING | HH860E2S11 | CM60A4Z+TXV+TDR |  | Split System | 42500 | 15.2 | 8.5 | 2.73 | R-454B | 650
217641882 | CHAMPION HEATING AND COOLING | HH860E2S11 | CM48C3Z+TXV+TDR |  | Split System | 43000 | 15.2 | 8.5 | 2.73 | R-454B | 650
217641880 | CHAMPION HEATING AND COOLING | HH860E2S11 | CM48B4Z+TXV+TDR |  | Split System | 43000 | 15.2 | 8.5 | 2.75 | R-454B | 650
217641881 | COLEMAN | HH860E2S11 | CM48C3Z+TDR |  | Split System | 41500 | 15.2 | 8.5 | 2.73 | R-454B | 650
217641886 | COLEMAN | HH860E2S11 | CM48E4Z+TDR |  | Split System | 41500 | 15.2 | 8.5 | 2.75 | R-454B | 650
217641872 | CHAMPION HEATING AND COOLING | HH824E2S11 | CM36A3Z+TXV+TDR |  | Split System | 22400 | 15.2 | 8.5 | 2.65 | R-454B | 650
217641890 | CHAMPION HEATING AND COOLING | HH860E2S11 | CM60A3Z+TXV+TDR |  | Split System | 42500 | 15.2 | 8.5 | 2.66 | R-454B | 650
217641868 | CHAMPION HEATING AND COOLING | HH824E2S11 | CM30B3Z+TXV+TDR |  | Split System | 22400 | 15.2 | 8.5 | 2.7 | R-454B | 650
217641885 | CHAMPION HEATING AND COOLING | HH860E2S11 | CM48D3Z+TXV+TDR |  | Split System | 43500 | 15.2 | 8.5 | 2.74 | R-454B | 650
217641863 | CHAMPION HEATING AND COOLING | HH824E2S11 | CM24C3Z+TXV+TDR |  | Split System | 22200 | 15.2 | 8.5 | 2.76 | R-454B | 650
217641883 | CHAMPION HEATING AND COOLING | HH860E2S11 | CM48C4Z+TXV+TDR |  | Split System | 43500 | 15.2 | 8.5 | 2.77 | R-454B | 650
217641884 | COLEMAN | HH860E2S11 | CM48D3Z+TDR |  | Split System | 42000 | 15.2 | 8.5 | 2.74 | R-454B | 650
217897300 | LUXAIRE | HH824E2S11 | DM36A3K+TDR |  | Split System | 22400 | 15.2 | 8.5 | 2.65 | R-454B | 650
217897279 | LUXAIRE | HH824E2S11 | DM36A3J+TDR |  | Split System | 22400 | 15.2 | 8.5 | 2.65 | R-454B | 650
217958220 | BOSCH | BOVA-60MTB-M19E | DP61G4Z+TXV+TDR |  | Split System | 50000 | 15.2 | 8.5 | 2.29 | R-454B | 650
217894865 | CARRIER | 37MUHAQ18AA3 | D(A,C,E)30A3J+TDR |  | Split System | 17700 | 16 | 8.5 | 2.86 | R-454B | 650
217906663 | TEMPSTAR | D5CUHAH18AAK | D(A,C,E)30A3J+TDR |  | Split System | 17700 | 16 | 8.5 | 2.86 | R-454B | 650
218330871 | CARRIER | 37MUHAQ24AA3 | D(A,C,E)31A3J+TDR |  | Split System | 23800 | 16 | 9 | 2.9 | R-454B | 650
217627892 | ECOER | EODA19H-2436AB* | D(A,C,E)36C3J+TDR |  | Split System | 29400 | 16 | 9 | 1.9 | R-454B | 650
218614987 | ACIQ | ACIQ-18-HPD | DM24E3J+TDR |  | Split System | 17300 | 15.2 | 9 | 2.86 | R-454B | 650
218330870 | CARRIER | 37MUHAQ18AA3 | D(A,C,E)31A3J+TDR |  | Split System | 17900 | 16 | 9 | 2.95 | R-454B | 650
217631093 | ECOER | EODA19H-2436AB* | EBCT3036BBA |  | Split System | 29400 | 16 | 9 | 1.9 | R-454B | 650
218000487 | BRYANT HEATING AND COOLING SYSTEMS | 37MUHAQ36AA3+TIC2025-0016 | H,PE33*36+TXV | 927TA66120V24*** | Split System | 34200 | 15.2 | 8.1 | 1.75 | R-454B | 650
218000453 | PAYNE HEATING AND COOLING | 37MUHAQ36AA3+TIC2025-0016 | H,PE23*36+TXV | PG97VTAA48080B** | Split System | 32600 | 15.2 | 8.1 | 1.75 | R-454B | 650
218005544 | COMFORTMAKER | D5CUHAH36AAK+TIC2025-0016 | V,G36H175D14*+TXV | *95MSU0601716A* | Split System | 34000 | 16 | 8.1 | 1.75 | R-454B | 650
218046988 | AMERISTAR | A5HL5024A1 | M36E33*+TXV+AMHE3D |  | Split System | 21600 | 15.2 | 8.1 | 1.8 | R-454B | 650
218029669 | AMERISTAR | A5HL5024A1 | M36G33*+TXV+AMHE3D |  | Split System | 21600 | 15.2 | 8.1 | 1.8 | R-454B | 650
218005542 | COMFORTMAKER | D5CUHAH36AAK+TIC2025-0016 | V,G36H175D14*+TXV | *95MSU0401712A* | Split System | 34600 | 15.2 | 8.1 | 1.75 | R-454B | 650
218008358 | RUNTRU | A5HL5024A1 | CE3005C*+TXV |  | Split System | 21600 | 15.2 | 8.1 | 1.8 | R-454B | 650
218046799 | TRANE | 5HPL5060A1 | FE*CC7*60+TXV |  | Split System | 52000 | 15.2 | 8.1 | 1.75 | R-454B | 650
218003011 | CARRIER | 37MUHAQ36AA3+TIC2025-0016 | H,PE34*36+TXV | 59TP7A060V17**16 | Split System | 34400 | 16 | 8.1 | 1.75 | R-454B | 650
218113912 | TEMPSTAR | D5CUHAH36AAK+TIC2025-0016 | (H,G)E8J*36+TXV | *80MSU0401712A* | Split System | 34600 | 16 | 8.1 | 1.75 | R-454B | 650
218046980 | AMERISTAR | A5HL5036A1 | M36E59*+TXV+AMHE3D |  | Split System | 31000 | 15.2 | 8.1 | 1.8 | R-454B | 650
218046979 | AMERISTAR | A5HL5036A1 | M36E59*+TXV+AMHE4D |  | Split System | 31000 | 15.2 | 8.1 | 1.8 | R-454B | 650
218046981 | AMERISTAR | A5HL5048A1 | M48E66*+TXV+AMHE4D |  | Split System | 41000 | 15.2 | 8.1 | 1.8 | R-454B | 650
218432243 | BRYANT | 37MUHAQ60AA3 | (H,P)G48*60+TXV+TD |  | Split System | 47000 | 15.2 | 8.1 | 1.83 | R-454B | 650
217464626 | BRYANT HEATING AND COOLING SYSTEMS | 37MUHAQ24AA3 | H,PG23*30+TXV | 927TA60080V21*** | Split System | 22000 | 15.2 | 8.1 | 1.85 | R-454B | 650
217464685 | BRYANT HEATING AND COOLING SYSTEMS | 37MUHAQ24AA3 | H,PG23*36+TXV | 927TA66100V21*** | Split System | 22000 | 15.2 | 8.1 | 1.85 | R-454B | 650
216992960 | BRYANT HEATING AND COOLING SYSTEMS | 37MUHAQ24AA3 | H,PG7J*36+TXV | 8(0,1)*SB42045M17*** | Split System | 21800 | 15.2 | 8.1 | 1.9 | R-454B | 650
218011081 | DAY & NIGHT | D5CUHAH60AAK | PL48H175P46*+TXV+AEFE4B* |  | Split System | 47000 | 15.2 | 8.1 | 1.83 | R-454B | 650
218011532 | DAY & NIGHT | D5CUHAH60AAK | FG48*60+TXV+AEFE5* |  | Split System | 47000 | 15.2 | 8.1 | 1.83 | R-454B | 650
218011534 | DAY & NIGHT | D5CUHAH60AAK | FG84*48+TXV+AEFE5* |  | Split System | 47000 | 15.2 | 8.1 | 1.83 | R-454B | 650
218011536 | DAY & NIGHT | D5CUHAH60AAK | FG84*48+TXV+AEFE4B* |  | Split System | 47000 | 15.2 | 8.1 | 1.83 | R-454B | 650
218011077 | DAY & NIGHT | D5CUHAH60AAK | PL60H210P29*+TXV+AEFE5* |  | Split System | 47000 | 15.2 | 8.1 | 1.83 | R-454B | 650
218011537 | DAY & NIGHT | D5CUHAH60AAK | FG86*60+TXV+AEFE5* |  | Split System | 47000 | 15.2 | 8.1 | 1.83 | R-454B | 650
218400005 | LENNOX | EL18KSLV-060-230A** | LP40/60R*+TXV | ML196UH135XE60D* | Split System | 53500 | 15.2 | 8.1 | 1.85 | R-454B | 650
218399959 | LENNOX | EL18KSLV-060-230A** | LP40/60R*+TXV | EL297UH135XE60D* | Split System | 53500 | 15.2 | 8.1 | 1.85 | R-454B | 650
218432242 | PAYNE | 37MUHAQ60AA3 | (H,P)G48*60+TXV+TD |  | Split System | 47000 | 15.2 | 8.1 | 1.83 | R-454B | 650
218011133 | TRANE | 5HPL5060A1 | PL60H210P52*+TXV+AEFE5* |  | Split System | 52500 | 15.2 | 8.1 | 1.75 | R-454B | 650
218598030 | RHEEM | RD18AY60AJVC | (V,R)60H210P19*+TXV | R951V1005A21M4U | Split System | 48500 | 16 | 8.1 | 2 | R-454B | 650
218623156 | AMERICAN STANDARD | 5HPL5048A1 | (H,T)G3K*48+TXV | S8V2C080M5PCB | Split System | 41000 | 15.2 | 8.1 | 1.8 | R-454B | 650
218623172 | AMERICAN STANDARD | 5HPL5048A1 | (H,T)G3K*48+TXV | S9V2B080U4VSB | Split System | 41000 | 15.2 | 8.1 | 1.8 | R-454B | 650
218623150 | AMERICAN STANDARD | 5HPL5048A1 | (H,T)G3K*48+TXV | L8V1B080U4VSB | Split System | 41000 | 15.2 | 8.1 | 1.8 | R-454B | 650
218623158 | AMERICAN STANDARD | 5HPL5048A1 | (H,T)G3K*48+TXV | S8V2C100M5PCB | Split System | 41500 | 15.2 | 8.1 | 1.8 | R-454B | 650
218623152 | AMERICAN STANDARD | 5HPL5048A1 | (H,T)G3K*48+TXV | L8V1C100U5VSB | Split System | 41500 | 15.2 | 8.1 | 1.8 | R-454B | 650
216987103 | BRYANT HEATING AND COOLING SYSTEMS | 37MUHAQ24AA3 | V,C36H***P21*+TXV | 926TC30040V14*** | Split System | 22000 | 15.2 | 8.1 | 1.85 | R-454B | 650
216987101 | BRYANT HEATING AND COOLING SYSTEMS | 37MUHAQ24AA3 | PL36H175P15*+TXV | 926TC30040V14*** | Split System | 22200 | 15.2 | 8.1 | 1.85 | R-454B | 650
216992971 | BRYANT HEATING AND COOLING SYSTEMS | 37MUHAQ24AA3 | H,PG7J*36+TXV | 82*TB66110V21*** | Split System | 22200 | 15.2 | 8.1 | 1.85 | R-454B | 650
216987100 | BRYANT HEATING AND COOLING SYSTEMS | 37MUHAQ24AA3 | PL36H175P14*+TXV | 926TC30040V14*** | Split System | 22200 | 15.2 | 8.1 | 1.85 | R-454B | 650
216992993 | BRYANT HEATING AND COOLING SYSTEMS | 37MUHAQ24AA3 | H,PG7J*36+TXV | 927TA60080V21*** | Split System | 22400 | 15.2 | 8.1 | 1.85 | R-454B | 650
216992962 | BRYANT HEATING AND COOLING SYSTEMS | 37MUHAQ24AA3 | H,PG7J*36+TXV | 8(0,1)*SB48090M21*** | Split System | 22400 | 15.2 | 8.1 | 1.85 | R-454B | 650
216992964 | BRYANT HEATING AND COOLING SYSTEMS | 37MUHAQ24AA3 | H,PG7J*36+TXV | 8(0,1)*SB60110M24*** | Split System | 22400 | 15.2 | 8.1 | 1.85 | R-454B | 650
217464642 | BRYANT HEATING AND COOLING SYSTEMS | 37MUHAQ24AA3 | H,PG7J*24+TXV | 927TA60080V21*** | Split System | 22400 | 15.2 | 8.1 | 1.85 | R-454B | 650
218000385 | BRYANT HEATING AND COOLING SYSTEMS | 37MUHAQ24AA3 | H,PE32*36+TXV | 927TA66100V21*** | Split System | 22400 | 15.2 | 8.1 | 1.85 | R-454B | 650
216992986 | BRYANT HEATING AND COOLING SYSTEMS | 37MUHAQ24AA3 | H,PG7J*36+TXV | 916SA60100M21*** | Split System | 22600 | 15.2 | 8.1 | 1.85 | R-454B | 650
216992995 | BRYANT HEATING AND COOLING SYSTEMS | 37MUHAQ24AA3 | H,PG7J*36+TXV | 927TA66120V24*** | Split System | 22800 | 15.2 | 8.1 | 1.85 | R-454B | 650
217464728 | BRYANT HEATING AND COOLING SYSTEMS | 37MUHAQ24AA3 | H,PG37*36+TXV | 927TA66120V24*** | Split System | 22800 | 15.2 | 8.1 | 1.85 | R-454B | 650
216992985 | BRYANT HEATING AND COOLING SYSTEMS | 37MUHAQ24AA3 | H,PG7J*36+TXV | 916SA60080M21*** | Split System | 22200 | 15.2 | 8.1 | 1.9 | R-454B | 650
216992965 | BRYANT HEATING AND COOLING SYSTEMS | 37MUHAQ24AA3 | H,PG7J*36+TXV | 8(0,1)*SB60155M24*** | Split System | 22200 | 15.2 | 8.1 | 1.9 | R-454B | 650
216992963 | BRYANT HEATING AND COOLING SYSTEMS | 37MUHAQ24AA3 | H,PG7J*36+TXV | 8(0,1)*SB60110M21*** | Split System | 22800 | 15.2 | 8.1 | 1.9 | R-454B | 650
218088027 | TEMPSTAR | D5CUHAH24AAK | H,GE8J*36+TXV | *80MS(N,L)0451714A* | Split System | 22000 | 15.2 | 8.1 | 1.9 | R-454B | 650
218113926 | TEMPSTAR | D5CUHAH24AAK | (H,G)E8J*36+TXV | *80MS(N,L)0451714A* | Split System | 22000 | 15.2 | 8.1 | 1.9 | R-454B | 650
217464637 | BRYANT HEATING AND COOLING SYSTEMS | 37MUHAQ24AA3 | H,PG34*36+TXV | 927TA60080V21*** | Split System | 22400 | 16 | 8.1 | 1.85 | R-454B | 650
218623176 | AMERICAN STANDARD | 5HPL5048A1 | (H,T)G3K*48+TXV | S9V2C100U5VSB | Split System | 41000 | 15.2 | 8.1 | 1.8 | R-454B | 650
218623174 | AMERICAN STANDARD | 5HPL5048A1 | (H,T)G3K*48+TXV | S9V2C100U4VSB | Split System | 41000 | 15.2 | 8.1 | 1.8 | R-454B | 650
218620934 | AMERICAN STANDARD | 5HPL5048A1 | (H,T)G84*48+TXV | S9V2B080U4VSB | Split System | 41000 | 15.2 | 8.1 | 1.8 | R-454B | 650
218620935 | AMERICAN STANDARD | 5HPL5048A1 | (H,T)G84*48+TXV | S9V2C100U4VSB | Split System | 41000 | 15.2 | 8.1 | 1.8 | R-454B | 650
218620912 | AMERICAN STANDARD | 5HPL5048A1 | (H,T)G84*48+TXV | S8V2C080M5PCB | Split System | 41000 | 15.2 | 8.1 | 1.8 | R-454B | 650
218620937 | AMERICAN STANDARD | 5HPL5048A1 | (H,T)G84*48+TXV | S9V2C100U5VSB | Split System | 41000 | 15.2 | 8.1 | 1.8 | R-454B | 650
218620938 | AMERICAN STANDARD | 5HPL5048A1 | (H,T)G84*60+TXV | S9V2C100U5VSB | Split System | 41000 | 15.2 | 8.1 | 1.8 | R-454B | 650
218620913 | AMERICAN STANDARD | 5HPL5048A1 | (H,T)G84*60+TXV | S8V2C080M5PCB | Split System | 41000 | 15.2 | 8.1 | 1.8 | R-454B | 650
218620936 | AMERICAN STANDARD | 5HPL5048A1 | (H,T)G84*60+TXV | S9V2C100U4VSB | Split System | 41000 | 15.2 | 8.1 | 1.8 | R-454B | 650
218620906 | AMERICAN STANDARD | 5HPL5048A1 | (H,T)G84*48+TXV | L8V1B080U4VSB | Split System | 41000 | 15.2 | 8.1 | 1.8 | R-454B | 650
218620907 | AMERICAN STANDARD | 5HPL5048A1 | (H,T)G84*48+TXV | L8V1C100U5VSB | Split System | 41500 | 15.2 | 8.1 | 1.8 | R-454B | 650
218620908 | AMERICAN STANDARD | 5HPL5048A1 | (H,T)G84*60+TXV | L8V1C100U5VSB | Split System | 41500 | 15.2 | 8.1 | 1.8 | R-454B | 650
218620915 | AMERICAN STANDARD | 5HPL5048A1 | (H,T)G84*60+TXV | S8V2C100M5PCB | Split System | 41500 | 15.2 | 8.1 | 1.8 | R-454B | 650
218620914 | AMERICAN STANDARD | 5HPL5048A1 | (H,T)G84*48+TXV | S8V2C100M5PCB | Split System | 41500 | 15.2 | 8.1 | 1.8 | R-454B | 650
218620897 | AMERISTAR | A5HL5048A1 | (H,T)G84*48+TXV | L8V1B080U4VSB | Split System | 41000 | 15.2 | 8.1 | 1.8 | R-454B | 650
218620899 | AMERISTAR | A5HL5048A1 | (H,T)G84*60+TXV | L8V1C100U5VSB | Split System | 41500 | 15.2 | 8.1 | 1.8 | R-454B | 650
218620898 | AMERISTAR | A5HL5048A1 | (H,T)G84*48+TXV | L8V1C100U5VSB | Split System | 41500 | 15.2 | 8.1 | 1.8 | R-454B | 650
218067062 | SAMSUNG | AC024FCUPCG | M36E32*+TXV+TD |  | Split System | 22200 | 15.2 | 8.1 | 1.86 | R-454B | 650
218113859 | SAMSUNG | AC024FCUPCG | (H)E32*24+TXV+TD |  | Split System | 23000 | 15.2 | 8.1 | 1.86 | R-454B | 650
218113875 | SAMSUNG | AC024FCUPCG | BC**A3*24+TXV+TD |  | Split System | 23200 | 15.2 | 8.1 | 1.86 | R-454B | 650
218011251 | TRANE | 5HPL5048A1 | PL48H175P46*+TXV+AEFE4B* |  | Split System | 44500 | 15.2 | 8.1 | 1.75 | R-454B | 650
216989658 | BRYANT HEATING AND COOLING SYSTEMS | 37MUHAQ24AA3 | A36VCA*+TXV | 8(0,1)*SB36070M17*** | Split System | 22000 | 16 | 8.1 | 1.85 | R-454B | 650
216989661 | BRYANT HEATING AND COOLING SYSTEMS | 37MUHAQ24AA3 | V,C36H175P14*+TXV | 8(0,1)*SB36070M17*** | Split System | 22200 | 16 | 8.1 | 1.85 | R-454B | 650
216989666 | BRYANT HEATING AND COOLING SYSTEMS | 37MUHAQ24AA3 | PL36H***P44*+TXV | 8(0,1)*SB36070M17*** | Split System | 22200 | 16 | 8.1 | 1.85 | R-454B | 650
216989662 | BRYANT HEATING AND COOLING SYSTEMS | 37MUHAQ24AA3 | PL36H175P15*+TXV | 8(0,1)*SB36070M17*** | Split System | 22200 | 16 | 8.1 | 1.85 | R-454B | 650
216989665 | BRYANT HEATING AND COOLING SYSTEMS | 37MUHAQ24AA3 | C36A***L15*+TXV | 8(0,1)*SB36070M17*** | Split System | 22200 | 16 | 8.1 | 1.85 | R-454B | 650
216989676 | BRYANT HEATING AND COOLING SYSTEMS | 37MUHAQ24AA3 | PL36H***P44*+TXV | 82*SB36045V14*** | Split System | 22400 | 16 | 8.1 | 1.85 | R-454B | 650
216989674 | BRYANT HEATING AND COOLING SYSTEMS | 37MUHAQ24AA3 | C36A***L15*+TXV | 82*SB36045V14*** | Split System | 22400 | 16 | 8.1 | 1.85 | R-454B | 650
216989673 | BRYANT HEATING AND COOLING SYSTEMS | 37MUHAQ24AA3 | PL36H175P15*+TXV | 82*SB36045V14*** | Split System | 22600 | 16 | 8.1 | 1.85 | R-454B | 650
216987092 | BRYANT HEATING AND COOLING SYSTEMS | 37MUHAQ24AA3 | PL36H175P15*+TXV | 926SB36060V14*** | Split System | 22600 | 16 | 8.1 | 1.85 | R-454B | 650
216987133 | BRYANT HEATING AND COOLING SYSTEMS | 37MUHAQ24AA3 | C36A***L15*+TXV | 935SB36040M17*** | Split System | 22600 | 16 | 8.1 | 1.85 | R-454B | 650
216987130 | BRYANT HEATING AND COOLING SYSTEMS | 37MUHAQ24AA3 | PL36H175P15*+TXV | 935SB36040M17*** | Split System | 22800 | 16 | 8.1 | 1.85 | R-454B | 650
216987131 | BRYANT HEATING AND COOLING SYSTEMS | 37MUHAQ24AA3 | V,C36H175P15*+TXV | 935SB36040M17*** | Split System | 22800 | 16 | 8.1 | 1.85 | R-454B | 650
216992958 | BRYANT HEATING AND COOLING SYSTEMS | 37MUHAQ24AA3 | H,PG7J*36+TXV | 8(0,1)*SB36070M14*** | Split System | 22200 | 16 | 8.1 | 1.9 | R-454B | 650
216989651 | BRYANT HEATING AND COOLING SYSTEMS | 37MUHAQ24AA3 | C36A***L13*+TXV | 8(0,1)*SB36070M14*** | Split System | 22400 | 16 | 8.1 | 1.9 | R-454B | 650
216989650 | BRYANT HEATING AND COOLING SYSTEMS | 37MUHAQ24AA3 | A24VBA*+TXV | 8(0,1)*SB36070M14*** | Split System | 22400 | 16 | 8.1 | 1.9 | R-454B | 650
216989649 | BRYANT HEATING AND COOLING SYSTEMS | 37MUHAQ24AA3 | V,C36H***P42*+TXV | 8(0,1)*SB36070M14*** | Split System | 22400 | 16 | 8.1 | 1.9 | R-454B | 650
217625521 | AMERICAN STANDARD | 5HPL5048A1 | FE*TT4*60+TXV |  | Split System | 45000 | 15.2 | 8.1 | 1.75 | R-454B | 650
218008354 | TCL | THH48HES2NAGOH24 | FE*TT4*60+TXV |  | Split System | 45000 | 15.2 | 8.1 | 1.75 | R-454B | 650
218011725 | TRANE | 5HPL5048A1 | FG84*48+TXV+AEFE4B* |  | Split System | 45000 | 15.2 | 8.1 | 1.75 | R-454B | 650
218011724 | TRANE | 5HPL5048A1 | FG84*60+TXV+AEFE5* |  | Split System | 45000 | 15.2 | 8.1 | 1.75 | R-454B | 650
218011723 | TRANE | 5HPL5048A1 | FG84*48+TXV+AEFE5* |  | Split System | 45000 | 15.2 | 8.1 | 1.75 | R-454B | 650
218011253 | TRANE | 5HPL5048A1 | V,T60H210P19*+TXV+AEFE5* |  | Split System | 45500 | 15.2 | 8.1 | 1.75 | R-454B | 650
218011767 | TRANE | 5HPL5024A1 | FG82*36+TXV+AEFE3A* |  | Split System | 22400 | 16 | 8.1 | 1.75 | R-454B | 650
218011720 | TRANE | 5HPL5036A1 | FG82*36+TXV+AEFE4B* |  | Split System | 33200 | 16 | 8.1 | 1.75 | R-454B | 650
218113881 | SAMSUNG | AC024FCUPCG | BV**B2*25+TXV |  | Split System | 23000 | 16 | 8.1 | 1.78 | R-454B | 650
218400569 | LENNOX | EL18KSLV-036-230A** | LD19/36Z*+TXV | ML296DF045XV36B* | Split System | 33600 | 16 | 8.15 | 1.84 | R-454B | 650
218391386 | LENNOX | EL18KSLV-036-230A** | LD19/36Z*+TXV | ML296DF045XV36B* | Split System | 33600 | 16 | 8.15 | 1.84 | R-454B | 650
218159509 | SAMSUNG | AC036FCUPCG | CX361B*35+TXV+AEF48BXP* |  | Split System | 33800 | 17 | 8.15 | 1.82 | R-454B | 650
217959593 | SAMSUNG | AC036FCUPCG | AX360C*A+TXV |  | Split System | 33600 | 17 | 8.15 | 2.3 | R-454B | 650
218114487 | SAMSUNG | AC024FCUPCG | BV**C5*31+TXV |  | Split System | 24000 | 17 | 8.15 | 1.86 | R-454B | 650
217959620 | SAMSUNG | AC048FCUPCG | AX480C*C+TXV |  | Split System | 44500 | 15.2 | 8.2 | 2.36 | R-454B | 650
217993399 | SAMSUNG | AC048FCUPCG | CH604**C+TXV+AEF60*XP* |  | Split System | 44000 | 16 | 8.2 | 2.34 | R-454B | 650
218067005 | TRANE | 5TWR7060A1 | BV**C6*60+TXV |  | Split System | 52000 | 15.2 | 8.2 | 2.28 | R-454B | 650
217901534 | SAMSUNG | AC048FCUPCG | FE*CC4*60+TXV |  | Split System | 45000 | 16 | 8.2 | 2.36 | R-454B | 650
217959618 | SAMSUNG | AC048FCUPCG | AX600C*C+TXV |  | Split System | 45000 | 16 | 8.2 | 2.36 | R-454B | 650
218623483 | AMERICAN STANDARD | 5A6H7036A1 | (H,T)G80*36+TXV+TD |  | Split System | 33400 | 15.2 | 8.2 | 2.12 | R-454B | 650
218623409 | AMERICAN STANDARD | 5A6H7060A1 | (H,T)G84*60+TXV+TD |  | Split System | 53000 | 15.2 | 8.2 | 2.28 | R-454B | 650
218067063 | SAMSUNG | AC024FCUPCG | M36E33*+TXV+TD |  | Split System | 22200 | 15.2 | 8.2 | 1.88 | R-454B | 650
218113862 | SAMSUNG | AC024FCUPCG | (H)E7J*36+TXV+TD |  | Split System | 23200 | 15.2 | 8.2 | 1.88 | R-454B | 650
218113890 | SAMSUNG | AC024FCUPCG | (H)G33*30+TXV+TD |  | Split System | 23400 | 15.2 | 8.2 | 1.88 | R-454B | 650
218113860 | SAMSUNG | AC024FCUPCG | (H)E33*36+TXV+TD |  | Split System | 23400 | 15.2 | 8.2 | 1.88 | R-454B | 650
218011271 | TRANE | 5TWR7060A1 | V,T60H245P18*+TXV+AEFE5* |  | Split System | 53000 | 16 | 8.2 | 2.28 | R-454B | 650
218011735 | TRANE | 5TWX7060A1 | FG49*60+TXV+AEFE5* |  | Split System | 53000 | 16 | 8.2 | 2.28 | R-454B | 650
218011273 | TRANE | 5TWR7060A1 | V,T60H210P19*+TXV+AEFE5* |  | Split System | 53000 | 16 | 8.2 | 2.28 | R-454B | 650
218010293 | SAMSUNG | AC024FCUPCG | M36G33*+TXV+AMHE3D |  | Split System | 23800 | 17 | 8.2 | 1.88 | R-454B | 650
218011709 | TRANE | 5TWX7036A1 | FG80*36+TXV+AEFE3A* |  | Split System | 33800 | 17 | 8.2 | 2.12 | R-454B | 650
218394148 | TRANE | 5TWX7024A1 | M36G33*+TXV+TD |  | Split System | 21200 | 15.2 | 8.2 | 2.08 | R-454B | 650
217959579 | SAMSUNG | AC024FCUPCG | AX242B*A+TXV |  | Split System | 24000 | 17 | 8.2 | 2.01 | R-454B | 650
218011472 | TRANE | 5TWX7048A1 | FG84*60+TXV+AEFE5* |  | Split System | 45000 | 16 | 8.2 | 2.2 | R-454B | 650
218011473 | TRANE | 5TWX7048A1 | FG84*48+TXV+AEFE4B* |  | Split System | 45000 | 16 | 8.2 | 2.2 | R-454B | 650
218623351 | AMERICAN STANDARD | 5A6H7036A1 | (H,T)G80*36+TXV | S8X1B080M4PSC | Split System | 32600 | 17 | 8.2 | 1.9 | R-454B | 650
218623358 | AMERICAN STANDARD | 5A6H7036A1 | (H,T)G80*36+TXV | S8X2B080M4PTC | Split System | 32600 | 17 | 8.2 | 1.9 | R-454B | 650
218623352 | AMERICAN STANDARD | 5A6H7036A1 | (H,T)G80*36+TXV | S8X1B080M4PTC | Split System | 32600 | 17 | 8.2 | 1.9 | R-454B | 650
218623357 | AMERICAN STANDARD | 5A6H7036A1 | (H,T)G80*36+TXV | S8X2B080M4PSC | Split System | 32600 | 17 | 8.2 | 1.9 | R-454B | 650
218046969 | AMERICAN STANDARD | 5A6H7024A1 | M36E33*+TXV+AMHE3D |  | Split System | 22800 | 17 | 8.2 | 2.08 | R-454B | 650
218063646 | TRANE | 5TWR7024A1 | CE2403C*+TXV |  | Split System | 22400 | 17 | 8.2 | 2.08 | R-454B | 650
218011841 | TRANE | 5TWX7024A1 | FG33*36+TXV+AEFE3A* |  | Split System | 22800 | 17 | 8.2 | 2.08 | R-454B | 650
218011840 | TRANE | 5TWR7024A1 | FG33*36+TXV+AEFE3A* |  | Split System | 22800 | 17 | 8.2 | 2.08 | R-454B | 650
218011022 | TRANE | 5TWX7024A1 | PL36H175P06*+TXV+AEFE4B* |  | Split System | 23000 | 17 | 8.2 | 2.08 | R-454B | 650
218011017 | TRANE | 5TWR7024A1 | PL36H175P06*+TXV+AEFE4B* |  | Split System | 23000 | 17 | 8.2 | 2.08 | R-454B | 650
218011276 | TRANE | 5TWR7024A1 | FG33*36+TXV+AEFE4B* |  | Split System | 23000 | 17 | 8.2 | 2.08 | R-454B | 650
218011026 | TRANE | 5TWX7024A1 | V,T36H***P44*+TXV+AEFE3A* |  | Split System | 23000 | 17 | 8.2 | 2.08 | R-454B | 650
218011283 | TRANE | 5TWX7024A1 | FG35*36+TXV+AEFE3A* |  | Split System | 23000 | 17 | 8.2 | 2.08 | R-454B | 650
218011467 | TRANE | 5TWX7024A1 | FG80*36+TXV+AEFE3A* |  | Split System | 23000 | 17 | 8.2 | 2.08 | R-454B | 650
218011279 | TRANE | 5TWR7024A1 | FG35*36+TXV+AEFE3A* |  | Split System | 23000 | 17 | 8.2 | 2.08 | R-454B | 650
218011021 | TRANE | 5TWR7024A1 | V,T36H***P44*+TXV+AEFE3A* |  | Split System | 23000 | 17 | 8.2 | 2.08 | R-454B | 650
218011465 | TRANE | 5TWR7024A1 | FG82*36+TXV+AEFE3A* |  | Split System | 23000 | 17 | 8.2 | 2.08 | R-454B | 650
218011469 | TRANE | 5TWX7024A1 | FG82*36+TXV+AEFE3A* |  | Split System | 23000 | 17 | 8.2 | 2.08 | R-454B | 650
217901535 | SAMSUNG | AC048FCUPCG | FE*CC7*60+TXV |  | Split System | 45500 | 16 | 8.25 | 2.36 | R-454B | 650
217970267 | BOSCH | BOVA-24RXB-M15S | HG32*24+TXV+AEFE3A* |  | Split System | 23000 | 18 | 8.25 | 1.8 | R-454B | 650
217970266 | BOSCH | BOVA-24RXB-M15S | HG32*24+TXV+AEFE4B* |  | Split System | 23200 | 18 | 8.25 | 1.8 | R-454B | 650
217969786 | INNOVAIR | GOV60H2BA | HE37*60+TXV+AEFE5* |  | Split System | 52000 | 15.2 | 8.3 | 2.04 | R-454B | 650
217989868 | FRIEDRICH | WFPU17Y483D | FG48*48+TXV+AEFE4B* |  | Split System | 44500 | 18 | 8.3 | 1.86 | R-454B | 650
218400403 | LENNOX | EL18KSLV-036-230A** | LD24/35Z*+TXV | EL297DF070XV48B* | Split System | 34200 | 17 | 8.3 | 1.86 | R-454B | 650
218391220 | LENNOX | EL18KSLV-036-230A** | LD24/35Z*+TXV | EL297DF070XV48B* | Split System | 34200 | 17 | 8.3 | 1.86 | R-454B | 650
218392459 | LENNOX | EL18KSLV-036-230A** | LD24/35Z*+TXV | EL297DF070XV48B* | Split System | 34200 | 17 | 8.3 | 1.86 | R-454B | 650
218045514 | ALLIED | 7SCP18V36P-**A | 7AHWAC36PX**-71+TD |  | Split System | 32600 | 15.2 | 8.3 | 1.76 | R-454B | 650
218045515 | ALLIED | 7SCP18V36P-**A | 7AHWAE37PX**-71 |  | Split System | 33000 | 15.2 | 8.3 | 1.76 | R-454B | 650
218400570 | LENNOX | EL18KSLV-036-230A** | LD24/35Z*+TXV | ML296DF045XV36B* | Split System | 34000 | 16 | 8.3 | 1.86 | R-454B | 650
218392626 | LENNOX | EL18KSLV-036-230A** | LD24/35Z*+TXV | ML296DF045XV36B* | Split System | 34000 | 16 | 8.3 | 1.86 | R-454B | 650
218391387 | LENNOX | EL18KSLV-036-230A** | LD24/35Z*+TXV | ML296DF045XV36B* | Split System | 34000 | 16 | 8.3 | 1.86 | R-454B | 650
218400522 | LENNOX | EL18KSLV-036-230A** | L*18/36V*+TXV | ML193UH030XE36B* | Split System | 33400 | 17 | 8.3 | 1.82 | R-454B | 650
218391339 | LENNOX | EL18KSLV-036-230A** | L*18/36V*+TXV | ML193UH030XE36B* | Split System | 33400 | 17 | 8.3 | 1.82 | R-454B | 650
218392578 | LENNOX | EL18KSLV-036-230A** | L*18/36V*+TXV | ML193UH030XE36B* | Split System | 33400 | 17 | 8.3 | 1.82 | R-454B | 650
218400528 | LENNOX | EL18KSLV-036-230A** | L*18/36V*+TXV | ML193UH045XE36B* | Split System | 33600 | 17 | 8.3 | 1.82 | R-454B | 650
218400359 | LENNOX | EL18KSLV-036-230A** | LD24/35Z*+TXV | EL280DF090E48B* | Split System | 34600 | 17 | 8.3 | 1.86 | R-454B | 650
217959682 | HISENSE | AUWR-4824P | HG86*60+TXV+AEFE5* |  | Split System | 48000 | 16 | 8.3 | 1.9 | R-454B | 650
217959654 | HISENSE | AOH-48U3T24P | HG84*60+TXV+AEFE5* |  | Split System | 48000 | 16 | 8.3 | 1.9 | R-454B | 650
217222751 | HISENSE | AOH-48U3T24P | D(A,C,E)48C3K+TDR |  | Split System | 45500 | 16.5 | 8.1 | 2.49 | R-454B | 650
217222695 | HISENSE | AUWR-4824P | C(A,C,D,E)48C3K+TDR |  | Split System | 45500 | 16.5 | 8.1 | 2.49 | R-454B | 650
217222766 | HISENSE | AOH-48U3T24P | D(A,C,E)61C3K+TDR |  | Split System | 46500 | 16.5 | 8.1 | 2.49 | R-454B | 650
217222764 | HISENSE | AUWR-4824P | D(A,C,E)61C3K+TDR |  | Split System | 46500 | 16.5 | 8.1 | 2.49 | R-454B | 650
217270923 | HISENSE | AUWR-4824P | D(A,C,E)61C3J+TDR |  | Split System | 46500 | 16.5 | 8.1 | 2.49 | R-454B | 650
217270917 | HISENSE | AUWR-4824P | D(A,C,E)48A4J+TDR |  | Split System | 45000 | 16.5 | 8.1 | 2.5 | R-454B | 650
217222756 | HISENSE | AOH-48U3T24P | D(A,C,E)48A4K+TDR |  | Split System | 45000 | 16.5 | 8.1 | 2.5 | R-454B | 650
217222753 | HISENSE | AUWR-4824P | D(A,C,E)48A4K+TDR |  | Split System | 45000 | 16.5 | 8.1 | 2.5 | R-454B | 650
217270921 | HISENSE | AUWR-4824P | D(A,C,E)61B3J+TDR |  | Split System | 46000 | 16.5 | 8.1 | 2.5 | R-454B | 650
217222760 | HISENSE | AUWR-4824P | D(A,C,E)61B3K+TDR |  | Split System | 46000 | 16.5 | 8.1 | 2.5 | R-454B | 650
217270922 | HISENSE | AUWR-4824P | D(A,C,E)60C3J+TDR |  | Split System | 46500 | 16.5 | 8.1 | 2.5 | R-454B | 650
217222763 | HISENSE | AUWR-4824P | D(A,C,E)60C3K+TDR |  | Split System | 46500 | 16.5 | 8.1 | 2.5 | R-454B | 650
217222765 | HISENSE | AOH-48U3T24P | D(A,C,E)60C3K+TDR |  | Split System | 46500 | 16.5 | 8.1 | 2.5 | R-454B | 650
217270934 | HISENSE | AUWR-4824P | D(A,C,E)49A4J+TDR |  | Split System | 45500 | 16.5 | 8.1 | 2.51 | R-454B | 650
217270924 | HISENSE | AUWR-4824P | D(A,C,E)48B4J+TDR |  | Split System | 45500 | 16.5 | 8.1 | 2.51 | R-454B | 650
217222769 | HISENSE | AOH-48U3T24P | D(A,C,E)48B4K+TDR |  | Split System | 45500 | 16.5 | 8.1 | 2.51 | R-454B | 650
217222788 | HISENSE | AOH-48U3T24P | D(A,C,E)49A4K+TDR |  | Split System | 45500 | 16.5 | 8.1 | 2.51 | R-454B | 650
217222787 | HISENSE | AUWR-4824P | D(A,C,E)49A4K+TDR |  | Split System | 45500 | 16.5 | 8.1 | 2.51 | R-454B | 650
217222767 | HISENSE | AUWR-4824P | D(A,C,E)48B4K+TDR |  | Split System | 45500 | 16.5 | 8.1 | 2.51 | R-454B | 650
217270916 | HISENSE | AUWR-4824P | D(A,C,E)49C3J+TDR |  | Split System | 46000 | 16.5 | 8.1 | 2.51 | R-454B | 650
217270918 | HISENSE | AUWR-4824P | D(A,C,E)48D3J+TDR |  | Split System | 46000 | 16.5 | 8.1 | 2.51 | R-454B | 650
217222749 | HISENSE | AUWR-4824P | D(A,C,E)49C3K+TDR |  | Split System | 46000 | 16.5 | 8.1 | 2.51 | R-454B | 650
217222754 | HISENSE | AUWR-4824P | D(A,C,E)48D3K+TDR |  | Split System | 46000 | 16.5 | 8.1 | 2.51 | R-454B | 650
217222752 | HISENSE | AOH-48U3T24P | D(A,C,E)49C3K+TDR |  | Split System | 46000 | 16.5 | 8.1 | 2.51 | R-454B | 650
217222697 | HISENSE | AUWR-4824P | C(A,C,D,E)48D3K+TDR |  | Split System | 46000 | 16.5 | 8.1 | 2.51 | R-454B | 650
217222698 | HISENSE | AOH-48U3T24P | C(A,C,D,E)48D3K+TDR |  | Split System | 46000 | 16.5 | 8.1 | 2.51 | R-454B | 650
217270919 | HISENSE | AUWR-4824P | D(A,C,E)49D3J+TDR |  | Split System | 46500 | 16.5 | 8.1 | 2.52 | R-454B | 650
217222780 | HISENSE | AOH-48U3T24P | D(A,C,E)60B4K+TDR |  | Split System | 46500 | 16.5 | 8.1 | 2.52 | R-454B | 650
217222758 | HISENSE | AOH-48U3T24P | D(A,C,E)49D3K+TDR |  | Split System | 46500 | 16.5 | 8.1 | 2.52 | R-454B | 650
217222755 | HISENSE | AUWR-4824P | D(A,C,E)49D3K+TDR |  | Split System | 46500 | 16.5 | 8.1 | 2.52 | R-454B | 650
217270930 | HISENSE | AUWR-4824P | D(A,C,E)60B4J+TDR |  | Split System | 46500 | 16.5 | 8.1 | 2.52 | R-454B | 650
217222779 | HISENSE | AUWR-4824P | D(A,C,E)60B4K+TDR |  | Split System | 46500 | 16.5 | 8.1 | 2.52 | R-454B | 650
217270925 | HISENSE | AUWR-4824P | D(A,C,E)49B4J+TDR |  | Split System | 46000 | 16.5 | 8.1 | 2.54 | R-454B | 650
217270929 | HISENSE | AUWR-4824P | D(A,C,E)48C4J+TDR |  | Split System | 46000 | 16.5 | 8.1 | 2.54 | R-454B | 650
217270928 | HISENSE | AUWR-4824P | D(A,C,E)60A4J+TDR |  | Split System | 46000 | 16.5 | 8.1 | 2.54 | R-454B | 650
217222776 | HISENSE | AOH-48U3T24P | D(A,C,E)60A4K+TDR |  | Split System | 46000 | 16.5 | 8.1 | 2.54 | R-454B | 650
217222778 | HISENSE | AOH-48U3T24P | D(A,C,E)48C4K+TDR |  | Split System | 46000 | 16.5 | 8.1 | 2.54 | R-454B | 650
217222777 | HISENSE | AUWR-4824P | D(A,C,E)48C4K+TDR |  | Split System | 46000 | 16.5 | 8.1 | 2.54 | R-454B | 650
217222768 | HISENSE | AUWR-4824P | D(A,C,E)49B4K+TDR |  | Split System | 46000 | 16.5 | 8.1 | 2.54 | R-454B | 650
217222775 | HISENSE | AUWR-4824P | D(A,C,E)60A4K+TDR |  | Split System | 46000 | 16.5 | 8.1 | 2.54 | R-454B | 650
217222770 | HISENSE | AOH-48U3T24P | D(A,C,E)49B4K+TDR |  | Split System | 46000 | 16.5 | 8.1 | 2.54 | R-454B | 650
217270926 | HISENSE | AUWR-4824P | D(A,C,E)49E3J+TDR |  | Split System | 47000 | 16.5 | 8.1 | 2.56 | R-454B | 650
217270927 | HISENSE | AUWR-4824P | D(A,C,E)61D3J+TDR |  | Split System | 47000 | 16.5 | 8.1 | 2.56 | R-454B | 650
217222773 | HISENSE | AOH-48U3T24P | D(A,C,E)49E3K+TDR |  | Split System | 47000 | 16.5 | 8.1 | 2.56 | R-454B | 650
217222771 | HISENSE | AUWR-4824P | D(A,C,E)49E3K+TDR |  | Split System | 47000 | 16.5 | 8.1 | 2.56 | R-454B | 650
217222774 | HISENSE | AOH-48U3T24P | D(A,C,E)61D3K+TDR |  | Split System | 47000 | 16.5 | 8.1 | 2.56 | R-454B | 650
217222772 | HISENSE | AUWR-4824P | D(A,C,E)61D3K+TDR |  | Split System | 47000 | 16.5 | 8.1 | 2.56 | R-454B | 650
217580946 | HISENSE | AOH-24U3T24P | D(A,C,E)31D2J+TDR |  | Split System | 22400 | 16 | 8.2 | 1.95 | R-454B | 650
217270910 | HISENSE | AUWR-3624P | D(A,C,E)37D3J+TDR |  | Split System | 32000 | 16.5 | 8.2 | 2.35 | R-454B | 650
217199494 | CHAMPION HEATING AND COOLING | HH836E2S11 | D(A,C,E)36B4K+TDR |  | Split System | 31800 | 15.2 | 8.5 | 2.69 | R-454B | 650
217222644 | CHAMPION HEATING AND COOLING | HH836E2S11 | D(A,C,E)36B4J+TDR |  | Split System | 31800 | 15.2 | 8.5 | 2.69 | R-454B | 650
218338410 | INNOVAIR | SHV30H2BA | DM36A3Z+TXV+TDR |  | Split System | 28000 | 15.2 | 8.5 | 2.37 | R-454B | 650
218338411 | INNOVAIR | SHV30H2BA | DM36E3Z+TXV+TDR |  | Split System | 28000 | 15.2 | 8.5 | 2.42 | R-454B | 650
218378392 | MIDEA | MO1HE-H30B-2A | D(A,C,E)36A3J+TDR |  | Split System | 28200 | 15.2 | 8.5 | 1.8 | R-454B | 650
217596954 | GE Appliances | NS18H60HA5*** | D(A,C,E)48A4J+TDR |  | Split System | 45000 | 15.2 | 8.5 | 2.43 | R-454B | 650
217596955 | GE Appliances | NS18H60HA5*** | D(A,C,E)60A4J+TDR |  | Split System | 48500 | 15.2 | 8.5 | 2.49 | R-454B | 650
217272762 | CHAMPION HEATING AND COOLING | HH860E2S11 | CM60B3J+TDR |  | Split System | 43000 | 15.2 | 8.5 | 2.68 | R-454B | 650
217272761 | CHAMPION HEATING AND COOLING | HH860E2S11 | CM60A4J+TDR |  | Split System | 42500 | 15.2 | 8.5 | 2.73 | R-454B | 650
217272755 | CHAMPION HEATING AND COOLING | HH860E2S11 | CM48C3J+TDR |  | Split System | 43000 | 15.2 | 8.5 | 2.73 | R-454B | 650
217199498 | CHAMPION HEATING AND COOLING | HH860E2S11 | D(A,C,E)48B4K+TDR |  | Split System | 41500 | 15.2 | 8.5 | 2.75 | R-454B | 650
217272754 | CHAMPION HEATING AND COOLING | HH860E2S11 | CM48B4J+TDR |  | Split System | 43000 | 15.2 | 8.5 | 2.75 | R-454B | 650
217727077 | YORK | HH860E2S11 | CM48E4K+TDR |  | Split System | 41500 | 15.2 | 8.5 | 2.75 | R-454B | 650
217219915 | BOSCH | BOVA-60MTB-M19E | D(A,C,E)48C3K+TDR |  | Split System | 40500 | 15.2 | 8.5 | 1.8 | R-454B | 650
217219878 | BOSCH | BOVA-60MTB-M19E | D(A,C,E)48C3J+TDR |  | Split System | 40500 | 15.2 | 8.5 | 1.8 | R-454B | 650
217192955 | BOSCH | BOVA-60MTB-M19E | C(A,C,D,E)48D3J+TDR |  | Split System | 41000 | 15.2 | 8.5 | 1.8 | R-454B | 650
217219905 | BOSCH | BOVA-36RTB-M20S | D(A,C,E)24D4K+TDR |  | Split System | 22200 | 15.2 | 8.5 | 1.9 | R-454B | 650
217219907 | BOSCH | BOVA-36RTB-M20S | D(A,C,E)30C4K+TDR |  | Split System | 22200 | 15.2 | 8.5 | 1.9 | R-454B | 650
217219870 | BOSCH | BOVA-36RTB-M20S | D(A,C,E)30C4J+TDR |  | Split System | 22200 | 15.2 | 8.5 | 1.9 | R-454B | 650
217219868 | BOSCH | BOVA-36RTB-M20S | D(A,C,E)24D4J+TDR |  | Split System | 22200 | 15.2 | 8.5 | 1.9 | R-454B | 650
217272748 | CHAMPION HEATING AND COOLING | HH824E2S11 | CM36A3J+TDR |  | Split System | 22400 | 15.2 | 8.5 | 2.65 | R-454B | 650
217272760 | CHAMPION HEATING AND COOLING | HH860E2S11 | CM60A3J+TDR |  | Split System | 42500 | 15.2 | 8.5 | 2.66 | R-454B | 650
217272746 | CHAMPION HEATING AND COOLING | HH824E2S11 | CM30B3J+TDR |  | Split System | 22400 | 15.2 | 8.5 | 2.7 | R-454B | 650
216057054 | CHAMPION HEATING AND COOLING | HH824E2S11 | D(A,C,E)24B4K+TDR |  | Split System | 22600 | 15.2 | 8.5 | 2.72 | R-454B | 650
217272757 | CHAMPION HEATING AND COOLING | HH860E2S11 | CM48D3J+TDR |  | Split System | 43500 | 15.2 | 8.5 | 2.74 | R-454B | 650
217272743 | CHAMPION HEATING AND COOLING | HH824E2S11 | CM24C3J+TDR |  | Split System | 22200 | 15.2 | 8.5 | 2.76 | R-454B | 650
217272756 | CHAMPION HEATING AND COOLING | HH860E2S11 | CM48C4J+TDR |  | Split System | 43500 | 15.2 | 8.5 | 2.77 | R-454B | 650
217199502 | CHAMPION HEATING AND COOLING | HH860E2S11 | D(A,C,E)60B4K+TDR |  | Split System | 42500 | 15.2 | 8.5 | 2.79 | R-454B | 650
217199504 | CHAMPION HEATING AND COOLING | HH860E2S11 | D(A,C,E)60C4K+TDR |  | Split System | 43000 | 15.2 | 8.5 | 2.81 | R-454B | 650
216035143 | COLEMAN | HH824E2S11 | D(A,C,E)36A3J+TDR |  | Split System | 22400 | 15.2 | 8.5 | 2.65 | R-454B | 650
217219918 | BOSCH | BOVA-60MTB-M19E | D(A,C,E)60C3K+TDR |  | Split System | 41500 | 15.2 | 8.5 | 1.8 | R-454B | 650
217219881 | BOSCH | BOVA-60MTB-M19E | D(A,C,E)60C3J+TDR |  | Split System | 41500 | 15.2 | 8.5 | 1.8 | R-454B | 650
217219909 | BOSCH | BOVA-36RTB-M20S | D(A,C,E)36A4K+TDR |  | Split System | 21600 | 15.2 | 8.5 | 1.9 | R-454B | 650
217219873 | BOSCH | BOVA-36RTB-M20S | D(A,C,E)36B4J+TDR |  | Split System | 21800 | 15.2 | 8.5 | 1.9 | R-454B | 650
217219867 | BOSCH | BOVA-36RTB-M20S | D(A,C,E)24C4J+TDR |  | Split System | 21800 | 15.2 | 8.5 | 1.9 | R-454B | 650
217219910 | BOSCH | BOVA-36RTB-M20S | D(A,C,E)36B4K+TDR |  | Split System | 21800 | 15.2 | 8.5 | 1.9 | R-454B | 650
217219869 | BOSCH | BOVA-36RTB-M20S | D(A,C,E)30B4J+TDR |  | Split System | 21800 | 15.2 | 8.5 | 1.9 | R-454B | 650
217219904 | BOSCH | BOVA-36RTB-M20S | D(A,C,E)24C4K+TDR |  | Split System | 21800 | 15.2 | 8.5 | 1.9 | R-454B | 650
217219906 | BOSCH | BOVA-36RTB-M20S | D(A,C,E)30B4K+TDR |  | Split System | 21800 | 15.2 | 8.5 | 1.9 | R-454B | 650
217596950 | GE Appliances | NS18H24HA5*** | C(A,C,D,E)24A3J+TDR |  | Split System | 22400 | 15.9 | 8.5 | 3.13 | R-454B | 650
217131884 | BOSCH | BOVA-36RTB-M20S | CM36B3J+TDR |  | Split System | 21800 | 15.2 | 8.8 | 1.9 | R-454B | 650
217562039 | INNOVAIR | SHV24H2BA | D(A,C,E)24A2J+TDR |  | Split System | 20000 | 16 | 9 | 2.46 | R-454B | 650
217219875 | BOSCH | BOVA-36RTB-M20S | D(A,C,E)36D3J+TDR |  | Split System | 22200 | 15.2 | 9 | 1.9 | R-454B | 650
217219912 | BOSCH | BOVA-36RTB-M20S | D(A,C,E)36D3K+TDR |  | Split System | 22200 | 15.2 | 9 | 1.9 | R-454B | 650
217219874 | BOSCH | BOVA-36RTB-M20S | D(A,C,E)36C4J+TDR |  | Split System | 22400 | 15.2 | 9 | 1.9 | R-454B | 650
217219911 | BOSCH | BOVA-36RTB-M20S | D(A,C,E)36C4K+TDR |  | Split System | 22400 | 15.2 | 9 | 1.9 | R-454B | 650
217219871 | BOSCH | BOVA-36RTB-M20S | D(A,C,E)30D4J+TDR |  | Split System | 22400 | 15.2 | 9 | 1.9 | R-454B | 650
217219908 | BOSCH | BOVA-36RTB-M20S | D(A,C,E)30D4K+TDR |  | Split System | 22400 | 15.2 | 9 | 1.9 | R-454B | 650
217596951 | GE Appliances | NS18H24HA5*** | D(A,C,E)36B4J+TDR |  | Split System | 23600 | 16 | 9 | 2.77 | R-454B | 650
218454617 | BRYANT HEATING AND COOLING SYSTEMS | 37MUHAQ36AA3+TIC2025-0016 | A36VCA*+TXV | 935SB48060M17*** | Split System | 34000 | 16 | 8.1 | 1.75 | R-454B | 650
218454619 | BRYANT HEATING AND COOLING SYSTEMS | 37MUHAQ36AA3+TIC2025-0016 | (V,C)36H175P14*+TXV | 935SB48060M17*** | Split System | 34000 | 16 | 8.1 | 1.75 | R-454B | 650
218454623 | BRYANT HEATING AND COOLING SYSTEMS | 37MUHAQ36AA3+TIC2025-0016 | PL36H210P74*+TXV | 935SB48060M17*** | Split System | 34000 | 16 | 8.1 | 1.75 | R-454B | 650
218454435 | BRYANT HEATING AND COOLING SYSTEMS | 37MUHAQ36AA3+TIC2025-0016 | PL36H210P74*+TXV | 82*TB48070V17*** | Split System | 34200 | 16 | 8.1 | 1.75 | R-454B | 650
218454431 | BRYANT HEATING AND COOLING SYSTEMS | 37MUHAQ36AA3+TIC2025-0016 | (V,C)36H175P14*+TXV | 82*TB48070V17*** | Split System | 34200 | 16 | 8.1 | 1.75 | R-454B | 650
218454432 | BRYANT HEATING AND COOLING SYSTEMS | 37MUHAQ36AA3+TIC2025-0016 | PL36H175P14*+TXV | 82*TB48070V17*** | Split System | 34200 | 16 | 8.1 | 1.75 | R-454B | 650
218454429 | BRYANT HEATING AND COOLING SYSTEMS | 37MUHAQ36AA3+TIC2025-0016 | A36VCA*+TXV | 82*TB48070V17*** | Split System | 34200 | 16 | 8.1 | 1.75 | R-454B | 650
218454624 | BRYANT HEATING AND COOLING SYSTEMS | 37MUHAQ36AA3+TIC2025-0016 | C36A***L15*+TXV | 935SB48060M17*** | Split System | 34400 | 16 | 8.1 | 1.75 | R-454B | 650
218454622 | BRYANT HEATING AND COOLING SYSTEMS | 37MUHAQ36AA3+TIC2025-0016 | PL36H175P15*+TXV | 935SB48060M17*** | Split System | 34600 | 16 | 8.1 | 1.75 | R-454B | 650
218454621 | BRYANT HEATING AND COOLING SYSTEMS | 37MUHAQ36AA3+TIC2025-0016 | (V,C)36H175P15*+TXV | 935SB48060M17*** | Split System | 34600 | 16 | 8.1 | 1.75 | R-454B | 650
218454436 | BRYANT HEATING AND COOLING SYSTEMS | 37MUHAQ36AA3+TIC2025-0016 | C36A***L15*+TXV | 82*TB48070V17*** | Split System | 34600 | 16 | 8.1 | 1.75 | R-454B | 650
218454433 | BRYANT HEATING AND COOLING SYSTEMS | 37MUHAQ36AA3+TIC2025-0016 | (V,C)36H175P15*+TXV | 82*TB48070V17*** | Split System | 34800 | 16 | 8.1 | 1.75 | R-454B | 650
218455902 | PAYNE HEATING AND COOLING | 37MUHAQ36AA3+TIC2025-0016 | A36VCA*+TXV | PG95MSUA48060B** | Split System | 34000 | 16 | 8.1 | 1.75 | R-454B | 650
218455905 | PAYNE HEATING AND COOLING | 37MUHAQ36AA3+TIC2025-0016 | PL36H175P14*+TXV | PG95MSUA48060B** | Split System | 34000 | 16 | 8.1 | 1.75 | R-454B | 650
218455904 | PAYNE HEATING AND COOLING | 37MUHAQ36AA3+TIC2025-0016 | (V,C)36H175P14*+TXV | PG95MSUA48060B** | Split System | 34000 | 16 | 8.1 | 1.75 | R-454B | 650
218455908 | PAYNE HEATING AND COOLING | 37MUHAQ36AA3+TIC2025-0016 | PL36H210P74*+TXV | PG95MSUA48060B** | Split System | 34000 | 16 | 8.1 | 1.75 | R-454B | 650
218455854 | PAYNE HEATING AND COOLING | 37MUHAQ36AA3+TIC2025-0016 | PL36H210P74*+TXV | PG80VTLB48070B** | Split System | 34200 | 16 | 8.1 | 1.75 | R-454B | 650
218455850 | PAYNE HEATING AND COOLING | 37MUHAQ36AA3+TIC2025-0016 | (V,C)36H175P14*+TXV | PG80VTLB48070B** | Split System | 34200 | 16 | 8.1 | 1.75 | R-454B | 650
218455851 | PAYNE HEATING AND COOLING | 37MUHAQ36AA3+TIC2025-0016 | PL36H175P14*+TXV | PG80VTLB48070B** | Split System | 34200 | 16 | 8.1 | 1.75 | R-454B | 650
218455848 | PAYNE HEATING AND COOLING | 37MUHAQ36AA3+TIC2025-0016 | A36VCA*+TXV | PG80VTLB48070B** | Split System | 34200 | 16 | 8.1 | 1.75 | R-454B | 650
218455909 | PAYNE HEATING AND COOLING | 37MUHAQ36AA3+TIC2025-0016 | C36A***L15*+TXV | PG95MSUA48060B** | Split System | 34400 | 16 | 8.1 | 1.75 | R-454B | 650
218455906 | PAYNE HEATING AND COOLING | 37MUHAQ36AA3+TIC2025-0016 | (V,C)36H175P15*+TXV | PG95MSUA48060B** | Split System | 34600 | 16 | 8.1 | 1.75 | R-454B | 650
218455907 | PAYNE HEATING AND COOLING | 37MUHAQ36AA3+TIC2025-0016 | PL36H175P15*+TXV | PG95MSUA48060B** | Split System | 34600 | 16 | 8.1 | 1.75 | R-454B | 650
218455855 | PAYNE HEATING AND COOLING | 37MUHAQ36AA3+TIC2025-0016 | C36A***L15*+TXV | PG80VTLB48070B** | Split System | 34600 | 16 | 8.1 | 1.75 | R-454B | 650
218455853 | PAYNE HEATING AND COOLING | 37MUHAQ36AA3+TIC2025-0016 | PL36H175P15*+TXV | PG80VTLB48070B** | Split System | 34800 | 16 | 8.1 | 1.75 | R-454B | 650
218455852 | PAYNE HEATING AND COOLING | 37MUHAQ36AA3+TIC2025-0016 | (V,C)36H175P15*+TXV | PG80VTLB48070B** | Split System | 34800 | 16 | 8.1 | 1.75 | R-454B | 650
217573865 | BRYANT | 37MUHAQ60AA3 | H,PG3K*48+TXV+TD |  | Split System | 46500 | 15.2 | 8.1 | 1.83 | R-454B | 650
218454389 | BRYANT HEATING AND COOLING SYSTEMS | 37MUHAQ36AA3+TIC2025-0016 | PL36H***P44*+TXV | 82*SB36045V14*** | Split System | 34200 | 15.2 | 8.1 | 1.75 | R-454B | 650
218454421 | BRYANT HEATING AND COOLING SYSTEMS | 37MUHAQ36AA3+TIC2025-0016 | PL36H***P44*+TXV | 82*TB36045V14*** | Split System | 34200 | 15.2 | 8.1 | 1.75 | R-454B | 650
218454416 | BRYANT HEATING AND COOLING SYSTEMS | 37MUHAQ36AA3+TIC2025-0016 | (V,C)36H***P42*+TXV | 82*TB36045V14*** | Split System | 34200 | 15.2 | 8.1 | 1.75 | R-454B | 650
218454384 | BRYANT HEATING AND COOLING SYSTEMS | 37MUHAQ36AA3+TIC2025-0016 | (V,C)36H***P42*+TXV | 82*SB36045V14*** | Split System | 34200 | 15.2 | 8.1 | 1.75 | R-454B | 650
218454386 | BRYANT HEATING AND COOLING SYSTEMS | 37MUHAQ36AA3+TIC2025-0016 | PL36H175P14*+TXV | 82*SB36045V14*** | Split System | 34200 | 15.2 | 8.1 | 1.75 | R-454B | 650
218454387 | BRYANT HEATING AND COOLING SYSTEMS | 37MUHAQ36AA3+TIC2025-0016 | PL36H175P15*+TXV | 82*SB36045V14*** | Split System | 34200 | 15.2 | 8.1 | 1.75 | R-454B | 650
218454417 | BRYANT HEATING AND COOLING SYSTEMS | 37MUHAQ36AA3+TIC2025-0016 | C36A***L13*+TXV | 82*TB36045V14*** | Split System | 34200 | 15.2 | 8.1 | 1.75 | R-454B | 650
218454385 | BRYANT HEATING AND COOLING SYSTEMS | 37MUHAQ36AA3+TIC2025-0016 | C36A***L13*+TXV | 82*SB36045V14*** | Split System | 34200 | 15.2 | 8.1 | 1.75 | R-454B | 650
218454420 | BRYANT HEATING AND COOLING SYSTEMS | 37MUHAQ36AA3+TIC2025-0016 | (V,C)36H***P21*+TXV | 82*TB36045V14*** | Split System | 34200 | 15.2 | 8.1 | 1.75 | R-454B | 650
218454388 | BRYANT HEATING AND COOLING SYSTEMS | 37MUHAQ36AA3+TIC2025-0016 | (V,C)36H***P21*+TXV | 82*SB36045V14*** | Split System | 34200 | 15.2 | 8.1 | 1.75 | R-454B | 650
218454419 | BRYANT HEATING AND COOLING SYSTEMS | 37MUHAQ36AA3+TIC2025-0016 | PL36H175P15*+TXV | 82*TB36045V14*** | Split System | 34200 | 15.2 | 8.1 | 1.75 | R-454B | 650
218454391 | BRYANT HEATING AND COOLING SYSTEMS | 37MUHAQ36AA3+TIC2025-0016 | C36A***L13*+TXV | 82*SB36070V14*** | Split System | 34200 | 15.2 | 8.1 | 1.75 | R-454B | 650
218454392 | BRYANT HEATING AND COOLING SYSTEMS | 37MUHAQ36AA3+TIC2025-0016 | PL36H175P14*+TXV | 82*SB36070V14*** | Split System | 34200 | 15.2 | 8.1 | 1.75 | R-454B | 650
218454394 | BRYANT HEATING AND COOLING SYSTEMS | 37MUHAQ36AA3+TIC2025-0016 | (V,C)36H***P21*+TXV | 82*SB36070V14*** | Split System | 34200 | 15.2 | 8.1 | 1.75 | R-454B | 650
218454390 | BRYANT HEATING AND COOLING SYSTEMS | 37MUHAQ36AA3+TIC2025-0016 | (V,C)36H***P42*+TXV | 82*SB36070V14*** | Split System | 34200 | 15.2 | 8.1 | 1.75 | R-454B | 650
218454395 | BRYANT HEATING AND COOLING SYSTEMS | 37MUHAQ36AA3+TIC2025-0016 | PL36H***P44*+TXV | 82*SB36070V14*** | Split System | 34200 | 15.2 | 8.1 | 1.75 | R-454B | 650
218454609 | BRYANT HEATING AND COOLING SYSTEMS | 37MUHAQ36AA3+TIC2025-0016 | C36A***L13*+TXV | 935SB36040M17*** | Split System | 34400 | 15.2 | 8.1 | 1.75 | R-454B | 650
218454430 | BRYANT HEATING AND COOLING SYSTEMS | 37MUHAQ36AA3+TIC2025-0016 | C36A***L13*+TXV | 82*TB48070V17*** | Split System | 34400 | 15.2 | 8.1 | 1.75 | R-454B | 650
218454437 | BRYANT HEATING AND COOLING SYSTEMS | 37MUHAQ36AA3+TIC2025-0016 | (V,C)36H175P13*+TXV | 82*TB48070V17*** | Split System | 34400 | 15.2 | 8.1 | 1.75 | R-454B | 650
218454533 | BRYANT HEATING AND COOLING SYSTEMS | 37MUHAQ36AA3+TIC2025-0016 | C36A***L13*+TXV | 926SB48060V17*** | Split System | 34600 | 15.2 | 8.1 | 1.75 | R-454B | 650
218454589 | BRYANT HEATING AND COOLING SYSTEMS | 37MUHAQ36AA3+TIC2025-0016 | C36A***L13*+TXV | 927TA48060V17*** | Split System | 34600 | 15.2 | 8.1 | 1.75 | R-454B | 650
218454569 | BRYANT HEATING AND COOLING SYSTEMS | 37MUHAQ36AA3+TIC2025-0016 | C36A***L13*+TXV | 926TC48060V17*** | Split System | 34600 | 15.2 | 8.1 | 1.75 | R-454B | 650
218454614 | BRYANT HEATING AND COOLING SYSTEMS | 37MUHAQ36AA3+TIC2025-0016 | PL36H210P74*+TXV | 935SB36040M17*** | Split System | 34600 | 15.2 | 8.1 | 1.75 | R-454B | 650
218454608 | BRYANT HEATING AND COOLING SYSTEMS | 37MUHAQ36AA3+TIC2025-0016 | A36VCA*+TXV | 935SB36040M17*** | Split System | 34600 | 15.2 | 8.1 | 1.75 | R-454B | 650
218454612 | BRYANT HEATING AND COOLING SYSTEMS | 37MUHAQ36AA3+TIC2025-0016 | (V,C)36H175P15*+TXV | 935SB36040M17*** | Split System | 34600 | 15.2 | 8.1 | 1.75 | R-454B | 650
218454611 | BRYANT HEATING AND COOLING SYSTEMS | 37MUHAQ36AA3+TIC2025-0016 | PL36H175P14*+TXV | 935SB36040M17*** | Split System | 34600 | 15.2 | 8.1 | 1.75 | R-454B | 650
218454616 | BRYANT HEATING AND COOLING SYSTEMS | 37MUHAQ36AA3+TIC2025-0016 | (V,C)36H175P13*+TXV | 935SB36040M17*** | Split System | 34600 | 15.2 | 8.1 | 1.75 | R-454B | 650
218454613 | BRYANT HEATING AND COOLING SYSTEMS | 37MUHAQ36AA3+TIC2025-0016 | PL36H175P15*+TXV | 935SB36040M17*** | Split System | 34600 | 15.2 | 8.1 | 1.75 | R-454B | 650
218454615 | BRYANT HEATING AND COOLING SYSTEMS | 37MUHAQ36AA3+TIC2025-0016 | C36A***L15*+TXV | 935SB36040M17*** | Split System | 34600 | 15.2 | 8.1 | 1.75 | R-454B | 650
218454610 | BRYANT HEATING AND COOLING SYSTEMS | 37MUHAQ36AA3+TIC2025-0016 | (V,C)36H175P14*+TXV | 935SB36040M17*** | Split System | 34600 | 15.2 | 8.1 | 1.75 | R-454B | 650
218454625 | BRYANT HEATING AND COOLING SYSTEMS | 37MUHAQ36AA3+TIC2025-0016 | (V,C)36H175P13*+TXV | 935SB48060M17*** | Split System | 34600 | 15.2 | 8.1 | 1.75 | R-454B | 650
218454618 | BRYANT HEATING AND COOLING SYSTEMS | 37MUHAQ36AA3+TIC2025-0016 | C36A***L13*+TXV | 935SB48060M17*** | Split System | 34600 | 15.2 | 8.1 | 1.75 | R-454B | 650
218454541 | BRYANT HEATING AND COOLING SYSTEMS | 37MUHAQ36AA3+TIC2025-0016 | A36VCA*+TXV | 926SB48080V17*** | Split System | 34600 | 15.2 | 8.1 | 1.75 | R-454B | 650
218454577 | BRYANT HEATING AND COOLING SYSTEMS | 37MUHAQ36AA3+TIC2025-0016 | A36VCA*+TXV | 926TC48080V17*** | Split System | 34600 | 15.2 | 8.1 | 1.75 | R-454B | 650
218454597 | BRYANT HEATING AND COOLING SYSTEMS | 37MUHAQ36AA3+TIC2025-0016 | A36VCA*+TXV | 927TA48080V17*** | Split System | 34600 | 15.2 | 8.1 | 1.75 | R-454B | 650
218454598 | BRYANT HEATING AND COOLING SYSTEMS | 37MUHAQ36AA3+TIC2025-0016 | C36A***L13*+TXV | 927TA48080V17*** | Split System | 34600 | 15.2 | 8.1 | 1.75 | R-454B | 650
218454605 | BRYANT HEATING AND COOLING SYSTEMS | 37MUHAQ36AA3+TIC2025-0016 | (V,C)36H175P13*+TXV | 927TA48080V17*** | Split System | 34600 | 15.2 | 8.1 | 1.75 | R-454B | 650
218454578 | BRYANT HEATING AND COOLING SYSTEMS | 37MUHAQ36AA3+TIC2025-0016 | C36A***L13*+TXV | 926TC48080V17*** | Split System | 34600 | 15.2 | 8.1 | 1.75 | R-454B | 650
218454585 | BRYANT HEATING AND COOLING SYSTEMS | 37MUHAQ36AA3+TIC2025-0016 | (V,C)36H175P13*+TXV | 926TC48080V17*** | Split System | 34600 | 15.2 | 8.1 | 1.75 | R-454B | 650
218454547 | BRYANT HEATING AND COOLING SYSTEMS | 37MUHAQ36AA3+TIC2025-0016 | PL36H210P74*+TXV | 926SB48080V17*** | Split System | 34600 | 15.2 | 8.1 | 1.75 | R-454B | 650
218454603 | BRYANT HEATING AND COOLING SYSTEMS | 37MUHAQ36AA3+TIC2025-0016 | PL36H210P74*+TXV | 927TA48080V17*** | Split System | 34600 | 15.2 | 8.1 | 1.75 | R-454B | 650
218454542 | BRYANT HEATING AND COOLING SYSTEMS | 37MUHAQ36AA3+TIC2025-0016 | C36A***L13*+TXV | 926SB48080V17*** | Split System | 34600 | 15.2 | 8.1 | 1.75 | R-454B | 650
218454549 | BRYANT HEATING AND COOLING SYSTEMS | 37MUHAQ36AA3+TIC2025-0016 | (V,C)36H175P13*+TXV | 926SB48080V17*** | Split System | 34600 | 15.2 | 8.1 | 1.75 | R-454B | 650
218454583 | BRYANT HEATING AND COOLING SYSTEMS | 37MUHAQ36AA3+TIC2025-0016 | PL36H210P74*+TXV | 926TC48080V17*** | Split System | 34600 | 15.2 | 8.1 | 1.75 | R-454B | 650
218454596 | BRYANT HEATING AND COOLING SYSTEMS | 37MUHAQ36AA3+TIC2025-0016 | (V,C)36H175P13*+TXV | 927TA48060V17*** | Split System | 34800 | 15.2 | 8.1 | 1.75 | R-454B | 650
218454576 | BRYANT HEATING AND COOLING SYSTEMS | 37MUHAQ36AA3+TIC2025-0016 | (V,C)36H175P13*+TXV | 926TC48060V17*** | Split System | 34800 | 15.2 | 8.1 | 1.75 | R-454B | 650
218454540 | BRYANT HEATING AND COOLING SYSTEMS | 37MUHAQ36AA3+TIC2025-0016 | (V,C)36H175P13*+TXV | 926SB48060V17*** | Split System | 34800 | 15.2 | 8.1 | 1.75 | R-454B | 650
218454393 | BRYANT HEATING AND COOLING SYSTEMS | 37MUHAQ36AA3+TIC2025-0016 | PL36H175P15*+TXV | 82*SB36070V14*** | Split System | 35200 | 15.2 | 8.1 | 1.75 | R-454B | 650
218456387 | CARRIER | 37MUHAQ36AA3+TIC2025-0016 | C36A***L13*+TXV | GG96VTAB48060B** | Split System | 34600 | 15.2 | 8.1 | 1.75 | R-454B | 650
218455836 | PAYNE HEATING AND COOLING | 37MUHAQ36AA3+TIC2025-0016 | C36A***L13*+TXV | PG80VTLB36045A** | Split System | 34200 | 15.2 | 8.1 | 1.75 | R-454B | 650
218455837 | PAYNE HEATING AND COOLING | 37MUHAQ36AA3+TIC2025-0016 | PL36H175P14*+TXV | PG80VTLB36045A** | Split System | 34200 | 15.2 | 8.1 | 1.75 | R-454B | 650
218455839 | PAYNE HEATING AND COOLING | 37MUHAQ36AA3+TIC2025-0016 | (V,C)36H***P21*+TXV | PG80VTLB36045A** | Split System | 34200 | 15.2 | 8.1 | 1.75 | R-454B | 650
218455838 | PAYNE HEATING AND COOLING | 37MUHAQ36AA3+TIC2025-0016 | PL36H175P15*+TXV | PG80VTLB36045A** | Split System | 34200 | 15.2 | 8.1 | 1.75 | R-454B | 650
218455835 | PAYNE HEATING AND COOLING | 37MUHAQ36AA3+TIC2025-0016 | (V,C)36H***P42*+TXV | PG80VTLB36045A** | Split System | 34200 | 15.2 | 8.1 | 1.75 | R-454B | 650
218455840 | PAYNE HEATING AND COOLING | 37MUHAQ36AA3+TIC2025-0016 | PL36H***P44*+TXV | PG80VTLB36045A** | Split System | 34200 | 15.2 | 8.1 | 1.75 | R-454B | 650
218455894 | PAYNE HEATING AND COOLING | 37MUHAQ36AA3+TIC2025-0016 | C36A***L13*+TXV | PG95MSUA36040B** | Split System | 34400 | 15.2 | 8.1 | 1.75 | R-454B | 650
218455856 | PAYNE HEATING AND COOLING | 37MUHAQ36AA3+TIC2025-0016 | (V,C)36H175P13*+TXV | PG80VTLB48070B** | Split System | 34400 | 15.2 | 8.1 | 1.75 | R-454B | 650
218455849 | PAYNE HEATING AND COOLING | 37MUHAQ36AA3+TIC2025-0016 | C36A***L13*+TXV | PG80VTLB48070B** | Split System | 34400 | 15.2 | 8.1 | 1.75 | R-454B | 650
218455968 | PAYNE HEATING AND COOLING | 37MUHAQ36AA3+TIC2025-0016 | C36A***L13*+TXV | PG97VTAA48060B** | Split System | 34600 | 15.2 | 8.1 | 1.75 | R-454B | 650
218455949 | PAYNE HEATING AND COOLING | 37MUHAQ36AA3+TIC2025-0016 | C36A***L13*+TXV | PG96VTAB48060B** | Split System | 34600 | 15.2 | 8.1 | 1.75 | R-454B | 650
218455893 | PAYNE HEATING AND COOLING | 37MUHAQ36AA3+TIC2025-0016 | A36VCA*+TXV | PG95MSUA36040B** | Split System | 34600 | 15.2 | 8.1 | 1.75 | R-454B | 650
218455900 | PAYNE HEATING AND COOLING | 37MUHAQ36AA3+TIC2025-0016 | C36A***L15*+TXV | PG95MSUA36040B** | Split System | 34600 | 15.2 | 8.1 | 1.75 | R-454B | 650
218455895 | PAYNE HEATING AND COOLING | 37MUHAQ36AA3+TIC2025-0016 | (V,C)36H175P14*+TXV | PG95MSUA36040B** | Split System | 34600 | 15.2 | 8.1 | 1.75 | R-454B | 650
218455899 | PAYNE HEATING AND COOLING | 37MUHAQ36AA3+TIC2025-0016 | PL36H210P74*+TXV | PG95MSUA36040B** | Split System | 34600 | 15.2 | 8.1 | 1.75 | R-454B | 650
218455901 | PAYNE HEATING AND COOLING | 37MUHAQ36AA3+TIC2025-0016 | (V,C)36H175P13*+TXV | PG95MSUA36040B** | Split System | 34600 | 15.2 | 8.1 | 1.75 | R-454B | 650
218455898 | PAYNE HEATING AND COOLING | 37MUHAQ36AA3+TIC2025-0016 | PL36H175P15*+TXV | PG95MSUA36040B** | Split System | 34600 | 15.2 | 8.1 | 1.75 | R-454B | 650
218455896 | PAYNE HEATING AND COOLING | 37MUHAQ36AA3+TIC2025-0016 | PL36H175P14*+TXV | PG95MSUA36040B** | Split System | 34600 | 15.2 | 8.1 | 1.75 | R-454B | 650
218455897 | PAYNE HEATING AND COOLING | 37MUHAQ36AA3+TIC2025-0016 | (V,C)36H175P15*+TXV | PG95MSUA36040B** | Split System | 34600 | 15.2 | 8.1 | 1.75 | R-454B | 650
218455910 | PAYNE HEATING AND COOLING | 37MUHAQ36AA3+TIC2025-0016 | (V,C)36H175P13*+TXV | PG95MSUA48060B** | Split System | 34600 | 15.2 | 8.1 | 1.75 | R-454B | 650
218455903 | PAYNE HEATING AND COOLING | 37MUHAQ36AA3+TIC2025-0016 | C36A***L13*+TXV | PG95MSUA48060B** | Split System | 34600 | 15.2 | 8.1 | 1.75 | R-454B | 650
218455957 | PAYNE HEATING AND COOLING | 37MUHAQ36AA3+TIC2025-0016 | A36VCA*+TXV | PG96VTAB48080B** | Split System | 34600 | 15.2 | 8.1 | 1.75 | R-454B | 650
218455976 | PAYNE HEATING AND COOLING | 37MUHAQ36AA3+TIC2025-0016 | A36VCA*+TXV | PG97VTAA48080B** | Split System | 34600 | 15.2 | 8.1 | 1.75 | R-454B | 650
218455982 | PAYNE HEATING AND COOLING | 37MUHAQ36AA3+TIC2025-0016 | PL36H210P74*+TXV | PG97VTAA48080B** | Split System | 34600 | 15.2 | 8.1 | 1.75 | R-454B | 650
218455963 | PAYNE HEATING AND COOLING | 37MUHAQ36AA3+TIC2025-0016 | PL36H210P74*+TXV | PG96VTAB48080B** | Split System | 34600 | 15.2 | 8.1 | 1.75 | R-454B | 650
218455977 | PAYNE HEATING AND COOLING | 37MUHAQ36AA3+TIC2025-0016 | C36A***L13*+TXV | PG97VTAA48080B** | Split System | 34600 | 15.2 | 8.1 | 1.75 | R-454B | 650
218455984 | PAYNE HEATING AND COOLING | 37MUHAQ36AA3+TIC2025-0016 | (V,C)36H175P13*+TXV | PG97VTAA48080B** | Split System | 34600 | 15.2 | 8.1 | 1.75 | R-454B | 650
218455965 | PAYNE HEATING AND COOLING | 37MUHAQ36AA3+TIC2025-0016 | (V,C)36H175P13*+TXV | PG96VTAB48080B** | Split System | 34600 | 15.2 | 8.1 | 1.75 | R-454B | 650
218455958 | PAYNE HEATING AND COOLING | 37MUHAQ36AA3+TIC2025-0016 | C36A***L13*+TXV | PG96VTAB48080B** | Split System | 34600 | 15.2 | 8.1 | 1.75 | R-454B | 650
218455975 | PAYNE HEATING AND COOLING | 37MUHAQ36AA3+TIC2025-0016 | (V,C)36H175P13*+TXV | PG97VTAA48060B** | Split System | 34800 | 15.2 | 8.1 | 1.75 | R-454B | 650
218455956 | PAYNE HEATING AND COOLING | 37MUHAQ36AA3+TIC2025-0016 | (V,C)36H175P13*+TXV | PG96VTAB48060B** | Split System | 34800 | 15.2 | 8.1 | 1.75 | R-454B | 650
218377360 | RUNTRU | A5HL5024A1 | M36G33*+TXV+AMHE3D |  | Split System | 21600 | 15.2 | 8.1 | 1.8 | R-454B | 650
218454407 | BRYANT HEATING AND COOLING SYSTEMS | 37MUHAQ36AA3+TIC2025-0016 | C36A***L13*+TXV | 82*SB48090V17*** | Split System | 34000 | 16 | 8.1 | 1.75 | R-454B | 650
218454440 | BRYANT HEATING AND COOLING SYSTEMS | 37MUHAQ36AA3+TIC2025-0016 | C36A***L13*+TXV | 82*TB48090V17*** | Split System | 34000 | 16 | 8.1 | 1.75 | R-454B | 650
218454414 | BRYANT HEATING AND COOLING SYSTEMS | 37MUHAQ36AA3+TIC2025-0016 | (V,C)36H175P13*+TXV | 82*SB48090V17*** | Split System | 34200 | 16 | 8.1 | 1.75 | R-454B | 650
218454447 | BRYANT HEATING AND COOLING SYSTEMS | 37MUHAQ36AA3+TIC2025-0016 | (V,C)36H175P13*+TXV | 82*TB48090V17*** | Split System | 34200 | 16 | 8.1 | 1.75 | R-454B | 650
218454532 | BRYANT HEATING AND COOLING SYSTEMS | 37MUHAQ36AA3+TIC2025-0016 | A36VCA*+TXV | 926SB48060V17*** | Split System | 34400 | 16 | 8.1 | 1.75 | R-454B | 650
218454594 | BRYANT HEATING AND COOLING SYSTEMS | 37MUHAQ36AA3+TIC2025-0016 | PL36H210P74*+TXV | 927TA48060V17*** | Split System | 34400 | 16 | 8.1 | 1.75 | R-454B | 650
218454571 | BRYANT HEATING AND COOLING SYSTEMS | 37MUHAQ36AA3+TIC2025-0016 | PL36H175P14*+TXV | 926TC48060V17*** | Split System | 34400 | 16 | 8.1 | 1.75 | R-454B | 650
218454590 | BRYANT HEATING AND COOLING SYSTEMS | 37MUHAQ36AA3+TIC2025-0016 | (V,C)36H175P14*+TXV | 927TA48060V17*** | Split System | 34400 | 16 | 8.1 | 1.75 | R-454B | 650
218454538 | BRYANT HEATING AND COOLING SYSTEMS | 37MUHAQ36AA3+TIC2025-0016 | PL36H210P74*+TXV | 926SB48060V17*** | Split System | 34400 | 16 | 8.1 | 1.75 | R-454B | 650
218454591 | BRYANT HEATING AND COOLING SYSTEMS | 37MUHAQ36AA3+TIC2025-0016 | PL36H175P14*+TXV | 927TA48060V17*** | Split System | 34400 | 16 | 8.1 | 1.75 | R-454B | 650
218454574 | BRYANT HEATING AND COOLING SYSTEMS | 37MUHAQ36AA3+TIC2025-0016 | PL36H210P74*+TXV | 926TC48060V17*** | Split System | 34400 | 16 | 8.1 | 1.75 | R-454B | 650
218454588 | BRYANT HEATING AND COOLING SYSTEMS | 37MUHAQ36AA3+TIC2025-0016 | A36VCA*+TXV | 927TA48060V17*** | Split System | 34400 | 16 | 8.1 | 1.75 | R-454B | 650
218454534 | BRYANT HEATING AND COOLING SYSTEMS | 37MUHAQ36AA3+TIC2025-0016 | (V,C)36H175P14*+TXV | 926SB48060V17*** | Split System | 34400 | 16 | 8.1 | 1.75 | R-454B | 650
218454570 | BRYANT HEATING AND COOLING SYSTEMS | 37MUHAQ36AA3+TIC2025-0016 | (V,C)36H175P14*+TXV | 926TC48060V17*** | Split System | 34400 | 16 | 8.1 | 1.75 | R-454B | 650
218454410 | BRYANT HEATING AND COOLING SYSTEMS | 37MUHAQ36AA3+TIC2025-0016 | (V,C)36H175P15*+TXV | 82*SB48090V17*** | Split System | 34400 | 16 | 8.1 | 1.75 | R-454B | 650
218454439 | BRYANT HEATING AND COOLING SYSTEMS | 37MUHAQ36AA3+TIC2025-0016 | A36VCA*+TXV | 82*TB48090V17*** | Split System | 34400 | 16 | 8.1 | 1.75 | R-454B | 650
218454441 | BRYANT HEATING AND COOLING SYSTEMS | 37MUHAQ36AA3+TIC2025-0016 | (V,C)36H175P14*+TXV | 82*TB48090V17*** | Split System | 34400 | 16 | 8.1 | 1.75 | R-454B | 650
218454446 | BRYANT HEATING AND COOLING SYSTEMS | 37MUHAQ36AA3+TIC2025-0016 | C36A***L15*+TXV | 82*TB48090V17*** | Split System | 34400 | 16 | 8.1 | 1.75 | R-454B | 650
218454457 | BRYANT HEATING AND COOLING SYSTEMS | 37MUHAQ36AA3+TIC2025-0016 | (V,C)36H175P13*+TXV | 83*SB36040M17*** | Split System | 34400 | 16 | 8.1 | 1.75 | R-454B | 650
218454442 | BRYANT HEATING AND COOLING SYSTEMS | 37MUHAQ36AA3+TIC2025-0016 | PL36H175P14*+TXV | 82*TB48090V17*** | Split System | 34400 | 16 | 8.1 | 1.75 | R-454B | 650
218454444 | BRYANT HEATING AND COOLING SYSTEMS | 37MUHAQ36AA3+TIC2025-0016 | PL36H175P15*+TXV | 82*TB48090V17*** | Split System | 34400 | 16 | 8.1 | 1.75 | R-454B | 650
218454409 | BRYANT HEATING AND COOLING SYSTEMS | 37MUHAQ36AA3+TIC2025-0016 | PL36H175P14*+TXV | 82*SB48090V17*** | Split System | 34400 | 16 | 8.1 | 1.75 | R-454B | 650
218454443 | BRYANT HEATING AND COOLING SYSTEMS | 37MUHAQ36AA3+TIC2025-0016 | (V,C)36H175P15*+TXV | 82*TB48090V17*** | Split System | 34400 | 16 | 8.1 | 1.75 | R-454B | 650
218454445 | BRYANT HEATING AND COOLING SYSTEMS | 37MUHAQ36AA3+TIC2025-0016 | PL36H210P74*+TXV | 82*TB48090V17*** | Split System | 34400 | 16 | 8.1 | 1.75 | R-454B | 650
218454406 | BRYANT HEATING AND COOLING SYSTEMS | 37MUHAQ36AA3+TIC2025-0016 | A36VCA*+TXV | 82*SB48090V17*** | Split System | 34400 | 16 | 8.1 | 1.75 | R-454B | 650
218454413 | BRYANT HEATING AND COOLING SYSTEMS | 37MUHAQ36AA3+TIC2025-0016 | C36A***L15*+TXV | 82*SB48090V17*** | Split System | 34400 | 16 | 8.1 | 1.75 | R-454B | 650
218454411 | BRYANT HEATING AND COOLING SYSTEMS | 37MUHAQ36AA3+TIC2025-0016 | PL36H175P15*+TXV | 82*SB48090V17*** | Split System | 34400 | 16 | 8.1 | 1.75 | R-454B | 650
218454412 | BRYANT HEATING AND COOLING SYSTEMS | 37MUHAQ36AA3+TIC2025-0016 | PL36H210P74*+TXV | 82*SB48090V17*** | Split System | 34400 | 16 | 8.1 | 1.75 | R-454B | 650
218454408 | BRYANT HEATING AND COOLING SYSTEMS | 37MUHAQ36AA3+TIC2025-0016 | (V,C)36H175P14*+TXV | 82*SB48090V17*** | Split System | 34400 | 16 | 8.1 | 1.75 | R-454B | 650
218454455 | BRYANT HEATING AND COOLING SYSTEMS | 37MUHAQ36AA3+TIC2025-0016 | PL36H210P74*+TXV | 83*SB36040M17*** | Split System | 34600 | 16 | 8.1 | 1.75 | R-454B | 650
218454449 | BRYANT HEATING AND COOLING SYSTEMS | 37MUHAQ36AA3+TIC2025-0016 | A36VCA*+TXV | 83*SB36040M17*** | Split System | 34600 | 16 | 8.1 | 1.75 | R-454B | 650
218454539 | BRYANT HEATING AND COOLING SYSTEMS | 37MUHAQ36AA3+TIC2025-0016 | C36A***L15*+TXV | 926SB48060V17*** | Split System | 34800 | 16 | 8.1 | 1.75 | R-454B | 650
218454575 | BRYANT HEATING AND COOLING SYSTEMS | 37MUHAQ36AA3+TIC2025-0016 | C36A***L15*+TXV | 926TC48060V17*** | Split System | 34800 | 16 | 8.1 | 1.75 | R-454B | 650
218454595 | BRYANT HEATING AND COOLING SYSTEMS | 37MUHAQ36AA3+TIC2025-0016 | C36A***L15*+TXV | 927TA48060V17*** | Split System | 34800 | 16 | 8.1 | 1.75 | R-454B | 650
218454448 | BRYANT HEATING AND COOLING SYSTEMS | 37MUHAQ36AA3+TIC2025-0016 | PL36H210P74*+TXV | 82*TB60090V21*** | Split System | 34800 | 16 | 8.1 | 1.75 | R-454B | 650
218454415 | BRYANT HEATING AND COOLING SYSTEMS | 37MUHAQ36AA3+TIC2025-0016 | PL36H210P74*+TXV | 82*SB60090V21*** | Split System | 34800 | 16 | 8.1 | 1.75 | R-454B | 650
218454536 | BRYANT HEATING AND COOLING SYSTEMS | 37MUHAQ36AA3+TIC2025-0016 | (V,C)36H175P15*+TXV | 926SB48060V17*** | Split System | 35000 | 16 | 8.1 | 1.75 | R-454B | 650
218454537 | BRYANT HEATING AND COOLING SYSTEMS | 37MUHAQ36AA3+TIC2025-0016 | PL36H175P15*+TXV | 926SB48060V17*** | Split System | 35000 | 16 | 8.1 | 1.75 | R-454B | 650
218454593 | BRYANT HEATING AND COOLING SYSTEMS | 37MUHAQ36AA3+TIC2025-0016 | PL36H175P15*+TXV | 927TA48060V17*** | Split System | 35000 | 16 | 8.1 | 1.75 | R-454B | 650
218454572 | BRYANT HEATING AND COOLING SYSTEMS | 37MUHAQ36AA3+TIC2025-0016 | (V,C)36H175P15*+TXV | 926TC48060V17*** | Split System | 35000 | 16 | 8.1 | 1.75 | R-454B | 650
218454573 | BRYANT HEATING AND COOLING SYSTEMS | 37MUHAQ36AA3+TIC2025-0016 | PL36H175P15*+TXV | 926TC48060V17*** | Split System | 35000 | 16 | 8.1 | 1.75 | R-454B | 650
218454592 | BRYANT HEATING AND COOLING SYSTEMS | 37MUHAQ36AA3+TIC2025-0016 | (V,C)36H175P15*+TXV | 927TA48060V17*** | Split System | 35000 | 16 | 8.1 | 1.75 | R-454B | 650
218454567 | BRYANT HEATING AND COOLING SYSTEMS | 37MUHAQ36AA3+TIC2025-0016 | PL36H210P29*+TXV | 926TC48060V17*** | Split System | 35400 | 16 | 8.1 | 1.75 | R-454B | 650
218454587 | BRYANT HEATING AND COOLING SYSTEMS | 37MUHAQ36AA3+TIC2025-0016 | PL36H210P29*+TXV | 927TA48060V17*** | Split System | 35400 | 16 | 8.1 | 1.75 | R-454B | 650
218454531 | BRYANT HEATING AND COOLING SYSTEMS | 37MUHAQ36AA3+TIC2025-0016 | PL36H210P29*+TXV | 926SB48060V17*** | Split System | 35400 | 16 | 8.1 | 1.75 | R-454B | 650
218456379 | CARRIER | 37MUHAQ36AA3+TIC2025-0016 | (V,C)36H175P14*+TXV | 59TP7A060V17**16 | Split System | 34400 | 16 | 8.1 | 1.75 | R-454B | 650
218456388 | CARRIER | 37MUHAQ36AA3+TIC2025-0016 | (V,C)36H175P14*+TXV | GG96VTAB48060B** | Split System | 34400 | 16 | 8.1 | 1.75 | R-454B | 650
218456286 | CARRIER | 37MUHAQ36AA3+TIC2025-0016 | (V,C)36H175P15*+TXV | 58SP*B090V17**16 | Split System | 34400 | 16 | 8.1 | 1.75 | R-454B | 650
218455859 | PAYNE HEATING AND COOLING | 37MUHAQ36AA3+TIC2025-0016 | C36A***L13*+TXV | PG80VTLB48090B** | Split System | 34000 | 16 | 8.1 | 1.75 | R-454B | 650
218455866 | PAYNE HEATING AND COOLING | 37MUHAQ36AA3+TIC2025-0016 | (V,C)36H175P13*+TXV | PG80VTLB48090B** | Split System | 34200 | 16 | 8.1 | 1.75 | R-454B | 650
218455970 | PAYNE HEATING AND COOLING | 37MUHAQ36AA3+TIC2025-0016 | PL36H175P14*+TXV | PG97VTAA48060B** | Split System | 34400 | 16 | 8.1 | 1.75 | R-454B | 650
218455950 | PAYNE HEATING AND COOLING | 37MUHAQ36AA3+TIC2025-0016 | (V,C)36H175P14*+TXV | PG96VTAB48060B** | Split System | 34400 | 16 | 8.1 | 1.75 | R-454B | 650
218455967 | PAYNE HEATING AND COOLING | 37MUHAQ36AA3+TIC2025-0016 | A36VCA*+TXV | PG97VTAA48060B** | Split System | 34400 | 16 | 8.1 | 1.75 | R-454B | 650
218455948 | PAYNE HEATING AND COOLING | 37MUHAQ36AA3+TIC2025-0016 | A36VCA*+TXV | PG96VTAB48060B** | Split System | 34400 | 16 | 8.1 | 1.75 | R-454B | 650
218455954 | PAYNE HEATING AND COOLING | 37MUHAQ36AA3+TIC2025-0016 | PL36H210P74*+TXV | PG96VTAB48060B** | Split System | 34400 | 16 | 8.1 | 1.75 | R-454B | 650
218455951 | PAYNE HEATING AND COOLING | 37MUHAQ36AA3+TIC2025-0016 | PL36H175P14*+TXV | PG96VTAB48060B** | Split System | 34400 | 16 | 8.1 | 1.75 | R-454B | 650
218455973 | PAYNE HEATING AND COOLING | 37MUHAQ36AA3+TIC2025-0016 | PL36H210P74*+TXV | PG97VTAA48060B** | Split System | 34400 | 16 | 8.1 | 1.75 | R-454B | 650
218455969 | PAYNE HEATING AND COOLING | 37MUHAQ36AA3+TIC2025-0016 | (V,C)36H175P14*+TXV | PG97VTAA48060B** | Split System | 34400 | 16 | 8.1 | 1.75 | R-454B | 650
218455861 | PAYNE HEATING AND COOLING | 37MUHAQ36AA3+TIC2025-0016 | PL36H175P14*+TXV | PG80VTLB48090B** | Split System | 34400 | 16 | 8.1 | 1.75 | R-454B | 650
218455865 | PAYNE HEATING AND COOLING | 37MUHAQ36AA3+TIC2025-0016 | C36A***L15*+TXV | PG80VTLB48090B** | Split System | 34400 | 16 | 8.1 | 1.75 | R-454B | 650
218455824 | PAYNE HEATING AND COOLING | 37MUHAQ36AA3+TIC2025-0016 | (V,C)36H175P13*+TXV | PG80MSUA36040B** | Split System | 34400 | 16 | 8.1 | 1.75 | R-454B | 650
218455858 | PAYNE HEATING AND COOLING | 37MUHAQ36AA3+TIC2025-0016 | A36VCA*+TXV | PG80VTLB48090B** | Split System | 34400 | 16 | 8.1 | 1.75 | R-454B | 650
218455862 | PAYNE HEATING AND COOLING | 37MUHAQ36AA3+TIC2025-0016 | (V,C)36H175P15*+TXV | PG80VTLB48090B** | Split System | 34400 | 16 | 8.1 | 1.75 | R-454B | 650
218455864 | PAYNE HEATING AND COOLING | 37MUHAQ36AA3+TIC2025-0016 | PL36H210P74*+TXV | PG80VTLB48090B** | Split System | 34400 | 16 | 8.1 | 1.75 | R-454B | 650
218455863 | PAYNE HEATING AND COOLING | 37MUHAQ36AA3+TIC2025-0016 | PL36H175P15*+TXV | PG80VTLB48090B** | Split System | 34400 | 16 | 8.1 | 1.75 | R-454B | 650
218455860 | PAYNE HEATING AND COOLING | 37MUHAQ36AA3+TIC2025-0016 | (V,C)36H175P14*+TXV | PG80VTLB48090B** | Split System | 34400 | 16 | 8.1 | 1.75 | R-454B | 650
218455816 | PAYNE HEATING AND COOLING | 37MUHAQ36AA3+TIC2025-0016 | A36VCA*+TXV | PG80MSUA36040B** | Split System | 34600 | 16 | 8.1 | 1.75 | R-454B | 650
218455822 | PAYNE HEATING AND COOLING | 37MUHAQ36AA3+TIC2025-0016 | PL36H210P74*+TXV | PG80MSUA36040B** | Split System | 34600 | 16 | 8.1 | 1.75 | R-454B | 650
218455955 | PAYNE HEATING AND COOLING | 37MUHAQ36AA3+TIC2025-0016 | C36A***L15*+TXV | PG96VTAB48060B** | Split System | 34800 | 16 | 8.1 | 1.75 | R-454B | 650
218455974 | PAYNE HEATING AND COOLING | 37MUHAQ36AA3+TIC2025-0016 | C36A***L15*+TXV | PG97VTAA48060B** | Split System | 34800 | 16 | 8.1 | 1.75 | R-454B | 650
218455952 | PAYNE HEATING AND COOLING | 37MUHAQ36AA3+TIC2025-0016 | (V,C)36H175P15*+TXV | PG96VTAB48060B** | Split System | 35000 | 16 | 8.1 | 1.75 | R-454B | 650
218455972 | PAYNE HEATING AND COOLING | 37MUHAQ36AA3+TIC2025-0016 | PL36H175P15*+TXV | PG97VTAA48060B** | Split System | 35000 | 16 | 8.1 | 1.75 | R-454B | 650
218455971 | PAYNE HEATING AND COOLING | 37MUHAQ36AA3+TIC2025-0016 | (V,C)36H175P15*+TXV | PG97VTAA48060B** | Split System | 35000 | 16 | 8.1 | 1.75 | R-454B | 650
218455953 | PAYNE HEATING AND COOLING | 37MUHAQ36AA3+TIC2025-0016 | PL36H175P15*+TXV | PG96VTAB48060B** | Split System | 35000 | 16 | 8.1 | 1.75 | R-454B | 650
218455947 | PAYNE HEATING AND COOLING | 37MUHAQ36AA3+TIC2025-0016 | PL36H210P29*+TXV | PG96VTAB48060B** | Split System | 35400 | 16 | 8.1 | 1.75 | R-454B | 650
218455966 | PAYNE HEATING AND COOLING | 37MUHAQ36AA3+TIC2025-0016 | PL36H210P29*+TXV | PG97VTAA48060B** | Split System | 35400 | 16 | 8.1 | 1.75 | R-454B | 650
217730084 | AMERICAN STANDARD | 5HPL5060A1 | FE*UU1*60+TXV |  | Split System | 53000 | 15.2 | 8.1 | 1.75 | R-454B | 650
217573871 | BRYANT | 37MUHAQ60AA3 | H,PG74*60+TXV+TD |  | Split System | 47000 | 15.2 | 8.1 | 1.82 | R-454B | 650
217573867 | BRYANT | 37MUHAQ60AA3 | H,PG54*48+TXV+TD |  | Split System | 47000 | 15.2 | 8.1 | 1.83 | R-454B | 650
217573864 | BRYANT | 37MUHAQ60AA3 | H,PG72*60+TXV+TD |  | Split System | 47000 | 15.2 | 8.1 | 1.83 | R-454B | 650
217573868 | BRYANT | 37MUHAQ60AA3 | H,PG55*60+TXV+TD |  | Split System | 47000 | 15.2 | 8.1 | 1.83 | R-454B | 650
217573873 | BRYANT | 37MUHAQ60AA3 | H,PG86*60+TXV+TD |  | Split System | 47000 | 15.2 | 8.1 | 1.83 | R-454B | 650
217573866 | BRYANT | 37MUHAQ60AA3 | H,PG48*48+TXV+TD |  | Split System | 47000 | 15.2 | 8.1 | 1.83 | R-454B | 650
217573872 | BRYANT | 37MUHAQ60AA3 | H,PG84*60+TXV+TD |  | Split System | 47000 | 15.2 | 8.1 | 1.83 | R-454B | 650
217573869 | BRYANT | 37MUHAQ60AA3 | H,PG53*48+TXV+TD |  | Split System | 47000 | 15.2 | 8.1 | 1.83 | R-454B | 650
218456458 | BRYANT | 37MUHAQ60AA3 | A60VHA*+TXV+TD |  | Split System | 47000 | 15.2 | 8.1 | 1.83 | R-454B | 650
218453609 | BRYANT HEATING AND COOLING SYSTEMS | 37MUHAQ18AA3+TIC2025-0016 | PL36H175P15*+TXV | 916SA36060M14*** | Split System | 17400 | 15.2 | 8.1 | 1.85 | R-454B | 650
218453780 | BRYANT HEATING AND COOLING SYSTEMS | 37MUHAQ24AA3 | (V,C)36H***P03*+TXV | 926TC30040V14*** | Split System | 20800 | 15.2 | 8.1 | 1.9 | R-454B | 650
218453781 | BRYANT HEATING AND COOLING SYSTEMS | 37MUHAQ24AA3 | (V,C)36H***P42*+TXV | 926TC30040V14*** | Split System | 21800 | 15.2 | 8.1 | 1.9 | R-454B | 650
218453195 | CARRIER | 37MUHAQ24AA3 | (V,C)36H***P03*+TXV | 59SP6B040V14**10 | Split System | 20800 | 15.2 | 8.1 | 1.85 | R-454B | 650
217290323 | CARRIER | 37MUHAQ24AA3 | CE(P,V)2417G31*+TXV | GG96VTAB30040A** | Split System | 21200 | 15.2 | 8.1 | 1.85 | R-454B | 650
217290322 | CARRIER | 37MUHAQ24AA3 | CE(P,V)2414G31*+TXV | GG96VTAB30040A** | Split System | 21200 | 15.2 | 8.1 | 1.85 | R-454B | 650
217290152 | CARRIER | 37MUHAQ24AA3 | CE(P,V)2417G31*+TXV | 59SP6B040V14**10 | Split System | 21200 | 15.2 | 8.1 | 1.85 | R-454B | 650
217290151 | CARRIER | 37MUHAQ24AA3 | CE(P,V)2414G31*+TXV | 59SP6B040V14**10 | Split System | 21200 | 15.2 | 8.1 | 1.85 | R-454B | 650
217289812 | CARRIER | 37MUHAQ24AA3 | CE(P,V)2417G31*+TXV | 58S(B,C)*B045M17**14 | Split System | 21200 | 15.2 | 8.1 | 1.85 | R-454B | 650
217133832 | CARRIER | 37MUHAQ24AA3 | V,C36H***P42*+TXV | 59TP6C040V14**10 | Split System | 21800 | 15.2 | 8.1 | 1.85 | R-454B | 650
217290207 | CARRIER | 37MUHAQ24AA3 | CE(P,V)2417G31*+TXV | 59SU5B100M21**20 | Split System | 21800 | 15.2 | 8.1 | 1.85 | R-454B | 650
217289997 | CARRIER | 37MUHAQ24AA3 | CE(P,V)2417G31*+TXV | 58TP*B110V21**22 | Split System | 21800 | 15.2 | 8.1 | 1.85 | R-454B | 650
217290177 | CARRIER | 37MUHAQ24AA3 | CE(P,V)2417G31*+TXV | 59SP6B080V21**20 | Split System | 22000 | 15.2 | 8.1 | 1.85 | R-454B | 650
217290302 | CARRIER | 37MUHAQ24AA3 | CE(P,V)2414G31*+TXV | 59TP7A080V21**20 | Split System | 22000 | 15.2 | 8.1 | 1.85 | R-454B | 650
217290303 | CARRIER | 37MUHAQ24AA3 | CE(P,V)2417G31*+TXV | 59TP7A080V21**20 | Split System | 22000 | 15.2 | 8.1 | 1.85 | R-454B | 650
217290271 | CARRIER | 37MUHAQ24AA3 | CE(P,V)2414G31*+TXV | 59TP6C080V21**20 | Split System | 22000 | 15.2 | 8.1 | 1.85 | R-454B | 650
217290282 | CARRIER | 37MUHAQ24AA3 | CE(P,V)2417G31*+TXV | 59TP6C100V21**22 | Split System | 22000 | 15.2 | 8.1 | 1.85 | R-454B | 650
217290313 | CARRIER | 37MUHAQ24AA3 | CE(P,V)2417G31*+TXV | 59TP7A100V21**22 | Split System | 22000 | 15.2 | 8.1 | 1.85 | R-454B | 650
217289862 | CARRIER | 37MUHAQ24AA3 | CE(P,V)2417G31*+TXV | 58S(B,C)*B110M24**20 | Split System | 22000 | 15.2 | 8.1 | 1.85 | R-454B | 650
217290182 | CARRIER | 37MUHAQ24AA3 | CE(P,V)2417G31*+TXV | 59SP6B100V21**20 | Split System | 22200 | 15.2 | 8.1 | 1.85 | R-454B | 650
217290181 | CARRIER | 37MUHAQ24AA3 | CE(P,V)2414G31*+TXV | 59SP6B100V21**20 | Split System | 22200 | 15.2 | 8.1 | 1.85 | R-454B | 650
217290317 | CARRIER | 37MUHAQ24AA3 | CE(P,V)2414G31*+TXV | 59TP7A120V24**22 | Split System | 22200 | 15.2 | 8.1 | 1.85 | R-454B | 650
217290286 | CARRIER | 37MUHAQ24AA3 | CE(P,V)2414G31*+TXV | 59TP6C120V24**22 | Split System | 22200 | 15.2 | 8.1 | 1.85 | R-454B | 650
217290318 | CARRIER | 37MUHAQ24AA3 | CE(P,V)2417G31*+TXV | 59TP7A120V24**22 | Split System | 22200 | 15.2 | 8.1 | 1.85 | R-454B | 650
217289901 | CARRIER | 37MUHAQ24AA3 | CE(P,V)2414G31*+TXV | 58SP*B110V21**22 | Split System | 22200 | 15.2 | 8.1 | 1.85 | R-454B | 650
217289902 | CARRIER | 37MUHAQ24AA3 | CE(P,V)2417G31*+TXV | 58SP*B110V21**22 | Split System | 22200 | 15.2 | 8.1 | 1.85 | R-454B | 650
217290087 | CARRIER | 37MUHAQ24AA3 | CE(P,V)2417G31*+TXV | 59SC2E100M21**22 | Split System | 22200 | 15.2 | 8.1 | 1.85 | R-454B | 650
217290086 | CARRIER | 37MUHAQ24AA3 | CE(P,V)2414G31*+TXV | 59SC2E100M21**22 | Split System | 22200 | 15.2 | 8.1 | 1.85 | R-454B | 650
217290149 | CARRIER | 37MUHAQ24AA3 | CE(P,V)3617G34*+TXV | 59SC6A140M24**22 | Split System | 22400 | 15.2 | 8.1 | 1.85 | R-454B | 650
217290150 | CARRIER | 37MUHAQ24AA3 | CE(P,V)3621G34*+TXV | 59SC6A140M24**22 | Split System | 22400 | 15.2 | 8.1 | 1.85 | R-454B | 650
218453228 | CARRIER | 37MUHAQ24AA3 | (V,C)36H***P03*+TXV | GG96VTAB30040A** | Split System | 20800 | 15.2 | 8.1 | 1.9 | R-454B | 650
218453213 | CARRIER | 37MUHAQ24AA3 | (V,C)36H***P03*+TXV | 59TP6C040V14**10 | Split System | 20800 | 15.2 | 8.1 | 1.9 | R-454B | 650
217289851 | CARRIER | 37MUHAQ24AA3 | CE(P,V)2414G31*+TXV | 58S(B,C)*B090M24**20 | Split System | 21600 | 15.2 | 8.1 | 1.9 | R-454B | 650
217289852 | CARRIER | 37MUHAQ24AA3 | CE(P,V)2417G31*+TXV | 58S(B,C)*B090M24**20 | Split System | 21600 | 15.2 | 8.1 | 1.9 | R-454B | 650
218453214 | CARRIER | 37MUHAQ24AA3 | (V,C)36H***P42*+TXV | 59TP6C040V14**10 | Split System | 21800 | 15.2 | 8.1 | 1.9 | R-454B | 650
218453230 | CARRIER | 37MUHAQ24AA3 | A24VBA*+TXV | GG96VTAB30040A** | Split System | 21800 | 15.2 | 8.1 | 1.9 | R-454B | 650
218453229 | CARRIER | 37MUHAQ24AA3 | (V,C)36H***P42*+TXV | GG96VTAB30040A** | Split System | 21800 | 15.2 | 8.1 | 1.9 | R-454B | 650
217133833 | CARRIER | 37MUHAQ24AA3 | A24VBA*+TXV | 59TP6C040V14**10 | Split System | 21800 | 15.2 | 8.1 | 1.9 | R-454B | 650
217290127 | CARRIER | 37MUHAQ24AA3 | CE(P,V)2417G31*+TXV | 59SC6A080M21**20 | Split System | 21800 | 15.2 | 8.1 | 1.9 | R-454B | 650
217290126 | CARRIER | 37MUHAQ24AA3 | CE(P,V)2414G31*+TXV | 59SC6A080M21**20 | Split System | 21800 | 15.2 | 8.1 | 1.9 | R-454B | 650
217289832 | CARRIER | 37MUHAQ24AA3 | CE(P,V)2417G31*+TXV | 58S(B,C)*B070M21**16 | Split System | 21800 | 15.2 | 8.1 | 1.9 | R-454B | 650
217289831 | CARRIER | 37MUHAQ24AA3 | CE(P,V)2414G31*+TXV | 58S(B,C)*B070M21**16 | Split System | 21800 | 15.2 | 8.1 | 1.9 | R-454B | 650
217289850 | CARRIER | 37MUHAQ24AA3 | CE(P,V)3621G34*+TXV | 58S(B,C)*B090M21**20 | Split System | 22200 | 15.2 | 8.1 | 1.9 | R-454B | 650
217289849 | CARRIER | 37MUHAQ24AA3 | CE(P,V)3617G34*+TXV | 58S(B,C)*B090M21**20 | Split System | 22200 | 15.2 | 8.1 | 1.9 | R-454B | 650
217289856 | CARRIER | 37MUHAQ24AA3 | CE(P,V)2414G31*+TXV | 58S(B,C)*B110M21**20 | Split System | 22200 | 15.2 | 8.1 | 1.9 | R-454B | 650
217290144 | CARRIER | 37MUHAQ24AA3 | CE(P,V)3617G34*+TXV | 59SC6A120M24**22 | Split System | 22600 | 15.2 | 8.1 | 1.9 | R-454B | 650
218377708 | COMFORTMAKER | D5CUHAH60AAK | M60G55*+TXV+AMHE5D |  | Split System | 47000 | 15.2 | 8.1 | 1.83 | R-454B | 650
218378185 | DAY & NIGHT | D5CUHAH60AAK | (V,G)60H245P18*+TXV+AEFE5* |  | Split System | 47000 | 15.2 | 8.1 | 1.83 | R-454B | 650
218456556 | PAYNE | 37MUHAQ60AA3 | C60A***L18*+TXV+TD |  | Split System | 47000 | 15.2 | 8.1 | 1.83 | R-454B | 650
218456576 | PAYNE | 37MUHAQ60AA3 | PL60H210P29*+TXV+CBPE5* |  | Split System | 47000 | 15.2 | 8.1 | 1.83 | R-454B | 650
218456552 | PAYNE | 37MUHAQ60AA3 | A60VHA*+TXV+TD |  | Split System | 47000 | 15.2 | 8.1 | 1.83 | R-454B | 650
218456577 | PAYNE | 37MUHAQ60AA3 | V,C60H210P29*+TXV+CBPE5* |  | Split System | 47000 | 15.2 | 8.1 | 1.83 | R-454B | 650
218455131 | PAYNE HEATING AND COOLING | 37MUHAQ18AA3+TIC2025-0016 | PL36H175P15*+TXV | PG96MSAA36060A** | Split System | 17400 | 15.2 | 8.1 | 1.85 | R-454B | 650
218455317 | PAYNE HEATING AND COOLING | 37MUHAQ24AA3 | (V,C)36H***P03*+TXV | PG96VTAB30040A** | Split System | 20800 | 15.2 | 8.1 | 1.85 | R-454B | 650
218455318 | PAYNE HEATING AND COOLING | 37MUHAQ24AA3 | (V,C)36H***P42*+TXV | PG96VTAB30040A** | Split System | 21800 | 15.2 | 8.1 | 1.85 | R-454B | 650
218455319 | PAYNE HEATING AND COOLING | 37MUHAQ24AA3 | A24VBA*+TXV | PG96VTAB30040A** | Split System | 21800 | 15.2 | 8.1 | 1.85 | R-454B | 650
218455288 | PAYNE HEATING AND COOLING | 37MUHAQ24AA3 | PL36H***P44*+TXV | PG96MSAA30040A** | Split System | 22000 | 15.2 | 8.1 | 1.9 | R-454B | 650
218455286 | PAYNE HEATING AND COOLING | 37MUHAQ24AA3 | PL36H175P15*+TXV | PG96MSAA30040A** | Split System | 22200 | 15.2 | 8.1 | 1.9 | R-454B | 650
218377358 | RUNTRU | A5HL5024A1 | FG33*36+TXV+AEFE4B* |  | Split System | 21800 | 15.2 | 8.1 | 1.8 | R-454B | 650
218377359 | RUNTRU | A5HL5024A1 | FG33*36+TXV+AEFE3A* |  | Split System | 21800 | 15.2 | 8.1 | 1.8 | R-454B | 650
218377361 | RUNTRU | A5HL5024A1 | PL36H175P15*+TXV+AEFE4B* |  | Split System | 22000 | 15.2 | 8.1 | 1.8 | R-454B | 650
218377368 | RUNTRU | A5HL5024A1 | FG80*36+TXV+AEFE3A* |  | Split System | 22000 | 15.2 | 8.1 | 1.8 | R-454B | 650
218377364 | RUNTRU | A5HL5024A1 | FG35*36+TXV+AEFE4B* |  | Split System | 22000 | 15.2 | 8.1 | 1.8 | R-454B | 650
218377366 | RUNTRU | A5HL5024A1 | FG35*36+TXV+AEFE3A* |  | Split System | 22000 | 15.2 | 8.1 | 1.8 | R-454B | 650
218377367 | RUNTRU | A5HL5024A1 | FG80*36+TXV+AEFE4B* |  | Split System | 22000 | 15.2 | 8.1 | 1.8 | R-454B | 650
218378005 | RUNTRU | A5HL5024A1 | (V,T)36H175P15*+TXV+AEFE4B* |  | Split System | 22000 | 15.2 | 8.1 | 1.8 | R-454B | 650
218377362 | RUNTRU | A5HL5024A1 | PL36H175P78*+TXV+AEFE4B* |  | Split System | 22000 | 15.2 | 8.1 | 1.8 | R-454B | 650
218377363 | RUNTRU | A5HL5024A1 | M36G34*+TXV+AMHE3D |  | Split System | 22000 | 15.2 | 8.1 | 1.8 | R-454B | 650
217922624 | AIRQUEST | N5H9V36*K*AAA* | EA*5X37M17A* | *80MSU0601716A* | Split System | 34800 | 15.5 | 9 | 2.08 | R-454B | 650
217922631 | AIRQUEST | Q5H9V36*K*AAA* | EA*5X37M17A* | *80MSU0601716A* | Split System | 34800 | 15.5 | 9 | 2.08 | R-454B | 650
217923879 | AIRQUEST | Q5H9V36*K*AAA* | EA*5X42M21A* | *80CSU0802120B* | Split System | 34400 | 15.5 | 9 | 2.1 | R-454B | 650
217923871 | ARCOAIRE | N5H9V36*K*AAA* | EA*5X42M21A* | *80CSU0802120B* | Split System | 34400 | 15.5 | 9 | 2.1 | R-454B | 650
217923878 | ARCOAIRE | Q5H9V36*K*AAA* | EA*5X42M21A* | *80CSU0802120B* | Split System | 34400 | 15.5 | 9 | 2.1 | R-454B | 650
217922622 | BRYANT HEATING AND COOLING SYSTEMS | 249VAN036**AA* | CAA**3717AM* | 83*SB48060M17*** | Split System | 34800 | 15.5 | 9 | 2.08 | R-454B | 650
217934976 | CARRIER | 27VPA924A*030* | CSAH*2412AM* | 59TP6C040V14**10 | Split System | 23200 | 15.5 | 9 | 1.82 | R-454B | 650
217934977 | CARRIER | 27VPA924A*030* | CSAH*2412AM* | GG96VTAB30040A** | Split System | 23200 | 15.5 | 9 | 1.82 | R-454B | 650
217922625 | COMFORTMAKER | N5H9V36*K*AAA* | EA*5X37M17A* | *80MSU0601716A* | Split System | 34800 | 15.5 | 9 | 2.08 | R-454B | 650
217922632 | COMFORTMAKER | Q5H9V36*K*AAA* | EA*5X37M17A* | *80MSU0601716A* | Split System | 34800 | 15.5 | 9 | 2.08 | R-454B | 650
217923873 | COMFORTMAKER | N5H9V36*K*AAA* | EA*5X42M21A* | *80CSU0802120B* | Split System | 34400 | 15.5 | 9 | 2.1 | R-454B | 650
217923880 | COMFORTMAKER | Q5H9V36*K*AAA* | EA*5X42M21A* | *80CSU0802120B* | Split System | 34400 | 15.5 | 9 | 2.1 | R-454B | 650
217922626 | DAY & NIGHT | N5H9V36*K*AAA* | EA*5X37M17A* | *80MSU0601716A* | Split System | 34800 | 15.5 | 9 | 2.08 | R-454B | 650
217923874 | DAY & NIGHT | N5H9V36*K*AAA* | EA*5X42M21A* | *80CSU0802120B* | Split System | 34400 | 15.5 | 9 | 2.1 | R-454B | 650
217923881 | DAY & NIGHT | Q5H9V36*K*AAA* | EA*5X42M21A* | *80CSU0802120B* | Split System | 34400 | 15.5 | 9 | 2.1 | R-454B | 650
217922627 | HEIL | N5H9V36*K*AAA* | EA*5X37M17A* | *80MSU0601716A* | Split System | 34800 | 15.5 | 9 | 2.08 | R-454B | 650
217922634 | HEIL | Q5H9V36*K*AAA* | EA*5X37M17A* | *80MSU0601716A* | Split System | 34800 | 15.5 | 9 | 2.08 | R-454B | 650
217923875 | HEIL | N5H9V36*K*AAA* | EA*5X42M21A* | *80CSU0802120B* | Split System | 34400 | 15.5 | 9 | 2.1 | R-454B | 650
217923882 | HEIL | Q5H9V36*K*AAA* | EA*5X42M21A* | *80CSU0802120B* | Split System | 34400 | 15.5 | 9 | 2.1 | R-454B | 650
217922628 | KEEPRITE | N5H9V36*K*AAA* | EA*5X37M17A* | *80MSU0601716A* | Split System | 34800 | 15.5 | 9 | 2.08 | R-454B | 650
217923876 | KEEPRITE | N5H9V36*K*AAA* | EA*5X42M21A* | *80CSU0802120B* | Split System | 34400 | 15.5 | 9 | 2.1 | R-454B | 650
217923883 | KEEPRITE | Q5H9V36*K*AAA* | EA*5X42M21A* | *80CSU0802120B* | Split System | 34400 | 15.5 | 9 | 2.1 | R-454B | 650
217922629 | TEMPSTAR | N5H9V36*K*AAA* | EA*5X37M17A* | *80MSU0601716A* | Split System | 34800 | 15.5 | 9 | 2.08 | R-454B | 650
217923877 | TEMPSTAR | N5H9V36*K*AAA* | EA*5X42M21A* | *80CSU0802120B* | Split System | 34400 | 15.5 | 9 | 2.1 | R-454B | 650
217916805 | COMFORTMAKER | N5H9V48*K*AAA* | EVD5X49M24A* | *95MSU1002122A* | Split System | 48500 | 16 | 9 | 2.1 | R-454B | 650
217917804 | COMFORTMAKER | N5H9V48*K*AAA* | EVD5X61M24A* | *80CSU1002120B* | Split System | 49000 | 16 | 9 | 2.15 | R-454B | 650
217916977 | HEIL | N5H9V48*K*AAA* | EVD5X60M21A* | *80CSU1002120B* | Split System | 48500 | 16 | 9 | 2.15 | R-454B | 650
217916979 | TEMPSTAR | N5H9V48*K*AAA* | EVD5X60M21A* | *80CSU1002120B* | Split System | 48500 | 16 | 9 | 2.15 | R-454B | 650
217917631 | BRYANT HEATING AND COOLING SYSTEMS | 249VAN048**AA* | CVAVA6121XMA* | 935SB60100M21*** | Split System | 49000 | 16.5 | 9 | 2.1 | R-454B | 650
217915967 | BRYANT HEATING AND COOLING SYSTEMS | 249VAN048**AA* | CVAMA6021XMA* | 935CB66100C21*** | Split System | 48500 | 16.5 | 9 | 2.15 | R-454B | 650
217916687 | COMFORTMAKER | N5H9V48*K*AAA* | EVD5X49M24A* | *80MSU0802120A* | Split System | 48500 | 16.5 | 9 | 2.1 | R-454B | 650
217917639 | COMFORTMAKER | Q5H9V48*K*AAA* | EVD5X61M21A* | *95MSU1002120A* | Split System | 49000 | 16.5 | 9 | 2.1 | R-454B | 650
217915376 | COMFORTMAKER | Q5H9V48*K*AAA* | EVM5X49M21A* | *80CSU0802120B* | Split System | 49000 | 16.5 | 9 | 2.15 | R-454B | 650
217916696 | TEMPSTAR | Q5H9V48*K*AAA* | EVD5X49M24A* | *80MSU0802120A* | Split System | 48500 | 16.5 | 9 | 2.1 | R-454B | 650
215853435 | CHAMPION HEATING AND COOLING | HH836E2S11 | CTM36B5CDS1+JMVT12BC2N1 |  | Split System | 33200 | 18 | 9 | 2 | R-454B | 650
215853348 | COLEMAN | HH836E2S11 | CTM36B5CDS1+JMVT12BC2N1 |  | Split System | 33200 | 18 | 9 | 2 | R-454B | 650
215853404 | FRASER-JOHNSTON | HH836E2S11 | CTM36B5CDS1+JMVT12BC2N1 |  | Split System | 33200 | 18 | 9 | 2 | R-454B | 650
215853320 | JOHNSON CONTROLS | HH836E2S11 | CTM36B5CDS1+JMVT12BC2N1 |  | Split System | 33200 | 18 | 9 | 2 | R-454B | 650
215853379 | LUXAIRE | HH836E2S11 | CTM36B5CDS1+JMVT12BC2N1 |  | Split System | 33200 | 18 | 9 | 2 | R-454B | 650
215853291 | YORK | HH836E2S11 | CTM36B5CDS1+JMVT12BC2N1 |  | Split System | 33200 | 18 | 9 | 2 | R-454B | 650
215853438 | CHAMPION HEATING AND COOLING | HH836E2S11 | CTU48C5XFS1+JME12C2SN1+TXV |  | Split System | 34000 | 19 | 9 | 2 | R-454B | 650
215853428 | CHAMPION HEATING AND COOLING | HH836E2S11 | CTM36C5CDS1+JMC17C2SN1 |  | Split System | 34400 | 19 | 9 | 2 | R-454B | 650
215853434 | CHAMPION HEATING AND COOLING | HH836E2S11 | CTM36C5CDS1+JMVT17CC2N1 |  | Split System | 34400 | 19 | 9 | 2 | R-454B | 650
215853427 | CHAMPION HEATING AND COOLING | HH836E2S11 | CTM36C5CDS1+JMVT16CC2N1 |  | Split System | 34400 | 19 | 9 | 2 | R-454B | 650
215853436 | CHAMPION HEATING AND COOLING | HH836E2S11 | CTM36C5CDS1+JMC16C2SN1 |  | Split System | 34400 | 19 | 9 | 2 | R-454B | 650
215853437 | CHAMPION HEATING AND COOLING | HH836E2S11 | CTU48C5XFS1+JMC16C2SN1+TXV |  | Split System | 34400 | 19 | 9 | 2 | R-454B | 650
215853346 | COLEMAN | HH836E2S11 | CTU48C5XFS1+JME12C2SN1+TXV |  | Split System | 34000 | 19 | 9 | 2 | R-454B | 650
215853352 | COLEMAN | HH836E2S11 | CTM36C5CDS1+JMC16C2SN1 |  | Split System | 34400 | 19 | 9 | 2 | R-454B | 650
215853357 | COLEMAN | HH836E2S11 | CTM36C5CDS1+JMVT16CC2N1 |  | Split System | 34400 | 19 | 9 | 2 | R-454B | 650
215853356 | COLEMAN | HH836E2S11 | CTM36C5CDS1+JMC17C2SN1 |  | Split System | 34400 | 19 | 9 | 2 | R-454B | 650
215853349 | COLEMAN | HH836E2S11 | CTM36C5CDS1+JMVT17CC2N1 |  | Split System | 34400 | 19 | 9 | 2 | R-454B | 650
215853347 | COLEMAN | HH836E2S11 | CTU48C5XFS1+JMC16C2SN1+TXV |  | Split System | 34400 | 19 | 9 | 2 | R-454B | 650
215853402 | FRASER-JOHNSTON | HH836E2S11 | CTU48C5XFS1+JME12C2SN1+TXV |  | Split System | 34000 | 19 | 9 | 2 | R-454B | 650
215853413 | FRASER-JOHNSTON | HH836E2S11 | CTM36C5CDS1+JMVT16CC2N1 |  | Split System | 34400 | 19 | 9 | 2 | R-454B | 650
215853412 | FRASER-JOHNSTON | HH836E2S11 | CTM36C5CDS1+JMC17C2SN1 |  | Split System | 34400 | 19 | 9 | 2 | R-454B | 650
215853405 | FRASER-JOHNSTON | HH836E2S11 | CTM36C5CDS1+JMVT17CC2N1 |  | Split System | 34400 | 19 | 9 | 2 | R-454B | 650
215853403 | FRASER-JOHNSTON | HH836E2S11 | CTU48C5XFS1+JMC16C2SN1+TXV |  | Split System | 34400 | 19 | 9 | 2 | R-454B | 650
215853318 | JOHNSON CONTROLS | HH836E2S11 | CTU48C5XFS1+JME12C2SN1+TXV |  | Split System | 34000 | 19 | 9 | 2 | R-454B | 650
215853328 | JOHNSON CONTROLS | HH836E2S11 | CTM36C5CDS1+JMC17C2SN1 |  | Split System | 34400 | 19 | 9 | 2 | R-454B | 650
215853329 | JOHNSON CONTROLS | HH836E2S11 | CTM36C5CDS1+JMVT16CC2N1 |  | Split System | 34400 | 19 | 9 | 2 | R-454B | 650
215853324 | JOHNSON CONTROLS | HH836E2S11 | CTM36C5CDS1+JMC16C2SN1 |  | Split System | 34400 | 19 | 9 | 2 | R-454B | 650
215853319 | JOHNSON CONTROLS | HH836E2S11 | CTU48C5XFS1+JMC16C2SN1+TXV |  | Split System | 34400 | 19 | 9 | 2 | R-454B | 650
215853321 | JOHNSON CONTROLS | HH836E2S11 | CTM36C5CDS1+JMVT17CC2N1 |  | Split System | 34400 | 19 | 9 | 2 | R-454B | 650
215853382 | LUXAIRE | HH836E2S11 | CTU48C5XFS1+JME12C2SN1+TXV |  | Split System | 34000 | 19 | 9 | 2 | R-454B | 650
215853371 | LUXAIRE | HH836E2S11 | CTM36C5CDS1+JMVT16CC2N1 |  | Split System | 34400 | 19 | 9 | 2 | R-454B | 650
215853378 | LUXAIRE | HH836E2S11 | CTM36C5CDS1+JMVT17CC2N1 |  | Split System | 34400 | 19 | 9 | 2 | R-454B | 650
215853372 | LUXAIRE | HH836E2S11 | CTM36C5CDS1+JMC17C2SN1 |  | Split System | 34400 | 19 | 9 | 2 | R-454B | 650
215853380 | LUXAIRE | HH836E2S11 | CTM36C5CDS1+JMC16C2SN1 |  | Split System | 34400 | 19 | 9 | 2 | R-454B | 650
215853381 | LUXAIRE | HH836E2S11 | CTU48C5XFS1+JMC16C2SN1+TXV |  | Split System | 34400 | 19 | 9 | 2 | R-454B | 650
215853274 | YORK | HH836E2S11 | CTU48C5XFS1+JME12C2SN1+TXV |  | Split System | 34000 | 19 | 9 | 2 | R-454B | 650
215853277 | YORK | HH836E2S11 | CTM36C5CDS1+JMC16C2SN1 |  | Split System | 34400 | 19 | 9 | 2 | R-454B | 650
215853286 | YORK | HH836E2S11 | CTM36C5CDS1+JMC17C2SN1 |  | Split System | 34400 | 19 | 9 | 2 | R-454B | 650
215853294 | YORK | HH836E2S11 | CTM36C5CDS1+JMVT17CC2N1 |  | Split System | 34400 | 19 | 9 | 2 | R-454B | 650
217928531 | AIRQUEST | N5H9V36*K*AAA* | F5MA5*36L*B* |  | Split System | 33600 | 15.2 | 9 | 2.18 | R-454B | 650
217928538 | AIRQUEST | Q5H9V36*K*AAA* | F5MA5*36L*B* |  | Split System | 33600 | 15.2 | 9 | 2.18 | R-454B | 650
217928530 | ARCOAIRE | N5H9V36*K*AAA* | F5MA5*36L*B* |  | Split System | 33600 | 15.2 | 9 | 2.18 | R-454B | 650
217928537 | ARCOAIRE | Q5H9V36*K*AAA* | F5MA5*36L*B* |  | Split System | 33600 | 15.2 | 9 | 2.18 | R-454B | 650
217928529 | BRYANT HEATING AND COOLING SYSTEMS | 249VAN036**AA* | F55AA*B36L* |  | Split System | 33600 | 15.2 | 9 | 2.18 | R-454B | 650
217934691 | CARRIER | 27VPA924A*030* | CSAH*2412AM* | 59TN7A060C17**16 | Split System | 23200 | 15.2 | 9 | 1.82 | R-454B | 650
217935079 | CARRIER | 27VPA924A*030* | CAA**3017AM* | 59TN6C040C14**10 | Split System | 23200 | 15.2 | 9 | 1.82 | R-454B | 650
217934692 | CARRIER | 27VPA924A*030* | CSAH*3012AM* | 59SP6B040V14**10 | Split System | 23200 | 15.2 | 9 | 1.82 | R-454B | 650
217934694 | CARRIER | 27VPA924A*030* | CSAH*3012AM* | GG96VTAB30040A** | Split System | 23400 | 15.2 | 9 | 1.82 | R-454B | 650
217934693 | CARRIER | 27VPA924A*030* | CSAH*3012AM* | 59TP6C040V14**10 | Split System | 23400 | 15.2 | 9 | 1.82 | R-454B | 650
217934559 | CARRIER | 27VPA924A*030* | CSAH*3012AM* | 59TN6C040C14**10 | Split System | 23200 | 15.2 | 9 | 1.84 | R-454B | 650
217928532 | COMFORTMAKER | N5H9V36*K*AAA* | F5MA5*36L*B* |  | Split System | 33600 | 15.2 | 9 | 2.18 | R-454B | 650
217928539 | COMFORTMAKER | Q5H9V36*K*AAA* | F5MA5*36L*B* |  | Split System | 33600 | 15.2 | 9 | 2.18 | R-454B | 650
217928533 | DAY & NIGHT | N5H9V36*K*AAA* | F5MA5*36L*B* |  | Split System | 33600 | 15.2 | 9 | 2.18 | R-454B | 650
217928540 | DAY & NIGHT | Q5H9V36*K*AAA* | F5MA5*36L*B* |  | Split System | 33600 | 15.2 | 9 | 2.18 | R-454B | 650
217928534 | HEIL | N5H9V36*K*AAA* | F5MA5*36L*B* |  | Split System | 33600 | 15.2 | 9 | 2.18 | R-454B | 650
217928541 | HEIL | Q5H9V36*K*AAA* | F5MA5*36L*B* |  | Split System | 33600 | 15.2 | 9 | 2.18 | R-454B | 650
217928535 | KEEPRITE | N5H9V36*K*AAA* | F5MA5*36L*B* |  | Split System | 33600 | 15.2 | 9 | 2.18 | R-454B | 650
217928536 | TEMPSTAR | N5H9V36*K*AAA* | F5MA5*36L*B* |  | Split System | 33600 | 15.2 | 9 | 2.18 | R-454B | 650
217934975 | CARRIER | 27VPA924A*030* | CSAH*2412AM* | 59SP6B040V14**10 | Split System | 23000 | 15.5 | 9 | 1.8 | R-454B | 650
217934823 | CARRIER | 27VPA924A*030* | CSAH*2412AM* | OVLAAB036098 | Split System | 23200 | 15.5 | 9 | 1.8 | R-454B | 650
217934586 | CARRIER | 27VPA924A*030* | CSAH*2412AM* | 59SP6B060V14**12 | Split System | 23200 | 15.5 | 9 | 1.8 | R-454B | 650
217934589 | CARRIER | 27VPA924A*030* | CSAH*2412AM* | 59TP6C060V14**12 | Split System | 23200 | 15.5 | 9 | 1.8 | R-454B | 650
217934737 | CARRIER | 27VPA924A*030* | CSAH*3612AM* | 59TN6C040C14**10 | Split System | 23600 | 15.5 | 9 | 1.82 | R-454B | 650
217934825 | CARRIER | 27VPA924A*030* | CSAH*3012AM* | OVLAAB036098 | Split System | 23800 | 15.5 | 9 | 1.82 | R-454B | 650
217934824 | CARRIER | 27VPA924A*030* | CSAH*2412AM* | OVMAAB042112 | Split System | 23600 | 15.5 | 9 | 1.84 | R-454B | 650
217934908 | CARRIER | 27VPA924A*030* | CSAH*3012AM* | 59TP6C040V17**12 | Split System | 23400 | 15.5 | 9 | 1.85 | R-454B | 650
217934907 | CARRIER | 27VPA924A*030* | CSAH*3012AM* | 59SP6B040V17**12 | Split System | 23400 | 15.5 | 9 | 1.85 | R-454B | 650
217911747 | COMFORTMAKER | N5H9V36*K*AAA* | EVD5X36M21A* | *80CTL0902120B* | Split System | 36200 | 15.5 | 9 | 2.12 | R-454B | 650
217913721 | COMFORTMAKER | Q5H9V36*K*AAA* | EVD5X42M21A* | *80CTL0902120B* | Split System | 36200 | 15.5 | 9 | 2.12 | R-454B | 650
217912934 | AIRQUEST | Q5H9V36*K*AAA* | EVD5X38M17A* | *96VSN0801716B* | Split System | 36800 | 16 | 9 | 2.12 | R-454B | 650
217917855 | AIRQUEST | N5H9V48*K*AAA* | EVD5X61M24A* | *80MSU1002120A* | Split System | 49500 | 16 | 9 | 2.15 | R-454B | 650
217912131 | ARCOAIRE | Q5H9V36*K*AAA* | EVD5X36M21A* | *96VTN1002122B* | Split System | 36400 | 16 | 9 | 2.14 | R-454B | 650
217912198 | BRYANT HEATING AND COOLING SYSTEMS | 249VAN036**AA* | CVAVA3621XMA* | 927TA66100V21*** | Split System | 36400 | 16 | 9 | 2.14 | R-454B | 650
217934969 | CARRIER | 27VPA924A*030* | CAA**3014AM* | 59TN6C040C14**10 | Split System | 23000 | 16 | 9 | 1.8 | R-454B | 650
217935028 | CARRIER | 27VPA924A*030* | CAA**3017AM* | 59SP6B040V14**10 | Split System | 23200 | 16 | 9 | 1.8 | R-454B | 650
217935030 | CARRIER | 27VPA924A*030* | CAA**3017AM* | GG96VTAB30040A** | Split System | 23200 | 16 | 9 | 1.82 | R-454B | 650
217934704 | CARRIER | 27VPA924A*030* | CSAH*2412AM* | 59SP6B060V17**16 | Split System | 23200 | 16 | 9 | 1.85 | R-454B | 650
217934709 | CARRIER | 27VPA924A*030* | CSAH*2412AM* | 59TP7A060V17**16 | Split System | 23200 | 16 | 9 | 1.85 | R-454B | 650
217934708 | CARRIER | 27VPA924A*030* | CSAH*2412AM* | GG96VTAB48060B** | Split System | 23200 | 16 | 9 | 1.85 | R-454B | 650
217934707 | CARRIER | 27VPA924A*030* | CSAH*2412AM* | 59TP6C060V17**16 | Split System | 23200 | 16 | 9 | 1.85 | R-454B | 650
217934792 | CARRIER | 27VPA924A*030* | CSAH*2412AM* | 59SU5B040M17**12 | Split System | 23400 | 16 | 9 | 1.85 | R-454B | 650
217934567 | CARRIER | 27VPA924A*030* | CSAH*3612AM* | 59SP6B060V14**12 | Split System | 23600 | 16 | 9 | 1.85 | R-454B | 650
217934568 | CARRIER | 27VPA924A*030* | CSAH*3612AM* | 59TP6C060V14**12 | Split System | 23600 | 16 | 9 | 1.85 | R-454B | 650
217934624 | CARRIER | 27VPA924A*030* | CSAH*2412AM* | 58SP*B135V24**22 | Split System | 23800 | 16 | 9 | 1.85 | R-454B | 650
217912299 | COMFORTMAKER | Q5H9V36*K*AAA* | EVD5X37M21A* | *80VSL1102122B* | Split System | 36800 | 16 | 9 | 2.14 | R-454B | 650
217917856 | COMFORTMAKER | N5H9V48*K*AAA* | EVD5X61M24A* | *80MSU1002120A* | Split System | 49500 | 16 | 9 | 2.15 | R-454B | 650
217912732 | DAY & NIGHT | N5H9V36*K*AAA* | EVD5X38M17A* | *80VSL0701716B* | Split System | 36800 | 16 | 9 | 2.12 | R-454B | 650
217912936 | DAY & NIGHT | Q5H9V36*K*AAA* | EVD5X38M17A* | *96VSN0801716B* | Split System | 36800 | 16 | 9 | 2.12 | R-454B | 650
217913052 | HEIL | N5H9V36*K*AAA* | EVD5X38M17A* | *97VTN0801716A* | Split System | 36800 | 16 | 9 | 2.12 | R-454B | 650
217912301 | HEIL | Q5H9V36*K*AAA* | EVD5X37M21A* | *80VSL1102122B* | Split System | 36800 | 16 | 9 | 2.14 | R-454B | 650
217917563 | HEIL | Q5H9V48*K*AAA* | EVD5X61M21A* | *95CSU1002122B* | Split System | 49000 | 16 | 9 | 2.15 | R-454B | 650
217912734 | KEEPRITE | N5H9V36*K*AAA* | EVD5X38M17A* | *80VSL0701716B* | Split System | 36800 | 16 | 9 | 2.12 | R-454B | 650
217917859 | KEEPRITE | N5H9V48*K*AAA* | EVD5X61M24A* | *80MSU1002120A* | Split System | 49500 | 16 | 9 | 2.15 | R-454B | 650
217917565 | TEMPSTAR | Q5H9V48*K*AAA* | EVD5X61M21A* | *95CSU1002122B* | Split System | 49000 | 16 | 9 | 2.15 | R-454B | 650
217917790 | AIRQUEST | N5H9V48*K*AAA* | EVD5X61M24A* | *80CSU0802120B* | Split System | 49500 | 16.5 | 9 | 2.15 | R-454B | 650
217915433 | BRYANT HEATING AND COOLING SYSTEMS | 249VAN048**AA* | CVAMA4921XMA* | 83*SB60080M21*** | Split System | 48500 | 16.5 | 9 | 2.15 | R-454B | 650
217934677 | CARRIER | 27VPA924A*030* | CAA**3014AM* | 59SP6B040V14**10 | Split System | 23000 | 16.5 | 9 | 1.8 | R-454B | 650
217934826 | CARRIER | 27VPA924A*030* | CAA**2417AM* | OVLAAB036098 | Split System | 23200 | 16.5 | 9 | 1.82 | R-454B | 650
217934891 | CARRIER | 27VPA924A*030* | CAA**3617AM* | GG96VTAB30040A** | Split System | 23200 | 16.5 | 9 | 1.84 | R-454B | 650
217934890 | CARRIER | 27VPA924A*030* | CAA**3617AM* | 59TP6C040V14**10 | Split System | 23200 | 16.5 | 9 | 1.84 | R-454B | 650
217934952 | CARRIER | 27VPA924A*030* | CAA**3617AM* | 59TN6C040C14**10 | Split System | 23200 | 16.5 | 9 | 1.84 | R-454B | 650
217934686 | CARRIER | 27VPA924A*030* | CSAH*3012AM* | 59MN7C080C17**14 | Split System | 23600 | 16.5 | 9 | 1.85 | R-454B | 650
217917240 | COMFORTMAKER | Q5H9V48*K*AAA* | EVD5X60M21A* | *95MSU1002122A* | Split System | 48500 | 16.5 | 9 | 2.1 | R-454B | 650
217917647 | COMFORTMAKER | N5H9V48*K*AAA* | EVD5X61M21A* | *95MSU1002122A* | Split System | 49000 | 16.5 | 9 | 2.15 | R-454B | 650
217917236 | DAY & NIGHT | N5H9V48*K*AAA* | EVD5X60M21A* | *95MSU1002122A* | Split System | 48500 | 16.5 | 9 | 2.1 | R-454B | 650
217916075 | DAY & NIGHT | N5H9V48*K*AAA* | EVM5X60M21A* | *95MSU1002122A* | Split System | 48500 | 16.5 | 9 | 2.1 | R-454B | 650
217917237 | HEIL | N5H9V48*K*AAA* | EVD5X60M21A* | *95MSU1002122A* | Split System | 48500 | 16.5 | 9 | 2.1 | R-454B | 650
217917793 | HEIL | N5H9V48*K*AAA* | EVD5X61M24A* | *80CSU0802120B* | Split System | 49500 | 16.5 | 9 | 2.15 | R-454B | 650
217917799 | KEEPRITE | Q5H9V48*K*AAA* | EVD5X61M24A* | *80CSU0802120B* | Split System | 49500 | 16.5 | 9 | 2.15 | R-454B | 650
217917656 | TEMPSTAR | Q5H9V48*K*AAA* | EVD5X61M21A* | *95MSU1002122A* | Split System | 49000 | 16.5 | 9 | 2.15 | R-454B | 650
217917800 | TEMPSTAR | Q5H9V48*K*AAA* | EVD5X61M24A* | *80CSU0802120B* | Split System | 49500 | 16.5 | 9 | 2.15 | R-454B | 650
217918383 | BRYANT HEATING AND COOLING SYSTEMS | 249VAN060**AA* | FG5ANBD60L* |  | Split System | 57500 | 17 | 9 | 2.12 | R-454B | 650
217934964 | CARRIER | 27VPA924A*030* | CSAH*3612AM* | OVMAAB042112 | Split System | 24200 | 17 | 9 | 1.85 | R-454B | 650
217917389 | HEIL | N5H9V48*K*AAA* | EVD5X61M21A* | *80CSU0802120B* | Split System | 49500 | 17 | 9 | 2.1 | R-454B | 650
215853432 | CHAMPION HEATING AND COOLING | HH836E2S11 | CTM36C5CDS1+JME12C2SN1 |  | Split System | 33400 | 19 | 9 | 2 | R-454B | 650
215853430 | CHAMPION HEATING AND COOLING | HH836E2S11 | CTM36C5CDS1+JME16C2SN1 |  | Split System | 33400 | 19 | 9 | 2 | R-454B | 650
215853351 | COLEMAN | HH836E2S11 | CTM36C5CDS1+JME12C2SN1 |  | Split System | 33400 | 19 | 9 | 2 | R-454B | 650
215853354 | COLEMAN | HH836E2S11 | CTM36C5CDS1+JME16C2SN1 |  | Split System | 33400 | 19 | 9 | 2 | R-454B | 650
215853410 | FRASER-JOHNSTON | HH836E2S11 | CTM36C5CDS1+JME16C2SN1 |  | Split System | 33400 | 19 | 9 | 2 | R-454B | 650
215853407 | FRASER-JOHNSTON | HH836E2S11 | CTM36C5CDS1+JME12C2SN1 |  | Split System | 33400 | 19 | 9 | 2 | R-454B | 650
215853326 | JOHNSON CONTROLS | HH836E2S11 | CTM36C5CDS1+JME16C2SN1 |  | Split System | 33400 | 19 | 9 | 2 | R-454B | 650
215853323 | JOHNSON CONTROLS | HH836E2S11 | CTM36C5CDS1+JME12C2SN1 |  | Split System | 33400 | 19 | 9 | 2 | R-454B | 650
215853376 | LUXAIRE | HH836E2S11 | CTM36C5CDS1+JME12C2SN1 |  | Split System | 33400 | 19 | 9 | 2 | R-454B | 650
215853374 | LUXAIRE | HH836E2S11 | CTM36C5CDS1+JME16C2SN1 |  | Split System | 33400 | 19 | 9 | 2 | R-454B | 650
215853281 | YORK | HH836E2S11 | CTM36C5CDS1+JME16C2SN1 |  | Split System | 33400 | 19 | 9 | 2 | R-454B | 650
215853301 | YORK | HH836E2S11 | CTM36C5CDS1+JME12C2SN1 |  | Split System | 33400 | 19 | 9 | 2 | R-454B | 650
218407249 | AIRQUEST | B5H3V24*K*AAA* | EVM5X24M17A*+WALLCON | *97CMN0601714B* | Split System | 22400 | 20.5 | 9 | 2.02 | R-454B | 650
218407299 | COMFORTMAKER | B5H3V24*K*AAA* | EVM5X24M17A*+WALLCON | *97CTN0801716A* | Split System | 22400 | 20.5 | 9 | 2.02 | R-454B | 650
218407296 | HEIL | B5H3V24*K*AAA* | EVM5X24M17A*+WALLCON | *97CTN0801716A* | Split System | 22400 | 20.5 | 9 | 2.02 | R-454B | 650
218407213 | KEEPRITE | B5H3V24*K*AAA* | EVM5X24M17A*+WALLCON | *80CTL0451712B* | Split System | 22200 | 20.5 | 9 | 2.02 | R-454B | 650
218407189 | KEEPRITE | B5H3V24*K*AAA* | EVM5X24M14A*+WALLCON | *80CTL0701412B* | Split System | 22200 | 20.5 | 9 | 2.04 | R-454B | 650
218407263 | TEMPSTAR | B5H3V24*K*AAA* | EVM5X24M17A*+WALLCON | *97CMN0801714B* | Split System | 22400 | 20.5 | 9 | 2.02 | R-454B | 650
217934614 | CARRIER | 27VPA924A*030* | CSAH*2412AM* | 59MN7C120C24**22 | Split System | 23200 | 15.2 | 9 | 1.82 | R-454B | 650
217934767 | CARRIER | 27VPA924A*030* | CSAH*2412AM* | 59MN7C060C21**20 | Split System | 23200 | 15.2 | 9 | 1.85 | R-454B | 650
217934821 | CARRIER | 27VPA924A*030* | CSAH*2412AM* | 58TN*B045C17**12 | Split System | 23200 | 15.5 | 9 | 1.8 | R-454B | 650
217934690 | CARRIER | 27VPA924A*030* | CSAH*2412AM* | 59CU5B080C21**20 | Split System | 23200 | 15.5 | 9 | 1.82 | R-454B | 650
217934588 | CARRIER | 27VPA924A*030* | CSAH*2412AM* | 59TN7A080C21**20 | Split System | 23200 | 15.5 | 9 | 1.85 | R-454B | 650
217934619 | CARRIER | 27VPA924A*030* | CSAH*2412AM* | 59CU5B060C17**16 | Split System | 23200 | 15.5 | 9 | 1.85 | R-454B | 650
217934587 | CARRIER | 27VPA924A*030* | CSAH*2412AM* | 59TN6C080C21**20 | Split System | 23200 | 15.5 | 9 | 1.85 | R-454B | 650
217934822 | CARRIER | 27VPA924A*030* | CSAH*2412AM* | 58TN*B135C24**22 | Split System | 23400 | 15.5 | 9 | 1.85 | R-454B | 650
217934820 | CARRIER | 27VPA924A*030* | CSAH*2412AM* | 58CU*B100C21**20 | Split System | 23400 | 15.5 | 9 | 1.85 | R-454B | 650
217934584 | CARRIER | 27VPA924A*030* | CSAH*2412AM* | 58TN*B090C21**20 | Split System | 23400 | 15.5 | 9 | 1.85 | R-454B | 650
217934585 | CARRIER | 27VPA924A*030* | CSAH*2412AM* | 59MN7C080C21**20 | Split System | 23400 | 15.5 | 9 | 1.85 | R-454B | 650
217914666 | AIRQUEST | N5H9V36*K*AAA* | EVD5X48M21A* | *97VTN1002122A* | Split System | 36800 | 16 | 9 | 2.12 | R-454B | 650
217914597 | ARCOAIRE | Q5H9V36*K*AAA* | EVD5X48M21A* | *96VTN1002122B* | Split System | 36800 | 16 | 9 | 2.12 | R-454B | 650
217911081 | ARCOAIRE | N5H9V36*K*AAA* | EVM5X49M21A* | *97VTN1002120A* | Split System | 37600 | 16 | 9 | 2.14 | R-454B | 650
217912683 | BRYANT HEATING AND COOLING SYSTEMS | 249VAN036**AA* | CVAVA3817XMA* | 83*CB36040C17*** | Split System | 37200 | 16 | 9 | 2.12 | R-454B | 650
217934794 | CARRIER | 27VPA924A*030* | CSAH*3012AM* | 59SP6B060V14**12 | Split System | 23400 | 16 | 9 | 1.8 | R-454B | 650
217934664 | CARRIER | 27VPA924A*030* | CSAH*3612AM* | 59SP6B040V17**12 | Split System | 23600 | 16 | 9 | 1.8 | R-454B | 650
217934665 | CARRIER | 27VPA924A*030* | CSAH*3612AM* | 59TP6C040V17**12 | Split System | 23600 | 16 | 9 | 1.8 | R-454B | 650
217935074 | CARRIER | 27VPA924A*030* | CAA**2417AM* | 59SP6B060V14**12 | Split System | 23000 | 16 | 9 | 1.82 | R-454B | 650
217935075 | CARRIER | 27VPA924A*030* | CAA**2417AM* | 59TP6C060V14**12 | Split System | 23000 | 16 | 9 | 1.82 | R-454B | 650
217935072 | CARRIER | 27VPA924A*030* | CAA**3017AM* | 59TP6C040V17**12 | Split System | 23200 | 16 | 9 | 1.82 | R-454B | 650
217935071 | CARRIER | 27VPA924A*030* | CAA**3017AM* | 59SP6B040V17**12 | Split System | 23200 | 16 | 9 | 1.82 | R-454B | 650
217935077 | CARRIER | 27VPA924A*030* | CAA**3617AM* | 59SP6B040V14**10 | Split System | 23200 | 16 | 9 | 1.82 | R-454B | 650
217935073 | CARRIER | 27VPA924A*030* | CAA**2417AM* | OVMAAB036098 | Split System | 23400 | 16 | 9 | 1.82 | R-454B | 650
217935078 | CARRIER | 27VPA924A*030* | CAA**3717AM* | 59TN6C040C14**10 | Split System | 23800 | 16 | 9 | 1.84 | R-454B | 650
217934917 | CARRIER | 27VPA924A*030* | CSAH*2412AM* | 59MN7C080C17**14 | Split System | 23200 | 16 | 9 | 1.85 | R-454B | 650
217934749 | CARRIER | 27VPA924A*030* | CSAH*2412AM* | 59MN7C060C17**14 | Split System | 23200 | 16 | 9 | 1.85 | R-454B | 650
217934663 | CARRIER | 27VPA924A*030* | CSAH*2412AM* | OVMAAB036098 | Split System | 23200 | 16 | 9 | 1.85 | R-454B | 650
217934703 | CARRIER | 27VPA924A*030* | CSAH*2412AM* | 59MN7C100C21**22 | Split System | 23400 | 16 | 9 | 1.85 | R-454B | 650
217934705 | CARRIER | 27VPA924A*030* | CSAH*2412AM* | 59TN6C100C21**22 | Split System | 23400 | 16 | 9 | 1.85 | R-454B | 650
217934563 | CARRIER | 27VPA924A*030* | CSAH*2412AM* | 58TP*B070V14**12 | Split System | 23400 | 16 | 9 | 1.85 | R-454B | 650
217934706 | CARRIER | 27VPA924A*030* | CSAH*2412AM* | 59TN7A100C21**22 | Split System | 23400 | 16 | 9 | 1.85 | R-454B | 650
217934882 | CARRIER | 27VPA924A*030* | CSAH*2412AM* | GG96VTAB66120D** | Split System | 23400 | 16 | 9 | 1.85 | R-454B | 650
217934881 | CARRIER | 27VPA924A*030* | CSAH*2412AM* | 59TP6C120V24**22 | Split System | 23400 | 16 | 9 | 1.85 | R-454B | 650
217934750 | CARRIER | 27VPA924A*030* | CSAH*2412AM* | 59SP6B080V21**20 | Split System | 23400 | 16 | 9 | 1.85 | R-454B | 650
217934625 | CARRIER | 27VPA924A*030* | CSAH*2412AM* | 58TP*B045V14**12 | Split System | 23400 | 16 | 9 | 1.85 | R-454B | 650
217934622 | CARRIER | 27VPA924A*030* | CSAH*2412AM* | 58SP*B045V14**12 | Split System | 23400 | 16 | 9 | 1.85 | R-454B | 650
217934918 | CARRIER | 27VPA924A*030* | CSAH*2412AM* | 59TN6C060C17**14 | Split System | 23400 | 16 | 9 | 1.85 | R-454B | 650
217934751 | CARRIER | 27VPA924A*030* | CSAH*2412AM* | 59TP6C080V21**20 | Split System | 23400 | 16 | 9 | 1.85 | R-454B | 650
217934752 | CARRIER | 27VPA924A*030* | CSAH*2412AM* | 59TP7A080V21**20 | Split System | 23400 | 16 | 9 | 1.85 | R-454B | 650
217934753 | CARRIER | 27VPA924A*030* | CSAH*3012AM* | 58TN*B045C17**12 | Split System | 23400 | 16 | 9 | 1.85 | R-454B | 650
217934754 | CARRIER | 27VPA924A*030* | CSAH*3012AM* | 59MN7C060C17**14 | Split System | 23400 | 16 | 9 | 1.85 | R-454B | 650
217934883 | CARRIER | 27VPA924A*030* | CSAH*2412AM* | 59TP7A120V24**22 | Split System | 23400 | 16 | 9 | 1.85 | R-454B | 650
217934879 | CARRIER | 27VPA924A*030* | CSAH*2412AM* | 58TN*B090C17**16 | Split System | 23400 | 16 | 9 | 1.85 | R-454B | 650
217934827 | CARRIER | 27VPA924A*030* | CSAH*2412AM* | 58SU*B100M21**20 | Split System | 23400 | 16 | 9 | 1.85 | R-454B | 650
217934978 | CARRIER | 27VPA924A*030* | CSAH*2412AM* | 59TN6C120C24**22 | Split System | 23400 | 16 | 9 | 1.85 | R-454B | 650
217934711 | CARRIER | 27VPA924A*030* | CSAH*3012AM* | 59MN7C060C21**20 | Split System | 23400 | 16 | 9 | 1.85 | R-454B | 650
217934880 | CARRIER | 27VPA924A*030* | CSAH*2412AM* | 58TP*B070V17**16 | Split System | 23400 | 16 | 9 | 1.85 | R-454B | 650
217934627 | CARRIER | 27VPA924A*030* | CSAH*2412AM* | 59SP6B100V21**20 | Split System | 23600 | 16 | 9 | 1.85 | R-454B | 650
217934755 | CARRIER | 27VPA924A*030* | CSAH*3012AM* | 59MN7C120C24**22 | Split System | 23600 | 16 | 9 | 1.85 | R-454B | 650
217934564 | CARRIER | 27VPA924A*030* | CSAH*2412AM* | 59SP6B120V24**22 | Split System | 23600 | 16 | 9 | 1.85 | R-454B | 650
217934613 | CARRIER | 27VPA924A*030* | CSAH*3612AM* | OVLAAB036098 | Split System | 23600 | 16 | 9 | 1.85 | R-454B | 650
217934833 | CARRIER | 27VPA924A*030* | CSAH*3012AM* | 58CU*B100C21**20 | Split System | 23600 | 16 | 9 | 1.85 | R-454B | 650
217934835 | CARRIER | 27VPA924A*030* | CSAH*3012AM* | 59CU5B080C21**20 | Split System | 23600 | 16 | 9 | 1.85 | R-454B | 650
217934623 | CARRIER | 27VPA924A*030* | CSAH*2412AM* | 58SP*B090V21**20 | Split System | 23800 | 16 | 9 | 1.85 | R-454B | 650
217934626 | CARRIER | 27VPA924A*030* | CSAH*2412AM* | 58TP*B090V21**20 | Split System | 23800 | 16 | 9 | 1.85 | R-454B | 650
217914599 | COMFORTMAKER | Q5H9V36*K*AAA* | EVD5X48M21A* | *96VTN1002122B* | Split System | 36800 | 16 | 9 | 2.12 | R-454B | 650
217914674 | COMFORTMAKER | Q5H9V36*K*AAA* | EVD5X48M21A* | *97VTN1002122A* | Split System | 36800 | 16 | 9 | 2.12 | R-454B | 650
217912836 | COMFORTMAKER | N5H9V36*K*AAA* | EVD5X38M17A* | *80CTL0901716B* | Split System | 37000 | 16 | 9 | 2.12 | R-454B | 650
217910930 | COMFORTMAKER | N5H9V36*K*AAA* | EVM5X49M21A* | *80CTL0902120B* | Split System | 37600 | 16 | 9 | 2.14 | R-454B | 650
217912749 | KEEPRITE | N5H9V36*K*AAA* | EVD5X38M17A* | *80VSL0901716B* | Split System | 37000 | 16 | 9 | 2.14 | R-454B | 650
217912600 | TEMPSTAR | N5H9V36*K*AAA* | EVD5X37M21A* | *96VTN1002122B* | Split System | 36800 | 16 | 9 | 2.12 | R-454B | 650
217934848 | CARRIER | 27VPA924A*030* | CSAH*2412AM* | 58TP*B110V21**22 | Split System | 23600 | 16.5 | 9 | 1.8 | R-454B | 650
217934680 | CARRIER | 27VPA924A*030* | CSAH*2412AM* | 58TN*B070C14**12 | Split System | 23400 | 16.5 | 9 | 1.85 | R-454B | 650
217934942 | CARRIER | 27VPA924A*030* | CSAH*2412AM* | 58TN*B070C17**16 | Split System | 23400 | 16.5 | 9 | 1.85 | R-454B | 650
217934940 | CARRIER | 27VPA924A*030* | CSAH*2412AM* | 58SP*B070V17**16 | Split System | 23400 | 16.5 | 9 | 1.85 | R-454B | 650
217934945 | CARRIER | 27VPA924A*030* | CSAH*3012AM* | 59SU5B040M17**12 | Split System | 23400 | 16.5 | 9 | 1.85 | R-454B | 650
217934941 | CARRIER | 27VPA924A*030* | CSAH*2412AM* | 58SP*B090V17**16 | Split System | 23400 | 16.5 | 9 | 1.85 | R-454B | 650
217934847 | CARRIER | 27VPA924A*030* | CSAH*2412AM* | 58SU*B060M17**16 | Split System | 23600 | 16.5 | 9 | 1.85 | R-454B | 650
217934682 | CARRIER | 27VPA924A*030* | CSAH*2412AM* | GG96VTAB60100C** | Split System | 23600 | 16.5 | 9 | 1.85 | R-454B | 650
217934681 | CARRIER | 27VPA924A*030* | CSAH*2412AM* | 59TP6C100V21**20 | Split System | 23600 | 16.5 | 9 | 1.85 | R-454B | 650
217934683 | CARRIER | 27VPA924A*030* | CSAH*2412AM* | 59TP7A100V21**20 | Split System | 23600 | 16.5 | 9 | 1.85 | R-454B | 650
217934617 | CARRIER | 27VPA924A*030* | CSAH*3012AM* | 58SP*B070V17**16 | Split System | 23600 | 16.5 | 9 | 1.85 | R-454B | 650
217934949 | CARRIER | 27VPA924A*030* | CSAH*3012AM* | GG96VTAB48060B** | Split System | 23600 | 16.5 | 9 | 1.85 | R-454B | 650
217934950 | CARRIER | 27VPA924A*030* | CSAH*3012AM* | 59TP7A060V17**16 | Split System | 23600 | 16.5 | 9 | 1.85 | R-454B | 650
217934944 | CARRIER | 27VPA924A*030* | CSAH*3012AM* | 59SP6B060V17**16 | Split System | 23600 | 16.5 | 9 | 1.85 | R-454B | 650
217934948 | CARRIER | 27VPA924A*030* | CSAH*3012AM* | 59TP6C060V17**16 | Split System | 23600 | 16.5 | 9 | 1.85 | R-454B | 650
217934766 | CARRIER | 27VPA924A*030* | CSAH*3612AM* | 59SU5B040M17**12 | Split System | 23800 | 16.5 | 9 | 1.85 | R-454B | 650
217934807 | CARRIER | 27VPA924A*030* | CSAH*3012AM* | 58SP*B135V24**22 | Split System | 23800 | 16.5 | 9 | 1.85 | R-454B | 650
217934885 | CARRIER | 27VPA924A*030* | CSAH*2412AM* | 59TP6C100V21**22 | Split System | 23800 | 16.5 | 9 | 1.85 | R-454B | 650
217934886 | CARRIER | 27VPA924A*030* | CSAH*2412AM* | 59TP7A100V21**22 | Split System | 23800 | 16.5 | 9 | 1.85 | R-454B | 650
217934888 | CARRIER | 27VPA924A*030* | CSAH*3012AM* | 59SU5B080M21**20 | Split System | 23800 | 16.5 | 9 | 1.85 | R-454B | 650
217934572 | CARRIER | 27VPA924A*030* | CSAH*3012AM* | 58SP*B110V21**22 | Split System | 24000 | 16.5 | 9 | 1.85 | R-454B | 650
217934809 | CARRIER | 27VPA924A*030* | CSAH*3012AM* | 58TP*B135V24**22 | Split System | 24000 | 16.5 | 9 | 1.85 | R-454B | 650
217912784 | DAY & NIGHT | Q5H9V36*K*AAA* | EVD5X38M17A* | *80MSU0601716A* | Split System | 37400 | 16.5 | 9 | 2.12 | R-454B | 650
218355717 | ACIQ | N5H9V36*K*AAA* | FTMA5B48L0C* |  | Split System | 34400 | 17 | 9 | 2.12 | R-454B | 650
217934920 | CARRIER | 27VPA924A*030* | CSAH*2412AM* | 59SU5B100M21**22 | Split System | 23600 | 17 | 9 | 1.85 | R-454B | 650
217934573 | CARRIER | 27VPA924A*030* | CSAH*3012AM* | 58SU*B100M21**20 | Split System | 23800 | 17 | 9 | 1.85 | R-454B | 650
217934956 | CARRIER | 27VPA924A*030* | CSAH*3012AM* | 58TP*B090V21**20 | Split System | 24000 | 17 | 9 | 1.85 | R-454B | 650
217934955 | CARRIER | 27VPA924A*030* | CSAH*3012AM* | 58SP*B090V21**20 | Split System | 24000 | 17 | 9 | 1.85 | R-454B | 650
218331947 | TRANE | 5TWX7036A1 | 5TXCD010AS3 | S8V2D120M5PCB | Split System | 34600 | 17.1 | 9 | 2.2 | R-454B | 650
218407282 | ARCOAIRE | B5H3V24*K*AAA* | EVM5X24M17A*+WALLCON | *96CTN0801714B* | Split System | 22400 | 21 | 9 | 2.02 | R-454B | 650
218407323 | COMFORTMAKER | B5H3V24*K*AAA* | EVM5X25M17A*+WALLCON | *80CTL0451712B* | Split System | 23000 | 21 | 9 | 1.98 | R-454B | 650
218407283 | COMFORTMAKER | B5H3V24*K*AAA* | EVM5X24M17A*+WALLCON | *96CTN0801714B* | Split System | 22400 | 21 | 9 | 2.02 | R-454B | 650
218407216 | HEIL | B5H3V24*K*AAA* | EVM5X24M17A*+WALLCON | *80CTL0701412B* | Split System | 22400 | 21 | 9 | 2.02 | R-454B | 650
218407517 | KEEPRITE | B5H3V24*K*AAA* | EVM5X30M17A*+WALLCON | *97CTN0601716A* | Split System | 23000 | 21 | 9 | 1.98 | R-454B | 650
218407765 | KEEPRITE | B5H3V24*K*AAA* | EVM5X36M17A*+WALLCON | *80CTL0451712B* | Split System | 23000 | 21 | 9 | 1.98 | R-454B | 650
218407221 | KEEPRITE | B5H3V24*K*AAA* | EVM5X24M17A*+WALLCON | *80CTL0701412B* | Split System | 22400 | 21 | 9 | 2.02 | R-454B | 650
218407481 | AIRQUEST | B5H3V24*K*AAA* | EVM5X30M17A*+WALLCON | *97CMN0801714B* | Split System | 23000 | 21.5 | 9 | 1.98 | R-454B | 650
218407497 | AIRQUEST | B5H3V24*K*AAA* | EVM5X30M17A*+WALLCON | *96CTN0601714B* | Split System | 23000 | 21.5 | 9 | 1.98 | R-454B | 650
218407372 | DAY & NIGHT | B5H3V24*K*AAA* | EVM5X25M17A*+WALLCON | *97CMN0801714B* | Split System | 23000 | 21.5 | 9 | 1.98 | R-454B | 650
218407800 | HEIL | B5H3V24*K*AAA* | EVM5X36M17A*+WALLCON | *97CMN0601714B* | Split System | 23000 | 21.5 | 9 | 1.96 | R-454B | 650
218407464 | HEIL | B5H3V24*K*AAA* | EVM5X30M17A*+WALLCON | *95CSU0601716B* | Split System | 23000 | 21.5 | 9 | 1.98 | R-454B | 650
218407373 | KEEPRITE | B5H3V24*K*AAA* | EVM5X25M17A*+WALLCON | *97CMN0801714B* | Split System | 23000 | 21.5 | 9 | 1.98 | R-454B | 650
218407391 | TEMPSTAR | B5H3V24*K*AAA* | EVM5X25M17A*+WALLCON | *96CTN0601714B* | Split System | 23000 | 21.5 | 9 | 1.98 | R-454B | 650
218407415 | TEMPSTAR | B5H3V24*K*AAA* | EVM5X25M17A*+WALLCON | *97CTN0801716A* | Split System | 23000 | 21.5 | 9 | 1.98 | R-454B | 650
217934710 | CARRIER | 27VPA924A*030* | CSAH*3012AM* | 59CU5B100C21**22 | Split System | 23600 | 16 | 9 | 1.85 | R-454B | 650
217934698 | CARRIER | 27VPA924A*030* | CSAH*3612AM* | 58TP*B090V21**20 | Split System | 24200 | 17 | 9 | 1.85 | R-454B | 650
217934695 | CARRIER | 27VPA924A*030* | CSAH*3612AM* | 58SP*B090V21**20 | Split System | 24200 | 17 | 9 | 1.85 | R-454B | 650
217934569 | CARRIER | 27VPA924A*030* | CSAH*3612AM* | 59TP6C100V21**22 | Split System | 24400 | 17 | 9 | 1.85 | R-454B | 650
217934784 | CARRIER | 27VPA924A*030* | CSAH*3612AM* | 58SP*B135V24**22 | Split System | 24400 | 17 | 9 | 1.85 | R-454B | 650
217934570 | CARRIER | 27VPA924A*030* | CSAH*3612AM* | 59TP7A100V21**22 | Split System | 24400 | 17 | 9 | 1.85 | R-454B | 650
218407449 | AIRQUEST | B5H3V24*K*AAA* | EVM5X30M17A*+WALLCON | *80CTL0701716B* | Split System | 23000 | 21.5 | 9 | 1.98 | R-454B | 650
218407450 | ARCOAIRE | B5H3V24*K*AAA* | EVM5X30M17A*+WALLCON | *80CTL0701716B* | Split System | 23000 | 21.5 | 9 | 1.98 | R-454B | 650
218407346 | ARCOAIRE | B5H3V24*K*AAA* | EVM5X25M17A*+WALLCON | *80CTL0901716B* | Split System | 23200 | 21.5 | 9 | 1.98 | R-454B | 650
218407507 | COMFORTMAKER | B5H3V24*K*AAA* | EVM5X30M17A*+WALLCON | *96CTN0801714B* | Split System | 23000 | 21.5 | 9 | 1.98 | R-454B | 650
218407508 | DAY & NIGHT | B5H3V24*K*AAA* | EVM5X30M17A*+WALLCON | *96CTN0801714B* | Split System | 23000 | 21.5 | 9 | 1.98 | R-454B | 650
218407340 | DAY & NIGHT | B5H3V24*K*AAA* | EVM5X25M17A*+WALLCON | *80CTL0701716B* | Split System | 23000 | 21.5 | 9 | 1.98 | R-454B | 650
218407348 | DAY & NIGHT | B5H3V24*K*AAA* | EVM5X25M17A*+WALLCON | *80CTL0901716B* | Split System | 23200 | 21.5 | 9 | 1.98 | R-454B | 650
218407397 | KEEPRITE | B5H3V24*K*AAA* | EVM5X25M17A*+WALLCON | *96CTN0801714B* | Split System | 23000 | 21.5 | 9 | 1.98 | R-454B | 650
218407791 | TEMPSTAR | B5H3V24*K*AAA* | EVM5X36M17A*+WALLCON | *80CTL0901716B* | Split System | 23200 | 21.5 | 9 | 1.98 | R-454B | 650
218407463 | TEMPSTAR | B5H3V24*K*AAA* | EVM5X30M17A*+WALLCON | *80CTL0901716B* | Split System | 23200 | 21.5 | 9 | 1.98 | R-454B | 650
218407441 | AIRQUEST | B5H3V24*K*AAA* | EVM5X30M17A*+WALLCON | *80CTL0701412B* | Split System | 23000 | 22 | 9 | 1.98 | R-454B | 650
218393602 | Jetson | HP-24ODU-001 | HP-24IDU-002 |  | Split System | 23000 | 17 | 9.2 | 1.9 | R-454B | 650
218471436 | AC PRO | SPHP-Z-V018BB | COIL-Y-1824AMTB | FURN-M-L1A40V12A | Split System | 18000 | 16.5 | 9.3 | 1.8 | R-454B | 650
218393604 | Jetson | HP-36ODU-001 | HP-36IDU-002 |  | Split System | 34000 | 17 | 9.4 | 1.9 | R-454B | 650
218452741 | AIRQUEST | D5CUHAH18AAK | FM(C,U)5S30**AL* |  | Split System | 18500 | 15.5 | 9.5 | 2 | R-454B | 650
218452742 | ARCOAIRE | D5CUHAH18AAK | FM(C,U)5S30**AL* |  | Split System | 18500 | 15.5 | 9.5 | 2 | R-454B | 650
218452739 | BRYANT HEATING AND COOLING SYSTEMS | 37MUHAQ18AA3 | FM(C,U)5S30**AL* |  | Split System | 18500 | 15.5 | 9.5 | 2 | R-454B | 650
218452743 | COMFORTMAKER | D5CUHAH18AAK | FM(C,U)5S30**AL* |  | Split System | 18500 | 15.5 | 9.5 | 2 | R-454B | 650
218452744 | DAY & NIGHT | D5CUHAH18AAK | FM(C,U)5S30**AL* |  | Split System | 18500 | 15.5 | 9.5 | 2 | R-454B | 650
218452740 | HEIL | D5CUHAH18AAK | FM(C,U)5S30**AL* |  | Split System | 18500 | 15.5 | 9.5 | 2 | R-454B | 650
218452745 | KEEPRITE | D5CUHAH18AAK | FM(C,U)5S30**AL* |  | Split System | 18500 | 15.5 | 9.5 | 2 | R-454B | 650
217916612 | KEEPRITE | N5H9V48*K*AAA* | EVD5X48M21A* | *97VTN1002120A* | Split System | 46500 | 15.5 | 9.5 | 2.22 | R-454B | 650
218452746 | TEMPSTAR | D5CUHAH18AAK | FM(C,U)5S30**AL* |  | Split System | 18500 | 15.5 | 9.5 | 2 | R-454B | 650
217916618 | TEMPSTAR | Q5H9V48*K*AAA* | EVD5X48M21A* | *97VTN1002120A* | Split System | 46500 | 15.5 | 9.5 | 2.22 | R-454B | 650
218452588 | AIRQUEST | D5CUHAH24AAK | FM(C,U)5S30**AL* |  | Split System | 23400 | 16.5 | 9.5 | 2 | R-454B | 650
218452589 | ARCOAIRE | D5CUHAH24AAK | FM(C,U)5S30**AL* |  | Split System | 23400 | 16.5 | 9.5 | 2 | R-454B | 650
218452598 | ARCOAIRE | D5CUHAH24AAK | FM(C,U)5S36**AL* |  | Split System | 23400 | 16.5 | 9.5 | 2 | R-454B | 650
218452586 | BRYANT HEATING AND COOLING SYSTEMS | 37MUHAQ24AA3 | FM(C,U)5S30**AL* |  | Split System | 23400 | 16.5 | 9.5 | 2 | R-454B | 650
218452595 | BRYANT HEATING AND COOLING SYSTEMS | 37MUHAQ24AA3 | FM(C,U)5S36**AL* |  | Split System | 23400 | 16.5 | 9.5 | 2 | R-454B | 650
218452590 | COMFORTMAKER | D5CUHAH24AAK | FM(C,U)5S30**AL* |  | Split System | 23400 | 16.5 | 9.5 | 2 | R-454B | 650
218452599 | COMFORTMAKER | D5CUHAH24AAK | FM(C,U)5S36**AL* |  | Split System | 23400 | 16.5 | 9.5 | 2 | R-454B | 650
218452600 | DAY & NIGHT | D5CUHAH24AAK | FM(C,U)5S36**AL* |  | Split System | 23400 | 16.5 | 9.5 | 2 | R-454B | 650
218452591 | DAY & NIGHT | D5CUHAH24AAK | FM(C,U)5S30**AL* |  | Split System | 23400 | 16.5 | 9.5 | 2 | R-454B | 650
218452596 | HEIL | D5CUHAH24AAK | FM(C,U)5S36**AL* |  | Split System | 23400 | 16.5 | 9.5 | 2 | R-454B | 650
218452587 | HEIL | D5CUHAH24AAK | FM(C,U)5S30**AL* |  | Split System | 23400 | 16.5 | 9.5 | 2 | R-454B | 650
218452592 | KEEPRITE | D5CUHAH24AAK | FM(C,U)5S30**AL* |  | Split System | 23400 | 16.5 | 9.5 | 2 | R-454B | 650
218452601 | KEEPRITE | D5CUHAH24AAK | FM(C,U)5S36**AL* |  | Split System | 23400 | 16.5 | 9.5 | 2 | R-454B | 650
218452602 | TEMPSTAR | D5CUHAH24AAK | FM(C,U)5S36**AL* |  | Split System | 23400 | 16.5 | 9.5 | 2 | R-454B | 650
218452593 | TEMPSTAR | D5CUHAH24AAK | FM(C,U)5S30**AL* |  | Split System | 23400 | 16.5 | 9.5 | 2 | R-454B | 650
218452615 | AIRQUEST | D5CUHAH24AAK+TIC2025-0016 | FM(C,U)5S30**AL* |  | Split System | 24400 | 17 | 9.5 | 2 | R-454B | 650
218452624 | AIRQUEST | D5CUHAH24AAK+TIC2025-0016 | FM(C,U)5S36**AL* |  | Split System | 24400 | 17 | 9.5 | 2 | R-454B | 650
218609460 | AIRQUEST | D5CUHAH24AAK+KSAIC0701230 | FM(C,U)5S30**AL* |  | Split System | 24400 | 17 | 9.5 | 2 | R-454B | 650
218609469 | AIRQUEST | D5CUHAH24AAK+KSAIC0701230 | FM(C,U)5S36**AL* |  | Split System | 24400 | 17 | 9.5 | 2 | R-454B | 650
218452625 | ARCOAIRE | D5CUHAH24AAK+TIC2025-0016 | FM(C,U)5S36**AL* |  | Split System | 24400 | 17 | 9.5 | 2 | R-454B | 650
218452616 | ARCOAIRE | D5CUHAH24AAK+TIC2025-0016 | FM(C,U)5S30**AL* |  | Split System | 24400 | 17 | 9.5 | 2 | R-454B | 650
218609461 | ARCOAIRE | D5CUHAH24AAK+KSAIC0701230 | FM(C,U)5S30**AL* |  | Split System | 24400 | 17 | 9.5 | 2 | R-454B | 650
218609470 | ARCOAIRE | D5CUHAH24AAK+KSAIC0701230 | FM(C,U)5S36**AL* |  | Split System | 24400 | 17 | 9.5 | 2 | R-454B | 650
218452613 | BRYANT HEATING AND COOLING SYSTEMS | 37MUHAQ24AA3+TIC2025-0016 | FM(C,U)5S30**AL* |  | Split System | 24400 | 17 | 9.5 | 2 | R-454B | 650
218452622 | BRYANT HEATING AND COOLING SYSTEMS | 37MUHAQ24AA3+TIC2025-0016 | FM(C,U)5S36**AL* |  | Split System | 24400 | 17 | 9.5 | 2 | R-454B | 650
218609467 | BRYANT HEATING AND COOLING SYSTEMS | 37MUHAQ24AA3+KSAIC0701230 | FM(C,U)5S36**AL* |  | Split System | 24400 | 17 | 9.5 | 2 | R-454B | 650
218609458 | BRYANT HEATING AND COOLING SYSTEMS | 37MUHAQ24AA3+KSAIC0701230 | FM(C,U)5S30**AL* |  | Split System | 24400 | 17 | 9.5 | 2 | R-454B | 650
218609466 | CARRIER | 37MUHAQ24AA3+KSAIC0701230 | FM(C,U)5S36**AL* |  | Split System | 24400 | 17 | 9.5 | 2 | R-454B | 650
218609457 | CARRIER | 37MUHAQ24AA3+KSAIC0701230 | FM(C,U)5S30**AL* |  | Split System | 24400 | 17 | 9.5 | 2 | R-454B | 650
218452617 | COMFORTMAKER | D5CUHAH24AAK+TIC2025-0016 | FM(C,U)5S30**AL* |  | Split System | 24400 | 17 | 9.5 | 2 | R-454B | 650
218452626 | COMFORTMAKER | D5CUHAH24AAK+TIC2025-0016 | FM(C,U)5S36**AL* |  | Split System | 24400 | 17 | 9.5 | 2 | R-454B | 650
218609471 | COMFORTMAKER | D5CUHAH24AAK+KSAIC0701230 | FM(C,U)5S36**AL* |  | Split System | 24400 | 17 | 9.5 | 2 | R-454B | 650
218452618 | DAY & NIGHT | D5CUHAH24AAK+TIC2025-0016 | FM(C,U)5S30**AL* |  | Split System | 24400 | 17 | 9.5 | 2 | R-454B | 650
218452627 | DAY & NIGHT | D5CUHAH24AAK+TIC2025-0016 | FM(C,U)5S36**AL* |  | Split System | 24400 | 17 | 9.5 | 2 | R-454B | 650
218609463 | DAY & NIGHT | D5CUHAH24AAK+KSAIC0701230 | FM(C,U)5S30**AL* |  | Split System | 24400 | 17 | 9.5 | 2 | R-454B | 650
218609472 | DAY & NIGHT | D5CUHAH24AAK+KSAIC0701230 | FM(C,U)5S36**AL* |  | Split System | 24400 | 17 | 9.5 | 2 | R-454B | 650
218452614 | HEIL | D5CUHAH24AAK+TIC2025-0016 | FM(C,U)5S30**AL* |  | Split System | 24400 | 17 | 9.5 | 2 | R-454B | 650
218452623 | HEIL | D5CUHAH24AAK+TIC2025-0016 | FM(C,U)5S36**AL* |  | Split System | 24400 | 17 | 9.5 | 2 | R-454B | 650
218609459 | HEIL | D5CUHAH24AAK+KSAIC0701230 | FM(C,U)5S30**AL* |  | Split System | 24400 | 17 | 9.5 | 2 | R-454B | 650
218609468 | HEIL | D5CUHAH24AAK+KSAIC0701230 | FM(C,U)5S36**AL* |  | Split System | 24400 | 17 | 9.5 | 2 | R-454B | 650
218452619 | KEEPRITE | D5CUHAH24AAK+TIC2025-0016 | FM(C,U)5S30**AL* |  | Split System | 24400 | 17 | 9.5 | 2 | R-454B | 650
218452628 | KEEPRITE | D5CUHAH24AAK+TIC2025-0016 | FM(C,U)5S36**AL* |  | Split System | 24400 | 17 | 9.5 | 2 | R-454B | 650
218609473 | KEEPRITE | D5CUHAH24AAK+KSAIC0701230 | FM(C,U)5S36**AL* |  | Split System | 24400 | 17 | 9.5 | 2 | R-454B | 650
218609464 | KEEPRITE | D5CUHAH24AAK+KSAIC0701230 | FM(C,U)5S30**AL* |  | Split System | 24400 | 17 | 9.5 | 2 | R-454B | 650
218452629 | TEMPSTAR | D5CUHAH24AAK+TIC2025-0016 | FM(C,U)5S36**AL* |  | Split System | 24400 | 17 | 9.5 | 2 | R-454B | 650
218452620 | TEMPSTAR | D5CUHAH24AAK+TIC2025-0016 | FM(C,U)5S30**AL* |  | Split System | 24400 | 17 | 9.5 | 2 | R-454B | 650
218609474 | TEMPSTAR | D5CUHAH24AAK+KSAIC0701230 | FM(C,U)5S36**AL* |  | Split System | 24400 | 17 | 9.5 | 2 | R-454B | 650
218609465 | TEMPSTAR | D5CUHAH24AAK+KSAIC0701230 | FM(C,U)5S30**AL* |  | Split System | 24400 | 17 | 9.5 | 2 | R-454B | 650
218406921 | AIRQUEST | B5H3V24*K*AAA* | ESH5X30M12A*+WALLCON | *96CTN0401410B* | Split System | 22000 | 18.5 | 9.5 | 1.96 | R-454B | 650
218406923 | COMFORTMAKER | B5H3V24*K*AAA* | ESH5X30M12A*+WALLCON | *96CTN0401410B* | Split System | 22000 | 18.5 | 9.5 | 1.96 | R-454B | 650
218406920 | HEIL | B5H3V24*K*AAA* | ESH5X30M12A*+WALLCON | *96CTN0401410B* | Split System | 22000 | 18.5 | 9.5 | 1.96 | R-454B | 650
218406136 | HEIL | B5H3V24*K*AAA* | EA*5X30M14A*+WALLCON | *96CTN0401410B* | Split System | 21800 | 19 | 9.5 | 1.94 | R-454B | 650
218406221 | KEEPRITE | B5H3V24*K*AAA* | EA*5X30M17A*+WALLCON | *96CTN0401410B* | Split System | 21800 | 19 | 9.5 | 1.96 | R-454B | 650
218156175 | MIDEA | MO1HE-H18B-2A | MAAHE-H24B-AA-UC | RG19060A10MPS1 | Split System | 18000 | 17.7 | 9.5 | 1.8 | R-454B | 650
217915318 | AIRQUEST | N5H9V48*K*AAA* | EVM5X48M21A* | *96VTN1002122B* | Split System | 47000 | 15.5 | 9.5 | 2.24 | R-454B | 650
217916193 | DAY & NIGHT | N5H9V48*K*AAA* | EVM5X60M21A* | *97VTN1002120A* | Split System | 48000 | 15.5 | 9.5 | 2.24 | R-454B | 650
217917315 | DAY & NIGHT | N5H9V48*K*AAA* | EVD5X60M21A* | *96VTN1002120B* | Split System | 48000 | 15.5 | 9.5 | 2.24 | R-454B | 650
217917320 | DAY & NIGHT | Q5H9V48*K*AAA* | EVD5X60M21A* | *96VTN1002120B* | Split System | 48000 | 15.5 | 9.5 | 2.24 | R-454B | 650
217916195 | KEEPRITE | N5H9V48*K*AAA* | EVM5X60M21A* | *97VTN1002120A* | Split System | 48000 | 15.5 | 9.5 | 2.24 | R-454B | 650
217916201 | TEMPSTAR | Q5H9V48*K*AAA* | EVM5X60M21A* | *97VTN1002120A* | Split System | 48000 | 15.5 | 9.5 | 2.24 | R-454B | 650
217917195 | AIRQUEST | N5H9V48*K*AAA* | EVD5X60M21A* | *96VSN1002120B* | Split System | 48000 | 16 | 9.5 | 2.24 | R-454B | 650
217916268 | ARCOAIRE | N5H9V48*K*AAA* | EVD5X48M21A* | *80VSL0902120B* | Split System | 47000 | 16 | 9.5 | 2.22 | R-454B | 650
217916177 | ARCOAIRE | N5H9V48*K*AAA* | EVM5X60M21A* | *97VTN0802120A* | Split System | 48000 | 16 | 9.5 | 2.24 | R-454B | 650
217916619 | BRYANT HEATING AND COOLING SYSTEMS | 249VAN048**AA* | CVAVA4821XMA* | 927TA66100V21*** | Split System | 47000 | 16 | 9.5 | 2.22 | R-454B | 650
217916345 | BRYANT HEATING AND COOLING SYSTEMS | 249VAN048**AA* | CVAVA4821XMA* | 88*TB60090C21*** | Split System | 47000 | 16 | 9.5 | 2.22 | R-454B | 650
217916270 | COMFORTMAKER | N5H9V48*K*AAA* | EVD5X48M21A* | *80VSL0902120B* | Split System | 47000 | 16 | 9.5 | 2.22 | R-454B | 650
217916275 | COMFORTMAKER | Q5H9V48*K*AAA* | EVD5X48M21A* | *80VSL0902120B* | Split System | 47000 | 16 | 9.5 | 2.22 | R-454B | 650
217916035 | COMFORTMAKER | N5H9V48*K*AAA* | EVM5X60M21A* | *96VSN1002120B* | Split System | 48000 | 16 | 9.5 | 2.24 | R-454B | 650
217917353 | COMFORTMAKER | Q5H9V48*K*AAA* | EVD5X60M21A* | *97VTN0802120A* | Split System | 48000 | 16 | 9.5 | 2.24 | R-454B | 650
217915501 | COMFORTMAKER | N5H9V48*K*AAA* | EVM5X49M21A* | *80VTL0902120B* | Split System | 48500 | 16 | 9.5 | 2.24 | R-454B | 650
217916518 | DAY & NIGHT | N5H9V48*K*AAA* | EVD5X48M21A* | *96CTN1002122B* | Split System | 46500 | 16 | 9.5 | 2.22 | R-454B | 650
217916145 | DAY & NIGHT | Q5H9V48*K*AAA* | EVM5X60M21A* | *96VTN0802120B* | Split System | 48000 | 16 | 9.5 | 2.24 | R-454B | 650
217915398 | DAY & NIGHT | N5H9V48*K*AAA* | EVM5X49M21A* | *80VSL0902120B* | Split System | 48500 | 16 | 9.5 | 2.24 | R-454B | 650
217916519 | HEIL | N5H9V48*K*AAA* | EVD5X48M21A* | *96CTN1002122B* | Split System | 46500 | 16 | 9.5 | 2.22 | R-454B | 650
217915008 | HEIL | N5H9V48*K*AAA* | EVM5X48M21A* | *80VSL1102122B* | Split System | 47000 | 16 | 9.5 | 2.22 | R-454B | 650
217916186 | HEIL | Q5H9V48*K*AAA* | EVM5X60M21A* | *97VTN0802120A* | Split System | 48000 | 16 | 9.5 | 2.24 | R-454B | 650
217916042 | HEIL | Q5H9V48*K*AAA* | EVM5X60M21A* | *96VSN1002120B* | Split System | 48000 | 16 | 9.5 | 2.24 | R-454B | 650
217917615 | HEIL | Q5H9V48*K*AAA* | EVD5X61M21A* | *96VSN1002120B* | Split System | 48500 | 16 | 9.5 | 2.24 | R-454B | 650
217915074 | KEEPRITE | N5H9V48*K*AAA* | EVM5X48M21A* | *80CTL0902120B* | Split System | 47000 | 16 | 9.5 | 2.22 | R-454B | 650
217916377 | KEEPRITE | N5H9V48*K*AAA* | EVD5X48M21A* | *80VTL0902120B* | Split System | 47000 | 16 | 9.5 | 2.22 | R-454B | 650
217915014 | KEEPRITE | Q5H9V48*K*AAA* | EVM5X48M21A* | *80VSL1102122B* | Split System | 47000 | 16 | 9.5 | 2.22 | R-454B | 650
217916043 | KEEPRITE | Q5H9V48*K*AAA* | EVM5X60M21A* | *96VSN1002120B* | Split System | 48000 | 16 | 9.5 | 2.24 | R-454B | 650
217917616 | KEEPRITE | Q5H9V48*K*AAA* | EVD5X61M21A* | *96VSN1002120B* | Split System | 48500 | 16 | 9.5 | 2.24 | R-454B | 650
217916521 | TEMPSTAR | N5H9V48*K*AAA* | EVD5X48M21A* | *96CTN1002122B* | Split System | 46500 | 16 | 9.5 | 2.22 | R-454B | 650
217915075 | TEMPSTAR | N5H9V48*K*AAA* | EVM5X48M21A* | *80CTL0902120B* | Split System | 47000 | 16 | 9.5 | 2.22 | R-454B | 650
217915510 | TEMPSTAR | Q5H9V48*K*AAA* | EVM5X49M21A* | *80VTL0902120B* | Split System | 48500 | 16 | 9.5 | 2.24 | R-454B | 650
217915917 | AIRQUEST | N5H9V48*K*AAA* | EVM5X60M21A* | *80CTL1102120B* | Split System | 48500 | 16.5 | 9.5 | 2.22 | R-454B | 650
217915474 | AIRQUEST | N5H9V48*K*AAA* | EVM5X49M21A* | *80CTL0902120B* | Split System | 48500 | 16.5 | 9.5 | 2.22 | R-454B | 650
217915918 | COMFORTMAKER | N5H9V48*K*AAA* | EVM5X60M21A* | *80CTL1102120B* | Split System | 48500 | 16.5 | 9.5 | 2.22 | R-454B | 650
217916936 | COMFORTMAKER | N5H9V48*K*AAA* | EVD5X49M24A* | *97VTN1002122A* | Split System | 48500 | 16.5 | 9.5 | 2.24 | R-454B | 650
217915476 | DAY & NIGHT | N5H9V48*K*AAA* | EVM5X49M21A* | *80CTL0902120B* | Split System | 48500 | 16.5 | 9.5 | 2.22 | R-454B | 650
217917080 | DAY & NIGHT | N5H9V48*K*AAA* | EVD5X60M21A* | *80CTL1102120B* | Split System | 48500 | 16.5 | 9.5 | 2.24 | R-454B | 650
217915925 | HEIL | Q5H9V48*K*AAA* | EVM5X60M21A* | *80CTL1102120B* | Split System | 48500 | 16.5 | 9.5 | 2.22 | R-454B | 650
218619749 | DUCANE | 7SHP15V24P-**A | 7E[C,U]24BX-**+TDR | 97G2UH045BE12* | Split System | 23000 | 15.2 | 8.1 | 1.8 | R-454B | 650
218619279 | DUCANE | 7SHP15V24P-**A | 7ED24BX-**+TDR | 96G1DF045BE12* | Split System | 23000 | 15.2 | 8.1 | 1.8 | R-454B | 650
218450455 | GE Appliances | NS15H24HA5*** | NCDC24BT5****+TDR | NF96D045S3B*** | Split System | 23000 | 15.2 | 8.1 | 1.8 | R-454B | 650
218619774 | DUCANE | 7SHP15V24P-**A | 7EH24BX-**+TDR | 97G2UH070BE12* | Split System | 23200 | 15.4 | 8.1 | 1.8 | R-454B | 650
218615171 | ALLIED | 7SHP15V24P-**A | 7E[C,U]24AX-**+TDR | 80G1UH045AE12* | Split System | 23000 | 15.7 | 8.1 | 1.8 | R-454B | 650
218619230 | DUCANE | 7SHP15V24P-**A | 7E[C,U]24AX-**+TDR | 80G1UH045AE12* | Split System | 23000 | 15.7 | 8.1 | 1.8 | R-454B | 650
218619752 | DUCANE | 7SHP15V24P-**A | 7E[C,U]24BX-**+TDR | 92G1UH045BE12* | Split System | 23000 | 15.7 | 8.1 | 1.8 | R-454B | 650
218450392 | GE Appliances | NS15H24HA5*** | NCUC24AT5****+TDR | NF80U045S3A*** | Split System | 23000 | 15.7 | 8.1 | 1.8 | R-454B | 650
218615166 | ALLIED | 7SHP15V24P-**A | 7E[C,U]24AX-**+TDR | 80G1UH040AE12X* | Split System | 23000 | 15.9 | 8.1 | 1.8 | R-454B | 650
218615168 | ALLIED | 7SHP15V24P-**A | 7E[C,U]24AX-**+TDR | 80G1UH060AE12X* | Split System | 23000 | 15.9 | 8.1 | 1.8 | R-454B | 650
218619225 | DUCANE | 7SHP15V24P-**A | 7E[C,U]24AX-**+TDR | 80G1UH040AE12X* | Split System | 23000 | 15.9 | 8.1 | 1.8 | R-454B | 650
218619227 | DUCANE | 7SHP15V24P-**A | 7E[C,U]24AX-**+TDR | 80G1UH060AE12X* | Split System | 23000 | 15.9 | 8.1 | 1.8 | R-454B | 650
218450387 | GE Appliances | NS15H24HA5*** | NCUC24AT5****+TDR | NF80X040S3A*** | Split System | 23000 | 15.9 | 8.1 | 1.8 | R-454B | 650
218450389 | GE Appliances | NS15H24HA5*** | NCUC24AT5****+TDR | NF80X060S3A*** | Split System | 23000 | 15.9 | 8.1 | 1.8 | R-454B | 650
218619775 | DUCANE | 7SHP15V24P-**A | 7EH24BX-**+TDR | 92G1UH030BE12* | Split System | 23200 | 16 | 8.1 | 1.8 | R-454B | 650
218619765 | DUCANE | 7SHP15V24P-**A | 7E[C,U]36BX-**+TDR | 97G2UH070BE12* | Split System | 23400 | 15.4 | 8.1 | 1.8 | R-454B | 650
218619764 | DUCANE | 7SHP15V24P-**A | 7E[C,U]36BX-**+TDR | 97G2UH045BE12* | Split System | 23600 | 15.5 | 8.1 | 1.8 | R-454B | 650
218450428 | GE Appliances | NS15H24HA5*** | NCHC24AT5****+TDR | NF80X060V3A*** | Split System | 22800 | 15.7 | 8.1 | 1.8 | R-454B | 650
218619776 | DUCANE | 7SHP15V24P-**A | 7EH24BX-**+TDR | 92G1UH045BE12* | Split System | 23400 | 15.9 | 8.1 | 1.8 | R-454B | 650
218619766 | DUCANE | 7SHP15V24P-**A | 7E[C,U]36BX-**+TDR | 92G1UH030BE12* | Split System | 23400 | 16.1 | 8.1 | 1.8 | R-454B | 650
218619617 | DUCANE | 7SHP15V24P-**A | 7EH24BX-**+TDR | 96G1UH070BE12* | Split System | 23400 | 15.3 | 8.1 | 1.8 | R-454B | 650
218619611 | DUCANE | 7SHP15V24P-**A | 7E[C,U]36BX-**+TDR | 96G1UH070BE12* | Split System | 23600 | 15.3 | 8.1 | 1.8 | R-454B | 650
218450396 | GE Appliances | NS15H24HA5*** | NCUC24AT5****+TDR | NF80X060V3A*** | Split System | 22800 | 15.6 | 8.1 | 1.8 | R-454B | 650
218615176 | ALLIED | 7SHP15V24P-**A | 7E[C,U]24BX-**+TDR | 97G2UH045BV12* | Split System | 22600 | 15.8 | 8.1 | 1.8 | R-454B | 650
218619235 | DUCANE | 7SHP15V24P-**A | 7E[C,U]24BX-**+TDR | 97G2UH045BV12* | Split System | 22600 | 15.8 | 8.1 | 1.8 | R-454B | 650
218450398 | GE Appliances | NS15H24HA5*** | NCUC24BT5****+TDR | NF97U045V3B*** | Split System | 22600 | 15.8 | 8.1 | 1.8 | R-454B | 650
218450410 | GE Appliances | NS15H24HA5*** | NCUC24BT5****+TDR | NF97X060V3B*** | Split System | 22600 | 15.9 | 8.1 | 1.8 | R-454B | 650
218619767 | DUCANE | 7SHP15V24P-**A | 7E[C,U]36BX-**+TDR | 92G1UH045BE12* | Split System | 23600 | 16 | 8.1 | 1.8 | R-454B | 650
218619603 | DUCANE | 7SHP15V24P-**A | 7E[C,U]36AX-**+TDR | 80G1UH045AE12* | Split System | 23600 | 16 | 8.1 | 1.8 | R-454B | 650
218619777 | DUCANE | 7SHP15V24P-**A | 7EH24BX-**+TDR | 92G1UH070BE12* | Split System | 23400 | 16.1 | 8.1 | 1.8 | R-454B | 650
218450409 | GE Appliances | NS15H24HA5*** | NCUC24BT5****+TDR | NF97X040V3B*** | Split System | 22600 | 16.3 | 8.1 | 1.8 | R-454B | 650
218619231 | DUCANE | 7SHP15V24P-**A | 7E[C,U]24AX-**+TDR | 80G1UH045AE12L* | Split System | 22600 | 15.6 | 8.1 | 1.8 | R-454B | 650
218450393 | GE Appliances | NS15H24HA5*** | NCUC24AT5****+TDR | NF80L045S3A*** | Split System | 22600 | 15.6 | 8.1 | 1.8 | R-454B | 650
218619236 | DUCANE | 7SHP15V24P-**A | 7E[C,U]24BX-**+TDR | 97G2UH070BV12* | Split System | 22800 | 15.8 | 8.1 | 1.8 | R-454B | 650
218450399 | GE Appliances | NS15H24HA5*** | NCUC24BT5****+TDR | NF97U070V3B*** | Split System | 22800 | 15.8 | 8.1 | 1.8 | R-454B | 650
218619597 | DUCANE | 7SHP15V24P-**A | 7E[C,U]36AX-**+TDR | 80G2UH070AV12* | Split System | 23600 | 15.9 | 8.1 | 1.8 | R-454B | 650
218450411 | GE Appliances | NS15H24HA5*** | NCUC24BT5****+TDR | NF98U070M3B*** | Split System | 23000 | 15.9 | 8.1 | 1.8 | R-454B | 650
218450448 | GE Appliances | NS15H24HA5*** | NCHC30BT5****+TDR | NF97X060V3B*** | Split System | 23400 | 16 | 8.1 | 1.8 | R-454B | 650
218619234 | DUCANE | 7SHP15V24P-**A | 7E[C,U]24BX-**+TDR | 80G2UH090BV16* | Split System | 23000 | 16.1 | 8.1 | 1.8 | R-454B | 650
218450397 | GE Appliances | NS15H24HA5*** | NCUC24BT5****+TDR | NF80U090V4B*** | Split System | 23000 | 16.1 | 8.1 | 1.8 | R-454B | 650
218615169 | ALLIED | 7SHP15V24P-**A | 7E[C,U]24AX-**+TDR | 80G2UH045AE12* | Split System | 22800 | 16.2 | 8.1 | 1.8 | R-454B | 650
218615199 | ALLIED | 7SHP15V24P-**A | 7EH24AX-**+TDR | 80G2UH045AE12* | Split System | 22800 | 16.2 | 8.1 | 1.8 | R-454B | 650
218619258 | DUCANE | 7SHP15V24P-**A | 7EH24AX-**+TDR | 80G2UH045AE12* | Split System | 22800 | 16.2 | 8.1 | 1.8 | R-454B | 650
218619228 | DUCANE | 7SHP15V24P-**A | 7E[C,U]24AX-**+TDR | 80G2UH045AE12* | Split System | 22800 | 16.2 | 8.1 | 1.8 | R-454B | 650
218619768 | DUCANE | 7SHP15V24P-**A | 7E[C,U]36BX-**+TDR | 92G1UH070BE12* | Split System | 23600 | 16.2 | 8.1 | 1.8 | R-454B | 650
218450390 | GE Appliances | NS15H24HA5*** | NCUC24AT5****+TDR | NF80U045T3A*** | Split System | 22800 | 16.2 | 8.1 | 1.8 | R-454B | 650
218450432 | GE Appliances | NS15H24HA5*** | NCHC24AT5****+TDR | NF80U045T3A*** | Split System | 22800 | 16.2 | 8.1 | 1.8 | R-454B | 650
218619615 | DUCANE | 7SHP15V24P-**A | 7EH24BX-**+TDR | 80G1UH070BE12L* | Split System | 23400 | 15.5 | 8.1 | 1.8 | R-454B | 650
218619614 | DUCANE | 7SHP15V24P-**A | 7EH24BX-**+TDR | 80G1UH070BE12* | Split System | 23400 | 15.5 | 8.1 | 1.8 | R-454B | 650
218619602 | DUCANE | 7SHP15V24P-**A | 7E[C,U]36AX-**+TDR | 80G1UH070AE12* | Split System | 23600 | 15.6 | 8.1 | 1.8 | R-454B | 650
218619604 | DUCANE | 7SHP15V24P-**A | 7E[C,U]36AX-**+TDR | 80G1UH070AE12L* | Split System | 23600 | 15.6 | 8.1 | 1.8 | R-454B | 650
218615211 | ALLIED | 7SHP15V24P-**A | 7EH30BX-**+TDR | 97G2UH045BV12* | Split System | 23200 | 16 | 8.1 | 1.8 | R-454B | 650
218619270 | DUCANE | 7SHP15V24P-**A | 7EH30BX-**+TDR | 97G2UH045BV12* | Split System | 23200 | 16 | 8.1 | 1.8 | R-454B | 650
218450444 | GE Appliances | NS15H24HA5*** | NCHC30BT5****+TDR | NF97U045V3B*** | Split System | 23200 | 16 | 8.1 | 1.8 | R-454B | 650
218619607 | DUCANE | 7SHP15V24P-**A | 7E[C,U]36BX-**+TDR | 80G1UH070BE12L* | Split System | 23600 | 15.6 | 8.1 | 1.8 | R-454B | 650
218619600 | DUCANE | 7SHP15V24P-**A | 7E[C,U]36AX-**+TDR | 80G2UH070AE12* | Split System | 23200 | 16 | 8.1 | 1.8 | R-454B | 650
218619762 | DUCANE | 7SHP15V24P-**A | 7E[C,U]36AX-**+TDR | 80G2UH070AE12L* | Split System | 23200 | 16 | 8.1 | 1.8 | R-454B | 650
218619780 | DUCANE | 7SHP15V24P-**A | 7EH30BX-**+TDR | 80G2UH090BE12* | Split System | 23200 | 16 | 8.1 | 1.8 | R-454B | 650
218615212 | ALLIED | 7SHP15V24P-**A | 7EH30BX-**+TDR | 97G2UH070BV12* | Split System | 23200 | 16.1 | 8.1 | 1.8 | R-454B | 650
218619271 | DUCANE | 7SHP15V24P-**A | 7EH30BX-**+TDR | 97G2UH070BV12* | Split System | 23200 | 16.1 | 8.1 | 1.8 | R-454B | 650
218450445 | GE Appliances | NS15H24HA5*** | NCHC30BT5****+TDR | NF97U070V3B*** | Split System | 23200 | 16.1 | 8.1 | 1.8 | R-454B | 650
218619269 | DUCANE | 7SHP15V24P-**A | 7EH30BX-**+TDR | 80G2UH090BV16* | Split System | 23400 | 16.4 | 8.1 | 1.8 | R-454B | 650
218450443 | GE Appliances | NS15H24HA5*** | NCHC30BT5****+TDR | NF80U090V4B*** | Split System | 23400 | 16.4 | 8.1 | 1.8 | R-454B | 650
218620509 | CONCORD | 7SHP15V24P-**A | 7E[C,U]24BX-**+TDR | 97G2UH045BE12* | Split System | 23000 | 15.2 | 8.1 | 1.8 | R-454B | 650
218615220 | ALLIED | 7SHP15V24P-**A | 7ED24BX-**+TDR | 96G1DF045BE12* | Split System | 23000 | 15.2 | 8.1 | 1.8 | R-454B | 650
218620039 | CONCORD | 7SHP15V24P-**A | 7ED24BX-**+TDR | 96G1DF045BE12* | Split System | 23000 | 15.2 | 8.1 | 1.8 | R-454B | 650
218620534 | CONCORD | 7SHP15V24P-**A | 7EH24BX-**+TDR | 97G2UH070BE12* | Split System | 23200 | 15.4 | 8.1 | 1.8 | R-454B | 650
218620512 | CONCORD | 7SHP15V24P-**A | 7E[C,U]24BX-**+TDR | 92G1UH045BE12* | Split System | 23000 | 15.7 | 8.1 | 1.8 | R-454B | 650
218619990 | CONCORD | 7SHP15V24P-**A | 7E[C,U]24AX-**+TDR | 80G1UH045AE12* | Split System | 23000 | 15.7 | 8.1 | 1.8 | R-454B | 650
218619985 | CONCORD | 7SHP15V24P-**A | 7E[C,U]24AX-**+TDR | 80G1UH040AE12X* | Split System | 23000 | 15.9 | 8.1 | 1.8 | R-454B | 650
218619987 | CONCORD | 7SHP15V24P-**A | 7E[C,U]24AX-**+TDR | 80G1UH060AE12X* | Split System | 23000 | 15.9 | 8.1 | 1.8 | R-454B | 650
218620535 | CONCORD | 7SHP15V24P-**A | 7EH24BX-**+TDR | 92G1UH030BE12* | Split System | 23200 | 16 | 8.1 | 1.8 | R-454B | 650
218620544 | CONCORD | 7SHP15V24P-**A | 7EH30BX-**+TDR | 92G1UH030BE12* | Split System | 23400 | 16 | 8.1 | 1.8 | R-454B | 650
218619784 | DUCANE | 7SHP15V24P-**A | 7EH30BX-**+TDR | 92G1UH030BE12* | Split System | 23400 | 16 | 8.1 | 1.8 | R-454B | 650
218620525 | CONCORD | 7SHP15V24P-**A | 7E[C,U]36BX-**+TDR | 97G2UH070BE12* | Split System | 23400 | 15.4 | 8.1 | 1.8 | R-454B | 650
218620524 | CONCORD | 7SHP15V24P-**A | 7E[C,U]36BX-**+TDR | 97G2UH045BE12* | Split System | 23600 | 15.5 | 8.1 | 1.8 | R-454B | 650
218620513 | CONCORD | 7SHP15V24P-**A | 7E[C,U]24BX-**+TDR | 92G1UH070BE12* | Split System | 23000 | 15.8 | 8.1 | 1.8 | R-454B | 650
218620536 | CONCORD | 7SHP15V24P-**A | 7EH24BX-**+TDR | 92G1UH045BE12* | Split System | 23400 | 15.9 | 8.1 | 1.8 | R-454B | 650
218620545 | CONCORD | 7SHP15V24P-**A | 7EH30BX-**+TDR | 92G1UH045BE12* | Split System | 23400 | 16 | 8.1 | 1.8 | R-454B | 650
218619785 | DUCANE | 7SHP15V24P-**A | 7EH30BX-**+TDR | 92G1UH045BE12* | Split System | 23400 | 16 | 8.1 | 1.8 | R-454B | 650
218620526 | CONCORD | 7SHP15V24P-**A | 7E[C,U]36BX-**+TDR | 92G1UH030BE12* | Split System | 23400 | 16.1 | 8.1 | 1.8 | R-454B | 650
218620377 | CONCORD | 7SHP15V24P-**A | 7EH24BX-**+TDR | 96G1UH070BE12* | Split System | 23400 | 15.3 | 8.1 | 1.8 | R-454B | 650
218620371 | CONCORD | 7SHP15V24P-**A | 7E[C,U]36BX-**+TDR | 96G1UH070BE12* | Split System | 23600 | 15.3 | 8.1 | 1.8 | R-454B | 650
218619995 | CONCORD | 7SHP15V24P-**A | 7E[C,U]24BX-**+TDR | 97G2UH045BV12* | Split System | 22600 | 15.8 | 8.1 | 1.8 | R-454B | 650
218620365 | CONCORD | 7SHP15V24P-**A | 7E[C,U]36AX-**+TDR | 80G1UH045AE12L* | Split System | 23600 | 16 | 8.1 | 1.8 | R-454B | 650
218620363 | CONCORD | 7SHP15V24P-**A | 7E[C,U]36AX-**+TDR | 80G1UH045AE12* | Split System | 23600 | 16 | 8.1 | 1.8 | R-454B | 650
218620527 | CONCORD | 7SHP15V24P-**A | 7E[C,U]36BX-**+TDR | 92G1UH045BE12* | Split System | 23600 | 16 | 8.1 | 1.8 | R-454B | 650
218620537 | CONCORD | 7SHP15V24P-**A | 7EH24BX-**+TDR | 92G1UH070BE12* | Split System | 23400 | 16.1 | 8.1 | 1.8 | R-454B | 650
218615172 | ALLIED | 7SHP15V24P-**A | 7E[C,U]24AX-**+TDR | 80G1UH045AE12L* | Split System | 22600 | 15.6 | 8.1 | 1.8 | R-454B | 650
218619991 | CONCORD | 7SHP15V24P-**A | 7E[C,U]24AX-**+TDR | 80G1UH045AE12L* | Split System | 22600 | 15.6 | 8.1 | 1.8 | R-454B | 650
218615177 | ALLIED | 7SHP15V24P-**A | 7E[C,U]24BX-**+TDR | 97G2UH070BV12* | Split System | 22800 | 15.8 | 8.1 | 1.8 | R-454B | 650
218619996 | CONCORD | 7SHP15V24P-**A | 7E[C,U]24BX-**+TDR | 97G2UH070BV12* | Split System | 22800 | 15.8 | 8.1 | 1.8 | R-454B | 650
218617611 | LENNOX | ML15KSPV-024-230A** | CK40[C,U]T-24B-**+TDR | ML180UH070V36B* | Split System | 22800 | 15.8 | 8.1 | 1.8 | R-454B | 650
218620357 | CONCORD | 7SHP15V24P-**A | 7E[C,U]36AX-**+TDR | 80G2UH070AV12* | Split System | 23600 | 15.9 | 8.1 | 1.8 | R-454B | 650
218615175 | ALLIED | 7SHP15V24P-**A | 7E[C,U]24BX-**+TDR | 80G2UH090BV16* | Split System | 23000 | 16.1 | 8.1 | 1.8 | R-454B | 650
218619994 | CONCORD | 7SHP15V24P-**A | 7E[C,U]24BX-**+TDR | 80G2UH090BV16* | Split System | 23000 | 16.1 | 8.1 | 1.8 | R-454B | 650
218617638 | LENNOX | ML15KSPV-024-230A** | CK40HT-24A-**+TDR | ML180UH030V36A* | Split System | 22800 | 16.1 | 8.1 | 1.8 | R-454B | 650
218617654 | LENNOX | ML15KSPV-024-230A** | CK40HT-30B-**+TDR | EL196UH030XE36B* | Split System | 23000 | 16.1 | 8.1 | 1.8 | R-454B | 650
218620018 | CONCORD | 7SHP15V24P-**A | 7EH24AX-**+TDR | 80G2UH045AE12* | Split System | 22800 | 16.2 | 8.1 | 1.8 | R-454B | 650
218619988 | CONCORD | 7SHP15V24P-**A | 7E[C,U]24AX-**+TDR | 80G2UH045AE12* | Split System | 22800 | 16.2 | 8.1 | 1.8 | R-454B | 650
218620528 | CONCORD | 7SHP15V24P-**A | 7E[C,U]36BX-**+TDR | 92G1UH070BE12* | Split System | 23600 | 16.2 | 8.1 | 1.8 | R-454B | 650
218620546 | CONCORD | 7SHP15V24P-**A | 7EH30BX-**+TDR | 92G1UH070BE12* | Split System | 23600 | 16.2 | 8.1 | 1.8 | R-454B | 650
218619786 | DUCANE | 7SHP15V24P-**A | 7EH30BX-**+TDR | 92G1UH070BE12* | Split System | 23600 | 16.2 | 8.1 | 1.8 | R-454B | 650
218617663 | LENNOX | ML15KSPV-024-230A** | CK40HT-30B-**+TDR | ML193UH070XE36B* | Split System | 23600 | 16.2 | 8.1 | 1.8 | R-454B | 650
218620375 | CONCORD | 7SHP15V24P-**A | 7EH24BX-**+TDR | 80G1UH070BE12L* | Split System | 23400 | 15.5 | 8.1 | 1.8 | R-454B | 650
218620374 | CONCORD | 7SHP15V24P-**A | 7EH24BX-**+TDR | 80G1UH070BE12* | Split System | 23400 | 15.5 | 8.1 | 1.8 | R-454B | 650
218620362 | CONCORD | 7SHP15V24P-**A | 7E[C,U]36AX-**+TDR | 80G1UH070AE12* | Split System | 23600 | 15.6 | 8.1 | 1.8 | R-454B | 650
218620364 | CONCORD | 7SHP15V24P-**A | 7E[C,U]36AX-**+TDR | 80G1UH070AE12L* | Split System | 23600 | 15.6 | 8.1 | 1.8 | R-454B | 650
218620030 | CONCORD | 7SHP15V24P-**A | 7EH30BX-**+TDR | 97G2UH045BV12* | Split System | 23200 | 16 | 8.1 | 1.8 | R-454B | 650
218620366 | CONCORD | 7SHP15V24P-**A | 7E[C,U]36BX-**+TDR | 80G1UH070BE12* | Split System | 23600 | 15.6 | 8.1 | 1.8 | R-454B | 650
218620367 | CONCORD | 7SHP15V24P-**A | 7E[C,U]36BX-**+TDR | 80G1UH070BE12L* | Split System | 23600 | 15.6 | 8.1 | 1.8 | R-454B | 650
218620522 | CONCORD | 7SHP15V24P-**A | 7E[C,U]36AX-**+TDR | 80G2UH070AE12L* | Split System | 23200 | 16 | 8.1 | 1.8 | R-454B | 650
218620360 | CONCORD | 7SHP15V24P-**A | 7E[C,U]36AX-**+TDR | 80G2UH070AE12* | Split System | 23200 | 16 | 8.1 | 1.8 | R-454B | 650
218620540 | CONCORD | 7SHP15V24P-**A | 7EH30BX-**+TDR | 80G2UH090BE12* | Split System | 23200 | 16 | 8.1 | 1.8 | R-454B | 650
218620031 | CONCORD | 7SHP15V24P-**A | 7EH30BX-**+TDR | 97G2UH070BV12* | Split System | 23200 | 16.1 | 8.1 | 1.8 | R-454B | 650
218615210 | ALLIED | 7SHP15V24P-**A | 7EH30BX-**+TDR | 80G2UH090BV16* | Split System | 23400 | 16.4 | 8.1 | 1.8 | R-454B | 650
218620029 | CONCORD | 7SHP15V24P-**A | 7EH30BX-**+TDR | 80G2UH090BV16* | Split System | 23400 | 16.4 | 8.1 | 1.8 | R-454B | 650
217270597 | HAIER | 1U60T3PE*HE | NCUC5060CT5****+TDR | NF80U110V5C*** | Split System | 51000 | 15.5 | 8.1 | 1.8 | R-454B | 650
218620487 | CONCORD | 7SHP15V18P-**A | 7E[C,U]30BX-**+TDR | 92G1UH030BE12* | Split System | 18600 | 15.2 | 8.1 | 1.9 | R-454B | 650
218089745 | AMERICAN STANDARD | 5HPL5036A1 | 5PXCBD06AS3 | S9X2B080D4PSB | Split System | 33000 | 15.2 | 8.1 | 1.8 | R-454B | 650
218089748 | AMERICAN STANDARD | 5HPL5036A1 | 5TXCB006AS3 | S9X2B040U3PSB | Split System | 33000 | 15.2 | 8.1 | 1.8 | R-454B | 650
218089746 | AMERICAN STANDARD | 5HPL5036A1 | 5PXCCD07AS3 | S9X2C100D5PSB | Split System | 33000 | 15.2 | 8.1 | 1.8 | R-454B | 650
218089718 | TRANE | 5HPL5036A1 | 5PXCBD06AS3 | S9X2B040D3PSB | Split System | 33000 | 15.2 | 8.1 | 1.8 | R-454B | 650
218089720 | TRANE | 5HPL5036A1 | 5PXCCD07AS3 | S9X2C100D5PSB | Split System | 33000 | 15.2 | 8.1 | 1.8 | R-454B | 650
218089719 | TRANE | 5HPL5036A1 | 5PXCBD06AS3 | S9X2B080D4PSB | Split System | 33000 | 15.2 | 8.1 | 1.8 | R-454B | 650
218089743 | AMERICAN STANDARD | 5HPL5024A1 | 5TXCB003AS3 | S9X2B040U3PSB | Split System | 21000 | 15.2 | 8.1 | 1.8 | R-454B | 650
218089736 | AMERICAN STANDARD | 5HPL5024A1 | 5TXCB003AS3 | S9X2B040D3PSB | Split System | 21000 | 15.2 | 8.1 | 1.8 | R-454B | 650
218089742 | AMERICAN STANDARD | 5HPL5024A1 | 5TXCC005AS3 | S9X2C100D5PSB | Split System | 22000 | 15.2 | 8.1 | 1.8 | R-454B | 650
218089733 | AMERICAN STANDARD | 5HPL5024A1 | 5PXCBD03AS3 | S9X2B060D3PSB | Split System | 22000 | 15.2 | 8.1 | 1.8 | R-454B | 650
218089735 | AMERICAN STANDARD | 5HPL5024A1 | 5PXCCD05AS3 | S9X2C100D5PSB | Split System | 22000 | 15.2 | 8.1 | 1.8 | R-454B | 650
218089753 | AMERICAN STANDARD | 5HPL5036A1 | 5TXCC007AS3 | S9X2C080U5PSB | Split System | 33000 | 15.2 | 8.1 | 1.8 | R-454B | 650
218089751 | AMERICAN STANDARD | 5HPL5036A1 | 5TXCB006AS3 | S9X2B080D4PSB | Split System | 33000 | 15.2 | 8.1 | 1.8 | R-454B | 650
218089754 | AMERICAN STANDARD | 5HPL5036A1 | 5TXCC007AS3 | S9X2C100D5PSB | Split System | 33000 | 15.2 | 8.1 | 1.8 | R-454B | 650
218014971 | AMERISTAR | A5HL5024A1 | 5PXCBD04AS3 | A801X060BM4TD | Split System | 21000 | 15.2 | 8.1 | 1.8 | R-454B | 650
218014970 | RUNTRU | A5HL5024A1 | 5PXCBD04AS3 | A801X060BM4TD | Split System | 21000 | 15.2 | 8.1 | 1.8 | R-454B | 650
218014968 | RUNTRU | A5HL5024A1 | 5TXCB003AS3 | L9X1A050U3VSA | Split System | 21000 | 15.2 | 8.1 | 1.8 | R-454B | 650
218089710 | TRANE | 5HPL5024A1 | 5TXCB003AS3 | S9X2B040D3PSB | Split System | 21000 | 15.2 | 8.1 | 1.8 | R-454B | 650
218089717 | TRANE | 5HPL5024A1 | 5TXCB003AS3 | S9X2B040U3PSB | Split System | 21000 | 15.2 | 8.1 | 1.8 | R-454B | 650
218089709 | TRANE | 5HPL5024A1 | 5PXCCD05AS3 | S9X2C100D5PSB | Split System | 22000 | 15.2 | 8.1 | 1.8 | R-454B | 650
218089708 | TRANE | 5HPL5024A1 | 5PXCBD03AS3 | S9X2B080D4PSB | Split System | 22000 | 15.2 | 8.1 | 1.8 | R-454B | 650
218089715 | TRANE | 5HPL5024A1 | 5TXCC005AS3 | S9X2C080U5PSB | Split System | 22000 | 15.2 | 8.1 | 1.8 | R-454B | 650
218089727 | TRANE | 5HPL5036A1 | 5TXCC007AS3 | S9X2C080U5PSB | Split System | 33000 | 15.2 | 8.1 | 1.8 | R-454B | 650
218089728 | TRANE | 5HPL5036A1 | 5TXCC007AS3 | S9X2C100D5PSB | Split System | 33000 | 15.2 | 8.1 | 1.8 | R-454B | 650
218089723 | TRANE | 5HPL5036A1 | 5TXCB006AS3 | S9X2B060D3PSB | Split System | 33000 | 15.2 | 8.1 | 1.8 | R-454B | 650
218089725 | TRANE | 5HPL5036A1 | 5TXCB006AS3 | S9X2B080D4PSB | Split System | 33000 | 15.2 | 8.1 | 1.8 | R-454B | 650
218089730 | TRANE | 5HPL5036A1 | 5TXCD008AS3 | S9X2D120D5PSB | Split System | 33000 | 15.2 | 8.1 | 1.8 | R-454B | 650
218089731 | TRANE | 5HPL5036A1 | 5TXCD008AS3 | S9X2D120U5PSB | Split System | 33000 | 15.2 | 8.1 | 1.8 | R-454B | 650
218620037 | CONCORD | 7SHP15V24P-**A | 7ED24BX-**+TDR | 97G2DF070BV16* | Split System | 23000 | 15.7 | 8.2 | 1.8 | R-454B | 650
218620036 | CONCORD | 7SHP15V24P-**A | 7ED24AX-**+TDR | 80G1DF045AE12* | Split System | 23000 | 15.6 | 8.2 | 1.8 | R-454B | 650
218620034 | CONCORD | 7SHP15V24P-**A | 7ED24AX-**+TDR | 80G2DF070AE12* | Split System | 23000 | 15.8 | 8.2 | 1.8 | R-454B | 650
218620508 | CONCORD | 7SHP15V24P-**A | 7E[C,U]24BX-**+TDR | 80G2UH090BE12* | Split System | 23000 | 16.1 | 8.2 | 1.8 | R-454B | 650
218620548 | CONCORD | 7SHP15V24P-**A | 7ED24BX-**+TDR | 92G1DF045BE12* | Split System | 23200 | 15.8 | 8.2 | 1.8 | R-454B | 650
218619788 | DUCANE | 7SHP15V24P-**A | 7ED24BX-**+TDR | 92G1DF045BE12* | Split System | 23200 | 15.8 | 8.2 | 1.8 | R-454B | 650
218620549 | CONCORD | 7SHP15V24P-**A | 7ED24BX-**+TDR | 92G1DF070BE12* | Split System | 23200 | 15.9 | 8.2 | 1.8 | R-454B | 650
218619789 | DUCANE | 7SHP15V24P-**A | 7ED24BX-**+TDR | 92G1DF070BE12* | Split System | 23200 | 15.9 | 8.2 | 1.8 | R-454B | 650
218617670 | LENNOX | ML15KSPV-024-230A** | CK40DT-24B-**+TDR | SLP99DF070XV36B* | Split System | 22800 | 15.9 | 8.2 | 1.8 | R-454B | 650
218620358 | CONCORD | 7SHP15V24P-**A | 7E[C,U]36AX-**+TDR | 80G1UH040AE12X* | Split System | 23600 | 16.3 | 8.2 | 1.8 | R-454B | 650
218620359 | CONCORD | 7SHP15V24P-**A | 7E[C,U]36AX-**+TDR | 80G1UH060AE12X* | Split System | 23600 | 16.3 | 8.2 | 1.8 | R-454B | 650
218617577 | LENNOX | ML15KSPV-024-230A** | CK40[C,U]T-36A-**+TDR | EL180UH060NE36A* | Split System | 23600 | 16.3 | 8.2 | 1.8 | R-454B | 650
218617647 | LENNOX | ML15KSPV-024-230A** | CK40HT-24B-**+TDR | ML296UH070XV36B* | Split System | 23400 | 16.4 | 8.2 | 1.8 | R-454B | 650
218620539 | CONCORD | 7SHP15V24P-**A | 7EH30BX-**+TDR | 97G2UH030BE08* | Split System | 23000 | 16.9 | 8.2 | 1.8 | R-454B | 650
218617636 | LENNOX | ML15KSPV-024-230A** | CK40[C,U]T-36B-**+TDR | ML296UH045XV36B* | Split System | 23400 | 16.6 | 8.2 | 1.8 | R-454B | 650
218620523 | CONCORD | 7SHP15V24P-**A | 7E[C,U]36BX-**+TDR | 80G2UH090BE12* | Split System | 23200 | 16.1 | 8.2 | 1.8 | R-454B | 650
218620021 | CONCORD | 7SHP15V24P-**A | 7EH24BX-**+TDR | 80G2UH090BV16* | Split System | 23400 | 16.2 | 8.2 | 1.8 | R-454B | 650
218620361 | CONCORD | 7SHP15V24P-**A | 7E[C,U]36AX-**+TDR | 80G2UH045AE12* | Split System | 23400 | 16.6 | 8.2 | 1.8 | R-454B | 650
218620315 | CONCORD | 7SHP15V18P-**A | 7E[C,U]30AX-**+TDR | 80G1UH040AE12X* | Split System | 18200 | 15.5 | 8.2 | 1.9 | R-454B | 650
218620316 | CONCORD | 7SHP15V18P-**A | 7E[C,U]30AX-**+TDR | 80G1UH060AE12X* | Split System | 18200 | 15.5 | 8.2 | 1.9 | R-454B | 650
218620500 | CONCORD | 7SHP15V18P-**A | 7EH30BX-**+TDR | 97G2UH070BE12* | Split System | 18700 | 15.2 | 8.2 | 1.9 | R-454B | 650
218620342 | CONCORD | 7SHP15V18P-**A | 7EH30BX-**+TDR | 95G1UH060BE12X* | Split System | 18800 | 15.2 | 8.2 | 1.9 | R-454B | 650
218620493 | CONCORD | 7SHP15V18P-**A | 7EH24BX-**+TDR | 97G2UH070BE12* | Split System | 18700 | 15.3 | 8.2 | 1.9 | R-454B | 650
218620499 | CONCORD | 7SHP15V18P-**A | 7EH30BX-**+TDR | 97G2UH045BE12* | Split System | 18800 | 15.3 | 8.2 | 1.9 | R-454B | 650
218620332 | CONCORD | 7SHP15V18P-**A | 7EH24BX-**+TDR | 95G1UH060BE12X* | Split System | 18800 | 15.3 | 8.2 | 1.9 | R-454B | 650
218620501 | CONCORD | 7SHP15V18P-**A | 7EH30BX-**+TDR | 92G1UH030BE12* | Split System | 17900 | 15.4 | 8.2 | 1.9 | R-454B | 650
218620492 | CONCORD | 7SHP15V18P-**A | 7EH24BX-**+TDR | 97G2UH045BE12* | Split System | 18800 | 15.4 | 8.2 | 1.9 | R-454B | 650
218620320 | CONCORD | 7SHP15V18P-**A | 7E[C,U]30AX-**+TDR | 80G1UH045AE12L* | Split System | 18400 | 15.7 | 8.2 | 1.9 | R-454B | 650
218620319 | CONCORD | 7SHP15V18P-**A | 7E[C,U]30AX-**+TDR | 80G1UH045AE12* | Split System | 18400 | 15.7 | 8.2 | 1.9 | R-454B | 650
218620488 | CONCORD | 7SHP15V18P-**A | 7E[C,U]30BX-**+TDR | 92G1UH045BE12* | Split System | 18600 | 15.7 | 8.2 | 1.9 | R-454B | 650
218620489 | CONCORD | 7SHP15V18P-**A | 7E[C,U]30BX-**+TDR | 92G1UH070BE12* | Split System | 18500 | 15.8 | 8.2 | 1.9 | R-454B | 650
218620318 | CONCORD | 7SHP15V18P-**A | 7E[C,U]30AX-**+TDR | 80G2UH070AE12* | Split System | 18600 | 16 | 8.2 | 1.9 | R-454B | 650
218620483 | CONCORD | 7SHP15V18P-**A | 7E[C,U]30AX-**+TDR | 80G2UH070AE12L* | Split System | 18600 | 16 | 8.2 | 1.9 | R-454B | 650
218620344 | CONCORD | 7SHP15V18P-**A | 7EH30BX-**+TDR | 96G1UH070BE12* | Split System | 18800 | 15.2 | 8.2 | 1.9 | R-454B | 650
218620334 | CONCORD | 7SHP15V18P-**A | 7EH24BX-**+TDR | 96G1UH070BE12* | Split System | 18800 | 15.3 | 8.2 | 1.9 | R-454B | 650
218620317 | CONCORD | 7SHP15V18P-**A | 7E[C,U]30AX-**+TDR | 80G2UH045AE12* | Split System | 18100 | 15.7 | 8.2 | 1.9 | R-454B | 650
218620484 | CONCORD | 7SHP15V18P-**A | 7E[C,U]30BX-**+TDR | 80G2UH090BE12* | Split System | 18700 | 15.8 | 8.2 | 1.9 | R-454B | 650
218617545 | LENNOX | ML15KSPV-018-230A** | CK40[C,U]T-30B-**+TDR | EL280UH090E36B* | Split System | 18700 | 15.8 | 8.2 | 1.9 | R-454B | 650
218620381 | CONCORD | 7SHP15V24P-**A | 7EH30AX-**+TDR | 80G1UH070AE12L* | Split System | 23600 | 15.6 | 8.3 | 1.8 | R-454B | 650
218620379 | CONCORD | 7SHP15V24P-**A | 7EH30AX-**+TDR | 80G1UH070AE12* | Split System | 23600 | 15.6 | 8.3 | 1.8 | R-454B | 650
218620326 | CONCORD | 7SHP15V18P-**A | 7EH24AX-**+TDR | 80G1UH060AE12X* | Split System | 18000 | 15.4 | 8.3 | 1.9 | R-454B | 650
218620325 | CONCORD | 7SHP15V18P-**A | 7EH24AX-**+TDR | 80G1UH040AE12X* | Split System | 18000 | 15.4 | 8.3 | 1.9 | R-454B | 650
218620306 | CONCORD | 7SHP15V18P-**A | 7E[C,U]24AX-**+TDR | 80G1UH040AE12X* | Split System | 18100 | 15.4 | 8.3 | 1.9 | R-454B | 650
218620307 | CONCORD | 7SHP15V18P-**A | 7E[C,U]24AX-**+TDR | 80G1UH060AE12X* | Split System | 18100 | 15.4 | 8.3 | 1.9 | R-454B | 650
218617513 | LENNOX | ML15KSPV-018-230A** | CK40HT-24A-**+TDR | EL180UH060NE36A* | Split System | 18000 | 15.4 | 8.3 | 1.9 | R-454B | 650
218620481 | CONCORD | 7SHP15V18P-**A | 7E[C,U]24BX-**+TDR | 92G1UH045BE12* | Split System | 18400 | 15.6 | 8.3 | 1.9 | R-454B | 650
218620482 | CONCORD | 7SHP15V18P-**A | 7E[C,U]24BX-**+TDR | 92G1UH070BE12* | Split System | 18400 | 15.7 | 8.3 | 1.9 | R-454B | 650
218620328 | CONCORD | 7SHP15V18P-**A | 7EH24AX-**+TDR | 80G2UH070AE12* | Split System | 18500 | 15.9 | 8.3 | 1.9 | R-454B | 650
218480467 | PAYNE HEATING AND COOLING | 37MUHAQ36AA3+KSAIC0701230 | PF5MN*C48L* |  | Split System | 38000 | 16 | 8.5 | 1.84 | R-454B | 650
218480476 | PAYNE HEATING AND COOLING | 37MUHAQ36AA3+KSAIC0701230 | FMA5X36**AL* |  | Split System | 36200 | 16.5 | 9 | 1.9 | R-454B | 650
218480413 | PAYNE HEATING AND COOLING | 37MUHAQ36AA3+KSAIC0701230 | CAA**3617AM* | PG95MSUA48060B** | Split System | 34600 | 15.5 | 8.1 | 1.75 | R-454B | 650
218480365 | PAYNE HEATING AND COOLING | 37MUHAQ36AA3+KSAIC0701230 | CAA**3717AM* | PG97VTAA48080B** | Split System | 35600 | 15.5 | 8.5 | 1.84 | R-454B | 650
218480383 | PAYNE HEATING AND COOLING | 37MUHAQ36AA3+KSAIC0701230 | CAA**3617AM* | PG80MSUA48060B** | Split System | 34800 | 16 | 8.1 | 1.75 | R-454B | 650
218480399 | PAYNE HEATING AND COOLING | 37MUHAQ36AA3+KSAIC0701230 | CAA**3617AM* | PG80VTLB48090B** | Split System | 34400 | 15.5 | 8.1 | 1.75 | R-454B | 650
218480430 | PAYNE HEATING AND COOLING | 37MUHAQ36AA3+KSAIC0701230 | CAA**3617AM* | PG96VTAB48080B** | Split System | 34600 | 15.2 | 8.1 | 1.75 | R-454B | 650
218480449 | PAYNE HEATING AND COOLING | 37MUHAQ36AA3+KSAIC0701230 | FJ5AN*B36L* |  | Split System | 35200 | 15.5 | 8.5 | 1.8 | R-454B | 650
218480356 | PAYNE HEATING AND COOLING | 37MUHAQ36AA3+KSAIC0701230 | CAA**3717AM* | PG96VTAB48080B** | Split System | 35600 | 15.5 | 8.5 | 1.84 | R-454B | 650
218480391 | PAYNE HEATING AND COOLING | 37MUHAQ36AA3+KSAIC0701230 | CAA**3617AM* | PG80VTLB36070A** | Split System | 34200 | 15.5 | 8.1 | 1.75 | R-454B | 650
218480361 | PAYNE HEATING AND COOLING | 37MUHAQ36AA3+KSAIC0701230 | CAA**3717AM* | PG97VTAA48060B** | Split System | 35800 | 15.5 | 8.5 | 1.84 | R-454B | 650
218480395 | PAYNE HEATING AND COOLING | 37MUHAQ36AA3+KSAIC0701230 | CAA**3617AM* | PG80VTLB48070B** | Split System | 34400 | 15.5 | 8.1 | 1.75 | R-454B | 650
218480559 | PAYNE HEATING AND COOLING | 37MUHAQ36AA3+KSAIC0701230 | CAA**4221AM* | PG80MS(A,L)A36070B** | Split System | 34600 | 15.2 | 8.5 | 1.78 | R-454B | 650
218480563 | PAYNE HEATING AND COOLING | 37MUHAQ36AA3+KSAIC0701230 | CAA**4321AM* | PG80MS(A,L)A36070B** | Split System | 36000 | 15.5 | 8.5 | 1.82 | R-454B | 650
218480450 | PAYNE HEATING AND COOLING | 37MUHAQ36AA3+KSAIC0701230 | PF5MN*B36L* |  | Split System | 35200 | 15.5 | 8.5 | 1.8 | R-454B | 650
218480471 | PAYNE HEATING AND COOLING | 37MUHAQ36AA3+KSAIC0701230 | FM(C,U)5Z36**AL* |  | Split System | 35600 | 16 | 9 | 1.88 | R-454B | 650
218480646 | PAYNE HEATING AND COOLING | 37MUHAQ36AA3+KSAIC0701230 | CAA**3717AM* | PG80MS(A,L)A42090B** | Split System | 35800 | 15.2 | 8.5 | 1.82 | R-454B | 650
218480660 | PAYNE HEATING AND COOLING | 37MUHAQ36AA3+KSAIC0701230 | CAA**4321AM* | PG80MS(A,L)A42090B** | Split System | 36000 | 15.5 | 8.5 | 1.84 | R-454B | 650
218480656 | PAYNE HEATING AND COOLING | 37MUHAQ36AA3+KSAIC0701230 | CAA**4221AM* | PG80MS(A,L)A42090B** | Split System | 34800 | 15.5 | 8.5 | 1.8 | R-454B | 650
218480554 | PAYNE HEATING AND COOLING | 37MUHAQ36AA3+KSAIC0701230 | CAA**3721AM* | PG80MS(A,L)A36070B** | Split System | 36000 | 15.5 | 8.5 | 1.84 | R-454B | 650
218480619 | PAYNE HEATING AND COOLING | 37MUHAQ36AA3+KSAIC0701230 | CAA**4221AM* | PG80MS(A,L)A48070C** | Split System | 34600 | 15.5 | 8.5 | 1.78 | R-454B | 650
218480649 | BRYANT HEATING AND COOLING SYSTEMS | 37MUHAQ36AA3+KSAIC0701230 | CAA**3721AM* | 8(0,1)*SB42090M17*** | Split System | 35800 | 15.5 | 8.5 | 1.82 | R-454B | 650
218480640 | BRYANT HEATING AND COOLING SYSTEMS | 37MUHAQ36AA3+KSAIC0701230 | CAA**3617AM* | 8(0,1)*SB42090M17*** | Split System | 34400 | 15.2 | 8.1 | 1.75 | R-454B | 650
218480326 | BRYANT HEATING AND COOLING SYSTEMS | 37MUHAQ36AA3+KSAIC0701230 | CAA**3717AM* | 926SB48060V17*** | Split System | 35800 | 15.5 | 8.5 | 1.84 | R-454B | 650
218480435 | BRYANT HEATING AND COOLING SYSTEMS | 37MUHAQ36AA3+KSAIC0701230 | CAA**3617AM* | 927TA48080V17*** | Split System | 34600 | 15.2 | 8.1 | 1.75 | R-454B | 650
218480375 | BRYANT HEATING AND COOLING SYSTEMS | 37MUHAQ36AA3+KSAIC0701230 | CAA**3617AM* | 82*SB48090V17*** | Split System | 34400 | 15.5 | 8.1 | 1.75 | R-454B | 650
218480474 | BRYANT HEATING AND COOLING SYSTEMS | 37MUHAQ36AA3+KSAIC0701230 | FMA5X36**AL* |  | Split System | 36200 | 16.5 | 9 | 1.9 | R-454B | 650
218480622 | BRYANT HEATING AND COOLING SYSTEMS | 37MUHAQ36AA3+KSAIC0701230 | CAA**4321AM* | 8(0,1)*SB48070M21*** | Split System | 36200 | 15.5 | 8.5 | 1.84 | R-454B | 650
218480432 | BRYANT HEATING AND COOLING SYSTEMS | 37MUHAQ36AA3+KSAIC0701230 | CAA**3617AM* | 927TA48060V17*** | Split System | 34400 | 15.2 | 8.1 | 1.75 | R-454B | 650
218480447 | BRYANT HEATING AND COOLING SYSTEMS | 37MUHAQ36AA3+KSAIC0701230 | PF5MN*B36L* |  | Split System | 35200 | 15.5 | 8.5 | 1.8 | R-454B | 650
218480335 | BRYANT HEATING AND COOLING SYSTEMS | 37MUHAQ36AA3+KSAIC0701230 | CAA**3717AM* | 935SB48060M17*** | Split System | 35600 | 15.5 | 8.5 | 1.84 | R-454B | 650
218480403 | BRYANT HEATING AND COOLING SYSTEMS | 37MUHAQ36AA3+KSAIC0701230 | CAA**3617AM* | 926SB48060V17*** | Split System | 34400 | 15.2 | 8.1 | 1.75 | R-454B | 650
218480367 | BRYANT HEATING AND COOLING SYSTEMS | 37MUHAQ36AA3+KSAIC0701230 | CAA**3717AM* | OVMAAB036098 | Split System | 35600 | 15.2 | 8.5 | 1.82 | R-454B | 650
218480369 | BRYANT HEATING AND COOLING SYSTEMS | 37MUHAQ36AA3+KSAIC0701230 | CAA**3617AM* | 82*SB36045V14*** | Split System | 34200 | 15.5 | 8.1 | 1.75 | R-454B | 650
218480412 | BRYANT HEATING AND COOLING SYSTEMS | 37MUHAQ36AA3+KSAIC0701230 | CAA**3617AM* | 935SB48060M17*** | Split System | 34600 | 15.5 | 8.1 | 1.75 | R-454B | 650
218480331 | BRYANT HEATING AND COOLING SYSTEMS | 37MUHAQ36AA3+KSAIC0701230 | CAA**3717AM* | 935SB36040M17*** | Split System | 35400 | 15.2 | 8.1 | 1.75 | R-454B | 650
218480349 | BRYANT HEATING AND COOLING SYSTEMS | 37MUHAQ36AA3+KSAIC0701230 | CAA**3717AM* | 926TC48060V17*** | Split System | 35800 | 15.5 | 8.5 | 1.84 | R-454B | 650
218480363 | BRYANT HEATING AND COOLING SYSTEMS | 37MUHAQ36AA3+KSAIC0701230 | CAA**3717AM* | 927TA48080V17*** | Split System | 35600 | 15.5 | 8.5 | 1.84 | R-454B | 650
218480397 | BRYANT HEATING AND COOLING SYSTEMS | 37MUHAQ36AA3+KSAIC0701230 | CAA**3617AM* | 82*TB48090V17*** | Split System | 34400 | 15.5 | 8.1 | 1.75 | R-454B | 650
218480381 | BRYANT HEATING AND COOLING SYSTEMS | 37MUHAQ36AA3+KSAIC0701230 | CAA**3617AM* | 83*SB48060M17*** | Split System | 34800 | 16 | 8.1 | 1.75 | R-454B | 650
218480463 | BRYANT HEATING AND COOLING SYSTEMS | 37MUHAQ36AA3+KSAIC0701230 | PF5MN*C48L* |  | Split System | 38000 | 16 | 8.5 | 1.84 | R-454B | 650
218480389 | BRYANT HEATING AND COOLING SYSTEMS | 37MUHAQ36AA3+KSAIC0701230 | CAA**3617AM* | 82*TB36070V14*** | Split System | 34200 | 15.5 | 8.1 | 1.75 | R-454B | 650
218480405 | BRYANT HEATING AND COOLING SYSTEMS | 37MUHAQ36AA3+KSAIC0701230 | CAA**3617AM* | 926SB48080V17*** | Split System | 34600 | 15.2 | 8.1 | 1.75 | R-454B | 650
218480421 | BRYANT HEATING AND COOLING SYSTEMS | 37MUHAQ36AA3+KSAIC0701230 | CAA**3617AM* | 926TC48060V17*** | Split System | 34400 | 15.2 | 8.1 | 1.75 | R-454B | 650
218480441 | BRYANT HEATING AND COOLING SYSTEMS | 37MUHAQ36AA3+KSAIC0701230 | PF5TNXC48L* |  | Split System | 36200 | 17 | 8.5 | 1.84 | R-454B | 650
218480557 | BRYANT HEATING AND COOLING SYSTEMS | 37MUHAQ36AA3+KSAIC0701230 | CAA**4221AM* | 8(0,1)*SB36070M17*** | Split System | 34600 | 15.2 | 8.5 | 1.78 | R-454B | 650
218480453 | BRYANT HEATING AND COOLING SYSTEMS | 37MUHAQ36AA3+KSAIC0701230 | FJ5AN*C42L* |  | Split System | 35800 | 16 | 8.5 | 1.82 | R-454B | 650
218480587 | BRYANT HEATING AND COOLING SYSTEMS | 37MUHAQ36AA3+KSAIC0701230 | CAA**3721AM* | 8(0,1)*SB48070M17*** | Split System | 36400 | 15.2 | 8.5 | 1.84 | R-454B | 650
218480596 | BRYANT HEATING AND COOLING SYSTEMS | 37MUHAQ36AA3+KSAIC0701230 | CAA**4321AM* | 8(0,1)*SB48070M17*** | Split System | 36400 | 15.2 | 8.5 | 1.84 | R-454B | 650
218480591 | BRYANT HEATING AND COOLING SYSTEMS | 37MUHAQ36AA3+KSAIC0701230 | CAA**4221AM* | 8(0,1)*SB48070M17*** | Split System | 34600 | 15.2 | 8.5 | 1.78 | R-454B | 650
218480644 | BRYANT HEATING AND COOLING SYSTEMS | 37MUHAQ36AA3+KSAIC0701230 | CAA**3717AM* | 8(0,1)*SB42090M17*** | Split System | 35800 | 15.2 | 8.5 | 1.82 | R-454B | 650
218480428 | BRYANT HEATING AND COOLING SYSTEMS | 37MUHAQ36AA3+KSAIC0701230 | CAA**3617AM* | 926TC48080V17*** | Split System | 34600 | 15.2 | 8.1 | 1.75 | R-454B | 650
218480553 | BRYANT HEATING AND COOLING SYSTEMS | 37MUHAQ36AA3+KSAIC0701230 | CAA**3721AM* | 8(0,1)*SB36070M17*** | Split System | 36000 | 15.5 | 8.5 | 1.84 | R-454B | 650
218480653 | BRYANT HEATING AND COOLING SYSTEMS | 37MUHAQ36AA3+KSAIC0701230 | CAA**4221AM* | 8(0,1)*SB42090M17*** | Split System | 34800 | 15.5 | 8.5 | 1.8 | R-454B | 650
218483926 | KEEPRITE | D5CUHAH18AAK+KSAIC0701230 | EA*5X25M17A* | *80VTL0451412B* | Split System | 18400 | 15.2 | 8.1 | 1.9 | R-454B | 650
218483914 | HEIL | D5CUHAH18AAK+KSAIC0701230 | EA*5X25M17A* | *80MSU0601716A* | Split System | 18300 | 15.5 | 8.1 | 1.9 | R-454B | 650
218483949 | HEIL | D5CUHAH18AAK+KSAIC0701230 | EA*5X25M17A* | *92MSN0601412A* | Split System | 17900 | 15.2 | 8.1 | 1.85 | R-454B | 650
218483863 | KEEPRITE | D5CUHAH18AAK+KSAIC0701230 | EA*5X25M17A* | *80MS(N,L)0701412A* | Split System | 18300 | 15.5 | 8.5 | 1.94 | R-454B | 650
214771875 | LUXAIRE | HH824E2S11 | H,YG9J*36+TXV+TD |  | Split System | 23000 | 15.2 | 8.5 | 2 | R-454B | 650
214771877 | LUXAIRE | HH824E2S11 | H,YG80*36+TXV+TD |  | Split System | 23000 | 15.2 | 8.5 | 2 | R-454B | 650
214771872 | LUXAIRE | HH824E2S11 | H,YG34*36+TXV+TD |  | Split System | 23000 | 15.2 | 8.5 | 2 | R-454B | 650
214771874 | LUXAIRE | HH824E2S11 | H,YG8J*36+TXV+TD |  | Split System | 23000 | 15.2 | 8.5 | 2 | R-454B | 650
214771876 | LUXAIRE | HH824E2S11 | H,YG1K*36+TXV+TD |  | Split System | 23000 | 15.2 | 8.5 | 2 | R-454B | 650
214771882 | LUXAIRE | HH860E2S11 | H,YG50*60+TXV+TD |  | Split System | 44500 | 15.2 | 8.5 | 2 | R-454B | 650
214771881 | LUXAIRE | HH860E2S11 | H,YG48*60+TXV+TD |  | Split System | 44500 | 15.2 | 8.5 | 2 | R-454B | 650
214771889 | LUXAIRE | HH860E2S11 | H,YE84*60+TXV+TD |  | Split System | 44500 | 15.2 | 8.5 | 2 | R-454B | 650
214771883 | LUXAIRE | HH860E2S11 | H,YG84*60+TXV+TD |  | Split System | 44500 | 15.2 | 8.5 | 2 | R-454B | 650
218405236 | MIDEA | 37MUHAQ30AA3 | PL36H175P15*+TXV+TD |  | Split System | 29000 | 16 | 9.6 | 1.85 | R-454B | 650
218618866 | HISENSE | AOH-24U3T24P | PL36H***P12*+TXV+AEFE3A* |  | Split System | 24000 | 16 | 8.1 | 1.94 | R-454B | 650
218618915 | HISENSE | AUWR-2424P | PL36H***P12*+TXV+AEFE3A* |  | Split System | 24000 | 16 | 8.1 | 1.94 | R-454B | 650
218618867 | HISENSE | AOH-24U3T24P | HG34*36+TXV+AEFE4B* |  | Split System | 24000 | 16 | 8.2 | 1.95 | R-454B | 650
218618868 | HISENSE | AOH-24U3T24P | HG34*36+TXV+AEFE3A* |  | Split System | 24000 | 16 | 8.2 | 1.95 | R-454B | 650
218618916 | HISENSE | AUWR-2424P | FE*G33*25+TXV |  | Split System | 24000 | 16 | 8.2 | 1.95 | R-454B | 650
218618919 | HISENSE | AUWR-2424P | HG34*36+TXV+AEFE3A* |  | Split System | 24000 | 16 | 8.2 | 1.95 | R-454B | 650
218618918 | HISENSE | AUWR-2424P | HG34*36+TXV+AEFE4B* |  | Split System | 24000 | 16 | 8.2 | 1.95 | R-454B | 650
218618917 | HISENSE | AUWR-2424P | FE*G34*25+TXV |  | Split System | 24000 | 16 | 8.2 | 1.95 | R-454B | 650
218618878 | HISENSE | AOH-36U3T24P | HG34*36+TXV+AEFE3A* |  | Split System | 33400 | 16 | 8.2 | 1.8 | R-454B | 650
218618930 | HISENSE | AUWR-3624P | FE*G34*36+TXV |  | Split System | 33400 | 16 | 8.2 | 1.8 | R-454B | 650
218618932 | HISENSE | AUWR-3624P | HG34*36+TXV+AEFE3A* |  | Split System | 33400 | 16 | 8.2 | 1.8 | R-454B | 650
218618931 | HISENSE | AUWR-3624P | HG34*36+TXV+AEFE4B* |  | Split System | 33600 | 16 | 8.2 | 1.8 | R-454B | 650
218618877 | HISENSE | AOH-36U3T24P | HG34*36+TXV+AEFE4B* |  | Split System | 33600 | 16 | 8.2 | 1.8 | R-454B | 650
218618928 | HISENSE | AUWR-3624P | PL36H175P15*+TXV+AEFE4B* |  | Split System | 34000 | 16 | 8.2 | 1.8 | R-454B | 650
218618929 | HISENSE | AUWR-3624P | PL36H175P78*+TXV+AEFE4B* |  | Split System | 34000 | 16 | 8.2 | 1.8 | R-454B | 650
218618934 | HISENSE | AUWR-3624P | HG81*36+TXV+AEFE4B* |  | Split System | 34000 | 16 | 8.2 | 1.8 | R-454B | 650
218618876 | HISENSE | AOH-36U3T24P | PL36H175P78*+TXV+AEFE4B* |  | Split System | 34000 | 16 | 8.2 | 1.8 | R-454B | 650
218618879 | HISENSE | AOH-36U3T24P | HG1K*36+TXV+AEFE3A* |  | Split System | 34000 | 16 | 8.2 | 1.8 | R-454B | 650
218619014 | HISENSE | AOH-36U3T24P | HG1K*36+TXV+AEFE4B* |  | Split System | 34000 | 16 | 8.2 | 1.8 | R-454B | 650
218619015 | HISENSE | AOH-36U3T24P | HE1K*36+TXV+AEFE4B* |  | Split System | 34000 | 16 | 8.2 | 1.8 | R-454B | 650
218618880 | HISENSE | AOH-36U3T24P | HG81*36+TXV+AEFE4B* |  | Split System | 34000 | 16 | 8.2 | 1.8 | R-454B | 650
218618881 | HISENSE | AOH-36U3T24P | HG81*36+TXV+AEFE3A* |  | Split System | 34000 | 16 | 8.2 | 1.8 | R-454B | 650
218618935 | HISENSE | AUWR-3624P | HG81*36+TXV+AEFE3A* |  | Split System | 34000 | 16 | 8.2 | 1.8 | R-454B | 650
218618933 | HISENSE | AUWR-3624P | HG1K*36+TXV+AEFE3A* |  | Split System | 34000 | 16 | 8.2 | 1.8 | R-454B | 650
218619024 | HISENSE | AUWR-3624P | HE1K*36+TXV+AEFE4B* |  | Split System | 34000 | 16 | 8.2 | 1.8 | R-454B | 650
218618875 | HISENSE | AOH-36U3T24P | PL36H175P15*+TXV+AEFE4B* |  | Split System | 34000 | 16 | 8.2 | 1.8 | R-454B | 650
218619025 | HISENSE | AUWR-3624P | HE1K*36+TXV+AEFE3A* |  | Split System | 34000 | 16 | 8.2 | 1.8 | R-454B | 650
218618899 | HISENSE | AOH-48U3T25U | HE35*48+TXV+AEFE5* |  | Split System | 44000 | 18 | 8.2 | 1.86 | R-454B | 650
218618900 | HISENSE | AOH-48U3T25U | HE35*48+TXV+AEFE4B* |  | Split System | 44000 | 18 | 8.2 | 1.86 | R-454B | 650
218618898 | HISENSE | AOH-48U3T25U | FE*BB9*48+TXV |  | Split System | 44000 | 17 | 8.25 | 1.86 | R-454B | 650
218618950 | HISENSE | AUWR-4824P | HE35*48+TXV+AEFE4B* |  | Split System | 48000 | 16 | 8.3 | 1.9 | R-454B | 650
218618895 | HISENSE | AOH-48U3T24P | HG84*48+TXV+AEFE5* |  | Split System | 48000 | 16 | 8.3 | 1.9 | R-454B | 650
218618894 | HISENSE | AOH-48U3T24P | PL60H210P19*+TXV+AEFE5* |  | Split System | 48000 | 16 | 8.3 | 1.9 | R-454B | 650
218618891 | HISENSE | AOH-48U3T24P | HE35*48+TXV+AEFE5* |  | Split System | 48000 | 16 | 8.3 | 1.9 | R-454B | 650
218618893 | HISENSE | AOH-48U3T24P | FE*CC1*48+TXV |  | Split System | 48000 | 16 | 8.3 | 1.9 | R-454B | 650
218618897 | HISENSE | AOH-48U3T24P | HG88*60+TXV+AEFE5* |  | Split System | 48000 | 16 | 8.3 | 1.9 | R-454B | 650
218618892 | HISENSE | AOH-48U3T24P | HE35*48+TXV+AEFE4B* |  | Split System | 48000 | 16 | 8.3 | 1.9 | R-454B | 650
218618896 | HISENSE | AOH-48U3T24P | HG84*48+TXV+AEFE4B* |  | Split System | 48000 | 16 | 8.3 | 1.9 | R-454B | 650
218618953 | HISENSE | AUWR-4824P | FE*TT7*60+TXV |  | Split System | 48000 | 16 | 8.3 | 1.9 | R-454B | 650
218618952 | HISENSE | AUWR-4824P | FE*CC1*48+TXV |  | Split System | 48000 | 16 | 8.3 | 1.9 | R-454B | 650
218618955 | HISENSE | AUWR-4824P | HG84*48+TXV+AEFE5* |  | Split System | 48000 | 16 | 8.3 | 1.9 | R-454B | 650
218618957 | HISENSE | AUWR-4824P | HG88*60+TXV+AEFE5* |  | Split System | 48000 | 16 | 8.3 | 1.9 | R-454B | 650
218618949 | HISENSE | AUWR-4824P | HE35*48+TXV+AEFE5* |  | Split System | 48000 | 16 | 8.3 | 1.9 | R-454B | 650
218618948 | HISENSE | AUWR-4824P | FE*BB9*48+TXV |  | Split System | 48000 | 16 | 8.3 | 1.9 | R-454B | 650
218618956 | HISENSE | AUWR-4824P | HG84*48+TXV+AEFE4B* |  | Split System | 48000 | 16 | 8.3 | 1.9 | R-454B | 650
218618951 | HISENSE | AUWR-4824P | FE*TT1*48+TXV |  | Split System | 48000 | 16 | 8.3 | 1.9 | R-454B | 650
218618954 | HISENSE | AUWR-4824P | PL60H210P19*+TXV+AEFE5* |  | Split System | 48000 | 16 | 8.3 | 1.9 | R-454B | 650
214776473 | YORK | HH860E2S11 | CV481**C+TXV | TM9E080C16MP12 | Split System | 43500 | 17 | 8.3 | 1.96 | R-454B | 650
214776442 | YORK | HH860E2S11 | CV481**C+TXV | TL9E080C16UH11 | Split System | 43500 | 17 | 8.3 | 1.96 | R-454B | 650
214776504 | YORK | HH860E2S11 | CV481**C+TXV | TM9E100C16MP12 | Split System | 43500 | 17 | 8.3 | 1.96 | R-454B | 650
214776410 | YORK | HH860E2S11 | CH480C*C+TXV | TL8E080C16UH11 | Split System | 43500 | 17 | 8.3 | 1.96 | R-454B | 650
214776503 | YORK | HH860E2S11 | CH480C*C+TXV | TM9E100C16MP12 | Split System | 43500 | 17 | 8.3 | 1.96 | R-454B | 650
214776639 | YORK | HH860E2S11 | CH480C*C+TXV | TMLE100C16MP11 | Split System | 43500 | 17 | 8.3 | 1.96 | R-454B | 650
214776640 | YORK | HH860E2S11 | CV481**C+TXV | TMLE100C16MP11 | Split System | 43500 | 17 | 8.3 | 1.96 | R-454B | 650
214776441 | YORK | HH860E2S11 | CH480C*C+TXV | TL9E080C16UH11 | Split System | 43500 | 17 | 8.3 | 1.96 | R-454B | 650
214776608 | YORK | HH860E2S11 | CH480C*C+TXV | TMLE080C16MP11 | Split System | 43500 | 17 | 8.3 | 1.96 | R-454B | 650
214776411 | YORK | HH860E2S11 | CV481**C+TXV | TL8E080C16UH11 | Split System | 43500 | 17 | 8.3 | 1.96 | R-454B | 650
214776609 | YORK | HH860E2S11 | CV481**C+TXV | TMLE080C16MP11 | Split System | 43500 | 17 | 8.3 | 1.96 | R-454B | 650
214776472 | YORK | HH860E2S11 | CH480C*C+TXV | TM9E080C16MP12 | Split System | 43500 | 17 | 8.3 | 1.96 | R-454B | 650
214776445 | YORK | HH860E2S11 | CH600D*C+TXV | TL9E080C16UH11 | Split System | 44000 | 17 | 8.4 | 1.98 | R-454B | 650
214776414 | YORK | HH860E2S11 | CH600D*C+TXV | TL8E080C16UH11 | Split System | 44000 | 17 | 8.4 | 1.98 | R-454B | 650
214776416 | YORK | HH860E2S11 | CV600**C+TXV | TL8E080C16UH11 | Split System | 44000 | 17 | 8.4 | 1.98 | R-454B | 650
214776446 | YORK | HH860E2S11 | CV482**C+TXV | TL9E080C16UH11 | Split System | 44000 | 17 | 8.4 | 1.98 | R-454B | 650
214776447 | YORK | HH860E2S11 | CV600**C+TXV | TL9E080C16UH11 | Split System | 44000 | 17 | 8.4 | 1.98 | R-454B | 650
214776614 | YORK | HH860E2S11 | CV600**C+TXV | TMLE080C16MP11 | Split System | 44000 | 17 | 8.4 | 1.98 | R-454B | 650
214776646 | YORK | HH860E2S11 | CV600**C+TXV | TMLE100C16MP11 | Split System | 44000 | 17 | 8.4 | 1.98 | R-454B | 650
214776478 | YORK | HH860E2S11 | CV600**C+TXV | TM9E080C16MP12 | Split System | 44000 | 17 | 8.4 | 1.98 | R-454B | 650
214776644 | YORK | HH860E2S11 | CH600D*C+TXV | TMLE100C16MP11 | Split System | 44000 | 17 | 8.4 | 1.98 | R-454B | 650
214776477 | YORK | HH860E2S11 | CV482**C+TXV | TM9E080C16MP12 | Split System | 44000 | 17 | 8.4 | 1.98 | R-454B | 650
214776509 | YORK | HH860E2S11 | CV600**C+TXV | TM9E100C16MP12 | Split System | 44000 | 17 | 8.4 | 1.98 | R-454B | 650
214776645 | YORK | HH860E2S11 | CV482**C+TXV | TMLE100C16MP11 | Split System | 44000 | 17 | 8.4 | 1.98 | R-454B | 650
214776415 | YORK | HH860E2S11 | CV482**C+TXV | TL8E080C16UH11 | Split System | 44000 | 17 | 8.4 | 1.98 | R-454B | 650
214776613 | YORK | HH860E2S11 | CV482**C+TXV | TMLE080C16MP11 | Split System | 44000 | 17 | 8.4 | 1.98 | R-454B | 650
214776476 | YORK | HH860E2S11 | CH600D*C+TXV | TM9E080C16MP12 | Split System | 44000 | 17 | 8.4 | 1.98 | R-454B | 650
214776508 | YORK | HH860E2S11 | CV482**C+TXV | TM9E100C16MP12 | Split System | 44000 | 17 | 8.4 | 1.98 | R-454B | 650
214776612 | YORK | HH860E2S11 | CH600D*C+TXV | TMLE080C16MP11 | Split System | 44000 | 17 | 8.4 | 1.98 | R-454B | 650
214776507 | YORK | HH860E2S11 | CH600D*C+TXV | TM9E100C16MP12 | Split System | 44000 | 17 | 8.4 | 1.98 | R-454B | 650
214776321 | YORK | HH824E2S11 | CV360**C+TXV | TM9E040A10MP12 | Split System | 21800 | 16 | 8.45 | 1.9 | R-454B | 650
214776314 | YORK | HH824E2S11 | CV360**C+TXV | TM9E026A08MP12 | Split System | 21800 | 16 | 8.45 | 1.9 | R-454B | 650
214776328 | YORK | HH824E2S11 | CV360**C+TXV | TM9E060A10MP12 | Split System | 21800 | 16 | 8.45 | 1.9 | R-454B | 650
214776341 | YORK | HH824E2S11 | CV360**C+TXV | TM9V040A10MP12 | Split System | 21800 | 16 | 8.45 | 1.9 | R-454B | 650
214776354 | YORK | HH824E2S11 | CV360**C+TXV | TMLE040A12MP11 | Split System | 21800 | 16 | 8.45 | 1.9 | R-454B | 650
214776474 | YORK | HH860E2S11 | CH600C*C+TXV | TM9E080C16MP12 | Split System | 44000 | 17 | 8.45 | 1.98 | R-454B | 650
214776412 | YORK | HH860E2S11 | CH600C*C+TXV | TL8E080C16UH11 | Split System | 44000 | 17 | 8.45 | 1.98 | R-454B | 650
214776610 | YORK | HH860E2S11 | CH600C*C+TXV | TMLE080C16MP11 | Split System | 44000 | 17 | 8.45 | 1.98 | R-454B | 650
214776443 | YORK | HH860E2S11 | CH600C*C+TXV | TL9E080C16UH11 | Split System | 44000 | 17 | 8.45 | 1.98 | R-454B | 650
214776642 | YORK | HH860E2S11 | CH600C*C+TXV | TMLE100C16MP11 | Split System | 44000 | 17 | 8.45 | 1.98 | R-454B | 650
214776505 | YORK | HH860E2S11 | CH600C*C+TXV | TM9E100C16MP12 | Split System | 44000 | 17 | 8.45 | 1.98 | R-454B | 650
214776361 | YORK | HH824E2S11 | CV360**C+TXV | TMLE060A12MP11 | Split System | 21800 | 17 | 8.45 | 1.9 | R-454B | 650
214776349 | YORK | HH824E2S11 | CV360**C+TXV | TM9V060B12MP12 | Split System | 21800 | 17 | 8.45 | 1.9 | R-454B | 650
214776368 | YORK | HH824E2S11 | CV360**C+TXV | Y81E060A12SMPS1 | Split System | 21800 | 17 | 8.45 | 1.9 | R-454B | 650
214776301 | YORK | HH824E2S11 | CV360**C+TXV | TL8E060A12UH11 | Split System | 21800 | 17 | 8.45 | 1.9 | R-454B | 650
214776309 | YORK | HH824E2S11 | CV360**C+TXV | TL9E060B12UH11 | Split System | 21800 | 17 | 8.45 | 1.9 | R-454B | 650
214776375 | YORK | HH824E2S11 | CV360**C+TXV | Y82E060A12LMPS1 | Split System | 21800 | 18 | 8.45 | 1.9 | R-454B | 650
214776323 | YORK | HH824E2S11 | CV240**C+TXV | TM9E040A10MP12 | Split System | 21800 | 16 | 8.5 | 1.9 | R-454B | 650
214776316 | YORK | HH824E2S11 | CV240**C+TXV | TM9E026A08MP12 | Split System | 21800 | 16 | 8.5 | 1.9 | R-454B | 650
214776330 | YORK | HH824E2S11 | CV240**C+TXV | TM9E060A10MP12 | Split System | 21800 | 16 | 8.5 | 1.9 | R-454B | 650
214776343 | YORK | HH824E2S11 | CV240**C+TXV | TM9V040A10MP12 | Split System | 21800 | 16 | 8.5 | 1.9 | R-454B | 650
214776356 | YORK | HH824E2S11 | CV240**C+TXV | TMLE040A12MP11 | Split System | 21800 | 16 | 8.5 | 1.9 | R-454B | 650
214776303 | YORK | HH824E2S11 | CV240**C+TXV | TL8E060A12UH11 | Split System | 21800 | 17 | 8.5 | 1.9 | R-454B | 650
214776363 | YORK | HH824E2S11 | CV240**C+TXV | TMLE060A12MP11 | Split System | 21800 | 17 | 8.5 | 1.9 | R-454B | 650
214776370 | YORK | HH824E2S11 | CV240**C+TXV | Y81E060A12SMPS1 | Split System | 21800 | 17 | 8.5 | 1.9 | R-454B | 650
218405221 | CHAMPION HEATING AND COOLING | HH836E2S11 | (H,Y)G80*36+TXV | TP9C060B12MP13 | Split System | 33000 | 17 | 8.5 | 2 | R-454B | 650
218405211 | CHAMPION HEATING AND COOLING | HH836E2S11 | (H,Y)G80*36+TXV | TM8V080B12MP12 | Split System | 33000 | 17 | 8.5 | 2 | R-454B | 650
218405215 | CHAMPION HEATING AND COOLING | HH836E2S11 | (H,Y)G80*36+TXV | TM9V060B12MP12 | Split System | 33000 | 17 | 8.5 | 2 | R-454B | 650
218405223 | CHAMPION HEATING AND COOLING | HH836E2S11 | (H,Y)G80*36+TXV | TPLC080B12MP13 | Split System | 33000 | 17 | 8.5 | 2 | R-454B | 650
218405213 | CHAMPION HEATING AND COOLING | HH836E2S11 | (H,Y)G80*36+TXV | TM9E060B12MP12 | Split System | 33200 | 17 | 8.5 | 2 | R-454B | 650
214776647 | YORK | HH860E2S11 | CV601**C+TXV | TMLE100C16MP11 | Split System | 44500 | 17 | 8.5 | 2 | R-454B | 650
214776417 | YORK | HH860E2S11 | CV601**C+TXV | TL8E080C16UH11 | Split System | 44500 | 17 | 8.5 | 2 | R-454B | 650
214776448 | YORK | HH860E2S11 | CV601**C+TXV | TL9E080C16UH11 | Split System | 44500 | 17 | 8.5 | 2 | R-454B | 650
214776510 | YORK | HH860E2S11 | CV601**C+TXV | TM9E100C16MP12 | Split System | 44500 | 17 | 8.5 | 2 | R-454B | 650
214776479 | YORK | HH860E2S11 | CV601**C+TXV | TM9E080C16MP12 | Split System | 44500 | 17 | 8.5 | 2 | R-454B | 650
214776615 | YORK | HH860E2S11 | CV601**C+TXV | TMLE080C16MP11 | Split System | 44500 | 17 | 8.5 | 2 | R-454B | 650
214776377 | YORK | HH824E2S11 | CV240**C+TXV | Y82E060A12LMPS1 | Split System | 21800 | 18 | 8.5 | 1.9 | R-454B | 650
218405208 | CHAMPION HEATING AND COOLING | HH836E2S11 | (H,Y)G80*36+TXV | TL9E060B12UH11 | Split System | 33000 | 18 | 8.5 | 2 | R-454B | 650
218405216 | CHAMPION HEATING AND COOLING | HH836E2S11 | (H,Y)G80*36+TXV | TM9V080B12MP12 | Split System | 33000 | 18 | 8.5 | 2 | R-454B | 650
218405222 | CHAMPION HEATING AND COOLING | HH836E2S11 | (H,Y)G80*36+TXV | TP9C080B12MP13 | Split System | 33000 | 18 | 8.5 | 2 | R-454B | 650
218405217 | CHAMPION HEATING AND COOLING | HH836E2S11 | (H,Y)G80*36+TXV | TM9Y060B12MP11 | Split System | 33200 | 18 | 8.5 | 2 | R-454B | 650
218405220 | CHAMPION HEATING AND COOLING | HH836E2S11 | (H,Y)G80*36+TXV | TMLE100B12MP11 | Split System | 33200 | 18 | 8.5 | 2 | R-454B | 650
218405212 | CHAMPION HEATING AND COOLING | HH836E2S11 | (H,Y)G80*36+TXV | TM8Y080B12MP11 | Split System | 33400 | 18 | 8.5 | 2 | R-454B | 650
218405233 | CHAMPION HEATING AND COOLING | HH836E2S11 | (H,Y)G80*36+TXV | Z9ET080B12SMPS1 | Split System | 33400 | 18 | 8.5 | 2 | R-454B | 650
218405232 | CHAMPION HEATING AND COOLING | HH836E2S11 | (H,Y)G80*36+TXV | Z9ET060B12SMPS1 | Split System | 33400 | 18 | 8.5 | 2 | R-454B | 650
218405231 | CHAMPION HEATING AND COOLING | HH836E2S11 | (H,Y)G80*36+TXV | Z9ES080B12SMPS1 | Split System | 33600 | 18 | 8.5 | 2 | R-454B | 650
218405219 | CHAMPION HEATING AND COOLING | HH836E2S11 | (H,Y)G80*36+TXV | TMLE080B12MP11 | Split System | 33600 | 18 | 8.5 | 2 | R-454B | 650
218405214 | CHAMPION HEATING AND COOLING | HH836E2S11 | (H,Y)G80*36+TXV | TM9E080B12MP12 | Split System | 33600 | 18 | 8.5 | 2 | R-454B | 650
214776422 | YORK | HH860E2S11 | CV603**A+TXV | TL8E080C16UH11 | Split System | 44500 | 18 | 8.5 | 2 | R-454B | 650
214776454 | YORK | HH860E2S11 | CV607**C+TXV | TL9E080C16UH11 | Split System | 44500 | 18 | 8.5 | 2 | R-454B | 650
214776456 | YORK | HH860E2S11 | CV602D*A+TXV | TL9E080C16UH11 | Split System | 44500 | 18 | 8.5 | 2 | R-454B | 650
214776425 | YORK | HH860E2S11 | CV602D*A+TXV | TL8E080C16UH11 | Split System | 44500 | 18 | 8.5 | 2 | R-454B | 650
214776486 | YORK | HH860E2S11 | CH602**A+TXV | TM9E080C16MP12 | Split System | 44500 | 18 | 8.5 | 2 | R-454B | 650
214776426 | YORK | HH860E2S11 | CV609**A+TXV | TL8E080C16UH11 | Split System | 44500 | 18 | 8.5 | 2 | R-454B | 650
214776487 | YORK | HH860E2S11 | CV602D*A+TXV | TM9E080C16MP12 | Split System | 44500 | 18 | 8.5 | 2 | R-454B | 650
214776444 | YORK | HH860E2S11 | CH604**C+TXV | TL9E080C16UH11 | Split System | 44500 | 18 | 8.5 | 2 | R-454B | 650
214776513 | YORK | HH860E2S11 | CV605**C+TXV | TM9E100C16MP12 | Split System | 44500 | 18 | 8.5 | 2 | R-454B | 650
214776648 | YORK | HH860E2S11 | CX601C*35+TXV | TMLE100C16MP11 | Split System | 44500 | 18 | 8.5 | 2 | R-454B | 650
214776649 | YORK | HH860E2S11 | CH605D*C+TXV | TMLE100C16MP11 | Split System | 44500 | 18 | 8.5 | 2 | R-454B | 650
214777201 | YORK | HH860E2S11 | CV602C*A+TXV | TM9E080C16MP12 | Split System | 44500 | 18 | 8.5 | 2 | R-454B | 650
214776423 | YORK | HH860E2S11 | CV607**C+TXV | TL8E080C16UH11 | Split System | 44500 | 18 | 8.5 | 2 | R-454B | 650
214776455 | YORK | HH860E2S11 | CH602**A+TXV | TL9E080C16UH11 | Split System | 44500 | 18 | 8.5 | 2 | R-454B | 650
214776506 | YORK | HH860E2S11 | CH604**C+TXV | TM9E100C16MP12 | Split System | 44500 | 18 | 8.5 | 2 | R-454B | 650
214776485 | YORK | HH860E2S11 | CV607**C+TXV | TM9E080C16MP12 | Split System | 44500 | 18 | 8.5 | 2 | R-454B | 650
214776517 | YORK | HH860E2S11 | CH602**A+TXV | TM9E100C16MP12 | Split System | 44500 | 18 | 8.5 | 2 | R-454B | 650
214776519 | YORK | HH860E2S11 | CV609**A+TXV | TM9E100C16MP12 | Split System | 44500 | 18 | 8.5 | 2 | R-454B | 650
214776617 | YORK | HH860E2S11 | CH605D*C+TXV | TMLE080C16MP11 | Split System | 44500 | 18 | 8.5 | 2 | R-454B | 650
214776449 | YORK | HH860E2S11 | CX601C*35+TXV | TL9E080C16UH11 | Split System | 44500 | 18 | 8.5 | 2 | R-454B | 650
214776514 | YORK | HH860E2S11 | CV606**C+TXV | TM9E100C16MP12 | Split System | 44500 | 18 | 8.5 | 2 | R-454B | 650
214776616 | YORK | HH860E2S11 | CX601C*35+TXV | TMLE080C16MP11 | Split System | 44500 | 18 | 8.5 | 2 | R-454B | 650
214777199 | YORK | HH860E2S11 | CV602C*A+TXV | TL9E080C16UH11 | Split System | 44500 | 18 | 8.5 | 2 | R-454B | 650
214776453 | YORK | HH860E2S11 | CV603**A+TXV | TL9E080C16UH11 | Split System | 44500 | 18 | 8.5 | 2 | R-454B | 650
214776518 | YORK | HH860E2S11 | CV602D*A+TXV | TM9E100C16MP12 | Split System | 44500 | 18 | 8.5 | 2 | R-454B | 650
214776620 | YORK | HH860E2S11 | CV603**A+TXV | TMLE080C16MP11 | Split System | 44500 | 18 | 8.5 | 2 | R-454B | 650
214776621 | YORK | HH860E2S11 | CV607**C+TXV | TMLE080C16MP11 | Split System | 44500 | 18 | 8.5 | 2 | R-454B | 650
214776622 | YORK | HH860E2S11 | CH602**A+TXV | TMLE080C16MP11 | Split System | 44500 | 18 | 8.5 | 2 | R-454B | 650
214776452 | YORK | HH860E2S11 | CV606**C+TXV | TL9E080C16UH11 | Split System | 44500 | 18 | 8.5 | 2 | R-454B | 650
214776484 | YORK | HH860E2S11 | CV603**A+TXV | TM9E080C16MP12 | Split System | 44500 | 18 | 8.5 | 2 | R-454B | 650
214776611 | YORK | HH860E2S11 | CH604**C+TXV | TMLE080C16MP11 | Split System | 44500 | 18 | 8.5 | 2 | R-454B | 650
214776652 | YORK | HH860E2S11 | CV603**A+TXV | TMLE100C16MP11 | Split System | 44500 | 18 | 8.5 | 2 | R-454B | 650
214776654 | YORK | HH860E2S11 | CH602**A+TXV | TMLE100C16MP11 | Split System | 44500 | 18 | 8.5 | 2 | R-454B | 650
214776413 | YORK | HH860E2S11 | CH604**C+TXV | TL8E080C16UH11 | Split System | 44500 | 18 | 8.5 | 2 | R-454B | 650
214776516 | YORK | HH860E2S11 | CV607**C+TXV | TM9E100C16MP12 | Split System | 44500 | 18 | 8.5 | 2 | R-454B | 650
214776650 | YORK | HH860E2S11 | CV605**C+TXV | TMLE100C16MP11 | Split System | 44500 | 18 | 8.5 | 2 | R-454B | 650
214776419 | YORK | HH860E2S11 | CH605D*C+TXV | TL8E080C16UH11 | Split System | 44500 | 18 | 8.5 | 2 | R-454B | 650
214776451 | YORK | HH860E2S11 | CV605**C+TXV | TL9E080C16UH11 | Split System | 44500 | 18 | 8.5 | 2 | R-454B | 650
214776619 | YORK | HH860E2S11 | CV606**C+TXV | TMLE080C16MP11 | Split System | 44500 | 18 | 8.5 | 2 | R-454B | 650
214776450 | YORK | HH860E2S11 | CH605D*C+TXV | TL9E080C16UH11 | Split System | 44500 | 18 | 8.5 | 2 | R-454B | 650
214776475 | YORK | HH860E2S11 | CH604**C+TXV | TM9E080C16MP12 | Split System | 44500 | 18 | 8.5 | 2 | R-454B | 650
214776511 | YORK | HH860E2S11 | CX601C*35+TXV | TM9E100C16MP12 | Split System | 44500 | 18 | 8.5 | 2 | R-454B | 650
214777197 | YORK | HH860E2S11 | CV602C*A+TXV | TL8E080C16UH11 | Split System | 44500 | 18 | 8.5 | 2 | R-454B | 650
214777210 | YORK | HH860E2S11 | CV602C*A+TXV | TMLE080C16MP11 | Split System | 44500 | 18 | 8.5 | 2 | R-454B | 650
214776421 | YORK | HH860E2S11 | CV606**C+TXV | TL8E080C16UH11 | Split System | 44500 | 18 | 8.5 | 2 | R-454B | 650
214776424 | YORK | HH860E2S11 | CH602**A+TXV | TL8E080C16UH11 | Split System | 44500 | 18 | 8.5 | 2 | R-454B | 650
214776624 | YORK | HH860E2S11 | CV609**A+TXV | TMLE080C16MP11 | Split System | 44500 | 18 | 8.5 | 2 | R-454B | 650
214776483 | YORK | HH860E2S11 | CV606**C+TXV | TM9E080C16MP12 | Split System | 44500 | 18 | 8.5 | 2 | R-454B | 650
214776512 | YORK | HH860E2S11 | CH605D*C+TXV | TM9E100C16MP12 | Split System | 44500 | 18 | 8.5 | 2 | R-454B | 650
214776651 | YORK | HH860E2S11 | CV606**C+TXV | TMLE100C16MP11 | Split System | 44500 | 18 | 8.5 | 2 | R-454B | 650
214776653 | YORK | HH860E2S11 | CV607**C+TXV | TMLE100C16MP11 | Split System | 44500 | 18 | 8.5 | 2 | R-454B | 650
214776655 | YORK | HH860E2S11 | CV602D*A+TXV | TMLE100C16MP11 | Split System | 44500 | 18 | 8.5 | 2 | R-454B | 650
214777212 | YORK | HH860E2S11 | CV602C*A+TXV | TMLE100C16MP11 | Split System | 44500 | 18 | 8.5 | 2 | R-454B | 650
214777203 | YORK | HH860E2S11 | CV602C*A+TXV | TM9E100C16MP12 | Split System | 44500 | 18 | 8.5 | 2 | R-454B | 650
214776418 | YORK | HH860E2S11 | CX601C*35+TXV | TL8E080C16UH11 | Split System | 44500 | 18 | 8.5 | 2 | R-454B | 650
214776420 | YORK | HH860E2S11 | CV605**C+TXV | TL8E080C16UH11 | Split System | 44500 | 18 | 8.5 | 2 | R-454B | 650
214776618 | YORK | HH860E2S11 | CV605**C+TXV | TMLE080C16MP11 | Split System | 44500 | 18 | 8.5 | 2 | R-454B | 650
214776643 | YORK | HH860E2S11 | CH604**C+TXV | TMLE100C16MP11 | Split System | 44500 | 18 | 8.5 | 2 | R-454B | 650
214776457 | YORK | HH860E2S11 | CV609**A+TXV | TL9E080C16UH11 | Split System | 44500 | 18 | 8.5 | 2 | R-454B | 650
214776488 | YORK | HH860E2S11 | CV609**A+TXV | TM9E080C16MP12 | Split System | 44500 | 18 | 8.5 | 2 | R-454B | 650
214776623 | YORK | HH860E2S11 | CV602D*A+TXV | TMLE080C16MP11 | Split System | 44500 | 18 | 8.5 | 2 | R-454B | 650
214776656 | YORK | HH860E2S11 | CV609**A+TXV | TMLE100C16MP11 | Split System | 44500 | 18 | 8.5 | 2 | R-454B | 650
214776480 | YORK | HH860E2S11 | CX601C*35+TXV | TM9E080C16MP12 | Split System | 44500 | 18 | 8.5 | 2 | R-454B | 650
214776481 | YORK | HH860E2S11 | CH605D*C+TXV | TM9E080C16MP12 | Split System | 44500 | 18 | 8.5 | 2 | R-454B | 650
214776482 | YORK | HH860E2S11 | CV605**C+TXV | TM9E080C16MP12 | Split System | 44500 | 18 | 8.5 | 2 | R-454B | 650
214776515 | YORK | HH860E2S11 | CV603**A+TXV | TM9E100C16MP12 | Split System | 44500 | 18 | 8.5 | 2 | R-454B | 650
218405224 | CHAMPION HEATING AND COOLING | HH836E2S11 | (H,Y)G80*36+TXV | Z8ES080B12LMPS1 | Split System | 33200 | 18 | 8.5 | 2 | R-454B | 650
218405225 | CHAMPION HEATING AND COOLING | HH836E2S11 | (H,Y)G80*36+TXV | Z8ES080B12SMPS1 | Split System | 33200 | 18 | 8.5 | 2 | R-454B | 650
218405226 | CHAMPION HEATING AND COOLING | HH836E2S11 | (H,Y)G80*36+TXV | Z8ES100B12LMPS1 | Split System | 33400 | 18 | 8.5 | 2 | R-454B | 650
218405227 | CHAMPION HEATING AND COOLING | HH836E2S11 | (H,Y)G80*36+TXV | Z8ES100B12SMPS1 | Split System | 33400 | 18 | 8.5 | 2 | R-454B | 650
214776433 | YORK | HH860E2S11 | CH605D*C+TXV | TL8E100C20UH11 | Split System | 45000 | 18 | 8.5 | 2 | R-454B | 650
214776434 | YORK | HH860E2S11 | CV605**C+TXV | TL8E100C20UH11 | Split System | 45000 | 18 | 8.5 | 2 | R-454B | 650
218405015 | CHAMPION HEATING AND COOLING | HH860E2S11 | (H,Y)G84*60+TXV | Z9ES100C20SMPS1 | Split System | 53000 | 19 | 8.5 | 2 | R-454B | 650
218405016 | CHAMPION HEATING AND COOLING | HH860E2S11 | (H,Y)G84*60+TXV | Z9ET100C20SMPS1 | Split System | 53500 | 19 | 8.5 | 2 | R-454B | 650
218405014 | CHAMPION HEATING AND COOLING | HH860E2S11 | (H,Y)G84*60+TXV | Z9ES080C20SMPS1 | Split System | 53500 | 19 | 8.5 | 2 | R-454B | 650
218404999 | CHAMPION HEATING AND COOLING | HH860E2S11 | (H,Y)G84*60+TXV | TMLE120C20MP11 | Split System | 54000 | 19 | 8.5 | 2 | R-454B | 650
218404993 | CHAMPION HEATING AND COOLING | HH860E2S11 | (H,Y)G84*60+TXV | TM9E080C20MP12 | Split System | 54000 | 19 | 8.5 | 2 | R-454B | 650
218405003 | CHAMPION HEATING AND COOLING | HH860E2S11 | (H,Y)G84*60+TXV | TPLC120C20MP13 | Split System | 52500 | 19 | 8.5 | 2 | R-454B | 650
218405002 | CHAMPION HEATING AND COOLING | HH860E2S11 | (H,Y)G84*60+TXV | TPLC100C20MP13 | Split System | 52500 | 19 | 8.5 | 2 | R-454B | 650
214776331 | YORK | HH824E2S11 | CX360A*35+TXV | TM9E060A10MP12 | Split System | 22200 | 16 | 8.65 | 1.94 | R-454B | 650
214776324 | YORK | HH824E2S11 | CX360A*35+TXV | TM9E040A10MP12 | Split System | 22200 | 16 | 8.65 | 1.94 | R-454B | 650
214776317 | YORK | HH824E2S11 | CX360A*35+TXV | TM9E026A08MP12 | Split System | 22200 | 16 | 8.65 | 1.94 | R-454B | 650
214776332 | YORK | HH824E2S11 | CH360**C+TXV | TM9E060A10MP12 | Split System | 22200 | 16 | 8.65 | 1.94 | R-454B | 650
214776344 | YORK | HH824E2S11 | CX360A*35+TXV | TM9V040A10MP12 | Split System | 22200 | 16 | 8.65 | 1.94 | R-454B | 650
214776318 | YORK | HH824E2S11 | CH360**C+TXV | TM9E026A08MP12 | Split System | 22200 | 16 | 8.65 | 1.94 | R-454B | 650
214776325 | YORK | HH824E2S11 | CH360**C+TXV | TM9E040A10MP12 | Split System | 22200 | 16 | 8.65 | 1.94 | R-454B | 650
214776345 | YORK | HH824E2S11 | CH360**C+TXV | TM9V040A10MP12 | Split System | 22200 | 16 | 8.65 | 1.94 | R-454B | 650
214776358 | YORK | HH824E2S11 | CH360**C+TXV | TMLE040A12MP11 | Split System | 22200 | 16 | 8.65 | 1.94 | R-454B | 650
214776357 | YORK | HH824E2S11 | CX360A*35+TXV | TMLE040A12MP11 | Split System | 22200 | 16 | 8.65 | 1.94 | R-454B | 650
214776365 | YORK | HH824E2S11 | CH360**C+TXV | TMLE060A12MP11 | Split System | 22200 | 17 | 8.65 | 1.94 | R-454B | 650
214776311 | YORK | HH824E2S11 | CH360B*C+TXV | TL9E060B12UH11 | Split System | 22200 | 17 | 8.65 | 1.94 | R-454B | 650
214776350 | YORK | HH824E2S11 | CH360**C+TXV | TM9V060B12MP12 | Split System | 22200 | 17 | 8.65 | 1.94 | R-454B | 650
214776305 | YORK | HH824E2S11 | CH360**C+TXV | TL8E060A12UH11 | Split System | 22200 | 17 | 8.65 | 1.94 | R-454B | 650
214776364 | YORK | HH824E2S11 | CX360A*35+TXV | TMLE060A12MP11 | Split System | 22200 | 17 | 8.65 | 1.94 | R-454B | 650
214776310 | YORK | HH824E2S11 | CH360**C+TXV | TL9E060B12UH11 | Split System | 22200 | 17 | 8.65 | 1.94 | R-454B | 650
214776351 | YORK | HH824E2S11 | CH360B*C+TXV | TM9V060B12MP12 | Split System | 22200 | 17 | 8.65 | 1.94 | R-454B | 650
214776304 | YORK | HH824E2S11 | CX360A*35+TXV | TL8E060A12UH11 | Split System | 22200 | 17 | 8.65 | 1.94 | R-454B | 650
214776372 | YORK | HH824E2S11 | CH360**C+TXV | Y81E060A12SMPS1 | Split System | 22200 | 17 | 8.65 | 1.94 | R-454B | 650
214776371 | YORK | HH824E2S11 | CX360A*35+TXV | Y81E060A12SMPS1 | Split System | 22200 | 17 | 8.65 | 1.94 | R-454B | 650
218618885 | HISENSE | AOH-48T3T25U | FE*CC1*48+TXV |  | Split System | 46000 | 18 | 8.65 | 1.94 | R-454B | 650
218619021 | HISENSE | AOH-48T3T25U | HE84*48+TXV+AEFE4B* |  | Split System | 46500 | 18 | 8.65 | 1.94 | R-454B | 650
218619020 | HISENSE | AOH-48T3T25U | HE84*48+TXV+AEFE5* |  | Split System | 47000 | 18 | 8.65 | 1.94 | R-454B | 650
214776378 | YORK | HH824E2S11 | CX360A*35+TXV | Y82E060A12LMPS1 | Split System | 22200 | 18 | 8.65 | 1.94 | R-454B | 650
214776315 | YORK | HH824E2S11 | CH240A*C+TXV | TM9E026A08MP12 | Split System | 22400 | 16 | 8.7 | 1.94 | R-454B | 650
214776322 | YORK | HH824E2S11 | CH240A*C+TXV | TM9E040A10MP12 | Split System | 22400 | 16 | 8.7 | 1.94 | R-454B | 650
214776342 | YORK | HH824E2S11 | CH240A*C+TXV | TM9V040A10MP12 | Split System | 22400 | 16 | 8.7 | 1.94 | R-454B | 650
214776329 | YORK | HH824E2S11 | CH240A*C+TXV | TM9E060A10MP12 | Split System | 22400 | 16 | 8.7 | 1.94 | R-454B | 650
214776336 | YORK | HH824E2S11 | CV360**C+TXV | TM9E060B12MP12 | Split System | 22400 | 16 | 8.7 | 1.94 | R-454B | 650
214776355 | YORK | HH824E2S11 | CH240A*C+TXV | TMLE040A12MP11 | Split System | 22400 | 16 | 8.7 | 1.94 | R-454B | 650
214776302 | YORK | HH824E2S11 | CH240A*C+TXV | TL8E060A12UH11 | Split System | 22400 | 17 | 8.7 | 1.94 | R-454B | 650
214776362 | YORK | HH824E2S11 | CH240A*C+TXV | TMLE060A12MP11 | Split System | 22400 | 17 | 8.7 | 1.94 | R-454B | 650
214776369 | YORK | HH824E2S11 | CH240A*C+TXV | Y81E060A12SMPS1 | Split System | 22400 | 17 | 8.7 | 1.94 | R-454B | 650
218618869 | HISENSE | AOH-24U3T25U | PL36H***P12*+TXV+AEFE3A* |  | Split System | 23200 | 18 | 8.7 | 1.94 | R-454B | 650
218618889 | HISENSE | AOH-48T3T25U | HE86*60+TXV+AEFE5* |  | Split System | 47000 | 18 | 8.7 | 1.94 | R-454B | 650
218618886 | HISENSE | AOH-48T3T25U | FE*CC4*60+TXV |  | Split System | 47000 | 18 | 8.7 | 1.94 | R-454B | 650
218618901 | HISENSE | AOH-48U3T25U | PL60H210P19*+TXV+AEFE5* |  | Split System | 47500 | 18 | 8.7 | 1.94 | R-454B | 650
218618890 | HISENSE | AOH-48T3T25U | HG88*60+TXV+AEFE5* |  | Split System | 47500 | 18 | 8.7 | 1.94 | R-454B | 650
218618888 | HISENSE | AOH-48T3T25U | PL60H210P19*+TXV+AEFE5* |  | Split System | 47500 | 18 | 8.7 | 1.94 | R-454B | 650
218618902 | HISENSE | AOH-48U3T25U | HG88*60+TXV+AEFE5* |  | Split System | 47500 | 18 | 8.7 | 1.94 | R-454B | 650
214776376 | YORK | HH824E2S11 | CH240A*C+TXV | Y82E060A12LMPS1 | Split System | 22400 | 18 | 8.7 | 1.94 | R-454B | 650
218618887 | HISENSE | AOH-48T3T25U | FE*TT7*60+TXV |  | Split System | 47500 | 18 | 8.75 | 1.96 | R-454B | 650
214776346 | YORK | HH824E2S11 | CV363**C+TXV | TM9V040A10MP12 | Split System | 22400 | 16 | 8.8 | 1.96 | R-454B | 650
214776319 | YORK | HH824E2S11 | CV363**C+TXV | TM9E026A08MP12 | Split System | 22400 | 16 | 8.8 | 1.96 | R-454B | 650
214776326 | YORK | HH824E2S11 | CV363**C+TXV | TM9E040A10MP12 | Split System | 22600 | 16 | 8.8 | 1.96 | R-454B | 650
214776333 | YORK | HH824E2S11 | CV363**C+TXV | TM9E060A10MP12 | Split System | 22600 | 16 | 8.8 | 1.96 | R-454B | 650
214776359 | YORK | HH824E2S11 | CV363**C+TXV | TMLE040A12MP11 | Split System | 22400 | 16 | 8.8 | 1.96 | R-454B | 650
214776352 | YORK | HH824E2S11 | CV363**C+TXV | TM9V060B12MP12 | Split System | 22400 | 17 | 8.8 | 1.96 | R-454B | 650
214776373 | YORK | HH824E2S11 | CV363**C+TXV | Y81E060A12SMPS1 | Split System | 22400 | 17 | 8.8 | 1.96 | R-454B | 650
214776306 | YORK | HH824E2S11 | CV363**C+TXV | TL8E060A12UH11 | Split System | 22600 | 17 | 8.8 | 1.96 | R-454B | 650
214776366 | YORK | HH824E2S11 | CV363**C+TXV | TMLE060A12MP11 | Split System | 22600 | 17 | 8.8 | 1.96 | R-454B | 650
218618859 | HISENSE | AOH-24T3T25U | FE*E33*25+TXV |  | Split System | 23800 | 18 | 8.8 | 1.96 | R-454B | 650
214776380 | YORK | HH824E2S11 | CV363**C+TXV | Y82E060A12LMPS1 | Split System | 22600 | 18 | 8.8 | 1.96 | R-454B | 650
215889436 | YORK | HH860E2S11 | FE*BB9*48+TXV |  | Split System | 45000 | 18 | 8.8 | 2.06 | R-454B | 650
214776947 | YORK | HH860E2S11 | CV481C*C+TXV+AEF60CXP* |  | Split System | 45500 | 19 | 8.8 | 2.06 | R-454B | 650
214776320 | YORK | HH824E2S11 | CH368A*C+TXV | TM9E026A08MP12 | Split System | 22800 | 16 | 8.9 | 1.98 | R-454B | 650
214776327 | YORK | HH824E2S11 | CH368A*C+TXV | TM9E040A10MP12 | Split System | 22800 | 16 | 8.9 | 1.98 | R-454B | 650
214776334 | YORK | HH824E2S11 | CH368A*C+TXV | TM9E060A10MP12 | Split System | 22800 | 16 | 8.9 | 1.98 | R-454B | 650
214776338 | YORK | HH824E2S11 | CH360B*C+TXV | TM9E060B12MP12 | Split System | 22800 | 16 | 8.9 | 1.98 | R-454B | 650
214776360 | YORK | HH824E2S11 | CH368A*C+TXV | TMLE040A12MP11 | Split System | 22800 | 16 | 8.9 | 1.98 | R-454B | 650
214776307 | YORK | HH824E2S11 | CH368A*C+TXV | TL8E060A12UH11 | Split System | 22800 | 17 | 8.9 | 1.98 | R-454B | 650
214776367 | YORK | HH824E2S11 | CH368A*C+TXV | TMLE060A12MP11 | Split System | 22800 | 17 | 8.9 | 1.98 | R-454B | 650
214776374 | YORK | HH824E2S11 | CH368A*C+TXV | Y81E060A12SMPS1 | Split System | 22800 | 17 | 8.9 | 1.98 | R-454B | 650
214776381 | YORK | HH824E2S11 | CH368A*C+TXV | Y82E060A12LMPS1 | Split System | 22800 | 18 | 8.9 | 1.98 | R-454B | 650
214776956 | YORK | HH860E2S11 | CV482C*C+TXV+AEF60CXP* |  | Split System | 46000 | 19 | 8.9 | 2.08 | R-454B | 650
214776960 | YORK | HH860E2S11 | CV482B*C+TXV+AEF48BXP* |  | Split System | 46000 | 19 | 8.9 | 2.08 | R-454B | 650
214776337 | YORK | HH824E2S11 | CH360**C+TXV | TM9E060B12MP12 | Split System | 22800 | 16 | 8.95 | 1.98 | R-454B | 650
218618863 | HISENSE | AOH-24T3T25U | HG34*36+TXV+AEFE3A* |  | Split System | 23800 | 18 | 8.95 | 1.98 | R-454B | 650
218618862 | HISENSE | AOH-24T3T25U | HG34*36+TXV+AEFE4B* |  | Split System | 24000 | 18 | 8.95 | 1.98 | R-454B | 650
218618861 | HISENSE | AOH-24T3T25U | FE*G34*25+TXV |  | Split System | 24000 | 18 | 8.95 | 1.98 | R-454B | 650
218405151 | CHAMPION HEATING AND COOLING | HH824E2S11 | (H,Y)G9J*36+TXV | Z9ET040A10SMPS1 | Split System | 22800 | 16 | 9 | 2 | R-454B | 650
218405130 | CHAMPION HEATING AND COOLING | HH824E2S11 | (H,Y)G9J*36+TXV | TM9E026A08MP12 | Split System | 23000 | 16 | 9 | 2 | R-454B | 650
214776353 | YORK | HH824E2S11 | CX363B*35+TXV | TM9V060B12MP12 | Split System | 23000 | 16.5 | 9 | 2 | R-454B | 650
214776313 | YORK | HH824E2S11 | CX363B*35+TXV | TL9E060B12UH11 | Split System | 23000 | 16.5 | 9 | 2 | R-454B | 650
214776312 | YORK | HH824E2S11 | CV363**C+TXV | TL9E060B12UH11 | Split System | 23000 | 16.5 | 9 | 2 | R-454B | 650
214776335 | YORK | HH824E2S11 | CX360B*35+TXV | TM9E060B12MP12 | Split System | 23000 | 17 | 9 | 2 | R-454B | 650
214776339 | YORK | HH824E2S11 | CV363**C+TXV | TM9E060B12MP12 | Split System | 23000 | 17 | 9 | 2 | R-454B | 650
214776340 | YORK | HH824E2S11 | CX363B*35+TXV | TM9E060B12MP12 | Split System | 23000 | 17 | 9 | 2 | R-454B | 650
214776308 | YORK | HH824E2S11 | CX360B*35+TXV | TL9E060B12UH11 | Split System | 23000 | 17 | 9 | 2 | R-454B | 650
214776348 | YORK | HH824E2S11 | CX360B*35+TXV | TM9V060B12MP12 | Split System | 23000 | 17 | 9 | 2 | R-454B | 650
218619012 | HISENSE | AOH-24T3T25U | HG1K*36+TXV+AEFE4B* |  | Split System | 24000 | 18 | 9 | 2 | R-454B | 650
218618860 | HISENSE | AOH-24T3T25U | PL36H175P15*+TXV+AEFE4B* |  | Split System | 24000 | 18 | 9 | 2 | R-454B | 650
218618864 | HISENSE | AOH-24T3T25U | HG1K*36+TXV+AEFE3A* |  | Split System | 24000 | 18 | 9 | 2 | R-454B | 650
218405229 | CHAMPION HEATING AND COOLING | HH836E2S11 | (H,Y)G80*36+TXV | Z8VT080B12SMPC1 | Split System | 33000 | 18 | 9 | 2 | R-454B | 650
218405228 | CHAMPION HEATING AND COOLING | HH836E2S11 | (H,Y)G80*36+TXV | Z8ET080B12LMPS1 | Split System | 33200 | 19 | 9 | 2 | R-454B | 650
218405009 | CHAMPION HEATING AND COOLING | HH860E2S11 | (H,Y)G84*60+TXV | Z8ES120C20SMPS1 | Split System | 53500 | 19 | 9 | 2 | R-454B | 650
218405004 | CHAMPION HEATING AND COOLING | HH860E2S11 | (H,Y)G84*60+TXV | Z8ES080C20LMPS1 | Split System | 54000 | 19 | 9 | 2 | R-454B | 650
218405006 | CHAMPION HEATING AND COOLING | HH860E2S11 | (H,Y)G84*60+TXV | Z8ES100C20LMPS1 | Split System | 53500 | 19 | 9 | 2 | R-454B | 650
218405007 | CHAMPION HEATING AND COOLING | HH860E2S11 | (H,Y)G84*60+TXV | Z8ES100C20SMPS1 | Split System | 53500 | 19 | 9 | 2 | R-454B | 650
218405010 | CHAMPION HEATING AND COOLING | HH860E2S11 | (H,Y)G84*60+TXV | Z8ET100C20LMPS1 | Split System | 54000 | 19 | 9 | 2 | R-454B | 650
218405011 | CHAMPION HEATING AND COOLING | HH860E2S11 | (H,Y)G84*60+TXV | Z8ET120C20LMPS1 | Split System | 54000 | 19 | 9 | 2 | R-454B | 650
215889437 | YORK | HH860E2S11 | FE*TT4*60+TXV |  | Split System | 46000 | 19 | 9 | 2.1 | R-454B | 650
218405150 | CHAMPION HEATING AND COOLING | HH824E2S11 | (H,Y)G9J*36+TXV | Z9ES060B12SMPS1 | Split System | 23000 | 17 | 9.5 | 2 | R-454B | 650
218405128 | CHAMPION HEATING AND COOLING | HH824E2S11 | (H,Y)G9J*36+TXV | TM8E060A12MP11 | Split System | 23000 | 17 | 9.5 | 2 | R-454B | 650
218405139 | CHAMPION HEATING AND COOLING | HH824E2S11 | (H,Y)G9J*36+TXV | TMLE060A12MP11 | Split System | 23000 | 17 | 9.5 | 2 | R-454B | 650
218405146 | CHAMPION HEATING AND COOLING | HH824E2S11 | (H,Y)G9J*36+TXV | Z8VT060A12SMPC1 | Split System | 23000 | 17 | 9.5 | 2 | R-454B | 650
218405138 | CHAMPION HEATING AND COOLING | HH824E2S11 | (H,Y)G9J*36+TXV | TMLE040A12MP11 | Split System | 23000 | 17 | 9.5 | 2 | R-454B | 650
218405127 | CHAMPION HEATING AND COOLING | HH824E2S11 | (H,Y)G9J*36+TXV | TM8E040A12MP11 | Split System | 23000 | 17 | 9.5 | 2 | R-454B | 650
218405141 | CHAMPION HEATING AND COOLING | HH824E2S11 | (H,Y)G9J*36+TXV | Z8ES040A12LMPS1 | Split System | 23000 | 17 | 9.5 | 2 | R-454B | 650
218405142 | CHAMPION HEATING AND COOLING | HH824E2S11 | (H,Y)G9J*36+TXV | Z8ES040A12SMPS1 | Split System | 23000 | 17 | 9.5 | 2 | R-454B | 650
218405206 | CHAMPION HEATING AND COOLING | HH824E2S11 | (H,Y)G80*36+TXV | Z9ES060B12SMPS1 | Split System | 23000 | 17 | 9.5 | 2 | R-454B | 650
218405207 | CHAMPION HEATING AND COOLING | HH824E2S11 | (H,Y)G80*36+TXV | Z9ET060B12SMPS1 | Split System | 23000 | 18 | 9.5 | 2 | R-454B | 650
218405145 | CHAMPION HEATING AND COOLING | HH824E2S11 | (H,Y)G9J*36+TXV | Z8ET060A12LMPS1 | Split System | 23000 | 18 | 9.5 | 2 | R-454B | 650
218405205 | CHAMPION HEATING AND COOLING | HH824E2S11 | (H,Y)G80*36+TXV | TP9C060B12MP13 | Split System | 23000 | 18 | 9.5 | 2 | R-454B | 650
218405204 | CHAMPION HEATING AND COOLING | HH824E2S11 | (H,Y)G80*36+TXV | TM9Y060B12MP11 | Split System | 23000 | 18 | 9.5 | 2 | R-454B | 650
218405201 | CHAMPION HEATING AND COOLING | HH824E2S11 | (H,Y)G80*36+TXV | TL9E060B12UH11 | Split System | 23000 | 18 | 9.5 | 2 | R-454B | 650
218618926 | HISENSE | AUWR-24U3TK5 | HG34*36+TXV+AEFE3A* |  | Split System | 23600 | 19 | 9.95 | 2.3 | R-454B | 650
218618927 | HISENSE | AUWR-24U3TK5 | HG1K*36+TXV+AEFE3A* |  | Split System | 24000 | 19 | 10 | 2.3 | R-454B | 650
218618924 | HISENSE | AUWR-24U3TK5 | PL36H175P15*+TXV+AEFE4B* |  | Split System | 24000 | 20 | 10 | 2.3 | R-454B | 650
218619022 | HISENSE | AUWR-24U3TK5 | HG1K*36+TXV+AEFE4B* |  | Split System | 24000 | 20 | 10 | 2.3 | R-454B | 650
218618946 | HISENSE | AUWR-36U3TW5 | HG34*36+TXV+AEFE3A* |  | Split System | 31200 | 18 | 10.3 | 2.12 | R-454B | 650
218618945 | HISENSE | AUWR-36U3TW5 | HG34*36+TXV+AEFE4B* |  | Split System | 31400 | 19 | 10.3 | 2.12 | R-454B | 650
218618947 | HISENSE | AUWR-36U3TW5 | HG1K*36+TXV+AEFE3A* |  | Split System | 31800 | 18 | 10.5 | 2.15 | R-454B | 650
218618944 | HISENSE | AUWR-36U3TW5 | PL36H175P15*+TXV+AEFE4B* |  | Split System | 32000 | 19 | 10.5 | 2.14 | R-454B | 650
218619029 | HISENSE | AUWR-36U3TW5 | HG1K*36+TXV+AEFE4B* |  | Split System | 32000 | 19 | 10.5 | 2.15 | R-454B | 650
218615690 | ALLIED | 7SHP15V24P-**A | 7E[C,U]24BX-**+TDR | 97G2UH045BE12* | Split System | 23000 | 15.2 | 8.1 | 1.8 | R-454B | 650
218615668 | ALLIED | 7SHP15V18P-**A | 7E[C,U]30BX-**+TDR | 92G1UH030BE12* | Split System | 18600 | 15.2 | 8.1 | 1.9 | R-454B | 650
218615558 | ALLIED | 7SHP15V24P-**A | 7EH24BX-**+TDR | 96G1UH070BE12* | Split System | 23400 | 15.3 | 8.1 | 1.8 | R-454B | 650
218615552 | ALLIED | 7SHP15V24P-**A | 7E[C,U]36BX-**+TDR | 96G1UH070BE12* | Split System | 23600 | 15.3 | 8.1 | 1.8 | R-454B | 650
218615715 | ALLIED | 7SHP15V24P-**A | 7EH24BX-**+TDR | 97G2UH070BE12* | Split System | 23200 | 15.4 | 8.1 | 1.8 | R-454B | 650
218615706 | ALLIED | 7SHP15V24P-**A | 7E[C,U]36BX-**+TDR | 97G2UH070BE12* | Split System | 23400 | 15.4 | 8.1 | 1.8 | R-454B | 650
218615705 | ALLIED | 7SHP15V24P-**A | 7E[C,U]36BX-**+TDR | 97G2UH045BE12* | Split System | 23600 | 15.5 | 8.1 | 1.8 | R-454B | 650
218615555 | ALLIED | 7SHP15V24P-**A | 7EH24BX-**+TDR | 80G1UH070BE12* | Split System | 23400 | 15.5 | 8.1 | 1.8 | R-454B | 650
218615556 | ALLIED | 7SHP15V24P-**A | 7EH24BX-**+TDR | 80G1UH070BE12L* | Split System | 23400 | 15.5 | 8.1 | 1.8 | R-454B | 650
218524683 | CHAMPION HEATING AND COOLING | HH860E2S11 | CTM60C5CGS2 | Z8ES100C16SMPS1 | Split System | 44000 | 18 | 9 | 2 | R-454B | 650
218524157 | CHAMPION HEATING AND COOLING | HH860E2S11 | CTF60C5CGS2 | Z8ES080C20LMPS1 | Split System | 44000 | 18 | 9 | 2 | R-454B | 650
218524573 | CHAMPION HEATING AND COOLING | HH860E2S11 | CTM60C5CGS2 | Z8ES080C20LMPS1 | Split System | 44000 | 18 | 9 | 2 | R-454B | 650
218524153 | CHAMPION HEATING AND COOLING | HH860E2S11 | CTF60C5CGS2 | Z8ES080C20SMPS1 | Split System | 44000 | 18 | 9 | 2 | R-454B | 650
218524165 | CHAMPION HEATING AND COOLING | HH860E2S11 | CTU60C5XGS2+TXV | Z8ES080C20LMPS1 | Split System | 44000 | 18 | 9 | 2 | R-454B | 650
218524569 | CHAMPION HEATING AND COOLING | HH860E2S11 | CTM60C5CGS2 | Z8ES080C20SMPS1 | Split System | 44000 | 18 | 9 | 2 | R-454B | 650
218524161 | CHAMPION HEATING AND COOLING | HH860E2S11 | CTU60C5XGS2+TXV | Z8ES080C20SMPS1 | Split System | 44000 | 18 | 9 | 2 | R-454B | 650
218524353 | CHAMPION HEATING AND COOLING | HH860E2S11 | CTF60C5CGS2+JMC17C2SN1 |  | Split System | 44500 | 18 | 9 | 2 | R-454B | 650
218524365 | CHAMPION HEATING AND COOLING | HH860E2S11 | CTU60C5XGS2+JMVT17CC2N1+TXV |  | Split System | 44500 | 18 | 9 | 2 | R-454B | 650
218524361 | CHAMPION HEATING AND COOLING | HH860E2S11 | CTF60C5CGS2+JMVT17CC2N1 |  | Split System | 44500 | 18 | 9 | 2 | R-454B | 650
218524357 | CHAMPION HEATING AND COOLING | HH860E2S11 | CTU60C5XGS2+JMC17C2SN1+TXV |  | Split System | 44500 | 18 | 9 | 2 | R-454B | 650
218524137 | CHAMPION HEATING AND COOLING | HH860E2S11 | CTF60C5CGS2 | Z8ES080C16SMPS1 | Split System | 44500 | 18 | 9 | 2 | R-454B | 650
218524305 | CHAMPION HEATING AND COOLING | HH860E2S11 | CTF60C5CGS2 | Z8ES100C20SMPS1 | Split System | 44500 | 18 | 9 | 2 | R-454B | 650
218524641 | CHAMPION HEATING AND COOLING | HH860E2S11 | CTM60C5CGS2 | Z8ES080C16SMPS1 | Split System | 44500 | 18 | 9 | 2 | R-454B | 650
218524309 | CHAMPION HEATING AND COOLING | HH860E2S11 | CTF60C5CGS2 | Z8ES100C20LMPS1 | Split System | 44500 | 18 | 9 | 2 | R-454B | 650
218524645 | CHAMPION HEATING AND COOLING | HH860E2S11 | CTM60C5CGS2 | Z8ES080C16LMPS1 | Split System | 44500 | 18 | 9 | 2 | R-454B | 650
218524317 | CHAMPION HEATING AND COOLING | HH860E2S11 | CTU60C5XGS2+TXV | Z8ES100C20LMPS1 | Split System | 44500 | 18 | 9 | 2 | R-454B | 650
218524313 | CHAMPION HEATING AND COOLING | HH860E2S11 | CTU60C5XGS2+TXV | Z8ES100C20SMPS1 | Split System | 44500 | 18 | 9 | 2 | R-454B | 650
218524623 | CHAMPION HEATING AND COOLING | HH860E2S11 | CTM60C5CGS2 | Z8ES100C20LMPS1 | Split System | 44500 | 18 | 9 | 2 | R-454B | 650
218524141 | CHAMPION HEATING AND COOLING | HH860E2S11 | CTF60C5CGS2 | Z8ES080C16LMPS1 | Split System | 44500 | 18 | 9 | 2 | R-454B | 650
218524149 | CHAMPION HEATING AND COOLING | HH860E2S11 | CTU60C5XGS2+TXV | Z8ES080C16LMPS1 | Split System | 44500 | 18 | 9 | 2 | R-454B | 650
218524145 | CHAMPION HEATING AND COOLING | HH860E2S11 | CTU60C5XGS2+TXV | Z8ES080C16SMPS1 | Split System | 44500 | 18 | 9 | 2 | R-454B | 650
218524619 | CHAMPION HEATING AND COOLING | HH860E2S11 | CTM60C5CGS2 | Z8ES100C20SMPS1 | Split System | 44500 | 18 | 9 | 2 | R-454B | 650
218524691 | CHAMPION HEATING AND COOLING | HH860E2S11 | CTM60C5CGS2 | Z9ES080C20SMPS1 | Split System | 44500 | 18 | 9 | 2 | R-454B | 650
218524745 | CHAMPION HEATING AND COOLING | HH860E2S11 | CTM60D5CGS2+JMVT20DC2N1 |  | Split System | 45000 | 18 | 9 | 2 | R-454B | 650
218524517 | CHAMPION HEATING AND COOLING | HH860E2S11 | CTF60D5CGS2 | Z8ES130D20LMPS1 | Split System | 45000 | 18 | 9 | 2 | R-454B | 650
218524731 | CHAMPION HEATING AND COOLING | HH860E2S11 | CTM60D5CGS2 | Z8ES130D20LMPS1 | Split System | 45000 | 18 | 9 | 2 | R-454B | 650
218524513 | CHAMPION HEATING AND COOLING | HH860E2S11 | CTF60D5CGS2 | Z8ES130D20SMPS1 | Split System | 45000 | 18 | 9 | 2 | R-454B | 650
218524727 | CHAMPION HEATING AND COOLING | HH860E2S11 | CTM60D5CGS2 | Z8ES130D20SMPS1 | Split System | 45000 | 18 | 9 | 2 | R-454B | 650
218520394 | COLEMAN | HH824E2S11 | CTF36B5ADS2 | TM8V080B12MP12 | Split System | 23000 | 18 | 9 | 2 | R-454B | 650
218520234 | COLEMAN | HH824E2S11 | CTF30A5ADS2 | Z9ES040A10SMPS1 | Split System | 23000 | 18 | 9 | 2 | R-454B | 650
218520398 | COLEMAN | HH824E2S11 | CTU36B5XDS2+TXV | TM8V080B12MP12 | Split System | 23000 | 18 | 9 | 2 | R-454B | 650
218520198 | COLEMAN | HH824E2S11 | CTF30A5ADS2 | Z9ES026A08SMPS1 | Split System | 23000 | 18 | 9 | 2 | R-454B | 650
218520606 | COLEMAN | HH824E2S11 | CTM36B5ADS2 | Z9ET080B12SMPS1 | Split System | 23000 | 18 | 9 | 2 | R-454B | 650
218521860 | COLEMAN | HH836E2S11 | CTF36C5CDS2 | Z8VT120C20SMPC1 | Split System | 33000 | 18 | 9 | 2 | R-454B | 650
218521856 | COLEMAN | HH836E2S11 | CTF36C5ADS2 | Z8VT120C20SMPC1 | Split System | 33000 | 18 | 9 | 2 | R-454B | 650
218524446 | COLEMAN | HH860E2S11 | CTU60C5XGS2+TXV | Z8VT100C20SMPC1 | Split System | 43500 | 18 | 9 | 2 | R-454B | 650
218524442 | COLEMAN | HH860E2S11 | CTF60C5CGS2 | Z8VT100C20SMPC1 | Split System | 43500 | 18 | 9 | 2 | R-454B | 650
218524554 | COLEMAN | HH860E2S11 | CTM60C5CGS2 | Z8VT100C16SMPC1 | Split System | 43500 | 18 | 9 | 2 | R-454B | 650
218524450 | COLEMAN | HH860E2S11 | CTF60C5CGS2 | Z8VT120C20SMPC1 | Split System | 43500 | 18 | 9 | 2 | R-454B | 650
218524454 | COLEMAN | HH860E2S11 | CTU60C5XGS2+TXV | Z8VT120C20SMPC1 | Split System | 43500 | 18 | 9 | 2 | R-454B | 650
218524438 | COLEMAN | HH860E2S11 | CTU60C5XGS2+TXV | Z8VT100C16SMPC1 | Split System | 43500 | 18 | 9 | 2 | R-454B | 650
218524434 | COLEMAN | HH860E2S11 | CTF60C5CGS2 | Z8VT100C16SMPC1 | Split System | 43500 | 18 | 9 | 2 | R-454B | 650
218524546 | COLEMAN | HH860E2S11 | CTM60C5CGS2 | Z8VT100C20SMPC1 | Split System | 43500 | 18 | 9 | 2 | R-454B | 650
218524462 | COLEMAN | HH860E2S11 | CTU60C5XGS2+TXV | Z8VT080C16SMPC1 | Split System | 44000 | 18 | 9 | 2 | R-454B | 650
218524318 | COLEMAN | HH860E2S11 | CTF60C5CGS2 | Z8ES120C16SMPS1 | Split System | 44000 | 18 | 9 | 2 | R-454B | 650
218524322 | COLEMAN | HH860E2S11 | CTF60C5CGS2 | Z8ES120C16LMPS1 | Split System | 44000 | 18 | 9 | 2 | R-454B | 650
218524330 | COLEMAN | HH860E2S11 | CTU60C5XGS2+TXV | Z8ES120C16LMPS1 | Split System | 44000 | 18 | 9 | 2 | R-454B | 650
218524458 | COLEMAN | HH860E2S11 | CTF60C5CGS2 | Z8VT080C16SMPC1 | Split System | 44000 | 18 | 9 | 2 | R-454B | 650
218524326 | COLEMAN | HH860E2S11 | CTU60C5XGS2+TXV | Z8ES120C16SMPS1 | Split System | 44000 | 18 | 9 | 2 | R-454B | 650
218524550 | COLEMAN | HH860E2S11 | CTM60C5CGS2 | Z8VT120C20SMPC1 | Split System | 44000 | 18 | 9 | 2 | R-454B | 650
218524250 | COLEMAN | HH860E2S11 | CTF60C5CGS2 | Z8ES100C16LMPS1 | Split System | 44000 | 18 | 9 | 2 | R-454B | 650
218524684 | COLEMAN | HH860E2S11 | CTM60C5CGS2 | Z8ES100C16LMPS1 | Split System | 44000 | 18 | 9 | 2 | R-454B | 650
218524650 | COLEMAN | HH860E2S11 | CTM60C5CGS2 | Z8ES120C16LMPS1 | Split System | 44000 | 18 | 9 | 2 | R-454B | 650
218524258 | COLEMAN | HH860E2S11 | CTU60C5XGS2+TXV | Z8ES100C16LMPS1 | Split System | 44000 | 18 | 9 | 2 | R-454B | 650
218524646 | COLEMAN | HH860E2S11 | CTM60C5CGS2 | Z8ES120C16SMPS1 | Split System | 44000 | 18 | 9 | 2 | R-454B | 650
218524254 | COLEMAN | HH860E2S11 | CTU60C5XGS2+TXV | Z8ES100C16SMPS1 | Split System | 44000 | 18 | 9 | 2 | R-454B | 650
218524246 | COLEMAN | HH860E2S11 | CTF60C5CGS2 | Z8ES100C16SMPS1 | Split System | 44000 | 18 | 9 | 2 | R-454B | 650
218524680 | COLEMAN | HH860E2S11 | CTM60C5CGS2 | Z8ES100C16SMPS1 | Split System | 44000 | 18 | 9 | 2 | R-454B | 650
218524150 | COLEMAN | HH860E2S11 | CTF60C5CGS2 | Z8ES080C20SMPS1 | Split System | 44000 | 18 | 9 | 2 | R-454B | 650
218524158 | COLEMAN | HH860E2S11 | CTU60C5XGS2+TXV | Z8ES080C20SMPS1 | Split System | 44000 | 18 | 9 | 2 | R-454B | 650
218524570 | COLEMAN | HH860E2S11 | CTM60C5CGS2 | Z8ES080C20LMPS1 | Split System | 44000 | 18 | 9 | 2 | R-454B | 650
218524154 | COLEMAN | HH860E2S11 | CTF60C5CGS2 | Z8ES080C20LMPS1 | Split System | 44000 | 18 | 9 | 2 | R-454B | 650
218524566 | COLEMAN | HH860E2S11 | CTM60C5CGS2 | Z8ES080C20SMPS1 | Split System | 44000 | 18 | 9 | 2 | R-454B | 650
218524162 | COLEMAN | HH860E2S11 | CTU60C5XGS2+TXV | Z8ES080C20LMPS1 | Split System | 44000 | 18 | 9 | 2 | R-454B | 650
218524354 | COLEMAN | HH860E2S11 | CTU60C5XGS2+JMC17C2SN1+TXV |  | Split System | 44500 | 18 | 9 | 2 | R-454B | 650
218524358 | COLEMAN | HH860E2S11 | CTF60C5CGS2+JMVT17CC2N1 |  | Split System | 44500 | 18 | 9 | 2 | R-454B | 650
218524350 | COLEMAN | HH860E2S11 | CTF60C5CGS2+JMC17C2SN1 |  | Split System | 44500 | 18 | 9 | 2 | R-454B | 650
218524302 | COLEMAN | HH860E2S11 | CTF60C5CGS2 | Z8ES100C20SMPS1 | Split System | 44500 | 18 | 9 | 2 | R-454B | 650
218524142 | COLEMAN | HH860E2S11 | CTU60C5XGS2+TXV | Z8ES080C16SMPS1 | Split System | 44500 | 18 | 9 | 2 | R-454B | 650
218524310 | COLEMAN | HH860E2S11 | CTU60C5XGS2+TXV | Z8ES100C20SMPS1 | Split System | 44500 | 18 | 9 | 2 | R-454B | 650
218524146 | COLEMAN | HH860E2S11 | CTU60C5XGS2+TXV | Z8ES080C16LMPS1 | Split System | 44500 | 18 | 9 | 2 | R-454B | 650
218524620 | COLEMAN | HH860E2S11 | CTM60C5CGS2 | Z8ES100C20LMPS1 | Split System | 44500 | 18 | 9 | 2 | R-454B | 650
218524138 | COLEMAN | HH860E2S11 | CTF60C5CGS2 | Z8ES080C16LMPS1 | Split System | 44500 | 18 | 9 | 2 | R-454B | 650
218524306 | COLEMAN | HH860E2S11 | CTF60C5CGS2 | Z8ES100C20LMPS1 | Split System | 44500 | 18 | 9 | 2 | R-454B | 650
218524638 | COLEMAN | HH860E2S11 | CTM60C5CGS2 | Z8ES080C16SMPS1 | Split System | 44500 | 18 | 9 | 2 | R-454B | 650
218524642 | COLEMAN | HH860E2S11 | CTM60C5CGS2 | Z8ES080C16LMPS1 | Split System | 44500 | 18 | 9 | 2 | R-454B | 650
218524616 | COLEMAN | HH860E2S11 | CTM60C5CGS2 | Z8ES100C20SMPS1 | Split System | 44500 | 18 | 9 | 2 | R-454B | 650
218524134 | COLEMAN | HH860E2S11 | CTF60C5CGS2 | Z8ES080C16SMPS1 | Split System | 44500 | 18 | 9 | 2 | R-454B | 650
218524314 | COLEMAN | HH860E2S11 | CTU60C5XGS2+TXV | Z8ES100C20LMPS1 | Split System | 44500 | 18 | 9 | 2 | R-454B | 650
218524688 | COLEMAN | HH860E2S11 | CTM60C5CGS2 | Z9ES080C20SMPS1 | Split System | 44500 | 18 | 9 | 2 | R-454B | 650
218524742 | COLEMAN | HH860E2S11 | CTM60D5CGS2+JMVT20DC2N1 |  | Split System | 45000 | 18 | 9 | 2 | R-454B | 650
218524728 | COLEMAN | HH860E2S11 | CTM60D5CGS2 | Z8ES130D20LMPS1 | Split System | 45000 | 18 | 9 | 2 | R-454B | 650
218524514 | COLEMAN | HH860E2S11 | CTF60D5CGS2 | Z8ES130D20LMPS1 | Split System | 45000 | 18 | 9 | 2 | R-454B | 650
218524510 | COLEMAN | HH860E2S11 | CTF60D5CGS2 | Z8ES130D20SMPS1 | Split System | 45000 | 18 | 9 | 2 | R-454B | 650
218524724 | COLEMAN | HH860E2S11 | CTM60D5CGS2 | Z8ES130D20SMPS1 | Split System | 45000 | 18 | 9 | 2 | R-454B | 650
218520200 | FRASER-JOHNSTON | HH824E2S11 | CTF30A5ADS2 | Z9ES026A08SMPS1 | Split System | 23000 | 18 | 9 | 2 | R-454B | 650
218520396 | FRASER-JOHNSTON | HH824E2S11 | CTF36B5ADS2 | TM8V080B12MP12 | Split System | 23000 | 18 | 9 | 2 | R-454B | 650
218520236 | FRASER-JOHNSTON | HH824E2S11 | CTF30A5ADS2 | Z9ES040A10SMPS1 | Split System | 23000 | 18 | 9 | 2 | R-454B | 650
218520620 | FRASER-JOHNSTON | HH824E2S11 | CTM36B5ADS2 | TL9E060B12UH11 | Split System | 23000 | 18 | 9 | 2 | R-454B | 650
218520400 | FRASER-JOHNSTON | HH824E2S11 | CTU36B5XDS2+TXV | TM8V080B12MP12 | Split System | 23000 | 18 | 9 | 2 | R-454B | 650
218520608 | FRASER-JOHNSTON | HH824E2S11 | CTM36B5ADS2 | Z9ET080B12SMPS1 | Split System | 23000 | 18 | 9 | 2 | R-454B | 650
218521862 | FRASER-JOHNSTON | HH836E2S11 | CTF36C5CDS2 | Z8VT120C20SMPC1 | Split System | 33000 | 18 | 9 | 2 | R-454B | 650
218521858 | FRASER-JOHNSTON | HH836E2S11 | CTF36C5ADS2 | Z8VT120C20SMPC1 | Split System | 33000 | 18 | 9 | 2 | R-454B | 650
218524548 | FRASER-JOHNSTON | HH860E2S11 | CTM60C5CGS2 | Z8VT100C20SMPC1 | Split System | 43500 | 18 | 9 | 2 | R-454B | 650
218524444 | FRASER-JOHNSTON | HH860E2S11 | CTF60C5CGS2 | Z8VT100C20SMPC1 | Split System | 43500 | 18 | 9 | 2 | R-454B | 650
218524452 | FRASER-JOHNSTON | HH860E2S11 | CTF60C5CGS2 | Z8VT120C20SMPC1 | Split System | 43500 | 18 | 9 | 2 | R-454B | 650
218524440 | FRASER-JOHNSTON | HH860E2S11 | CTU60C5XGS2+TXV | Z8VT100C16SMPC1 | Split System | 43500 | 18 | 9 | 2 | R-454B | 650
218524456 | FRASER-JOHNSTON | HH860E2S11 | CTU60C5XGS2+TXV | Z8VT120C20SMPC1 | Split System | 43500 | 18 | 9 | 2 | R-454B | 650
218524436 | FRASER-JOHNSTON | HH860E2S11 | CTF60C5CGS2 | Z8VT100C16SMPC1 | Split System | 43500 | 18 | 9 | 2 | R-454B | 650
218524448 | FRASER-JOHNSTON | HH860E2S11 | CTU60C5XGS2+TXV | Z8VT100C20SMPC1 | Split System | 43500 | 18 | 9 | 2 | R-454B | 650
218524556 | FRASER-JOHNSTON | HH860E2S11 | CTM60C5CGS2 | Z8VT100C16SMPC1 | Split System | 43500 | 18 | 9 | 2 | R-454B | 650
218524552 | FRASER-JOHNSTON | HH860E2S11 | CTM60C5CGS2 | Z8VT120C20SMPC1 | Split System | 44000 | 18 | 9 | 2 | R-454B | 650
218524544 | FRASER-JOHNSTON | HH860E2S11 | CTM60C5CGS2 | Z8VT080C16SMPC1 | Split System | 44000 | 18 | 9 | 2 | R-454B | 650
218524324 | FRASER-JOHNSTON | HH860E2S11 | CTF60C5CGS2 | Z8ES120C16LMPS1 | Split System | 44000 | 18 | 9 | 2 | R-454B | 650
218524464 | FRASER-JOHNSTON | HH860E2S11 | CTU60C5XGS2+TXV | Z8VT080C16SMPC1 | Split System | 44000 | 18 | 9 | 2 | R-454B | 650
218524320 | FRASER-JOHNSTON | HH860E2S11 | CTF60C5CGS2 | Z8ES120C16SMPS1 | Split System | 44000 | 18 | 9 | 2 | R-454B | 650
218524328 | FRASER-JOHNSTON | HH860E2S11 | CTU60C5XGS2+TXV | Z8ES120C16SMPS1 | Split System | 44000 | 18 | 9 | 2 | R-454B | 650
218524460 | FRASER-JOHNSTON | HH860E2S11 | CTF60C5CGS2 | Z8VT080C16SMPC1 | Split System | 44000 | 18 | 9 | 2 | R-454B | 650
218524332 | FRASER-JOHNSTON | HH860E2S11 | CTU60C5XGS2+TXV | Z8ES120C16LMPS1 | Split System | 44000 | 18 | 9 | 2 | R-454B | 650
218524252 | FRASER-JOHNSTON | HH860E2S11 | CTF60C5CGS2 | Z8ES100C16LMPS1 | Split System | 44000 | 18 | 9 | 2 | R-454B | 650
218524652 | FRASER-JOHNSTON | HH860E2S11 | CTM60C5CGS2 | Z8ES120C16LMPS1 | Split System | 44000 | 18 | 9 | 2 | R-454B | 650
218524248 | FRASER-JOHNSTON | HH860E2S11 | CTF60C5CGS2 | Z8ES100C16SMPS1 | Split System | 44000 | 18 | 9 | 2 | R-454B | 650
218524682 | FRASER-JOHNSTON | HH860E2S11 | CTM60C5CGS2 | Z8ES100C16SMPS1 | Split System | 44000 | 18 | 9 | 2 | R-454B | 650
218524686 | FRASER-JOHNSTON | HH860E2S11 | CTM60C5CGS2 | Z8ES100C16LMPS1 | Split System | 44000 | 18 | 9 | 2 | R-454B | 650
218524256 | FRASER-JOHNSTON | HH860E2S11 | CTU60C5XGS2+TXV | Z8ES100C16SMPS1 | Split System | 44000 | 18 | 9 | 2 | R-454B | 650
218524260 | FRASER-JOHNSTON | HH860E2S11 | CTU60C5XGS2+TXV | Z8ES100C16LMPS1 | Split System | 44000 | 18 | 9 | 2 | R-454B | 650
218524648 | FRASER-JOHNSTON | HH860E2S11 | CTM60C5CGS2 | Z8ES120C16SMPS1 | Split System | 44000 | 18 | 9 | 2 | R-454B | 650
218524160 | FRASER-JOHNSTON | HH860E2S11 | CTU60C5XGS2+TXV | Z8ES080C20SMPS1 | Split System | 44000 | 18 | 9 | 2 | R-454B | 650
218524152 | FRASER-JOHNSTON | HH860E2S11 | CTF60C5CGS2 | Z8ES080C20SMPS1 | Split System | 44000 | 18 | 9 | 2 | R-454B | 650
218524156 | FRASER-JOHNSTON | HH860E2S11 | CTF60C5CGS2 | Z8ES080C20LMPS1 | Split System | 44000 | 18 | 9 | 2 | R-454B | 650
218524572 | FRASER-JOHNSTON | HH860E2S11 | CTM60C5CGS2 | Z8ES080C20LMPS1 | Split System | 44000 | 18 | 9 | 2 | R-454B | 650
218524568 | FRASER-JOHNSTON | HH860E2S11 | CTM60C5CGS2 | Z8ES080C20SMPS1 | Split System | 44000 | 18 | 9 | 2 | R-454B | 650
218524164 | FRASER-JOHNSTON | HH860E2S11 | CTU60C5XGS2+TXV | Z8ES080C20LMPS1 | Split System | 44000 | 18 | 9 | 2 | R-454B | 650
218524352 | FRASER-JOHNSTON | HH860E2S11 | CTF60C5CGS2+JMC17C2SN1 |  | Split System | 44500 | 18 | 9 | 2 | R-454B | 650
218524360 | FRASER-JOHNSTON | HH860E2S11 | CTF60C5CGS2+JMVT17CC2N1 |  | Split System | 44500 | 18 | 9 | 2 | R-454B | 650
218524356 | FRASER-JOHNSTON | HH860E2S11 | CTU60C5XGS2+JMC17C2SN1+TXV |  | Split System | 44500 | 18 | 9 | 2 | R-454B | 650
218524364 | FRASER-JOHNSTON | HH860E2S11 | CTU60C5XGS2+JMVT17CC2N1+TXV |  | Split System | 44500 | 18 | 9 | 2 | R-454B | 650
218524316 | FRASER-JOHNSTON | HH860E2S11 | CTU60C5XGS2+TXV | Z8ES100C20LMPS1 | Split System | 44500 | 18 | 9 | 2 | R-454B | 650
218524136 | FRASER-JOHNSTON | HH860E2S11 | CTF60C5CGS2 | Z8ES080C16SMPS1 | Split System | 44500 | 18 | 9 | 2 | R-454B | 650
218524304 | FRASER-JOHNSTON | HH860E2S11 | CTF60C5CGS2 | Z8ES100C20SMPS1 | Split System | 44500 | 18 | 9 | 2 | R-454B | 650
218524618 | FRASER-JOHNSTON | HH860E2S11 | CTM60C5CGS2 | Z8ES100C20SMPS1 | Split System | 44500 | 18 | 9 | 2 | R-454B | 650
218524622 | FRASER-JOHNSTON | HH860E2S11 | CTM60C5CGS2 | Z8ES100C20LMPS1 | Split System | 44500 | 18 | 9 | 2 | R-454B | 650
218524640 | FRASER-JOHNSTON | HH860E2S11 | CTM60C5CGS2 | Z8ES080C16SMPS1 | Split System | 44500 | 18 | 9 | 2 | R-454B | 650
218524140 | FRASER-JOHNSTON | HH860E2S11 | CTF60C5CGS2 | Z8ES080C16LMPS1 | Split System | 44500 | 18 | 9 | 2 | R-454B | 650
218524144 | FRASER-JOHNSTON | HH860E2S11 | CTU60C5XGS2+TXV | Z8ES080C16SMPS1 | Split System | 44500 | 18 | 9 | 2 | R-454B | 650
218524644 | FRASER-JOHNSTON | HH860E2S11 | CTM60C5CGS2 | Z8ES080C16LMPS1 | Split System | 44500 | 18 | 9 | 2 | R-454B | 650
218524148 | FRASER-JOHNSTON | HH860E2S11 | CTU60C5XGS2+TXV | Z8ES080C16LMPS1 | Split System | 44500 | 18 | 9 | 2 | R-454B | 650
218524690 | FRASER-JOHNSTON | HH860E2S11 | CTM60C5CGS2 | Z9ES080C20SMPS1 | Split System | 44500 | 18 | 9 | 2 | R-454B | 650
218524744 | FRASER-JOHNSTON | HH860E2S11 | CTM60D5CGS2+JMVT20DC2N1 |  | Split System | 45000 | 18 | 9 | 2 | R-454B | 650
218524726 | FRASER-JOHNSTON | HH860E2S11 | CTM60D5CGS2 | Z8ES130D20SMPS1 | Split System | 45000 | 18 | 9 | 2 | R-454B | 650
218524516 | FRASER-JOHNSTON | HH860E2S11 | CTF60D5CGS2 | Z8ES130D20LMPS1 | Split System | 45000 | 18 | 9 | 2 | R-454B | 650
218524512 | FRASER-JOHNSTON | HH860E2S11 | CTF60D5CGS2 | Z8ES130D20SMPS1 | Split System | 45000 | 18 | 9 | 2 | R-454B | 650
218524730 | FRASER-JOHNSTON | HH860E2S11 | CTM60D5CGS2 | Z8ES130D20LMPS1 | Split System | 45000 | 18 | 9 | 2 | R-454B | 650
218599842 | KENMORE | HH824E2S11* | CTM36B5ADS2 | Z9ET080B12SMPS1* | Split System | 23000 | 18 | 9 | 2 | R-454B | 650
218600066 | KENMORE | HH836E2S11* | CTF36C5CDS2 | Z8VT120C20SMPC1 | Split System | 33000 | 18 | 9 | 2 | R-454B | 650
218600426 | KENMORE | HH860E2S11* | CTF60C5CGS2 | Z8VT100C20SMPC1 | Split System | 43500 | 18 | 9 | 2 | R-454B | 650
218600427 | KENMORE | HH860E2S11* | CTU60C5XGS2+TXV | Z8VT100C20SMPC1 | Split System | 43500 | 18 | 9 | 2 | R-454B | 650
218600428 | KENMORE | HH860E2S11* | CTF60C5CGS2 | Z8VT120C20SMPC1 | Split System | 43500 | 18 | 9 | 2 | R-454B | 650
218600425 | KENMORE | HH860E2S11* | CTU60C5XGS2+TXV | Z8VT100C16SMPC1 | Split System | 43500 | 18 | 9 | 2 | R-454B | 650
218600443 | KENMORE | HH860E2S11* | CTM60C5CGS2 | Z8VT100C16SMPC1 | Split System | 43500 | 18 | 9 | 2 | R-454B | 650
218600429 | KENMORE | HH860E2S11* | CTU60C5XGS2+TXV | Z8VT120C20SMPC1 | Split System | 43500 | 18 | 9 | 2 | R-454B | 650
218600406 | KENMORE | HH860E2S11* | CTF60C5CGS2 | Z8ES120C16SMPS1* | Split System | 44000 | 18 | 9 | 2 | R-454B | 650
218600408 | KENMORE | HH860E2S11* | CTU60C5XGS2+TXV | Z8ES120C16SMPS1* | Split System | 44000 | 18 | 9 | 2 | R-454B | 650
218600440 | KENMORE | HH860E2S11* | CTM60C5CGS2 | Z8VT080C16SMPC1 | Split System | 44000 | 18 | 9 | 2 | R-454B | 650
218600409 | KENMORE | HH860E2S11* | CTU60C5XGS2+TXV | Z8ES120C16LMPS1* | Split System | 44000 | 18 | 9 | 2 | R-454B | 650
218600442 | KENMORE | HH860E2S11* | CTM60C5CGS2 | Z8VT120C20SMPC1 | Split System | 44000 | 18 | 9 | 2 | R-454B | 650
218600465 | KENMORE | HH860E2S11* | CTM60C5CGS2 | Z8ES100C16LMPS1* | Split System | 44000 | 18 | 9 | 2 | R-454B | 650
218600458 | KENMORE | HH860E2S11* | CTM60C5CGS2 | Z8ES120C16LMPS1* | Split System | 44000 | 18 | 9 | 2 | R-454B | 650
218600393 | KENMORE | HH860E2S11* | CTU60C5XGS2+TXV | Z8ES100C16LMPS1* | Split System | 44000 | 18 | 9 | 2 | R-454B | 650
218600392 | KENMORE | HH860E2S11* | CTU60C5XGS2+TXV | Z8ES100C16SMPS1* | Split System | 44000 | 18 | 9 | 2 | R-454B | 650
218600461 | KENMORE | HH860E2S11* | CTM60C5CGS2 | Z8ES120C16SMPS1* | Split System | 44000 | 18 | 9 | 2 | R-454B | 650
218600462 | KENMORE | HH860E2S11* | CTM60C5CGS2 | Z8ES100C16SMPS1* | Split System | 44000 | 18 | 9 | 2 | R-454B | 650
218600388 | KENMORE | HH860E2S11* | CTU60C5XGS2+TXV | Z8ES080C20SMPS1* | Split System | 44000 | 18 | 9 | 2 | R-454B | 650
218600385 | KENMORE | HH860E2S11* | CTU60C5XGS2+TXV | Z8ES080C20LMPS1* | Split System | 44000 | 18 | 9 | 2 | R-454B | 650
218600445 | KENMORE | HH860E2S11* | CTM60C5CGS2 | Z8ES080C20SMPS1* | Split System | 44000 | 18 | 9 | 2 | R-454B | 650
218600384 | KENMORE | HH860E2S11* | CTF60C5CGS2 | Z8ES080C20SMPS1* | Split System | 44000 | 18 | 9 | 2 | R-454B | 650
218600387 | KENMORE | HH860E2S11* | CTF60C5CGS2 | Z8ES080C20LMPS1* | Split System | 44000 | 18 | 9 | 2 | R-454B | 650
218600415 | KENMORE | HH860E2S11* | CTF60C5CGS2+JMC17C2SN1 |  | Split System | 44500 | 18 | 9 | 2 | R-454B | 650
218600410 | KENMORE | HH860E2S11* | CTU60C5XGS2+JMC17C2SN1+TXV |  | Split System | 44500 | 18 | 9 | 2 | R-454B | 650
218600382 | KENMORE | HH860E2S11* | CTU60C5XGS2+TXV | Z8ES080C16SMPS1* | Split System | 44500 | 18 | 9 | 2 | R-454B | 650
218600381 | KENMORE | HH860E2S11* | CTF60C5CGS2 | Z8ES080C16LMPS1* | Split System | 44500 | 18 | 9 | 2 | R-454B | 650
218600404 | KENMORE | HH860E2S11* | CTU60C5XGS2+TXV | Z8ES100C20SMPS1* | Split System | 44500 | 18 | 9 | 2 | R-454B | 650
218600459 | KENMORE | HH860E2S11* | CTM60C5CGS2 | Z8ES080C16SMPS1* | Split System | 44500 | 18 | 9 | 2 | R-454B | 650
218600460 | KENMORE | HH860E2S11* | CTM60C5CGS2 | Z8ES080C16LMPS1* | Split System | 44500 | 18 | 9 | 2 | R-454B | 650
218600403 | KENMORE | HH860E2S11* | CTF60C5CGS2 | Z8ES100C20LMPS1* | Split System | 44500 | 18 | 9 | 2 | R-454B | 650
218600383 | KENMORE | HH860E2S11* | CTU60C5XGS2+TXV | Z8ES080C16LMPS1* | Split System | 44500 | 18 | 9 | 2 | R-454B | 650
218600456 | KENMORE | HH860E2S11* | CTM60C5CGS2 | Z8ES100C20LMPS1* | Split System | 44500 | 18 | 9 | 2 | R-454B | 650
218600463 | KENMORE | HH860E2S11* | CTM60C5CGS2 | Z9ES080C20SMPS1* | Split System | 44500 | 18 | 9 | 2 | R-454B | 650
218600471 | KENMORE | HH860E2S11* | CTM60D5CGS2 | Z8ES130D20SMPS1* | Split System | 45000 | 18 | 9 | 2 | R-454B | 650
218600469 | KENMORE | HH860E2S11* | CTM60D5CGS2 | Z8ES130D20LMPS1* | Split System | 45000 | 18 | 9 | 2 | R-454B | 650
218600435 | KENMORE | HH860E2S11* | CTF60D5CGS2 | Z8ES130D20SMPS1* | Split System | 45000 | 18 | 9 | 2 | R-454B | 650
218600436 | KENMORE | HH860E2S11* | CTF60D5CGS2 | Z8ES130D20LMPS1* | Split System | 45000 | 18 | 9 | 2 | R-454B | 650
218520235 | LUXAIRE | HH824E2S11 | CTF30A5ADS2 | Z9ES040A10SMPS1 | Split System | 23000 | 18 | 9 | 2 | R-454B | 650
218520619 | LUXAIRE | HH824E2S11 | CTM36B5ADS2 | TL9E060B12UH11 | Split System | 23000 | 18 | 9 | 2 | R-454B | 650
218520607 | LUXAIRE | HH824E2S11 | CTM36B5ADS2 | Z9ET080B12SMPS1 | Split System | 23000 | 18 | 9 | 2 | R-454B | 650
218520199 | LUXAIRE | HH824E2S11 | CTF30A5ADS2 | Z9ES026A08SMPS1 | Split System | 23000 | 18 | 9 | 2 | R-454B | 650
218520399 | LUXAIRE | HH824E2S11 | CTU36B5XDS2+TXV | TM8V080B12MP12 | Split System | 23000 | 18 | 9 | 2 | R-454B | 650
218520395 | LUXAIRE | HH824E2S11 | CTF36B5ADS2 | TM8V080B12MP12 | Split System | 23000 | 18 | 9 | 2 | R-454B | 650
218521857 | LUXAIRE | HH836E2S11 | CTF36C5ADS2 | Z8VT120C20SMPC1 | Split System | 33000 | 18 | 9 | 2 | R-454B | 650
218521861 | LUXAIRE | HH836E2S11 | CTF36C5CDS2 | Z8VT120C20SMPC1 | Split System | 33000 | 18 | 9 | 2 | R-454B | 650
218524555 | LUXAIRE | HH860E2S11 | CTM60C5CGS2 | Z8VT100C16SMPC1 | Split System | 43500 | 18 | 9 | 2 | R-454B | 650
218524443 | LUXAIRE | HH860E2S11 | CTF60C5CGS2 | Z8VT100C20SMPC1 | Split System | 43500 | 18 | 9 | 2 | R-454B | 650
218524435 | LUXAIRE | HH860E2S11 | CTF60C5CGS2 | Z8VT100C16SMPC1 | Split System | 43500 | 18 | 9 | 2 | R-454B | 650
218524547 | LUXAIRE | HH860E2S11 | CTM60C5CGS2 | Z8VT100C20SMPC1 | Split System | 43500 | 18 | 9 | 2 | R-454B | 650
218524447 | LUXAIRE | HH860E2S11 | CTU60C5XGS2+TXV | Z8VT100C20SMPC1 | Split System | 43500 | 18 | 9 | 2 | R-454B | 650
218524455 | LUXAIRE | HH860E2S11 | CTU60C5XGS2+TXV | Z8VT120C20SMPC1 | Split System | 43500 | 18 | 9 | 2 | R-454B | 650
218524451 | LUXAIRE | HH860E2S11 | CTF60C5CGS2 | Z8VT120C20SMPC1 | Split System | 43500 | 18 | 9 | 2 | R-454B | 650
218524439 | LUXAIRE | HH860E2S11 | CTU60C5XGS2+TXV | Z8VT100C16SMPC1 | Split System | 43500 | 18 | 9 | 2 | R-454B | 650
218524323 | LUXAIRE | HH860E2S11 | CTF60C5CGS2 | Z8ES120C16LMPS1 | Split System | 44000 | 18 | 9 | 2 | R-454B | 650
218524551 | LUXAIRE | HH860E2S11 | CTM60C5CGS2 | Z8VT120C20SMPC1 | Split System | 44000 | 18 | 9 | 2 | R-454B | 650
218524327 | LUXAIRE | HH860E2S11 | CTU60C5XGS2+TXV | Z8ES120C16SMPS1 | Split System | 44000 | 18 | 9 | 2 | R-454B | 650
218524319 | LUXAIRE | HH860E2S11 | CTF60C5CGS2 | Z8ES120C16SMPS1 | Split System | 44000 | 18 | 9 | 2 | R-454B | 650
218524331 | LUXAIRE | HH860E2S11 | CTU60C5XGS2+TXV | Z8ES120C16LMPS1 | Split System | 44000 | 18 | 9 | 2 | R-454B | 650
218524459 | LUXAIRE | HH860E2S11 | CTF60C5CGS2 | Z8VT080C16SMPC1 | Split System | 44000 | 18 | 9 | 2 | R-454B | 650
218524463 | LUXAIRE | HH860E2S11 | CTU60C5XGS2+TXV | Z8VT080C16SMPC1 | Split System | 44000 | 18 | 9 | 2 | R-454B | 650
218524255 | LUXAIRE | HH860E2S11 | CTU60C5XGS2+TXV | Z8ES100C16SMPS1 | Split System | 44000 | 18 | 9 | 2 | R-454B | 650
218524685 | LUXAIRE | HH860E2S11 | CTM60C5CGS2 | Z8ES100C16LMPS1 | Split System | 44000 | 18 | 9 | 2 | R-454B | 650
218524259 | LUXAIRE | HH860E2S11 | CTU60C5XGS2+TXV | Z8ES100C16LMPS1 | Split System | 44000 | 18 | 9 | 2 | R-454B | 650
218524681 | LUXAIRE | HH860E2S11 | CTM60C5CGS2 | Z8ES100C16SMPS1 | Split System | 44000 | 18 | 9 | 2 | R-454B | 650
218524251 | LUXAIRE | HH860E2S11 | CTF60C5CGS2 | Z8ES100C16LMPS1 | Split System | 44000 | 18 | 9 | 2 | R-454B | 650
218524247 | LUXAIRE | HH860E2S11 | CTF60C5CGS2 | Z8ES100C16SMPS1 | Split System | 44000 | 18 | 9 | 2 | R-454B | 650
218524651 | LUXAIRE | HH860E2S11 | CTM60C5CGS2 | Z8ES120C16LMPS1 | Split System | 44000 | 18 | 9 | 2 | R-454B | 650
218524647 | LUXAIRE | HH860E2S11 | CTM60C5CGS2 | Z8ES120C16SMPS1 | Split System | 44000 | 18 | 9 | 2 | R-454B | 650
218524155 | LUXAIRE | HH860E2S11 | CTF60C5CGS2 | Z8ES080C20LMPS1 | Split System | 44000 | 18 | 9 | 2 | R-454B | 650
218524571 | LUXAIRE | HH860E2S11 | CTM60C5CGS2 | Z8ES080C20LMPS1 | Split System | 44000 | 18 | 9 | 2 | R-454B | 650
218524151 | LUXAIRE | HH860E2S11 | CTF60C5CGS2 | Z8ES080C20SMPS1 | Split System | 44000 | 18 | 9 | 2 | R-454B | 650
218524567 | LUXAIRE | HH860E2S11 | CTM60C5CGS2 | Z8ES080C20SMPS1 | Split System | 44000 | 18 | 9 | 2 | R-454B | 650
218524163 | LUXAIRE | HH860E2S11 | CTU60C5XGS2+TXV | Z8ES080C20LMPS1 | Split System | 44000 | 18 | 9 | 2 | R-454B | 650
218524159 | LUXAIRE | HH860E2S11 | CTU60C5XGS2+TXV | Z8ES080C20SMPS1 | Split System | 44000 | 18 | 9 | 2 | R-454B | 650
218524351 | LUXAIRE | HH860E2S11 | CTF60C5CGS2+JMC17C2SN1 |  | Split System | 44500 | 18 | 9 | 2 | R-454B | 650
218524359 | LUXAIRE | HH860E2S11 | CTF60C5CGS2+JMVT17CC2N1 |  | Split System | 44500 | 18 | 9 | 2 | R-454B | 650
218524363 | LUXAIRE | HH860E2S11 | CTU60C5XGS2+JMVT17CC2N1+TXV |  | Split System | 44500 | 18 | 9 | 2 | R-454B | 650
218524355 | LUXAIRE | HH860E2S11 | CTU60C5XGS2+JMC17C2SN1+TXV |  | Split System | 44500 | 18 | 9 | 2 | R-454B | 650
218524303 | LUXAIRE | HH860E2S11 | CTF60C5CGS2 | Z8ES100C20SMPS1 | Split System | 44500 | 18 | 9 | 2 | R-454B | 650
218524621 | LUXAIRE | HH860E2S11 | CTM60C5CGS2 | Z8ES100C20LMPS1 | Split System | 44500 | 18 | 9 | 2 | R-454B | 650
218524139 | LUXAIRE | HH860E2S11 | CTF60C5CGS2 | Z8ES080C16LMPS1 | Split System | 44500 | 18 | 9 | 2 | R-454B | 650
218524307 | LUXAIRE | HH860E2S11 | CTF60C5CGS2 | Z8ES100C20LMPS1 | Split System | 44500 | 18 | 9 | 2 | R-454B | 650
218524315 | LUXAIRE | HH860E2S11 | CTU60C5XGS2+TXV | Z8ES100C20LMPS1 | Split System | 44500 | 18 | 9 | 2 | R-454B | 650
218524617 | LUXAIRE | HH860E2S11 | CTM60C5CGS2 | Z8ES100C20SMPS1 | Split System | 44500 | 18 | 9 | 2 | R-454B | 650
218524639 | LUXAIRE | HH860E2S11 | CTM60C5CGS2 | Z8ES080C16SMPS1 | Split System | 44500 | 18 | 9 | 2 | R-454B | 650
218524135 | LUXAIRE | HH860E2S11 | CTF60C5CGS2 | Z8ES080C16SMPS1 | Split System | 44500 | 18 | 9 | 2 | R-454B | 650
218524143 | LUXAIRE | HH860E2S11 | CTU60C5XGS2+TXV | Z8ES080C16SMPS1 | Split System | 44500 | 18 | 9 | 2 | R-454B | 650
218524643 | LUXAIRE | HH860E2S11 | CTM60C5CGS2 | Z8ES080C16LMPS1 | Split System | 44500 | 18 | 9 | 2 | R-454B | 650
218524147 | LUXAIRE | HH860E2S11 | CTU60C5XGS2+TXV | Z8ES080C16LMPS1 | Split System | 44500 | 18 | 9 | 2 | R-454B | 650
218524311 | LUXAIRE | HH860E2S11 | CTU60C5XGS2+TXV | Z8ES100C20SMPS1 | Split System | 44500 | 18 | 9 | 2 | R-454B | 650
218524689 | LUXAIRE | HH860E2S11 | CTM60C5CGS2 | Z9ES080C20SMPS1 | Split System | 44500 | 18 | 9 | 2 | R-454B | 650
218524743 | LUXAIRE | HH860E2S11 | CTM60D5CGS2+JMVT20DC2N1 |  | Split System | 45000 | 18 | 9 | 2 | R-454B | 650
218524729 | LUXAIRE | HH860E2S11 | CTM60D5CGS2 | Z8ES130D20LMPS1 | Split System | 45000 | 18 | 9 | 2 | R-454B | 650
218524515 | LUXAIRE | HH860E2S11 | CTF60D5CGS2 | Z8ES130D20LMPS1 | Split System | 45000 | 18 | 9 | 2 | R-454B | 650
218524725 | LUXAIRE | HH860E2S11 | CTM60D5CGS2 | Z8ES130D20SMPS1 | Split System | 45000 | 18 | 9 | 2 | R-454B | 650
218524511 | LUXAIRE | HH860E2S11 | CTF60D5CGS2 | Z8ES130D20SMPS1 | Split System | 45000 | 18 | 9 | 2 | R-454B | 650
218520229 | CHAMPION HEATING AND COOLING | HH824E2S11 | CTF30A5ADS2 | Z9ES060A10SMPS1 | Split System | 23000 | 19 | 9 | 2 | R-454B | 650
218524429 | CHAMPION HEATING AND COOLING | HH860E2S11 | CTF60C5CGS2 | Z8ET120C20LMPS1 | Split System | 44500 | 19 | 9 | 2 | R-454B | 650
218524433 | CHAMPION HEATING AND COOLING | HH860E2S11 | CTU60C5XGS2+TXV | Z8ET120C20LMPS1 | Split System | 44500 | 19 | 9 | 2 | R-454B | 650
218524589 | CHAMPION HEATING AND COOLING | HH860E2S11 | CTM60C5CGS2+JMC16C2SN1 |  | Split System | 45000 | 19 | 9 | 2 | R-454B | 650
218524585 | CHAMPION HEATING AND COOLING | HH860E2S11 | CTM60C5CGS2+JMVT16CC2N1 |  | Split System | 45000 | 19 | 9 | 2 | R-454B | 650
218524173 | CHAMPION HEATING AND COOLING | HH860E2S11 | CTU60C5XGS2+JMVT16CC2N1+TXV |  | Split System | 45000 | 19 | 9 | 2 | R-454B | 650
218524269 | CHAMPION HEATING AND COOLING | HH860E2S11 | CTU60C5XGS2+JMC16C2SN1+TXV |  | Split System | 45000 | 19 | 9 | 2 | R-454B | 650
218524627 | CHAMPION HEATING AND COOLING | HH860E2S11 | CTM60C5CGS2+JMC17C2SN1 |  | Split System | 45000 | 19 | 9 | 2 | R-454B | 650
218524265 | CHAMPION HEATING AND COOLING | HH860E2S11 | CTF60C5CGS2+JMC16C2SN1 |  | Split System | 45000 | 19 | 9 | 2 | R-454B | 650
218524169 | CHAMPION HEATING AND COOLING | HH860E2S11 | CTF60C5CGS2+JMVT16CC2N1 |  | Split System | 45000 | 19 | 9 | 2 | R-454B | 650
218520989 | CHAMPION HEATING AND COOLING | HH860E2S11 | CTM60D5CHS2+JMVT20DC2N1 |  | Split System | 53500 | 19 | 9 | 2 | R-454B | 650
218520951 | CHAMPION HEATING AND COOLING | HH860E2S11 | CTM60C5CHS2 | Z8VT120C20SMPC1 | Split System | 53500 | 19 | 9 | 2 | R-454B | 650
218520767 | CHAMPION HEATING AND COOLING | HH860E2S11 | CTF60C5CHS2+JMVT17CC2N1 |  | Split System | 53500 | 19 | 9 | 2 | R-454B | 650
218520697 | CHAMPION HEATING AND COOLING | HH860E2S11 | CTF60C5CHS2 | Z8VT120C20SMPC1 | Split System | 53500 | 19 | 9 | 2 | R-454B | 650
218520931 | CHAMPION HEATING AND COOLING | HH860E2S11 | CTM60C5CHS2+JMC17C2SN1 |  | Split System | 53500 | 19 | 9 | 2 | R-454B | 650
218520927 | CHAMPION HEATING AND COOLING | HH860E2S11 | CTM60C5CHS2+JMVT17CC2N1 |  | Split System | 53500 | 19 | 9 | 2 | R-454B | 650
218520725 | CHAMPION HEATING AND COOLING | HH860E2S11 | CTF60C5CHS2+JMC17C2SN1 |  | Split System | 53500 | 19 | 9 | 2 | R-454B | 650
218520919 | CHAMPION HEATING AND COOLING | HH860E2S11 | CTM60C5CHS2 | Z8ES100C20SMPS1 | Split System | 53500 | 19 | 9 | 2 | R-454B | 650
218520729 | CHAMPION HEATING AND COOLING | HH860E2S11 | CTF60C5CHS2 | Z8ES100C20SMPS1 | Split System | 53500 | 19 | 9 | 2 | R-454B | 650
218520923 | CHAMPION HEATING AND COOLING | HH860E2S11 | CTM60C5CHS2 | Z8ES100C20LMPS1 | Split System | 53500 | 19 | 9 | 2 | R-454B | 650
218520701 | CHAMPION HEATING AND COOLING | HH860E2S11 | CTF60C5CHS2 | Z8ET100C20LMPS1 | Split System | 54000 | 19 | 9 | 2 | R-454B | 650
218520775 | CHAMPION HEATING AND COOLING | HH860E2S11 | CTF60D5CHS2 | Z8ES130D20SMPS1 | Split System | 54000 | 19 | 9 | 2 | R-454B | 650
218520779 | CHAMPION HEATING AND COOLING | HH860E2S11 | CTF60D5CHS2 | Z8ES130D20LMPS1 | Split System | 54000 | 19 | 9 | 2 | R-454B | 650
218520955 | CHAMPION HEATING AND COOLING | HH860E2S11 | CTM60C5CHS2 | Z8ET100C20LMPS1 | Split System | 54000 | 19 | 9 | 2 | R-454B | 650
218520959 | CHAMPION HEATING AND COOLING | HH860E2S11 | CTM60C5CHS2 | Z8ET120C20LMPS1 | Split System | 54000 | 19 | 9 | 2 | R-454B | 650
218520975 | CHAMPION HEATING AND COOLING | HH860E2S11 | CTM60D5CHS2 | Z8ES130D20LMPS1 | Split System | 54000 | 19 | 9 | 2 | R-454B | 650
218520971 | CHAMPION HEATING AND COOLING | HH860E2S11 | CTM60D5CHS2 | Z8ES130D20SMPS1 | Split System | 54000 | 19 | 9 | 2 | R-454B | 650
218520819 | CHAMPION HEATING AND COOLING | HH860E2S11 | CTF60D5CHS2+JMVT20DC2N1 |  | Split System | 54500 | 19 | 9 | 2 | R-454B | 650
218520226 | COLEMAN | HH824E2S11 | CTF30A5ADS2 | Z9ES060A10SMPS1 | Split System | 23000 | 19 | 9 | 2 | R-454B | 650
218524426 | COLEMAN | HH860E2S11 | CTF60C5CGS2 | Z8ET120C20LMPS1 | Split System | 44500 | 19 | 9 | 2 | R-454B | 650
218524430 | COLEMAN | HH860E2S11 | CTU60C5XGS2+TXV | Z8ET120C20LMPS1 | Split System | 44500 | 19 | 9 | 2 | R-454B | 650
218524582 | COLEMAN | HH860E2S11 | CTM60C5CGS2+JMVT16CC2N1 |  | Split System | 45000 | 19 | 9 | 2 | R-454B | 650
218524586 | COLEMAN | HH860E2S11 | CTM60C5CGS2+JMC16C2SN1 |  | Split System | 45000 | 19 | 9 | 2 | R-454B | 650
218524262 | COLEMAN | HH860E2S11 | CTF60C5CGS2+JMC16C2SN1 |  | Split System | 45000 | 19 | 9 | 2 | R-454B | 650
218524166 | COLEMAN | HH860E2S11 | CTF60C5CGS2+JMVT16CC2N1 |  | Split System | 45000 | 19 | 9 | 2 | R-454B | 650
218524170 | COLEMAN | HH860E2S11 | CTU60C5XGS2+JMVT16CC2N1+TXV |  | Split System | 45000 | 19 | 9 | 2 | R-454B | 650
218524266 | COLEMAN | HH860E2S11 | CTU60C5XGS2+JMC16C2SN1+TXV |  | Split System | 45000 | 19 | 9 | 2 | R-454B | 650
218524624 | COLEMAN | HH860E2S11 | CTM60C5CGS2+JMC17C2SN1 |  | Split System | 45000 | 19 | 9 | 2 | R-454B | 650
218520948 | COLEMAN | HH860E2S11 | CTM60C5CHS2 | Z8VT120C20SMPC1 | Split System | 53500 | 19 | 9 | 2 | R-454B | 650
218520986 | COLEMAN | HH860E2S11 | CTM60D5CHS2+JMVT20DC2N1 |  | Split System | 53500 | 19 | 9 | 2 | R-454B | 650
218520928 | COLEMAN | HH860E2S11 | CTM60C5CHS2+JMC17C2SN1 |  | Split System | 53500 | 19 | 9 | 2 | R-454B | 650
218520924 | COLEMAN | HH860E2S11 | CTM60C5CHS2+JMVT17CC2N1 |  | Split System | 53500 | 19 | 9 | 2 | R-454B | 650
218520694 | COLEMAN | HH860E2S11 | CTF60C5CHS2 | Z8VT120C20SMPC1 | Split System | 53500 | 19 | 9 | 2 | R-454B | 650
218520764 | COLEMAN | HH860E2S11 | CTF60C5CHS2+JMVT17CC2N1 |  | Split System | 53500 | 19 | 9 | 2 | R-454B | 650
218520730 | COLEMAN | HH860E2S11 | CTF60C5CHS2 | Z8ES100C20LMPS1 | Split System | 53500 | 19 | 9 | 2 | R-454B | 650
218520916 | COLEMAN | HH860E2S11 | CTM60C5CHS2 | Z8ES100C20SMPS1 | Split System | 53500 | 19 | 9 | 2 | R-454B | 650
218520726 | COLEMAN | HH860E2S11 | CTF60C5CHS2 | Z8ES100C20SMPS1 | Split System | 53500 | 19 | 9 | 2 | R-454B | 650
218520722 | COLEMAN | HH860E2S11 | CTF60C5CHS2+JMC17C2SN1 |  | Split System | 53500 | 19 | 9 | 2 | R-454B | 650
218520920 | COLEMAN | HH860E2S11 | CTM60C5CHS2 | Z8ES100C20LMPS1 | Split System | 53500 | 19 | 9 | 2 | R-454B | 650
218520776 | COLEMAN | HH860E2S11 | CTF60D5CHS2 | Z8ES130D20LMPS1 | Split System | 54000 | 19 | 9 | 2 | R-454B | 650
218520772 | COLEMAN | HH860E2S11 | CTF60D5CHS2 | Z8ES130D20SMPS1 | Split System | 54000 | 19 | 9 | 2 | R-454B | 650
218520698 | COLEMAN | HH860E2S11 | CTF60C5CHS2 | Z8ET100C20LMPS1 | Split System | 54000 | 19 | 9 | 2 | R-454B | 650
218520952 | COLEMAN | HH860E2S11 | CTM60C5CHS2 | Z8ET100C20LMPS1 | Split System | 54000 | 19 | 9 | 2 | R-454B | 650
218520956 | COLEMAN | HH860E2S11 | CTM60C5CHS2 | Z8ET120C20LMPS1 | Split System | 54000 | 19 | 9 | 2 | R-454B | 650
218520968 | COLEMAN | HH860E2S11 | CTM60D5CHS2 | Z8ES130D20SMPS1 | Split System | 54000 | 19 | 9 | 2 | R-454B | 650
218520972 | COLEMAN | HH860E2S11 | CTM60D5CHS2 | Z8ES130D20LMPS1 | Split System | 54000 | 19 | 9 | 2 | R-454B | 650
218520228 | FRASER-JOHNSTON | HH824E2S11 | CTF30A5ADS2 | Z9ES060A10SMPS1 | Split System | 23000 | 19 | 9 | 2 | R-454B | 650
218524432 | FRASER-JOHNSTON | HH860E2S11 | CTU60C5XGS2+TXV | Z8ET120C20LMPS1 | Split System | 44500 | 19 | 9 | 2 | R-454B | 650
218524588 | FRASER-JOHNSTON | HH860E2S11 | CTM60C5CGS2+JMC16C2SN1 |  | Split System | 45000 | 19 | 9 | 2 | R-454B | 650
218524584 | FRASER-JOHNSTON | HH860E2S11 | CTM60C5CGS2+JMVT16CC2N1 |  | Split System | 45000 | 19 | 9 | 2 | R-454B | 650
218524172 | FRASER-JOHNSTON | HH860E2S11 | CTU60C5XGS2+JMVT16CC2N1+TXV |  | Split System | 45000 | 19 | 9 | 2 | R-454B | 650
218524168 | FRASER-JOHNSTON | HH860E2S11 | CTF60C5CGS2+JMVT16CC2N1 |  | Split System | 45000 | 19 | 9 | 2 | R-454B | 650
218524268 | FRASER-JOHNSTON | HH860E2S11 | CTU60C5XGS2+JMC16C2SN1+TXV |  | Split System | 45000 | 19 | 9 | 2 | R-454B | 650
218524264 | FRASER-JOHNSTON | HH860E2S11 | CTF60C5CGS2+JMC16C2SN1 |  | Split System | 45000 | 19 | 9 | 2 | R-454B | 650
218520930 | FRASER-JOHNSTON | HH860E2S11 | CTM60C5CHS2+JMC17C2SN1 |  | Split System | 53500 | 19 | 9 | 2 | R-454B | 650
218520696 | FRASER-JOHNSTON | HH860E2S11 | CTF60C5CHS2 | Z8VT120C20SMPC1 | Split System | 53500 | 19 | 9 | 2 | R-454B | 650
218520926 | FRASER-JOHNSTON | HH860E2S11 | CTM60C5CHS2+JMVT17CC2N1 |  | Split System | 53500 | 19 | 9 | 2 | R-454B | 650
218520766 | FRASER-JOHNSTON | HH860E2S11 | CTF60C5CHS2+JMVT17CC2N1 |  | Split System | 53500 | 19 | 9 | 2 | R-454B | 650
218520950 | FRASER-JOHNSTON | HH860E2S11 | CTM60C5CHS2 | Z8VT120C20SMPC1 | Split System | 53500 | 19 | 9 | 2 | R-454B | 650
218520988 | FRASER-JOHNSTON | HH860E2S11 | CTM60D5CHS2+JMVT20DC2N1 |  | Split System | 53500 | 19 | 9 | 2 | R-454B | 650
218520728 | FRASER-JOHNSTON | HH860E2S11 | CTF60C5CHS2 | Z8ES100C20SMPS1 | Split System | 53500 | 19 | 9 | 2 | R-454B | 650
218520724 | FRASER-JOHNSTON | HH860E2S11 | CTF60C5CHS2+JMC17C2SN1 |  | Split System | 53500 | 19 | 9 | 2 | R-454B | 650
218520918 | FRASER-JOHNSTON | HH860E2S11 | CTM60C5CHS2 | Z8ES100C20SMPS1 | Split System | 53500 | 19 | 9 | 2 | R-454B | 650
218520922 | FRASER-JOHNSTON | HH860E2S11 | CTM60C5CHS2 | Z8ES100C20LMPS1 | Split System | 53500 | 19 | 9 | 2 | R-454B | 650
218520778 | FRASER-JOHNSTON | HH860E2S11 | CTF60D5CHS2 | Z8ES130D20LMPS1 | Split System | 54000 | 19 | 9 | 2 | R-454B | 650
218520774 | FRASER-JOHNSTON | HH860E2S11 | CTF60D5CHS2 | Z8ES130D20SMPS1 | Split System | 54000 | 19 | 9 | 2 | R-454B | 650
218520954 | FRASER-JOHNSTON | HH860E2S11 | CTM60C5CHS2 | Z8ET100C20LMPS1 | Split System | 54000 | 19 | 9 | 2 | R-454B | 650
218520958 | FRASER-JOHNSTON | HH860E2S11 | CTM60C5CHS2 | Z8ET120C20LMPS1 | Split System | 54000 | 19 | 9 | 2 | R-454B | 650
218520974 | FRASER-JOHNSTON | HH860E2S11 | CTM60D5CHS2 | Z8ES130D20LMPS1 | Split System | 54000 | 19 | 9 | 2 | R-454B | 650
218520970 | FRASER-JOHNSTON | HH860E2S11 | CTM60D5CHS2 | Z8ES130D20SMPS1 | Split System | 54000 | 19 | 9 | 2 | R-454B | 650
218520818 | FRASER-JOHNSTON | HH860E2S11 | CTF60D5CHS2+JMVT20DC2N1 |  | Split System | 54500 | 19 | 9 | 2 | R-454B | 650
218599784 | KENMORE | HH824E2S11* | CTF30A5ADS2 | Z9ES060A10SMPS1* | Split System | 23000 | 19 | 9 | 2 | R-454B | 650
218600423 | KENMORE | HH860E2S11* | CTU60C5XGS2+TXV | Z8ET120C20LMPS1* | Split System | 44500 | 19 | 9 | 2 | R-454B | 650
218600422 | KENMORE | HH860E2S11* | CTF60C5CGS2 | Z8ET120C20LMPS1* | Split System | 44500 | 19 | 9 | 2 | R-454B | 650
218600449 | KENMORE | HH860E2S11* | CTM60C5CGS2+JMC16C2SN1 |  | Split System | 45000 | 19 | 9 | 2 | R-454B | 650
218600395 | KENMORE | HH860E2S11* | CTU60C5XGS2+JMC16C2SN1+TXV |  | Split System | 45000 | 19 | 9 | 2 | R-454B | 650
218600394 | KENMORE | HH860E2S11* | CTF60C5CGS2+JMC16C2SN1 |  | Split System | 45000 | 19 | 9 | 2 | R-454B | 650
218599893 | KENMORE | HH860E2S11* | CTM60C5CHS2 | Z8VT120C20SMPC1 | Split System | 53500 | 19 | 9 | 2 | R-454B | 650
218599864 | KENMORE | HH860E2S11* | CTF60C5CHS2 | Z8ES100C20LMPS1* | Split System | 53500 | 19 | 9 | 2 | R-454B | 650
218599872 | KENMORE | HH860E2S11* | CTF60D5CHS2 | Z8ES130D20LMPS1* | Split System | 54000 | 19 | 9 | 2 | R-454B | 650
218599857 | KENMORE | HH860E2S11* | CTF60C5CHS2 | Z8ET100C20LMPS1* | Split System | 54000 | 19 | 9 | 2 | R-454B | 650
218599894 | KENMORE | HH860E2S11* | CTM60C5CHS2 | Z8ET100C20LMPS1* | Split System | 54000 | 19 | 9 | 2 | R-454B | 650
218520227 | LUXAIRE | HH824E2S11 | CTF30A5ADS2 | Z9ES060A10SMPS1 | Split System | 23000 | 19 | 9 | 2 | R-454B | 650
218524427 | LUXAIRE | HH860E2S11 | CTF60C5CGS2 | Z8ET120C20LMPS1 | Split System | 44500 | 19 | 9 | 2 | R-454B | 650
218524431 | LUXAIRE | HH860E2S11 | CTU60C5XGS2+TXV | Z8ET120C20LMPS1 | Split System | 44500 | 19 | 9 | 2 | R-454B | 650
218524587 | LUXAIRE | HH860E2S11 | CTM60C5CGS2+JMC16C2SN1 |  | Split System | 45000 | 19 | 9 | 2 | R-454B | 650
218524583 | LUXAIRE | HH860E2S11 | CTM60C5CGS2+JMVT16CC2N1 |  | Split System | 45000 | 19 | 9 | 2 | R-454B | 650
218524625 | LUXAIRE | HH860E2S11 | CTM60C5CGS2+JMC17C2SN1 |  | Split System | 45000 | 19 | 9 | 2 | R-454B | 650
218524171 | LUXAIRE | HH860E2S11 | CTU60C5XGS2+JMVT16CC2N1+TXV |  | Split System | 45000 | 19 | 9 | 2 | R-454B | 650
218524263 | LUXAIRE | HH860E2S11 | CTF60C5CGS2+JMC16C2SN1 |  | Split System | 45000 | 19 | 9 | 2 | R-454B | 650
218524267 | LUXAIRE | HH860E2S11 | CTU60C5XGS2+JMC16C2SN1+TXV |  | Split System | 45000 | 19 | 9 | 2 | R-454B | 650
218524167 | LUXAIRE | HH860E2S11 | CTF60C5CGS2+JMVT16CC2N1 |  | Split System | 45000 | 19 | 9 | 2 | R-454B | 650
218520987 | LUXAIRE | HH860E2S11 | CTM60D5CHS2+JMVT20DC2N1 |  | Split System | 53500 | 19 | 9 | 2 | R-454B | 650
218520949 | LUXAIRE | HH860E2S11 | CTM60C5CHS2 | Z8VT120C20SMPC1 | Split System | 53500 | 19 | 9 | 2 | R-454B | 650
218520765 | LUXAIRE | HH860E2S11 | CTF60C5CHS2+JMVT17CC2N1 |  | Split System | 53500 | 19 | 9 | 2 | R-454B | 650
218520925 | LUXAIRE | HH860E2S11 | CTM60C5CHS2+JMVT17CC2N1 |  | Split System | 53500 | 19 | 9 | 2 | R-454B | 650
218520695 | LUXAIRE | HH860E2S11 | CTF60C5CHS2 | Z8VT120C20SMPC1 | Split System | 53500 | 19 | 9 | 2 | R-454B | 650
218520929 | LUXAIRE | HH860E2S11 | CTM60C5CHS2+JMC17C2SN1 |  | Split System | 53500 | 19 | 9 | 2 | R-454B | 650
218520723 | LUXAIRE | HH860E2S11 | CTF60C5CHS2+JMC17C2SN1 |  | Split System | 53500 | 19 | 9 | 2 | R-454B | 650
218520917 | LUXAIRE | HH860E2S11 | CTM60C5CHS2 | Z8ES100C20SMPS1 | Split System | 53500 | 19 | 9 | 2 | R-454B | 650
218520731 | LUXAIRE | HH860E2S11 | CTF60C5CHS2 | Z8ES100C20LMPS1 | Split System | 53500 | 19 | 9 | 2 | R-454B | 650
218520921 | LUXAIRE | HH860E2S11 | CTM60C5CHS2 | Z8ES100C20LMPS1 | Split System | 53500 | 19 | 9 | 2 | R-454B | 650
218520727 | LUXAIRE | HH860E2S11 | CTF60C5CHS2 | Z8ES100C20SMPS1 | Split System | 53500 | 19 | 9 | 2 | R-454B | 650
218520699 | LUXAIRE | HH860E2S11 | CTF60C5CHS2 | Z8ET100C20LMPS1 | Split System | 54000 | 19 | 9 | 2 | R-454B | 650
218520773 | LUXAIRE | HH860E2S11 | CTF60D5CHS2 | Z8ES130D20SMPS1 | Split System | 54000 | 19 | 9 | 2 | R-454B | 650
218520777 | LUXAIRE | HH860E2S11 | CTF60D5CHS2 | Z8ES130D20LMPS1 | Split System | 54000 | 19 | 9 | 2 | R-454B | 650
218520957 | LUXAIRE | HH860E2S11 | CTM60C5CHS2 | Z8ET120C20LMPS1 | Split System | 54000 | 19 | 9 | 2 | R-454B | 650
218520953 | LUXAIRE | HH860E2S11 | CTM60C5CHS2 | Z8ET100C20LMPS1 | Split System | 54000 | 19 | 9 | 2 | R-454B | 650
218520969 | LUXAIRE | HH860E2S11 | CTM60D5CHS2 | Z8ES130D20SMPS1 | Split System | 54000 | 19 | 9 | 2 | R-454B | 650
218520973 | LUXAIRE | HH860E2S11 | CTM60D5CHS2 | Z8ES130D20LMPS1 | Split System | 54000 | 19 | 9 | 2 | R-454B | 650
218331937 | AMERICAN STANDARD | 5A6H7048A1 | 5TXCD008AS3+P0V0C000M50SD |  | Split System | 43500 | 16.5 | 9 | 2.2 | R-454B | 650
218524537 | CHAMPION HEATING AND COOLING | HH860E2S11 | CTM60C5CGS2 | Z8ET100C20LMPS1 | Split System | 45500 | 17 | 9.5 | 2 | R-454B | 650
218524534 | COLEMAN | HH860E2S11 | CTM60C5CGS2 | Z8ET100C20LMPS1 | Split System | 45500 | 17 | 9.5 | 2 | R-454B | 650
218524536 | FRASER-JOHNSTON | HH860E2S11 | CTM60C5CGS2 | Z8ET100C20LMPS1 | Split System | 45500 | 17 | 9.5 | 2 | R-454B | 650
218524535 | LUXAIRE | HH860E2S11 | CTM60C5CGS2 | Z8ET100C20LMPS1 | Split System | 45500 | 17 | 9.5 | 2 | R-454B | 650
218521621 | CHAMPION HEATING AND COOLING | HH836E2S11 | CTM48C5CFS2 | Z9ET100C16SMPS1 | Split System | 32400 | 19 | 9.5 | 2 | R-454B | 650
218522179 | CHAMPION HEATING AND COOLING | HH836E2S11 | CTU48C5XFS2+TXV | Z9ET100C16SMPS1 | Split System | 33400 | 19 | 9.5 | 2 | R-454B | 650
218522175 | CHAMPION HEATING AND COOLING | HH836E2S11 | CTF48C5CFS2 | Z9ET100C16SMPS1 | Split System | 33400 | 19 | 9.5 | 2 | R-454B | 650
218522187 | CHAMPION HEATING AND COOLING | HH836E2S11 | CTU48C5XFS2+TXV | Z9ET080C16SMPS1 | Split System | 33800 | 19 | 9.5 | 2 | R-454B | 650
218521617 | CHAMPION HEATING AND COOLING | HH836E2S11 | CTM48C5CFS2 | Z9ET080C16SMPS1 | Split System | 33800 | 19 | 9.5 | 2 | R-454B | 650
218522183 | CHAMPION HEATING AND COOLING | HH836E2S11 | CTF48C5CFS2 | Z9ET080C16SMPS1 | Split System | 33800 | 19 | 9.5 | 2 | R-454B | 650
218521618 | COLEMAN | HH836E2S11 | CTM48C5CFS2 | Z9ET100C16SMPS1 | Split System | 32400 | 19 | 9.5 | 2 | R-454B | 650
218522172 | COLEMAN | HH836E2S11 | CTF48C5CFS2 | Z9ET100C16SMPS1 | Split System | 33400 | 19 | 9.5 | 2 | R-454B | 650
218522176 | COLEMAN | HH836E2S11 | CTU48C5XFS2+TXV | Z9ET100C16SMPS1 | Split System | 33400 | 19 | 9.5 | 2 | R-454B | 650
218521614 | COLEMAN | HH836E2S11 | CTM48C5CFS2 | Z9ET080C16SMPS1 | Split System | 33800 | 19 | 9.5 | 2 | R-454B | 650
218522184 | COLEMAN | HH836E2S11 | CTU48C5XFS2+TXV | Z9ET080C16SMPS1 | Split System | 33800 | 19 | 9.5 | 2 | R-454B | 650
218522180 | COLEMAN | HH836E2S11 | CTF48C5CFS2 | Z9ET080C16SMPS1 | Split System | 33800 | 19 | 9.5 | 2 | R-454B | 650
218521620 | FRASER-JOHNSTON | HH836E2S11 | CTM48C5CFS2 | Z9ET100C16SMPS1 | Split System | 32400 | 19 | 9.5 | 2 | R-454B | 650
218522178 | FRASER-JOHNSTON | HH836E2S11 | CTU48C5XFS2+TXV | Z9ET100C16SMPS1 | Split System | 33400 | 19 | 9.5 | 2 | R-454B | 650
218522174 | FRASER-JOHNSTON | HH836E2S11 | CTF48C5CFS2 | Z9ET100C16SMPS1 | Split System | 33400 | 19 | 9.5 | 2 | R-454B | 650
218522182 | FRASER-JOHNSTON | HH836E2S11 | CTF48C5CFS2 | Z9ET080C16SMPS1 | Split System | 33800 | 19 | 9.5 | 2 | R-454B | 650
218521616 | FRASER-JOHNSTON | HH836E2S11 | CTM48C5CFS2 | Z9ET080C16SMPS1 | Split System | 33800 | 19 | 9.5 | 2 | R-454B | 650
218522186 | FRASER-JOHNSTON | HH836E2S11 | CTU48C5XFS2+TXV | Z9ET080C16SMPS1 | Split System | 33800 | 19 | 9.5 | 2 | R-454B | 650
218599998 | KENMORE | HH836E2S11* | CTM48C5AFS2 | Z9ET100C16SMPS1 | Split System | 32400 | 19 | 9.5 | 2 | R-454B | 650
218599999 | KENMORE | HH836E2S11* | CTM48C5CFS2 | Z9ET100C16SMPS1 | Split System | 32400 | 19 | 9.5 | 2 | R-454B | 650
218600110 | KENMORE | HH836E2S11* | CTU48C5XFS2+TXV | Z9ET100C16SMPS1 | Split System | 33400 | 19 | 9.5 | 2 | R-454B | 650
218600108 | KENMORE | HH836E2S11* | CTF48C5AFS2 | Z9ET100C16SMPS1 | Split System | 33400 | 19 | 9.5 | 2 | R-454B | 650
218600109 | KENMORE | HH836E2S11* | CTF48C5CFS2 | Z9ET100C16SMPS1 | Split System | 33400 | 19 | 9.5 | 2 | R-454B | 650
218600112 | KENMORE | HH836E2S11* | CTF48C5CFS2 | Z9ET080C16SMPS1 | Split System | 33800 | 19 | 9.5 | 2 | R-454B | 650
218599997 | KENMORE | HH836E2S11* | CTM48C5CFS2 | Z9ET080C16SMPS1 | Split System | 33800 | 19 | 9.5 | 2 | R-454B | 650
218600111 | KENMORE | HH836E2S11* | CTF48C5AFS2 | Z9ET080C16SMPS1 | Split System | 33800 | 19 | 9.5 | 2 | R-454B | 650
218521619 | LUXAIRE | HH836E2S11 | CTM48C5CFS2 | Z9ET100C16SMPS1 | Split System | 32400 | 19 | 9.5 | 2 | R-454B | 650
218522173 | LUXAIRE | HH836E2S11 | CTF48C5CFS2 | Z9ET100C16SMPS1 | Split System | 33400 | 19 | 9.5 | 2 | R-454B | 650
218522177 | LUXAIRE | HH836E2S11 | CTU48C5XFS2+TXV | Z9ET100C16SMPS1 | Split System | 33400 | 19 | 9.5 | 2 | R-454B | 650
218522181 | LUXAIRE | HH836E2S11 | CTF48C5CFS2 | Z9ET080C16SMPS1 | Split System | 33800 | 19 | 9.5 | 2 | R-454B | 650
218521615 | LUXAIRE | HH836E2S11 | CTM48C5CFS2 | Z9ET080C16SMPS1 | Split System | 33800 | 19 | 9.5 | 2 | R-454B | 650
218522185 | LUXAIRE | HH836E2S11 | CTU48C5XFS2+TXV | Z9ET080C16SMPS1 | Split System | 33800 | 19 | 9.5 | 2 | R-454B | 650
218520253 | CHAMPION HEATING AND COOLING | HH824E2S11 | CTF30B5ACS2 | Z9ES060B12SMPS1 | Split System | 23000 | 17 | 9.5 | 2 | R-454B | 650
218520257 | CHAMPION HEATING AND COOLING | HH824E2S11 | CTU30B5XCS2+TXV | Z9ES060B12SMPS1 | Split System | 23000 | 17 | 9.5 | 2 | R-454B | 650
218520593 | CHAMPION HEATING AND COOLING | HH824E2S11 | CTM30B5ACS2 | Z9ES060B12SMPS1 | Split System | 23000 | 17 | 9.5 | 2 | R-454B | 650
218520250 | COLEMAN | HH824E2S11 | CTF30B5ACS2 | Z9ES060B12SMPS1 | Split System | 23000 | 17 | 9.5 | 2 | R-454B | 650
218520590 | COLEMAN | HH824E2S11 | CTM30B5ACS2 | Z9ES060B12SMPS1 | Split System | 23000 | 17 | 9.5 | 2 | R-454B | 650
218520254 | COLEMAN | HH824E2S11 | CTU30B5XCS2+TXV | Z9ES060B12SMPS1 | Split System | 23000 | 17 | 9.5 | 2 | R-454B | 650
218520256 | FRASER-JOHNSTON | HH824E2S11 | CTU30B5XCS2+TXV | Z9ES060B12SMPS1 | Split System | 23000 | 17 | 9.5 | 2 | R-454B | 650
218520592 | FRASER-JOHNSTON | HH824E2S11 | CTM30B5ACS2 | Z9ES060B12SMPS1 | Split System | 23000 | 17 | 9.5 | 2 | R-454B | 650
218520252 | FRASER-JOHNSTON | HH824E2S11 | CTF30B5ACS2 | Z9ES060B12SMPS1 | Split System | 23000 | 17 | 9.5 | 2 | R-454B | 650
218599839 | KENMORE | HH824E2S11* | CTM30B5ACS2 | Z9ES060B12SMPS1* | Split System | 23000 | 17 | 9.5 | 2 | R-454B | 650
218599791 | KENMORE | HH824E2S11* | CTU30B5XCS2+TXV | Z9ES060B12SMPS1* | Split System | 23000 | 17 | 9.5 | 2 | R-454B | 650
218599790 | KENMORE | HH824E2S11* | CTF30B5ACS2 | Z9ES060B12SMPS1* | Split System | 23000 | 17 | 9.5 | 2 | R-454B | 650
218520255 | LUXAIRE | HH824E2S11 | CTU30B5XCS2+TXV | Z9ES060B12SMPS1 | Split System | 23000 | 17 | 9.5 | 2 | R-454B | 650
218520591 | LUXAIRE | HH824E2S11 | CTM30B5ACS2 | Z9ES060B12SMPS1 | Split System | 23000 | 17 | 9.5 | 2 | R-454B | 650
218520251 | LUXAIRE | HH824E2S11 | CTF30B5ACS2 | Z9ES060B12SMPS1 | Split System | 23000 | 17 | 9.5 | 2 | R-454B | 650
218520365 | CHAMPION HEATING AND COOLING | HH824E2S11 | CTF30B5ACS2 | Z9ET060B12SMPS1 | Split System | 23000 | 18 | 9.5 | 2 | R-454B | 650
218520369 | CHAMPION HEATING AND COOLING | HH824E2S11 | CTU30B5XCS2+TXV | Z9ET060B12SMPS1 | Split System | 23000 | 18 | 9.5 | 2 | R-454B | 650
218520541 | CHAMPION HEATING AND COOLING | HH824E2S11 | CTM30B5ACS2 | Z9ET060B12SMPS1 | Split System | 23000 | 18 | 9.5 | 2 | R-454B | 650
218520362 | COLEMAN | HH824E2S11 | CTF30B5ACS2 | Z9ET060B12SMPS1 | Split System | 23000 | 18 | 9.5 | 2 | R-454B | 650
218520538 | COLEMAN | HH824E2S11 | CTM30B5ACS2 | Z9ET060B12SMPS1 | Split System | 23000 | 18 | 9.5 | 2 | R-454B | 650
218520364 | FRASER-JOHNSTON | HH824E2S11 | CTF30B5ACS2 | Z9ET060B12SMPS1 | Split System | 23000 | 18 | 9.5 | 2 | R-454B | 650
218520540 | FRASER-JOHNSTON | HH824E2S11 | CTM30B5ACS2 | Z9ET060B12SMPS1 | Split System | 23000 | 18 | 9.5 | 2 | R-454B | 650
218520368 | FRASER-JOHNSTON | HH824E2S11 | CTU30B5XCS2+TXV | Z9ET060B12SMPS1 | Split System | 23000 | 18 | 9.5 | 2 | R-454B | 650
218599804 | KENMORE | HH824E2S11* | CTF30B5ACS2 | Z9ET060B12SMPS1* | Split System | 23000 | 18 | 9.5 | 2 | R-454B | 650
218599832 | KENMORE | HH824E2S11* | CTM30B5ACS2 | Z9ET060B12SMPS1* | Split System | 23000 | 18 | 9.5 | 2 | R-454B | 650
218520539 | LUXAIRE | HH824E2S11 | CTM30B5ACS2 | Z9ET060B12SMPS1 | Split System | 23000 | 18 | 9.5 | 2 | R-454B | 650
218520363 | LUXAIRE | HH824E2S11 | CTF30B5ACS2 | Z9ET060B12SMPS1 | Split System | 23000 | 18 | 9.5 | 2 | R-454B | 650
218521783 | CHAMPION HEATING AND COOLING | HH836E2S11 | CTM48C5CFS2 | Z8VT120C20SMPC1 | Split System | 32800 | 19 | 9.5 | 2 | R-454B | 650
218521780 | COLEMAN | HH836E2S11 | CTM48C5CFS2 | Z8VT120C20SMPC1 | Split System | 32800 | 19 | 9.5 | 2 | R-454B | 650
218521782 | FRASER-JOHNSTON | HH836E2S11 | CTM48C5CFS2 | Z8VT120C20SMPC1 | Split System | 32800 | 19 | 9.5 | 2 | R-454B | 650
218600040 | KENMORE | HH836E2S11* | CTM48C5AFS2 | Z8VT120C20SMPC1 | Split System | 32800 | 19 | 9.5 | 2 | R-454B | 650
218600041 | KENMORE | HH836E2S11* | CTM48C5CFS2 | Z8VT120C20SMPC1 | Split System | 32800 | 19 | 9.5 | 2 | R-454B | 650
218521781 | LUXAIRE | HH836E2S11 | CTM48C5CFS2 | Z8VT120C20SMPC1 | Split System | 32800 | 19 | 9.5 | 2 | R-454B | 650
218520315 | CHAMPION HEATING AND COOLING | HH824E2S11 | CTU30B5XCS2+TXV | TP9C060B12MP13 | Split System | 23000 | 17 | 9.5 | 2 | R-454B | 650
218520565 | CHAMPION HEATING AND COOLING | HH824E2S11 | CTM30B5ACS2 | TP9C060B12MP13 | Split System | 23000 | 17 | 9.5 | 2 | R-454B | 650
218520321 | CHAMPION HEATING AND COOLING | HH824E2S11 | CTF30B5ACS2 | TL9E060B12UH11 | Split System | 23000 | 17 | 9.5 | 2 | R-454B | 650
218520489 | CHAMPION HEATING AND COOLING | HH824E2S11 | CTU36B5XDS2+TXV | Z9ES060B12SMPS1 | Split System | 23000 | 17 | 9.5 | 2 | R-454B | 650
218520305 | CHAMPION HEATING AND COOLING | HH824E2S11 | CTF30B5ACS2 | TP9C060B12MP13 | Split System | 23000 | 17 | 9.5 | 2 | R-454B | 650
218520485 | CHAMPION HEATING AND COOLING | HH824E2S11 | CTF36B5ADS2 | Z9ES060B12SMPS1 | Split System | 23000 | 17 | 9.5 | 2 | R-454B | 650
218520355 | CHAMPION HEATING AND COOLING | HH824E2S11 | CTU30B5XCS2+TXV | TM9V080B12MP12 | Split System | 23000 | 17 | 9.5 | 2 | R-454B | 650
218520325 | CHAMPION HEATING AND COOLING | HH824E2S11 | CTU30B5XCS2+TXV | TL9E060B12UH11 | Split System | 23000 | 17 | 9.5 | 2 | R-454B | 650
218520571 | CHAMPION HEATING AND COOLING | HH824E2S11 | CTM30B5ACS2 | TM9V080B12MP12 | Split System | 23000 | 17 | 9.5 | 2 | R-454B | 650
218520589 | CHAMPION HEATING AND COOLING | HH824E2S11 | CTM30B5ACS2 | TL9E060B12UH11 | Split System | 23000 | 17 | 9.5 | 2 | R-454B | 650
218520575 | CHAMPION HEATING AND COOLING | HH824E2S11 | CTM30B5ACS2 | TP9C080B12MP13 | Split System | 23000 | 17 | 9.5 | 2 | R-454B | 650
218520359 | CHAMPION HEATING AND COOLING | HH824E2S11 | CTU30B5XCS2+TXV | TP9C080B12MP13 | Split System | 23000 | 17 | 9.5 | 2 | R-454B | 650
218520261 | CHAMPION HEATING AND COOLING | HH824E2S11 | CTF30B5ACS2 | Z9ES080B12SMPS1 | Split System | 23000 | 17 | 9.5 | 2 | R-454B | 650
218520685 | CHAMPION HEATING AND COOLING | HH824E2S11 | CTM36B5ADS2 | Z9ES060B12SMPS1 | Split System | 23000 | 17 | 9.5 | 2 | R-454B | 650
218520329 | CHAMPION HEATING AND COOLING | HH824E2S11 | CTF30B5ACS2 | TM8V080B12MP12 | Split System | 23000 | 17 | 9.5 | 2 | R-454B | 650
218520311 | CHAMPION HEATING AND COOLING | HH824E2S11 | CTU30B5XCS2+TXV | TM9V060B12MP12 | Split System | 23000 | 17 | 9.5 | 2 | R-454B | 650
218520597 | CHAMPION HEATING AND COOLING | HH824E2S11 | CTM30B5ACS2 | TM8V080B12MP12 | Split System | 23000 | 17 | 9.5 | 2 | R-454B | 650
218520345 | CHAMPION HEATING AND COOLING | HH824E2S11 | CTF30B5ACS2 | TM9V080B12MP12 | Split System | 23000 | 17 | 9.5 | 2 | R-454B | 650
218520561 | CHAMPION HEATING AND COOLING | HH824E2S11 | CTM30B5ACS2 | TM9V060B12MP12 | Split System | 23000 | 17 | 9.5 | 2 | R-454B | 650
218520301 | CHAMPION HEATING AND COOLING | HH824E2S11 | CTF30B5ACS2 | TM9V060B12MP12 | Split System | 23000 | 17 | 9.5 | 2 | R-454B | 650
218520333 | CHAMPION HEATING AND COOLING | HH824E2S11 | CTU30B5XCS2+TXV | TM8V080B12MP12 | Split System | 23000 | 17 | 9.5 | 2 | R-454B | 650
218520349 | CHAMPION HEATING AND COOLING | HH824E2S11 | CTF30B5ACS2 | TP9C080B12MP13 | Split System | 23000 | 17 | 9.5 | 2 | R-454B | 650
218520562 | COLEMAN | HH824E2S11 | CTM30B5ACS2 | TP9C060B12MP13 | Split System | 23000 | 17 | 9.5 | 2 | R-454B | 650
218520326 | COLEMAN | HH824E2S11 | CTF30B5ACS2 | TM8V080B12MP12 | Split System | 23000 | 17 | 9.5 | 2 | R-454B | 650
218520576 | COLEMAN | HH824E2S11 | CTM30B5ACS2 | CP9C080B12MP13 | Split System | 23000 | 17 | 9.5 | 2 | R-454B | 650
218520568 | COLEMAN | HH824E2S11 | CTM30B5ACS2 | TM9V080B12MP12 | Split System | 23000 | 17 | 9.5 | 2 | R-454B | 650
218520682 | COLEMAN | HH824E2S11 | CTM36B5ADS2 | Z9ES060B12SMPS1 | Split System | 23000 | 17 | 9.5 | 2 | R-454B | 650
218520330 | COLEMAN | HH824E2S11 | CTU30B5XCS2+TXV | TM8V080B12MP12 | Split System | 23000 | 17 | 9.5 | 2 | R-454B | 650
218520594 | COLEMAN | HH824E2S11 | CTM30B5ACS2 | TM8V080B12MP12 | Split System | 23000 | 17 | 9.5 | 2 | R-454B | 650
218520312 | COLEMAN | HH824E2S11 | CTU30B5XCS2+TXV | TP9C060B12MP13 | Split System | 23000 | 17 | 9.5 | 2 | R-454B | 650
218520258 | COLEMAN | HH824E2S11 | CTF30B5ACS2 | Z9ES080B12SMPS1 | Split System | 23000 | 17 | 9.5 | 2 | R-454B | 650
218520308 | COLEMAN | HH824E2S11 | CTU30B5XCS2+TXV | TM9V060B12MP12 | Split System | 23000 | 17 | 9.5 | 2 | R-454B | 650
218520316 | COLEMAN | HH824E2S11 | CTU30B5XCS2+TXV | CP9C060B12MP13 | Split System | 23000 | 17 | 9.5 | 2 | R-454B | 650
218520306 | COLEMAN | HH824E2S11 | CTF30B5ACS2 | CP9C060B12MP13 | Split System | 23000 | 17 | 9.5 | 2 | R-454B | 650
218520322 | COLEMAN | HH824E2S11 | CTU30B5XCS2+TXV | TL9E060B12UH11 | Split System | 23000 | 17 | 9.5 | 2 | R-454B | 650
218520482 | COLEMAN | HH824E2S11 | CTF36B5ADS2 | Z9ES060B12SMPS1 | Split System | 23000 | 17 | 9.5 | 2 | R-454B | 650
218520558 | COLEMAN | HH824E2S11 | CTM30B5ACS2 | TM9V060B12MP12 | Split System | 23000 | 17 | 9.5 | 2 | R-454B | 650
218520572 | COLEMAN | HH824E2S11 | CTM30B5ACS2 | TP9C080B12MP13 | Split System | 23000 | 17 | 9.5 | 2 | R-454B | 650
218520566 | COLEMAN | HH824E2S11 | CTM30B5ACS2 | CP9C060B12MP13 | Split System | 23000 | 17 | 9.5 | 2 | R-454B | 650
218520586 | COLEMAN | HH824E2S11 | CTM30B5ACS2 | TL9E060B12UH11 | Split System | 23000 | 17 | 9.5 | 2 | R-454B | 650
218520302 | COLEMAN | HH824E2S11 | CTF30B5ACS2 | TP9C060B12MP13 | Split System | 23000 | 17 | 9.5 | 2 | R-454B | 650
218520318 | COLEMAN | HH824E2S11 | CTF30B5ACS2 | TL9E060B12UH11 | Split System | 23000 | 17 | 9.5 | 2 | R-454B | 650
218520352 | COLEMAN | HH824E2S11 | CTU30B5XCS2+TXV | TM9V080B12MP12 | Split System | 23000 | 17 | 9.5 | 2 | R-454B | 650
218520486 | COLEMAN | HH824E2S11 | CTU36B5XDS2+TXV | Z9ES060B12SMPS1 | Split System | 23000 | 17 | 9.5 | 2 | R-454B | 650
218520262 | COLEMAN | HH824E2S11 | CTU30B5XCS2+TXV | Z9ES080B12SMPS1 | Split System | 23000 | 17 | 9.5 | 2 | R-454B | 650
218520346 | COLEMAN | HH824E2S11 | CTF30B5ACS2 | TP9C080B12MP13 | Split System | 23000 | 17 | 9.5 | 2 | R-454B | 650
218520360 | COLEMAN | HH824E2S11 | CTU30B5XCS2+TXV | CP9C080B12MP13 | Split System | 23000 | 17 | 9.5 | 2 | R-454B | 650
218520342 | COLEMAN | HH824E2S11 | CTF30B5ACS2 | TM9V080B12MP12 | Split System | 23000 | 17 | 9.5 | 2 | R-454B | 650
218520356 | COLEMAN | HH824E2S11 | CTU30B5XCS2+TXV | TP9C080B12MP13 | Split System | 23000 | 17 | 9.5 | 2 | R-454B | 650
218520260 | FRASER-JOHNSTON | HH824E2S11 | CTF30B5ACS2 | Z9ES080B12SMPS1 | Split System | 23000 | 17 | 9.5 | 2 | R-454B | 650
218520264 | FRASER-JOHNSTON | HH824E2S11 | CTU30B5XCS2+TXV | Z9ES080B12SMPS1 | Split System | 23000 | 17 | 9.5 | 2 | R-454B | 650
218520484 | FRASER-JOHNSTON | HH824E2S11 | CTF36B5ADS2 | Z9ES060B12SMPS1 | Split System | 23000 | 17 | 9.5 | 2 | R-454B | 650
218520310 | FRASER-JOHNSTON | HH824E2S11 | CTU30B5XCS2+TXV | TM9V060B12MP12 | Split System | 23000 | 17 | 9.5 | 2 | R-454B | 650
218520596 | FRASER-JOHNSTON | HH824E2S11 | CTM30B5ACS2 | TM8V080B12MP12 | Split System | 23000 | 17 | 9.5 | 2 | R-454B | 650
218520328 | FRASER-JOHNSTON | HH824E2S11 | CTF30B5ACS2 | TM8V080B12MP12 | Split System | 23000 | 17 | 9.5 | 2 | R-454B | 650
218520344 | FRASER-JOHNSTON | HH824E2S11 | CTF30B5ACS2 | TM9V080B12MP12 | Split System | 23000 | 17 | 9.5 | 2 | R-454B | 650
218520574 | FRASER-JOHNSTON | HH824E2S11 | CTM30B5ACS2 | TP9C080B12MP13 | Split System | 23000 | 17 | 9.5 | 2 | R-454B | 650
218520358 | FRASER-JOHNSTON | HH824E2S11 | CTU30B5XCS2+TXV | TP9C080B12MP13 | Split System | 23000 | 17 | 9.5 | 2 | R-454B | 650
218520684 | FRASER-JOHNSTON | HH824E2S11 | CTM36B5ADS2 | Z9ES060B12SMPS1 | Split System | 23000 | 17 | 9.5 | 2 | R-454B | 650
218520314 | FRASER-JOHNSTON | HH824E2S11 | CTU30B5XCS2+TXV | TP9C060B12MP13 | Split System | 23000 | 17 | 9.5 | 2 | R-454B | 650
218520354 | FRASER-JOHNSTON | HH824E2S11 | CTU30B5XCS2+TXV | TM9V080B12MP12 | Split System | 23000 | 17 | 9.5 | 2 | R-454B | 650
218520570 | FRASER-JOHNSTON | HH824E2S11 | CTM30B5ACS2 | TM9V080B12MP12 | Split System | 23000 | 17 | 9.5 | 2 | R-454B | 650
218520588 | FRASER-JOHNSTON | HH824E2S11 | CTM30B5ACS2 | TL9E060B12UH11 | Split System | 23000 | 17 | 9.5 | 2 | R-454B | 650
218520304 | FRASER-JOHNSTON | HH824E2S11 | CTF30B5ACS2 | TP9C060B12MP13 | Split System | 23000 | 17 | 9.5 | 2 | R-454B | 650
218520320 | FRASER-JOHNSTON | HH824E2S11 | CTF30B5ACS2 | TL9E060B12UH11 | Split System | 23000 | 17 | 9.5 | 2 | R-454B | 650
218520488 | FRASER-JOHNSTON | HH824E2S11 | CTU36B5XDS2+TXV | Z9ES060B12SMPS1 | Split System | 23000 | 17 | 9.5 | 2 | R-454B | 650
218520564 | FRASER-JOHNSTON | HH824E2S11 | CTM30B5ACS2 | TP9C060B12MP13 | Split System | 23000 | 17 | 9.5 | 2 | R-454B | 650
218520300 | FRASER-JOHNSTON | HH824E2S11 | CTF30B5ACS2 | TM9V060B12MP12 | Split System | 23000 | 17 | 9.5 | 2 | R-454B | 650
218520348 | FRASER-JOHNSTON | HH824E2S11 | CTF30B5ACS2 | TP9C080B12MP13 | Split System | 23000 | 17 | 9.5 | 2 | R-454B | 650
218520324 | FRASER-JOHNSTON | HH824E2S11 | CTU30B5XCS2+TXV | TL9E060B12UH11 | Split System | 23000 | 17 | 9.5 | 2 | R-454B | 650
218520560 | FRASER-JOHNSTON | HH824E2S11 | CTM30B5ACS2 | TM9V060B12MP12 | Split System | 23000 | 17 | 9.5 | 2 | R-454B | 650
218599853 | KENMORE | HH824E2S11* | CTM36B5ADS2 | Z9ES060B12SMPS1* | Split System | 23000 | 17 | 9.5 | 2 | R-454B | 650
218599792 | KENMORE | HH824E2S11* | CTF30B5ACS2 | Z9ES080B12SMPS1* | Split System | 23000 | 17 | 9.5 | 2 | R-454B | 650
218599793 | KENMORE | HH824E2S11* | CTU30B5XCS2+TXV | Z9ES080B12SMPS1* | Split System | 23000 | 17 | 9.5 | 2 | R-454B | 650
218520487 | LUXAIRE | HH824E2S11 | CTU36B5XDS2+TXV | Z9ES060B12SMPS1 | Split System | 23000 | 17 | 9.5 | 2 | R-454B | 650
218520569 | LUXAIRE | HH824E2S11 | CTM30B5ACS2 | TM9V080B12MP12 | Split System | 23000 | 17 | 9.5 | 2 | R-454B | 650
218520307 | LUXAIRE | HH824E2S11 | CTF30B5ACS2 | LP9C060B12MP13 | Split System | 23000 | 17 | 9.5 | 2 | R-454B | 650
218520309 | LUXAIRE | HH824E2S11 | CTU30B5XCS2+TXV | TM9V060B12MP12 | Split System | 23000 | 17 | 9.5 | 2 | R-454B | 650
218520587 | LUXAIRE | HH824E2S11 | CTM30B5ACS2 | TL9E060B12UH11 | Split System | 23000 | 17 | 9.5 | 2 | R-454B | 650
218520303 | LUXAIRE | HH824E2S11 | CTF30B5ACS2 | TP9C060B12MP13 | Split System | 23000 | 17 | 9.5 | 2 | R-454B | 650
218520319 | LUXAIRE | HH824E2S11 | CTF30B5ACS2 | TL9E060B12UH11 | Split System | 23000 | 17 | 9.5 | 2 | R-454B | 650
218520323 | LUXAIRE | HH824E2S11 | CTU30B5XCS2+TXV | TL9E060B12UH11 | Split System | 23000 | 17 | 9.5 | 2 | R-454B | 650
218520357 | LUXAIRE | HH824E2S11 | CTU30B5XCS2+TXV | TP9C080B12MP13 | Split System | 23000 | 17 | 9.5 | 2 | R-454B | 650
218520573 | LUXAIRE | HH824E2S11 | CTM30B5ACS2 | TP9C080B12MP13 | Split System | 23000 | 17 | 9.5 | 2 | R-454B | 650
218520259 | LUXAIRE | HH824E2S11 | CTF30B5ACS2 | Z9ES080B12SMPS1 | Split System | 23000 | 17 | 9.5 | 2 | R-454B | 650
218520683 | LUXAIRE | HH824E2S11 | CTM36B5ADS2 | Z9ES060B12SMPS1 | Split System | 23000 | 17 | 9.5 | 2 | R-454B | 650
218520317 | LUXAIRE | HH824E2S11 | CTU30B5XCS2+TXV | LP9C060B12MP13 | Split System | 23000 | 17 | 9.5 | 2 | R-454B | 650
218520559 | LUXAIRE | HH824E2S11 | CTM30B5ACS2 | TM9V060B12MP12 | Split System | 23000 | 17 | 9.5 | 2 | R-454B | 650
218520347 | LUXAIRE | HH824E2S11 | CTF30B5ACS2 | TP9C080B12MP13 | Split System | 23000 | 17 | 9.5 | 2 | R-454B | 650
218520577 | LUXAIRE | HH824E2S11 | CTM30B5ACS2 | LP9C080B12MP13 | Split System | 23000 | 17 | 9.5 | 2 | R-454B | 650
218520567 | LUXAIRE | HH824E2S11 | CTM30B5ACS2 | LP9C060B12MP13 | Split System | 23000 | 17 | 9.5 | 2 | R-454B | 650
218520313 | LUXAIRE | HH824E2S11 | CTU30B5XCS2+TXV | TP9C060B12MP13 | Split System | 23000 | 17 | 9.5 | 2 | R-454B | 650
218520327 | LUXAIRE | HH824E2S11 | CTF30B5ACS2 | TM8V080B12MP12 | Split System | 23000 | 17 | 9.5 | 2 | R-454B | 650
218520361 | LUXAIRE | HH824E2S11 | CTU30B5XCS2+TXV | LP9C080B12MP13 | Split System | 23000 | 17 | 9.5 | 2 | R-454B | 650
218520595 | LUXAIRE | HH824E2S11 | CTM30B5ACS2 | TM8V080B12MP12 | Split System | 23000 | 17 | 9.5 | 2 | R-454B | 650
218520353 | LUXAIRE | HH824E2S11 | CTU30B5XCS2+TXV | TM9V080B12MP12 | Split System | 23000 | 17 | 9.5 | 2 | R-454B | 650
218520331 | LUXAIRE | HH824E2S11 | CTU30B5XCS2+TXV | TM8V080B12MP12 | Split System | 23000 | 17 | 9.5 | 2 | R-454B | 650
218520483 | LUXAIRE | HH824E2S11 | CTF36B5ADS2 | Z9ES060B12SMPS1 | Split System | 23000 | 17 | 9.5 | 2 | R-454B | 650
218520263 | LUXAIRE | HH824E2S11 | CTU30B5XCS2+TXV | Z9ES080B12SMPS1 | Split System | 23000 | 17 | 9.5 | 2 | R-454B | 650
218520343 | LUXAIRE | HH824E2S11 | CTF30B5ACS2 | TM9V080B12MP12 | Split System | 23000 | 17 | 9.5 | 2 | R-454B | 650
218520563 | LUXAIRE | HH824E2S11 | CTM30B5ACS2 | TP9C060B12MP13 | Split System | 23000 | 17 | 9.5 | 2 | R-454B | 650
218520221 | CHAMPION HEATING AND COOLING | HH824E2S11 | CTF30A5ADS2 | Z8ES060A12LMPS1 | Split System | 23000 | 18 | 9.5 | 2 | R-454B | 650
218520269 | CHAMPION HEATING AND COOLING | HH824E2S11 | CTF30B5ACS2 | Z8ET080B12LMPS1 | Split System | 23000 | 18 | 9.5 | 2 | R-454B | 650
218520537 | CHAMPION HEATING AND COOLING | HH824E2S11 | CTM30B5ACS2 | Z9ET080B12SMPS1 | Split System | 23000 | 18 | 9.5 | 2 | R-454B | 650
218520637 | CHAMPION HEATING AND COOLING | HH824E2S11 | CTM36B5ADS2 | TM9V080B12MP12 | Split System | 23000 | 18 | 9.5 | 2 | R-454B | 650
218520671 | CHAMPION HEATING AND COOLING | HH824E2S11 | CTM36B5ADS2 | Z8ES080B12LMPS1 | Split System | 23000 | 18 | 9.5 | 2 | R-454B | 650
218520289 | CHAMPION HEATING AND COOLING | HH824E2S11 | CTF30B5ACS2 | Z8ES080B12LMPS1 | Split System | 23000 | 18 | 9.5 | 2 | R-454B | 650
218520233 | CHAMPION HEATING AND COOLING | HH824E2S11 | CTF30A5ADS2 | TL8E060A12UH11 | Split System | 23000 | 18 | 9.5 | 2 | R-454B | 650
218520297 | CHAMPION HEATING AND COOLING | HH824E2S11 | CTU30B5XCS2+TXV | Z8ES080B12LMPS1 | Split System | 23000 | 18 | 9.5 | 2 | R-454B | 650
218520381 | CHAMPION HEATING AND COOLING | HH824E2S11 | CTF36B5ADS2 | Z9ET060B12SMPS1 | Split System | 23000 | 18 | 9.5 | 2 | R-454B | 650
218520337 | CHAMPION HEATING AND COOLING | HH824E2S11 | CTF30B5ACS2+JMVT12BC2N1 |  | Split System | 23000 | 18 | 9.5 | 2 | R-454B | 650
218520421 | CHAMPION HEATING AND COOLING | HH824E2S11 | CTF36B5ADS2 | Z9ES080B12SMPS1 | Split System | 23000 | 18 | 9.5 | 2 | R-454B | 650
218520605 | CHAMPION HEATING AND COOLING | HH824E2S11 | CTM30B5ACS2+JMC12B2SN1 |  | Split System | 23000 | 18 | 9.5 | 2 | R-454B | 650
218520625 | CHAMPION HEATING AND COOLING | HH824E2S11 | CTM36B5ADS2+JMVT12BC2N1 |  | Split System | 23000 | 18 | 9.5 | 2 | R-454B | 650
218520385 | CHAMPION HEATING AND COOLING | HH824E2S11 | CTU36B5XDS2+TXV | Z9ET060B12SMPS1 | Split System | 23000 | 18 | 9.5 | 2 | R-454B | 650
218520285 | CHAMPION HEATING AND COOLING | HH824E2S11 | CTF30B5ACS2 | Z8ES080B12SMPS1 | Split System | 23000 | 18 | 9.5 | 2 | R-454B | 650
218520469 | CHAMPION HEATING AND COOLING | HH824E2S11 | CTF36B5ADS2 | TP9C060B12MP13 | Split System | 23000 | 18 | 9.5 | 2 | R-454B | 650
218520509 | CHAMPION HEATING AND COOLING | HH824E2S11 | CTF36B5ADS2 | TL9E060B12UH11 | Split System | 23000 | 18 | 9.5 | 2 | R-454B | 650
218520659 | CHAMPION HEATING AND COOLING | HH824E2S11 | CTM36B5ADS2 | Z8ES060A12SMPS1 | Split System | 23000 | 18 | 9.5 | 2 | R-454B | 650
218520373 | CHAMPION HEATING AND COOLING | HH824E2S11 | CTF30B5ACS2 | Z9ET080B12SMPS1 | Split System | 23000 | 18 | 9.5 | 2 | R-454B | 650
218520425 | CHAMPION HEATING AND COOLING | HH824E2S11 | CTU36B5XDS2+TXV | Z9ES080B12SMPS1 | Split System | 23000 | 18 | 9.5 | 2 | R-454B | 650
218520641 | CHAMPION HEATING AND COOLING | HH824E2S11 | CTM36B5ADS2 | TP9C080B12MP13 | Split System | 23000 | 18 | 9.5 | 2 | R-454B | 650
218520217 | CHAMPION HEATING AND COOLING | HH824E2S11 | CTF30A5ADS2 | Z8ES060A12SMPS1 | Split System | 23000 | 18 | 9.5 | 2 | R-454B | 650
218520433 | CHAMPION HEATING AND COOLING | HH824E2S11 | CTF36B5ADS2 | TP9C080B12MP13 | Split System | 23000 | 18 | 9.5 | 2 | R-454B | 650
218520533 | CHAMPION HEATING AND COOLING | HH824E2S11 | CTM30B5ACS2 | Z8VT080B12SMPC1 | Split System | 23000 | 18 | 9.5 | 2 | R-454B | 650
218520601 | CHAMPION HEATING AND COOLING | HH824E2S11 | CTM30B5ACS2+JMVT12BC2N1 |  | Split System | 23000 | 18 | 9.5 | 2 | R-454B | 650
218520273 | CHAMPION HEATING AND COOLING | HH824E2S11 | CTU30B5XCS2+TXV | Z8ET080B12LMPS1 | Split System | 23000 | 18 | 9.5 | 2 | R-454B | 650
218520651 | CHAMPION HEATING AND COOLING | HH824E2S11 | CTM36B5ADS2 | Z8ES100B12LMPS1 | Split System | 23000 | 18 | 9.5 | 2 | R-454B | 650
218520281 | CHAMPION HEATING AND COOLING | HH824E2S11 | CTU30B5XCS2+JMC12B2SN1+TXV |  | Split System | 23000 | 18 | 9.5 | 2 | R-454B | 650
218520389 | CHAMPION HEATING AND COOLING | HH824E2S11 | CTF36B5ADS2 | Z9ET080B12SMPS1 | Split System | 23000 | 18 | 9.5 | 2 | R-454B | 650
218520393 | CHAMPION HEATING AND COOLING | HH824E2S11 | CTU36B5XDS2+TXV | Z9ET080B12SMPS1 | Split System | 23000 | 18 | 9.5 | 2 | R-454B | 650
218520475 | CHAMPION HEATING AND COOLING | HH824E2S11 | CTU36B5XDS2+TXV | TM9V060B12MP12 | Split System | 23000 | 18 | 9.5 | 2 | R-454B | 650
218520557 | CHAMPION HEATING AND COOLING | HH824E2S11 | CTM30B5ACS2 | Z9ES080B12SMPS1 | Split System | 23000 | 18 | 9.5 | 2 | R-454B | 650
218520245 | CHAMPION HEATING AND COOLING | HH824E2S11 | CTF30B5ACS2 | Z8VT080B12SMPC1 | Split System | 23000 | 18 | 9.5 | 2 | R-454B | 650
218520293 | CHAMPION HEATING AND COOLING | HH824E2S11 | CTU30B5XCS2+TXV | Z8ES080B12SMPS1 | Split System | 23000 | 18 | 9.5 | 2 | R-454B | 650
218520549 | CHAMPION HEATING AND COOLING | HH824E2S11 | CTM30B5ACS2 | Z8ES100B12LMPS1 | Split System | 23000 | 18 | 9.5 | 2 | R-454B | 650
218520663 | CHAMPION HEATING AND COOLING | HH824E2S11 | CTM36B5ADS2 | Z8ES060A12LMPS1 | Split System | 23000 | 18 | 9.5 | 2 | R-454B | 650
218520213 | CHAMPION HEATING AND COOLING | HH824E2S11 | CTF30A5ADS2 | Z8ES040A12LMPS1 | Split System | 23000 | 18 | 9.5 | 2 | R-454B | 650
218520277 | CHAMPION HEATING AND COOLING | HH824E2S11 | CTF30B5ACS2+JMC12B2SN1 |  | Split System | 23000 | 18 | 9.5 | 2 | R-454B | 650
218520513 | CHAMPION HEATING AND COOLING | HH824E2S11 | CTU36B5XDS2+TXV | TL9E060B12UH11 | Split System | 23000 | 18 | 9.5 | 2 | R-454B | 650
218520613 | CHAMPION HEATING AND COOLING | HH824E2S11 | CTM36B5ADS2 | Z9ET060B12SMPS1 | Split System | 23000 | 18 | 9.5 | 2 | R-454B | 650
218520647 | CHAMPION HEATING AND COOLING | HH824E2S11 | CTM36B5ADS2 | Z8ES100B12SMPS1 | Split System | 23000 | 18 | 9.5 | 2 | R-454B | 650
218520249 | CHAMPION HEATING AND COOLING | HH824E2S11 | CTU30B5XCS2+TXV | Z8VT080B12SMPC1 | Split System | 23000 | 18 | 9.5 | 2 | R-454B | 650
218520377 | CHAMPION HEATING AND COOLING | HH824E2S11 | CTU30B5XCS2+TXV | Z9ET080B12SMPS1 | Split System | 23000 | 18 | 9.5 | 2 | R-454B | 650
218520429 | CHAMPION HEATING AND COOLING | HH824E2S11 | CTF36B5ADS2 | TM9V080B12MP12 | Split System | 23000 | 18 | 9.5 | 2 | R-454B | 650
218520545 | CHAMPION HEATING AND COOLING | HH824E2S11 | CTM30B5ACS2 | Z8ES100B12SMPS1 | Split System | 23000 | 18 | 9.5 | 2 | R-454B | 650
218520581 | CHAMPION HEATING AND COOLING | HH824E2S11 | CTM30B5ACS2 | Z8ES080B12SMPS1 | Split System | 23000 | 18 | 9.5 | 2 | R-454B | 650
218520629 | CHAMPION HEATING AND COOLING | HH824E2S11 | CTM36B5ADS2+JMC12B2SN1 |  | Split System | 23000 | 18 | 9.5 | 2 | R-454B | 650
218520553 | CHAMPION HEATING AND COOLING | HH824E2S11 | CTM30B5ACS2 | Z8ET080B12LMPS1 | Split System | 23000 | 18 | 9.5 | 2 | R-454B | 650
218520655 | CHAMPION HEATING AND COOLING | HH824E2S11 | CTM36B5ADS2 | Z9ES080B12SMPS1 | Split System | 23000 | 18 | 9.5 | 2 | R-454B | 650
218520209 | CHAMPION HEATING AND COOLING | HH824E2S11 | CTF30A5ADS2 | Z8ES040A12SMPS1 | Split System | 23000 | 18 | 9.5 | 2 | R-454B | 650
218520241 | CHAMPION HEATING AND COOLING | HH824E2S11 | CTF30A5ADS2 | Z8VT060A12SMPC1 | Split System | 23000 | 18 | 9.5 | 2 | R-454B | 650
218520341 | CHAMPION HEATING AND COOLING | HH824E2S11 | CTU30B5XCS2+JMVT12BC2N1+TXV |  | Split System | 23000 | 18 | 9.5 | 2 | R-454B | 650
218520439 | CHAMPION HEATING AND COOLING | HH824E2S11 | CTU36B5XDS2+TXV | TM9V080B12MP12 | Split System | 23000 | 18 | 9.5 | 2 | R-454B | 650
218520443 | CHAMPION HEATING AND COOLING | HH824E2S11 | CTU36B5XDS2+TXV | TP9C080B12MP13 | Split System | 23000 | 18 | 9.5 | 2 | R-454B | 650
218520479 | CHAMPION HEATING AND COOLING | HH824E2S11 | CTU36B5XDS2+TXV | TP9C060B12MP13 | Split System | 23000 | 18 | 9.5 | 2 | R-454B | 650
218524715 | CHAMPION HEATING AND COOLING | HH860E2S11 | CTM60D5CGS2+JMC20D2SN1 |  | Split System | 45000 | 18 | 9.5 | 2 | R-454B | 650
218520480 | COLEMAN | HH824E2S11 | CTU36B5XDS2+TXV | CP9C060B12MP13 | Split System | 23000 | 18 | 9.5 | 2 | R-454B | 650
218520530 | COLEMAN | HH824E2S11 | CTM30B5ACS2 | Z8VT080B12SMPC1 | Split System | 23000 | 18 | 9.5 | 2 | R-454B | 650
218520206 | COLEMAN | HH824E2S11 | CTF30A5ADS2 | Z8ES040A12SMPS1 | Split System | 23000 | 18 | 9.5 | 2 | R-454B | 650
218520426 | COLEMAN | HH824E2S11 | CTF36B5ADS2 | TM9V080B12MP12 | Split System | 23000 | 18 | 9.5 | 2 | R-454B | 650
218520610 | COLEMAN | HH824E2S11 | CTM36B5ADS2 | Z9ET060B12SMPS1 | Split System | 23000 | 18 | 9.5 | 2 | R-454B | 650
218520282 | COLEMAN | HH824E2S11 | CTF30B5ACS2 | Z8ES080B12SMPS1 | Split System | 23000 | 18 | 9.5 | 2 | R-454B | 650
218520430 | COLEMAN | HH824E2S11 | CTF36B5ADS2 | TP9C080B12MP13 | Split System | 23000 | 18 | 9.5 | 2 | R-454B | 650
218520210 | COLEMAN | HH824E2S11 | CTF30A5ADS2 | Z8ES040A12LMPS1 | Split System | 23000 | 18 | 9.5 | 2 | R-454B | 650
218520278 | COLEMAN | HH824E2S11 | CTU30B5XCS2+JMC12B2SN1+TXV |  | Split System | 23000 | 18 | 9.5 | 2 | R-454B | 650
218520294 | COLEMAN | HH824E2S11 | CTU30B5XCS2+TXV | Z8ES080B12LMPS1 | Split System | 23000 | 18 | 9.5 | 2 | R-454B | 650
218520378 | COLEMAN | HH824E2S11 | CTF36B5ADS2 | Z9ET060B12SMPS1 | Split System | 23000 | 18 | 9.5 | 2 | R-454B | 650
218520546 | COLEMAN | HH824E2S11 | CTM30B5ACS2 | Z8ES100B12LMPS1 | Split System | 23000 | 18 | 9.5 | 2 | R-454B | 650
218520664 | COLEMAN | HH824E2S11 | CTM36B5ADS2 | Z8ES080B12SMPS1 | Split System | 23000 | 18 | 9.5 | 2 | R-454B | 650
218520444 | COLEMAN | HH824E2S11 | CTU36B5XDS2+TXV | CP9C080B12MP13 | Split System | 23000 | 18 | 9.5 | 2 | R-454B | 650
218520462 | COLEMAN | HH824E2S11 | CTF36B5ADS2 | TM9V060B12MP12 | Split System | 23000 | 18 | 9.5 | 2 | R-454B | 650
218520390 | COLEMAN | HH824E2S11 | CTU36B5XDS2+TXV | Z9ET080B12SMPS1 | Split System | 23000 | 18 | 9.5 | 2 | R-454B | 650
218520644 | COLEMAN | HH824E2S11 | CTM36B5ADS2 | Z8ES100B12SMPS1 | Split System | 23000 | 18 | 9.5 | 2 | R-454B | 650
218520506 | COLEMAN | HH824E2S11 | CTF36B5ADS2 | TL9E060B12UH11 | Split System | 23000 | 18 | 9.5 | 2 | R-454B | 650
218520510 | COLEMAN | HH824E2S11 | CTU36B5XDS2+TXV | TL9E060B12UH11 | Split System | 23000 | 18 | 9.5 | 2 | R-454B | 650
218520242 | COLEMAN | HH824E2S11 | CTF30B5ACS2 | Z8VT080B12SMPC1 | Split System | 23000 | 18 | 9.5 | 2 | R-454B | 650
218520476 | COLEMAN | HH824E2S11 | CTU36B5XDS2+TXV | TP9C060B12MP13 | Split System | 23000 | 18 | 9.5 | 2 | R-454B | 650
218520266 | COLEMAN | HH824E2S11 | CTF30B5ACS2 | Z8ET080B12LMPS1 | Split System | 23000 | 18 | 9.5 | 2 | R-454B | 650
218520334 | COLEMAN | HH824E2S11 | CTF30B5ACS2+JMVT12BC2N1 |  | Split System | 23000 | 18 | 9.5 | 2 | R-454B | 650
218520434 | COLEMAN | HH824E2S11 | CTF36B5ADS2 | CP9C080B12MP13 | Split System | 23000 | 18 | 9.5 | 2 | R-454B | 650
218520466 | COLEMAN | HH824E2S11 | CTF36B5ADS2 | TP9C060B12MP13 | Split System | 23000 | 18 | 9.5 | 2 | R-454B | 650
218520550 | COLEMAN | HH824E2S11 | CTM30B5ACS2 | Z8ET080B12LMPS1 | Split System | 23000 | 18 | 9.5 | 2 | R-454B | 650
218520274 | COLEMAN | HH824E2S11 | CTF30B5ACS2+JMC12B2SN1 |  | Split System | 23000 | 18 | 9.5 | 2 | R-454B | 650
218520668 | COLEMAN | HH824E2S11 | CTM36B5ADS2 | Z8ES080B12LMPS1 | Split System | 23000 | 18 | 9.5 | 2 | R-454B | 650
218520382 | COLEMAN | HH824E2S11 | CTU36B5XDS2+TXV | Z9ET060B12SMPS1 | Split System | 23000 | 18 | 9.5 | 2 | R-454B | 650
218520374 | COLEMAN | HH824E2S11 | CTU30B5XCS2+TXV | Z9ET080B12SMPS1 | Split System | 23000 | 18 | 9.5 | 2 | R-454B | 650
218520440 | COLEMAN | HH824E2S11 | CTU36B5XDS2+TXV | TP9C080B12MP13 | Split System | 23000 | 18 | 9.5 | 2 | R-454B | 650
218520598 | COLEMAN | HH824E2S11 | CTM30B5ACS2+JMVT12BC2N1 |  | Split System | 23000 | 18 | 9.5 | 2 | R-454B | 650
218520652 | COLEMAN | HH824E2S11 | CTM36B5ADS2 | Z9ES080B12SMPS1 | Split System | 23000 | 18 | 9.5 | 2 | R-454B | 650
218520338 | COLEMAN | HH824E2S11 | CTU30B5XCS2+JMVT12BC2N1+TXV |  | Split System | 23000 | 18 | 9.5 | 2 | R-454B | 650
218520436 | COLEMAN | HH824E2S11 | CTU36B5XDS2+TXV | TM9V080B12MP12 | Split System | 23000 | 18 | 9.5 | 2 | R-454B | 650
218520554 | COLEMAN | HH824E2S11 | CTM30B5ACS2 | Z9ES080B12SMPS1 | Split System | 23000 | 18 | 9.5 | 2 | R-454B | 650
218520470 | COLEMAN | HH824E2S11 | CTF36B5ADS2 | CP9C060B12MP13 | Split System | 23000 | 18 | 9.5 | 2 | R-454B | 650
218520622 | COLEMAN | HH824E2S11 | CTM36B5ADS2+JMVT12BC2N1 |  | Split System | 23000 | 18 | 9.5 | 2 | R-454B | 650
218520656 | COLEMAN | HH824E2S11 | CTM36B5ADS2 | Z8ES060A12SMPS1 | Split System | 23000 | 18 | 9.5 | 2 | R-454B | 650
218520214 | COLEMAN | HH824E2S11 | CTF30A5ADS2 | Z8ES060A12SMPS1 | Split System | 23000 | 18 | 9.5 | 2 | R-454B | 650
218520218 | COLEMAN | HH824E2S11 | CTF30A5ADS2 | Z8ES060A12LMPS1 | Split System | 23000 | 18 | 9.5 | 2 | R-454B | 650
218520286 | COLEMAN | HH824E2S11 | CTF30B5ACS2 | Z8ES080B12LMPS1 | Split System | 23000 | 18 | 9.5 | 2 | R-454B | 650
218520472 | COLEMAN | HH824E2S11 | CTU36B5XDS2+TXV | TM9V060B12MP12 | Split System | 23000 | 18 | 9.5 | 2 | R-454B | 650
218520230 | COLEMAN | HH824E2S11 | CTF30A5ADS2 | TL8E060A12UH11 | Split System | 23000 | 18 | 9.5 | 2 | R-454B | 650
218520246 | COLEMAN | HH824E2S11 | CTU30B5XCS2+TXV | Z8VT080B12SMPC1 | Split System | 23000 | 18 | 9.5 | 2 | R-454B | 650
218520578 | COLEMAN | HH824E2S11 | CTM30B5ACS2 | Z8ES080B12SMPS1 | Split System | 23000 | 18 | 9.5 | 2 | R-454B | 650
218520582 | COLEMAN | HH824E2S11 | CTM30B5ACS2 | Z8ES080B12LMPS1 | Split System | 23000 | 18 | 9.5 | 2 | R-454B | 650
218520634 | COLEMAN | HH824E2S11 | CTM36B5ADS2 | TM9V080B12MP12 | Split System | 23000 | 18 | 9.5 | 2 | R-454B | 650
218520648 | COLEMAN | HH824E2S11 | CTM36B5ADS2 | Z8ES100B12LMPS1 | Split System | 23000 | 18 | 9.5 | 2 | R-454B | 650
218520290 | COLEMAN | HH824E2S11 | CTU30B5XCS2+TXV | Z8ES080B12SMPS1 | Split System | 23000 | 18 | 9.5 | 2 | R-454B | 650
218520542 | COLEMAN | HH824E2S11 | CTM30B5ACS2 | Z8ES100B12SMPS1 | Split System | 23000 | 18 | 9.5 | 2 | R-454B | 650
218520626 | COLEMAN | HH824E2S11 | CTM36B5ADS2+JMC12B2SN1 |  | Split System | 23000 | 18 | 9.5 | 2 | R-454B | 650
218520642 | COLEMAN | HH824E2S11 | CTM36B5ADS2 | CP9C080B12MP13 | Split System | 23000 | 18 | 9.5 | 2 | R-454B | 650
218520660 | COLEMAN | HH824E2S11 | CTM36B5ADS2 | Z8ES060A12LMPS1 | Split System | 23000 | 18 | 9.5 | 2 | R-454B | 650
218520238 | COLEMAN | HH824E2S11 | CTF30A5ADS2 | Z8VT060A12SMPC1 | Split System | 23000 | 18 | 9.5 | 2 | R-454B | 650
218520270 | COLEMAN | HH824E2S11 | CTU30B5XCS2+TXV | Z8ET080B12LMPS1 | Split System | 23000 | 18 | 9.5 | 2 | R-454B | 650
218520370 | COLEMAN | HH824E2S11 | CTF30B5ACS2 | Z9ET080B12SMPS1 | Split System | 23000 | 18 | 9.5 | 2 | R-454B | 650
218520386 | COLEMAN | HH824E2S11 | CTF36B5ADS2 | Z9ET080B12SMPS1 | Split System | 23000 | 18 | 9.5 | 2 | R-454B | 650
218520422 | COLEMAN | HH824E2S11 | CTU36B5XDS2+TXV | Z9ES080B12SMPS1 | Split System | 23000 | 18 | 9.5 | 2 | R-454B | 650
218520602 | COLEMAN | HH824E2S11 | CTM30B5ACS2+JMC12B2SN1 |  | Split System | 23000 | 18 | 9.5 | 2 | R-454B | 650
218520638 | COLEMAN | HH824E2S11 | CTM36B5ADS2 | TP9C080B12MP13 | Split System | 23000 | 18 | 9.5 | 2 | R-454B | 650
218524712 | COLEMAN | HH860E2S11 | CTM60D5CGS2+JMC20D2SN1 |  | Split System | 45000 | 18 | 9.5 | 2 | R-454B | 650
218520296 | FRASER-JOHNSTON | HH824E2S11 | CTU30B5XCS2+TXV | Z8ES080B12LMPS1 | Split System | 23000 | 18 | 9.5 | 2 | R-454B | 650
218520544 | FRASER-JOHNSTON | HH824E2S11 | CTM30B5ACS2 | Z8ES100B12SMPS1 | Split System | 23000 | 18 | 9.5 | 2 | R-454B | 650
218520580 | FRASER-JOHNSTON | HH824E2S11 | CTM30B5ACS2 | Z8ES080B12SMPS1 | Split System | 23000 | 18 | 9.5 | 2 | R-454B | 650
218520646 | FRASER-JOHNSTON | HH824E2S11 | CTM36B5ADS2 | Z8ES100B12SMPS1 | Split System | 23000 | 18 | 9.5 | 2 | R-454B | 650
218520272 | FRASER-JOHNSTON | HH824E2S11 | CTU30B5XCS2+TXV | Z8ET080B12LMPS1 | Split System | 23000 | 18 | 9.5 | 2 | R-454B | 650
218520276 | FRASER-JOHNSTON | HH824E2S11 | CTF30B5ACS2+JMC12B2SN1 |  | Split System | 23000 | 18 | 9.5 | 2 | R-454B | 650
218520424 | FRASER-JOHNSTON | HH824E2S11 | CTU36B5XDS2+TXV | Z9ES080B12SMPS1 | Split System | 23000 | 18 | 9.5 | 2 | R-454B | 650
218520508 | FRASER-JOHNSTON | HH824E2S11 | CTF36B5ADS2 | TL9E060B12UH11 | Split System | 23000 | 18 | 9.5 | 2 | R-454B | 650
218520216 | FRASER-JOHNSTON | HH824E2S11 | CTF30A5ADS2 | Z8ES060A12SMPS1 | Split System | 23000 | 18 | 9.5 | 2 | R-454B | 650
218520232 | FRASER-JOHNSTON | HH824E2S11 | CTF30A5ADS2 | TL8E060A12UH11 | Split System | 23000 | 18 | 9.5 | 2 | R-454B | 650
218520384 | FRASER-JOHNSTON | HH824E2S11 | CTU36B5XDS2+TXV | Z9ET060B12SMPS1 | Split System | 23000 | 18 | 9.5 | 2 | R-454B | 650
218520468 | FRASER-JOHNSTON | HH824E2S11 | CTF36B5ADS2 | TP9C060B12MP13 | Split System | 23000 | 18 | 9.5 | 2 | R-454B | 650
218520584 | FRASER-JOHNSTON | HH824E2S11 | CTM30B5ACS2 | Z8ES080B12LMPS1 | Split System | 23000 | 18 | 9.5 | 2 | R-454B | 650
218520212 | FRASER-JOHNSTON | HH824E2S11 | CTF30A5ADS2 | Z8ES040A12LMPS1 | Split System | 23000 | 18 | 9.5 | 2 | R-454B | 650
218520464 | FRASER-JOHNSTON | HH824E2S11 | CTF36B5ADS2 | TM9V060B12MP12 | Split System | 23000 | 18 | 9.5 | 2 | R-454B | 650
218520624 | FRASER-JOHNSTON | HH824E2S11 | CTM36B5ADS2+JMVT12BC2N1 |  | Split System | 23000 | 18 | 9.5 | 2 | R-454B | 650
218520640 | FRASER-JOHNSTON | HH824E2S11 | CTM36B5ADS2 | TP9C080B12MP13 | Split System | 23000 | 18 | 9.5 | 2 | R-454B | 650
218520244 | FRASER-JOHNSTON | HH824E2S11 | CTF30B5ACS2 | Z8VT080B12SMPC1 | Split System | 23000 | 18 | 9.5 | 2 | R-454B | 650
218520380 | FRASER-JOHNSTON | HH824E2S11 | CTF36B5ADS2 | Z9ET060B12SMPS1 | Split System | 23000 | 18 | 9.5 | 2 | R-454B | 650
218520512 | FRASER-JOHNSTON | HH824E2S11 | CTU36B5XDS2+TXV | TL9E060B12UH11 | Split System | 23000 | 18 | 9.5 | 2 | R-454B | 650
218520628 | FRASER-JOHNSTON | HH824E2S11 | CTM36B5ADS2+JMC12B2SN1 |  | Split System | 23000 | 18 | 9.5 | 2 | R-454B | 650
218520612 | FRASER-JOHNSTON | HH824E2S11 | CTM36B5ADS2 | Z9ET060B12SMPS1 | Split System | 23000 | 18 | 9.5 | 2 | R-454B | 650
218520428 | FRASER-JOHNSTON | HH824E2S11 | CTF36B5ADS2 | TM9V080B12MP12 | Split System | 23000 | 18 | 9.5 | 2 | R-454B | 650
218520376 | FRASER-JOHNSTON | HH824E2S11 | CTU30B5XCS2+TXV | Z9ET080B12SMPS1 | Split System | 23000 | 18 | 9.5 | 2 | R-454B | 650
218520662 | FRASER-JOHNSTON | HH824E2S11 | CTM36B5ADS2 | Z8ES060A12LMPS1 | Split System | 23000 | 18 | 9.5 | 2 | R-454B | 650
218520658 | FRASER-JOHNSTON | HH824E2S11 | CTM36B5ADS2 | Z8ES060A12SMPS1 | Split System | 23000 | 18 | 9.5 | 2 | R-454B | 650
218520208 | FRASER-JOHNSTON | HH824E2S11 | CTF30A5ADS2 | Z8ES040A12SMPS1 | Split System | 23000 | 18 | 9.5 | 2 | R-454B | 650
218520340 | FRASER-JOHNSTON | HH824E2S11 | CTU30B5XCS2+JMVT12BC2N1+TXV |  | Split System | 23000 | 18 | 9.5 | 2 | R-454B | 650
218520474 | FRASER-JOHNSTON | HH824E2S11 | CTU36B5XDS2+TXV | TM9V060B12MP12 | Split System | 23000 | 18 | 9.5 | 2 | R-454B | 650
218520284 | FRASER-JOHNSTON | HH824E2S11 | CTF30B5ACS2 | Z8ES080B12SMPS1 | Split System | 23000 | 18 | 9.5 | 2 | R-454B | 650
218520532 | FRASER-JOHNSTON | HH824E2S11 | CTM30B5ACS2 | Z8VT080B12SMPC1 | Split System | 23000 | 18 | 9.5 | 2 | R-454B | 650
218520600 | FRASER-JOHNSTON | HH824E2S11 | CTM30B5ACS2+JMVT12BC2N1 |  | Split System | 23000 | 18 | 9.5 | 2 | R-454B | 650
218520240 | FRASER-JOHNSTON | HH824E2S11 | CTF30A5ADS2 | Z8VT060A12SMPC1 | Split System | 23000 | 18 | 9.5 | 2 | R-454B | 650
218520248 | FRASER-JOHNSTON | HH824E2S11 | CTU30B5XCS2+TXV | Z8VT080B12SMPC1 | Split System | 23000 | 18 | 9.5 | 2 | R-454B | 650
218520392 | FRASER-JOHNSTON | HH824E2S11 | CTU36B5XDS2+TXV | Z9ET080B12SMPS1 | Split System | 23000 | 18 | 9.5 | 2 | R-454B | 650
218520388 | FRASER-JOHNSTON | HH824E2S11 | CTF36B5ADS2 | Z9ET080B12SMPS1 | Split System | 23000 | 18 | 9.5 | 2 | R-454B | 650
218520650 | FRASER-JOHNSTON | HH824E2S11 | CTM36B5ADS2 | Z8ES100B12LMPS1 | Split System | 23000 | 18 | 9.5 | 2 | R-454B | 650
218520666 | FRASER-JOHNSTON | HH824E2S11 | CTM36B5ADS2 | Z8ES080B12SMPS1 | Split System | 23000 | 18 | 9.5 | 2 | R-454B | 650
218520438 | FRASER-JOHNSTON | HH824E2S11 | CTU36B5XDS2+TXV | TM9V080B12MP12 | Split System | 23000 | 18 | 9.5 | 2 | R-454B | 650
218520220 | FRASER-JOHNSTON | HH824E2S11 | CTF30A5ADS2 | Z8ES060A12LMPS1 | Split System | 23000 | 18 | 9.5 | 2 | R-454B | 650
218520268 | FRASER-JOHNSTON | HH824E2S11 | CTF30B5ACS2 | Z8ET080B12LMPS1 | Split System | 23000 | 18 | 9.5 | 2 | R-454B | 650
218520336 | FRASER-JOHNSTON | HH824E2S11 | CTF30B5ACS2+JMVT12BC2N1 |  | Split System | 23000 | 18 | 9.5 | 2 | R-454B | 650
218520536 | FRASER-JOHNSTON | HH824E2S11 | CTM30B5ACS2 | Z9ET080B12SMPS1 | Split System | 23000 | 18 | 9.5 | 2 | R-454B | 650
218520552 | FRASER-JOHNSTON | HH824E2S11 | CTM30B5ACS2 | Z8ET080B12LMPS1 | Split System | 23000 | 18 | 9.5 | 2 | R-454B | 650
218520604 | FRASER-JOHNSTON | HH824E2S11 | CTM30B5ACS2+JMC12B2SN1 |  | Split System | 23000 | 18 | 9.5 | 2 | R-454B | 650
218520654 | FRASER-JOHNSTON | HH824E2S11 | CTM36B5ADS2 | Z9ES080B12SMPS1 | Split System | 23000 | 18 | 9.5 | 2 | R-454B | 650
218520670 | FRASER-JOHNSTON | HH824E2S11 | CTM36B5ADS2 | Z8ES080B12LMPS1 | Split System | 23000 | 18 | 9.5 | 2 | R-454B | 650
218520288 | FRASER-JOHNSTON | HH824E2S11 | CTF30B5ACS2 | Z8ES080B12LMPS1 | Split System | 23000 | 18 | 9.5 | 2 | R-454B | 650
218520280 | FRASER-JOHNSTON | HH824E2S11 | CTU30B5XCS2+JMC12B2SN1+TXV |  | Split System | 23000 | 18 | 9.5 | 2 | R-454B | 650
218520478 | FRASER-JOHNSTON | HH824E2S11 | CTU36B5XDS2+TXV | TP9C060B12MP13 | Split System | 23000 | 18 | 9.5 | 2 | R-454B | 650
218520432 | FRASER-JOHNSTON | HH824E2S11 | CTF36B5ADS2 | TP9C080B12MP13 | Split System | 23000 | 18 | 9.5 | 2 | R-454B | 650
218520548 | FRASER-JOHNSTON | HH824E2S11 | CTM30B5ACS2 | Z8ES100B12LMPS1 | Split System | 23000 | 18 | 9.5 | 2 | R-454B | 650
218520292 | FRASER-JOHNSTON | HH824E2S11 | CTU30B5XCS2+TXV | Z8ES080B12SMPS1 | Split System | 23000 | 18 | 9.5 | 2 | R-454B | 650
218520442 | FRASER-JOHNSTON | HH824E2S11 | CTU36B5XDS2+TXV | TP9C080B12MP13 | Split System | 23000 | 18 | 9.5 | 2 | R-454B | 650
218520556 | FRASER-JOHNSTON | HH824E2S11 | CTM30B5ACS2 | Z9ES080B12SMPS1 | Split System | 23000 | 18 | 9.5 | 2 | R-454B | 650
218520372 | FRASER-JOHNSTON | HH824E2S11 | CTF30B5ACS2 | Z9ET080B12SMPS1 | Split System | 23000 | 18 | 9.5 | 2 | R-454B | 650
218520420 | FRASER-JOHNSTON | HH824E2S11 | CTF36B5ADS2 | Z9ES080B12SMPS1 | Split System | 23000 | 18 | 9.5 | 2 | R-454B | 650
218520636 | FRASER-JOHNSTON | HH824E2S11 | CTM36B5ADS2 | TM9V080B12MP12 | Split System | 23000 | 18 | 9.5 | 2 | R-454B | 650
218524714 | FRASER-JOHNSTON | HH860E2S11 | CTM60D5CGS2+JMC20D2SN1 |  | Split System | 45000 | 18 | 9.5 | 2 | R-454B | 650
218599789 | KENMORE | HH824E2S11* | CTU30B5XCS2+TXV | Z8VT080B12SMPC1 | Split System | 23000 | 18 | 9.5 | 2 | R-454B | 650
218599830 | KENMORE | HH824E2S11* | CTM30B5ACS2 | Z8VT080B12SMPC1 | Split System | 23000 | 18 | 9.5 | 2 | R-454B | 650
218599810 | KENMORE | HH824E2S11* | CTU36B5XDS2+TXV | Z9ET080B12SMPS1* | Split System | 23000 | 18 | 9.5 | 2 | R-454B | 650
218599841 | KENMORE | HH824E2S11* | CTM30B5ACS2+JMC12B2SN1 |  | Split System | 23000 | 18 | 9.5 | 2 | R-454B | 650
218599782 | KENMORE | HH824E2S11* | CTF30A5ADS2 | Z8ES060A12SMPS1* | Split System | 23000 | 18 | 9.5 | 2 | R-454B | 650
218599801 | KENMORE | HH824E2S11* | CTF30B5ACS2 | Z8ES080B12LMPS1* | Split System | 23000 | 18 | 9.5 | 2 | R-454B | 650
218599802 | KENMORE | HH824E2S11* | CTU30B5XCS2+TXV | Z8ES080B12SMPS1* | Split System | 23000 | 18 | 9.5 | 2 | R-454B | 650
218599815 | KENMORE | HH824E2S11* | CTU36B5XDS2+TXV | Z9ES080B12SMPS1* | Split System | 23000 | 18 | 9.5 | 2 | R-454B | 650
218599817 | KENMORE | HH824E2S11* | CTF36B5ADS2 | Z9ES080B12SMPS1* | Split System | 23000 | 18 | 9.5 | 2 | R-454B | 650
218599835 | KENMORE | HH824E2S11* | CTM30B5ACS2 | Z9ES080B12SMPS1* | Split System | 23000 | 18 | 9.5 | 2 | R-454B | 650
218599834 | KENMORE | HH824E2S11* | CTM30B5ACS2 | Z8ES100B12LMPS1* | Split System | 23000 | 18 | 9.5 | 2 | R-454B | 650
218599849 | KENMORE | HH824E2S11* | CTM36B5ADS2 | Z8ES060A12SMPS1* | Split System | 23000 | 18 | 9.5 | 2 | R-454B | 650
218599850 | KENMORE | HH824E2S11* | CTM36B5ADS2 | Z8ES060A12LMPS1* | Split System | 23000 | 18 | 9.5 | 2 | R-454B | 650
218599806 | KENMORE | HH824E2S11* | CTF30B5ACS2 | Z9ET080B12SMPS1* | Split System | 23000 | 18 | 9.5 | 2 | R-454B | 650
218599831 | KENMORE | HH824E2S11* | CTM30B5ACS2 | Z9ET080B12SMPS1* | Split System | 23000 | 18 | 9.5 | 2 | R-454B | 650
218599845 | KENMORE | HH824E2S11* | CTM36B5ADS2 | Z9ET060B12SMPS1* | Split System | 23000 | 18 | 9.5 | 2 | R-454B | 650
218599807 | KENMORE | HH824E2S11* | CTU30B5XCS2+TXV | Z9ET080B12SMPS1* | Split System | 23000 | 18 | 9.5 | 2 | R-454B | 650
218599808 | KENMORE | HH824E2S11* | CTF36B5ADS2 | Z9ET060B12SMPS1* | Split System | 23000 | 18 | 9.5 | 2 | R-454B | 650
218599809 | KENMORE | HH824E2S11* | CTU36B5XDS2+TXV | Z9ET060B12SMPS1* | Split System | 23000 | 18 | 9.5 | 2 | R-454B | 650
218599844 | KENMORE | HH824E2S11* | CTM36B5ADS2+JMC12B2SN1 |  | Split System | 23000 | 18 | 9.5 | 2 | R-454B | 650
218599833 | KENMORE | HH824E2S11* | CTM30B5ACS2 | Z8ES100B12SMPS1* | Split System | 23000 | 18 | 9.5 | 2 | R-454B | 650
218599852 | KENMORE | HH824E2S11* | CTM36B5ADS2 | Z8ES080B12SMPS1* | Split System | 23000 | 18 | 9.5 | 2 | R-454B | 650
218520271 | LUXAIRE | HH824E2S11 | CTU30B5XCS2+TXV | Z8ET080B12LMPS1 | Split System | 23000 | 18 | 9.5 | 2 | R-454B | 650
218520287 | LUXAIRE | HH824E2S11 | CTF30B5ACS2 | Z8ES080B12LMPS1 | Split System | 23000 | 18 | 9.5 | 2 | R-454B | 650
218520335 | LUXAIRE | HH824E2S11 | CTF30B5ACS2+JMVT12BC2N1 |  | Split System | 23000 | 18 | 9.5 | 2 | R-454B | 650
218520603 | LUXAIRE | HH824E2S11 | CTM30B5ACS2+JMC12B2SN1 |  | Split System | 23000 | 18 | 9.5 | 2 | R-454B | 650
218520639 | LUXAIRE | HH824E2S11 | CTM36B5ADS2 | TP9C080B12MP13 | Split System | 23000 | 18 | 9.5 | 2 | R-454B | 650
218520391 | LUXAIRE | HH824E2S11 | CTU36B5XDS2+TXV | Z9ET080B12SMPS1 | Split System | 23000 | 18 | 9.5 | 2 | R-454B | 650
218520543 | LUXAIRE | HH824E2S11 | CTM30B5ACS2 | Z8ES100B12SMPS1 | Split System | 23000 | 18 | 9.5 | 2 | R-454B | 650
218520247 | LUXAIRE | HH824E2S11 | CTU30B5XCS2+TXV | Z8VT080B12SMPC1 | Split System | 23000 | 18 | 9.5 | 2 | R-454B | 650
218520371 | LUXAIRE | HH824E2S11 | CTF30B5ACS2 | Z9ET080B12SMPS1 | Split System | 23000 | 18 | 9.5 | 2 | R-454B | 650
218520419 | LUXAIRE | HH824E2S11 | CTF36B5ADS2 | Z9ES080B12SMPS1 | Split System | 23000 | 18 | 9.5 | 2 | R-454B | 650
218520437 | LUXAIRE | HH824E2S11 | CTU36B5XDS2+TXV | TM9V080B12MP12 | Split System | 23000 | 18 | 9.5 | 2 | R-454B | 650
218520555 | LUXAIRE | HH824E2S11 | CTM30B5ACS2 | Z9ES080B12SMPS1 | Split System | 23000 | 18 | 9.5 | 2 | R-454B | 650
218520387 | LUXAIRE | HH824E2S11 | CTF36B5ADS2 | Z9ET080B12SMPS1 | Split System | 23000 | 18 | 9.5 | 2 | R-454B | 650
218520471 | LUXAIRE | HH824E2S11 | CTF36B5ADS2 | LP9C060B12MP13 | Split System | 23000 | 18 | 9.5 | 2 | R-454B | 650
218520239 | LUXAIRE | HH824E2S11 | CTF30A5ADS2 | Z8VT060A12SMPC1 | Split System | 23000 | 18 | 9.5 | 2 | R-454B | 650
218520275 | LUXAIRE | HH824E2S11 | CTF30B5ACS2+JMC12B2SN1 |  | Split System | 23000 | 18 | 9.5 | 2 | R-454B | 650
218520375 | LUXAIRE | HH824E2S11 | CTU30B5XCS2+TXV | Z9ET080B12SMPS1 | Split System | 23000 | 18 | 9.5 | 2 | R-454B | 650
218520423 | LUXAIRE | HH824E2S11 | CTU36B5XDS2+TXV | Z9ES080B12SMPS1 | Split System | 23000 | 18 | 9.5 | 2 | R-454B | 650
218520441 | LUXAIRE | HH824E2S11 | CTU36B5XDS2+TXV | TP9C080B12MP13 | Split System | 23000 | 18 | 9.5 | 2 | R-454B | 650
218520653 | LUXAIRE | HH824E2S11 | CTM36B5ADS2 | Z9ES080B12SMPS1 | Split System | 23000 | 18 | 9.5 | 2 | R-454B | 650
218520669 | LUXAIRE | HH824E2S11 | CTM36B5ADS2 | Z8ES080B12LMPS1 | Split System | 23000 | 18 | 9.5 | 2 | R-454B | 650
218520507 | LUXAIRE | HH824E2S11 | CTF36B5ADS2 | TL9E060B12UH11 | Split System | 23000 | 18 | 9.5 | 2 | R-454B | 650
218520339 | LUXAIRE | HH824E2S11 | CTU30B5XCS2+JMVT12BC2N1+TXV |  | Split System | 23000 | 18 | 9.5 | 2 | R-454B | 650
218520473 | LUXAIRE | HH824E2S11 | CTU36B5XDS2+TXV | TM9V060B12MP12 | Split System | 23000 | 18 | 9.5 | 2 | R-454B | 650
218520657 | LUXAIRE | HH824E2S11 | CTM36B5ADS2 | Z8ES060A12SMPS1 | Split System | 23000 | 18 | 9.5 | 2 | R-454B | 650
218520215 | LUXAIRE | HH824E2S11 | CTF30A5ADS2 | Z8ES060A12SMPS1 | Split System | 23000 | 18 | 9.5 | 2 | R-454B | 650
218520283 | LUXAIRE | HH824E2S11 | CTF30B5ACS2 | Z8ES080B12SMPS1 | Split System | 23000 | 18 | 9.5 | 2 | R-454B | 650
218520279 | LUXAIRE | HH824E2S11 | CTU30B5XCS2+JMC12B2SN1+TXV |  | Split System | 23000 | 18 | 9.5 | 2 | R-454B | 650
218520379 | LUXAIRE | HH824E2S11 | CTF36B5ADS2 | Z9ET060B12SMPS1 | Split System | 23000 | 18 | 9.5 | 2 | R-454B | 650
218520477 | LUXAIRE | HH824E2S11 | CTU36B5XDS2+TXV | TP9C060B12MP13 | Split System | 23000 | 18 | 9.5 | 2 | R-454B | 650
218520551 | LUXAIRE | HH824E2S11 | CTM30B5ACS2 | Z8ET080B12LMPS1 | Split System | 23000 | 18 | 9.5 | 2 | R-454B | 650
218520623 | LUXAIRE | HH824E2S11 | CTM36B5ADS2+JMVT12BC2N1 |  | Split System | 23000 | 18 | 9.5 | 2 | R-454B | 650
218520627 | LUXAIRE | HH824E2S11 | CTM36B5ADS2+JMC12B2SN1 |  | Split System | 23000 | 18 | 9.5 | 2 | R-454B | 650
218520463 | LUXAIRE | HH824E2S11 | CTF36B5ADS2 | TM9V060B12MP12 | Split System | 23000 | 18 | 9.5 | 2 | R-454B | 650
218520211 | LUXAIRE | HH824E2S11 | CTF30A5ADS2 | Z8ES040A12LMPS1 | Split System | 23000 | 18 | 9.5 | 2 | R-454B | 650
218520579 | LUXAIRE | HH824E2S11 | CTM30B5ACS2 | Z8ES080B12SMPS1 | Split System | 23000 | 18 | 9.5 | 2 | R-454B | 650
218520445 | LUXAIRE | HH824E2S11 | CTU36B5XDS2+TXV | LP9C080B12MP13 | Split System | 23000 | 18 | 9.5 | 2 | R-454B | 650
218520547 | LUXAIRE | HH824E2S11 | CTM30B5ACS2 | Z8ES100B12LMPS1 | Split System | 23000 | 18 | 9.5 | 2 | R-454B | 650
218520267 | LUXAIRE | HH824E2S11 | CTF30B5ACS2 | Z8ET080B12LMPS1 | Split System | 23000 | 18 | 9.5 | 2 | R-454B | 650
218520219 | LUXAIRE | HH824E2S11 | CTF30A5ADS2 | Z8ES060A12LMPS1 | Split System | 23000 | 18 | 9.5 | 2 | R-454B | 650
218520435 | LUXAIRE | HH824E2S11 | CTF36B5ADS2 | LP9C080B12MP13 | Split System | 23000 | 18 | 9.5 | 2 | R-454B | 650
218520431 | LUXAIRE | HH824E2S11 | CTF36B5ADS2 | TP9C080B12MP13 | Split System | 23000 | 18 | 9.5 | 2 | R-454B | 650
218520531 | LUXAIRE | HH824E2S11 | CTM30B5ACS2 | Z8VT080B12SMPC1 | Split System | 23000 | 18 | 9.5 | 2 | R-454B | 650
218520599 | LUXAIRE | HH824E2S11 | CTM30B5ACS2+JMVT12BC2N1 |  | Split System | 23000 | 18 | 9.5 | 2 | R-454B | 650
218520649 | LUXAIRE | HH824E2S11 | CTM36B5ADS2 | Z8ES100B12LMPS1 | Split System | 23000 | 18 | 9.5 | 2 | R-454B | 650
218520207 | LUXAIRE | HH824E2S11 | CTF30A5ADS2 | Z8ES040A12SMPS1 | Split System | 23000 | 18 | 9.5 | 2 | R-454B | 650
218520291 | LUXAIRE | HH824E2S11 | CTU30B5XCS2+TXV | Z8ES080B12SMPS1 | Split System | 23000 | 18 | 9.5 | 2 | R-454B | 650
218520643 | LUXAIRE | HH824E2S11 | CTM36B5ADS2 | LP9C080B12MP13 | Split System | 23000 | 18 | 9.5 | 2 | R-454B | 650
218520243 | LUXAIRE | HH824E2S11 | CTF30B5ACS2 | Z8VT080B12SMPC1 | Split System | 23000 | 18 | 9.5 | 2 | R-454B | 650
218520295 | LUXAIRE | HH824E2S11 | CTU30B5XCS2+TXV | Z8ES080B12LMPS1 | Split System | 23000 | 18 | 9.5 | 2 | R-454B | 650
218520427 | LUXAIRE | HH824E2S11 | CTF36B5ADS2 | TM9V080B12MP12 | Split System | 23000 | 18 | 9.5 | 2 | R-454B | 650
218520511 | LUXAIRE | HH824E2S11 | CTU36B5XDS2+TXV | TL9E060B12UH11 | Split System | 23000 | 18 | 9.5 | 2 | R-454B | 650
218520611 | LUXAIRE | HH824E2S11 | CTM36B5ADS2 | Z9ET060B12SMPS1 | Split System | 23000 | 18 | 9.5 | 2 | R-454B | 650
218520645 | LUXAIRE | HH824E2S11 | CTM36B5ADS2 | Z8ES100B12SMPS1 | Split System | 23000 | 18 | 9.5 | 2 | R-454B | 650
218520661 | LUXAIRE | HH824E2S11 | CTM36B5ADS2 | Z8ES060A12LMPS1 | Split System | 23000 | 18 | 9.5 | 2 | R-454B | 650
218520405 | CHAMPION HEATING AND COOLING | HH824E2S11 | CTF36B5ADS2 | Z8ES100B12SMPS1 | Split System | 23000 | 19 | 9.5 | 2 | R-454B | 650
218520689 | CHAMPION HEATING AND COOLING | HH824E2S11 | CTM36B5ADS2 | Z8VT080B12SMPC1 | Split System | 23000 | 19 | 9.5 | 2 | R-454B | 650
218520525 | CHAMPION HEATING AND COOLING | HH824E2S11 | CTF36B5ADS2 | Z8VT080B12SMPC1 | Split System | 23000 | 19 | 9.5 | 2 | R-454B | 650
218391312 | LENNOX | EL18KSLV-036-230A** | L*31/37U+TXV | ML180UH090E48B* | Split System | 34800 | 17 | 8.5 | 1.9 | R-454B | 650
218392551 | LENNOX | EL18KSLV-036-230A** | L*31/37U+TXV | ML180UH090E48B* | Split System | 34800 | 17 | 8.5 | 1.9 | R-454B | 650
215870976 | YORK | HH860E2S11 | CV601**C+TXV | Y91E100C20SMPS1 | Split System | 45500 | 17 | 8.5 | 2 | R-454B | 650
218433318 | ARMSTRONG AIR | A7SCP18V36P-**A | (H,A,D)G9J*36+TXV | A80US2V090B16* | Split System | 34400 | 18 | 8.5 | 1.85 | R-454B | 650
218432824 | DUCANE | 7SCP18V36P-**A | (H,A,D)G9J*36+TXV | 80G2UH090BV16* | Split System | 34400 | 18 | 8.5 | 1.85 | R-454B | 650
218391436 | LENNOX | EL18KSLV-036-230A** | LD24/35Z*+TXV | SL280UH090XV48B* | Split System | 34400 | 18 | 8.5 | 1.85 | R-454B | 650
218392670 | LENNOX | EL18KSLV-036-230A** | L*31/37U+TXV | SL280UH090V48B* | Split System | 34600 | 18 | 8.5 | 1.9 | R-454B | 650
218392679 | LENNOX | EL18KSLV-036-230A** | L*31/37U+TXV | SL280UH090XV48B* | Split System | 34600 | 18 | 8.5 | 1.9 | R-454B | 650
218391440 | LENNOX | EL18KSLV-036-230A** | L*31/37U+TXV | SL280UH090XV48B* | Split System | 34600 | 18 | 8.5 | 1.9 | R-454B | 650
218391295 | LENNOX | EL18KSLV-036-230A** | L*31/37U+TXV | ML180UH070V48B* | Split System | 35000 | 18 | 8.5 | 1.9 | R-454B | 650
218392534 | LENNOX | EL18KSLV-036-230A** | L*31/37U+TXV | ML180UH070V48B* | Split System | 35000 | 18 | 8.5 | 1.9 | R-454B | 650
215870979 | YORK | HH860E2S11 | CV606**C+TXV | Y91E100C20SMPS1 | Split System | 45500 | 18 | 8.5 | 2 | R-454B | 650
215870978 | YORK | HH860E2S11 | CV605**C+TXV | Y91E100C20SMPS1 | Split System | 45500 | 18 | 8.5 | 2 | R-454B | 650
215870980 | YORK | HH860E2S11 | CV603**A+TXV | Y91E100C20SMPS1 | Split System | 45500 | 18 | 8.5 | 2 | R-454B | 650
215870977 | YORK | HH860E2S11 | CX601C*35+TXV | Y91E100C20SMPS1 | Split System | 45500 | 18 | 8.5 | 2 | R-454B | 650
218612672 | CARRIER | 27VPA936A*030* | PL36H210P74*+TXV | 59TP7A080V21**20 | Split System | 36000 | 15.2 | 8.5 | 2.02 | R-454B | 650
218020042 | ACIQ | N5H9V24*K*AAA* | EVD5X25M17A* | *96VSN0401712B* | Split System | 24000 | 17.5 | 8.5 | 1.92 | R-454B | 650
218016830 | ACIQ | N5H9V24*K*AAA* | EVM5X25M17A* | *96VSN0401712B* | Split System | 24000 | 17.5 | 8.5 | 1.92 | R-454B | 650
218016892 | ACIQ | N5H9V24*K*AAA* | EVM5X30M17A* | *96VSN0401712B* | Split System | 24000 | 17.5 | 8.5 | 1.92 | R-454B | 650
218020063 | ACIQ | N5H9V24*K*AAA* | EVD5X25M17A* | *96VTN0401712B* | Split System | 24000 | 17.5 | 8.5 | 1.92 | R-454B | 650
218020145 | ACIQ | N5H9V24*K*AAA* | EVD5X30M17A* | *96VTN0401712B* | Split System | 24000 | 17.5 | 8.5 | 1.92 | R-454B | 650
218016912 | ACIQ | N5H9V24*K*AAA* | EVM5X30M17A* | *96VTN0401712B* | Split System | 24000 | 17.5 | 8.5 | 1.92 | R-454B | 650
218020123 | ACIQ | N5H9V24*K*AAA* | EVD5X30M17A* | *96VSN0401410B* | Split System | 24000 | 17.5 | 8.5 | 1.92 | R-454B | 650
218019876 | ACIQ | N5H9V24*K*AAA* | EVM5X36M17A* | *96VSN0401712B* | Split System | 24000 | 17.5 | 8.5 | 1.92 | R-454B | 650
218020231 | ACIQ | N5H9V24*K*AAA* | EVD5X36M17A* | *96VSN0401712B* | Split System | 24200 | 17.5 | 8.5 | 1.92 | R-454B | 650
218020248 | ACIQ | N5H9V24*K*AAA* | EVD5X36M17A* | *96VTN0401712B* | Split System | 24200 | 17.5 | 8.5 | 1.92 | R-454B | 650
218020194 | ACIQ | N5H9V24*K*AAA* | EVD5X31M17A* | *96VTN0401410B* | Split System | 24600 | 17.5 | 8.5 | 1.92 | R-454B | 650
217939341 | AIRQUEST | Q5H9V24*K*AAA* | EVD5X24M17A* | *96VTN0601412B* | Split System | 23400 | 17.5 | 8.5 | 1.88 | R-454B | 650
217939418 | AIRQUEST | Q5H9V24*K*AAA* | EVD5X24M17A* | OLV098A12* | Split System | 23600 | 17.5 | 8.5 | 1.88 | R-454B | 650
217939411 | AIRQUEST | N5H9V24*K*AAA* | EVD5X24M17A* | OLV098A12* | Split System | 23600 | 17.5 | 8.5 | 1.88 | R-454B | 650
217939426 | AIRQUEST | N5H9V24*K*AAA* | EVD5X24M17A* | OMV098J12* | Split System | 23800 | 17.5 | 8.5 | 1.9 | R-454B | 650
217940312 | AIRQUEST | Q5H9V24*K*AAA* | EVD5X30M14A* | *96VTN0601412B* | Split System | 23800 | 17.5 | 8.5 | 1.9 | R-454B | 650
217938584 | AIRQUEST | Q5H9V24*K*AAA* | EVM5X36M17A* | *96VTN0401410B* | Split System | 24000 | 17.5 | 8.5 | 1.9 | R-454B | 650
217940759 | AIRQUEST | N5H9V24*K*AAA* | EVD5X30M17A* | *96VTN0401410B* | Split System | 24000 | 17.5 | 8.5 | 1.9 | R-454B | 650
217939850 | AIRQUEST | N5H9V24*K*AAA* | EVD5X25M17A* | *96VSN0401410B* | Split System | 24200 | 17.5 | 8.5 | 1.9 | R-454B | 650
217941563 | AIRQUEST | N5H9V24*K*AAA* | EVD5X36M17A* | *96VSN0401410B* | Split System | 24200 | 17.5 | 8.5 | 1.9 | R-454B | 650
217941570 | AIRQUEST | Q5H9V24*K*AAA* | EVD5X36M17A* | *96VSN0401410B* | Split System | 24200 | 17.5 | 8.5 | 1.9 | R-454B | 650
217938403 | AIRQUEST | Q5H9V24*K*AAA* | EVM5X36M17A* | *96VSN0401410B* | Split System | 24200 | 17.5 | 8.5 | 1.9 | R-454B | 650
217939857 | AIRQUEST | Q5H9V24*K*AAA* | EVD5X25M17A* | *96VSN0401410B* | Split System | 24200 | 17.5 | 8.5 | 1.9 | R-454B | 650
217940046 | AIRQUEST | N5H9V24*K*AAA* | EVD5X25M17A* | *96VTN0401712B* | Split System | 24000 | 17.5 | 8.5 | 1.92 | R-454B | 650
217938418 | AIRQUEST | Q5H9V24*K*AAA* | EVM5X36M17A* | *96VSN0401712B* | Split System | 24000 | 17.5 | 8.5 | 1.92 | R-454B | 650
217940584 | AIRQUEST | Q5H9V24*K*AAA* | EVD5X30M17A* | *96VSN0401410B* | Split System | 24000 | 17.5 | 8.5 | 1.92 | R-454B | 650
217940599 | AIRQUEST | Q5H9V24*K*AAA* | EVD5X30M17A* | *96VSN0401712B* | Split System | 24000 | 17.5 | 8.5 | 1.92 | R-454B | 650
217940774 | AIRQUEST | N5H9V24*K*AAA* | EVD5X30M17A* | *96VTN0401712B* | Split System | 24000 | 17.5 | 8.5 | 1.92 | R-454B | 650
217940781 | AIRQUEST | Q5H9V24*K*AAA* | EVD5X30M17A* | *96VTN0401712B* | Split System | 24000 | 17.5 | 8.5 | 1.92 | R-454B | 650
217939872 | AIRQUEST | Q5H9V24*K*AAA* | EVD5X25M17A* | *96VSN0401712B* | Split System | 24000 | 17.5 | 8.5 | 1.92 | R-454B | 650
217940577 | AIRQUEST | N5H9V24*K*AAA* | EVD5X30M17A* | *96VSN0401410B* | Split System | 24000 | 17.5 | 8.5 | 1.92 | R-454B | 650
217940592 | AIRQUEST | N5H9V24*K*AAA* | EVD5X30M17A* | *96VSN0401712B* | Split System | 24000 | 17.5 | 8.5 | 1.92 | R-454B | 650
217936822 | AIRQUEST | N5H9V24*K*AAA* | EVM5X30M17A* | *96VTN0401712B* | Split System | 24000 | 17.5 | 8.5 | 1.92 | R-454B | 650
217938599 | AIRQUEST | Q5H9V24*K*AAA* | EVM5X36M17A* | *96VTN0401712B* | Split System | 24000 | 17.5 | 8.5 | 1.92 | R-454B | 650
217941578 | AIRQUEST | N5H9V24*K*AAA* | EVD5X36M17A* | *96VSN0401712B* | Split System | 24200 | 17.5 | 8.5 | 1.92 | R-454B | 650
217941744 | AIRQUEST | N5H9V24*K*AAA* | EVD5X36M17A* | *96VTN0401712B* | Split System | 24200 | 17.5 | 8.5 | 1.92 | R-454B | 650
217941585 | AIRQUEST | Q5H9V24*K*AAA* | EVD5X36M17A* | *96VSN0401712B* | Split System | 24200 | 17.5 | 8.5 | 1.92 | R-454B | 650
217941751 | AIRQUEST | Q5H9V24*K*AAA* | EVD5X36M17A* | *96VTN0401712B* | Split System | 24200 | 17.5 | 8.5 | 1.92 | R-454B | 650
217941237 | AIRQUEST | Q5H9V24*K*AAA* | EVD5X31M17A* | *96VTN0401410B* | Split System | 24600 | 17.5 | 8.5 | 1.92 | R-454B | 650
217941230 | AIRQUEST | N5H9V24*K*AAA* | EVD5X31M17A* | *96VTN0401410B* | Split System | 24600 | 17.5 | 8.5 | 1.92 | R-454B | 650
217939159 | ARCOAIRE | Q5H9V24*K*AAA* | EVD5X24M17A* | *96VSN0601412B* | Split System | 23400 | 17.5 | 8.5 | 1.88 | R-454B | 650
217939333 | ARCOAIRE | N5H9V24*K*AAA* | EVD5X24M17A* | *96VTN0601412B* | Split System | 23400 | 17.5 | 8.5 | 1.88 | R-454B | 650
217939340 | ARCOAIRE | Q5H9V24*K*AAA* | EVD5X24M17A* | *96VTN0601412B* | Split System | 23400 | 17.5 | 8.5 | 1.88 | R-454B | 650
217935527 | ARCOAIRE | Q5H9V24*K*AAA* | EVM5X24M17A* | *96VSN0601412B* | Split System | 23400 | 17.5 | 8.5 | 1.88 | R-454B | 650
217939432 | ARCOAIRE | Q5H9V24*K*AAA* | EVD5X24M17A* | OMV098J12* | Split System | 23800 | 17.5 | 8.5 | 1.9 | R-454B | 650
217939425 | ARCOAIRE | N5H9V24*K*AAA* | EVD5X24M17A* | OMV098J12* | Split System | 23800 | 17.5 | 8.5 | 1.9 | R-454B | 650
217940265 | ARCOAIRE | Q5H9V24*K*AAA* | EVD5X30M14A* | *96VSN0601412B* | Split System | 23800 | 17.5 | 8.5 | 1.9 | R-454B | 650
217940304 | ARCOAIRE | N5H9V24*K*AAA* | EVD5X30M14A* | *96VTN0601412B* | Split System | 23800 | 17.5 | 8.5 | 1.9 | R-454B | 650
217940765 | ARCOAIRE | Q5H9V24*K*AAA* | EVD5X30M17A* | *96VTN0401410B* | Split System | 24000 | 17.5 | 8.5 | 1.9 | R-454B | 650
217940758 | ARCOAIRE | N5H9V24*K*AAA* | EVD5X30M17A* | *96VTN0401410B* | Split System | 24000 | 17.5 | 8.5 | 1.9 | R-454B | 650
217939856 | ARCOAIRE | Q5H9V24*K*AAA* | EVD5X25M17A* | *96VSN0401410B* | Split System | 24200 | 17.5 | 8.5 | 1.9 | R-454B | 650
217938402 | ARCOAIRE | Q5H9V24*K*AAA* | EVM5X36M17A* | *96VSN0401410B* | Split System | 24200 | 17.5 | 8.5 | 1.9 | R-454B | 650
217941569 | ARCOAIRE | Q5H9V24*K*AAA* | EVD5X36M17A* | *96VSN0401410B* | Split System | 24200 | 17.5 | 8.5 | 1.9 | R-454B | 650
217941562 | ARCOAIRE | N5H9V24*K*AAA* | EVD5X36M17A* | *96VSN0401410B* | Split System | 24200 | 17.5 | 8.5 | 1.9 | R-454B | 650
217940598 | ARCOAIRE | Q5H9V24*K*AAA* | EVD5X30M17A* | *96VSN0401712B* | Split System | 24000 | 17.5 | 8.5 | 1.92 | R-454B | 650
217940052 | ARCOAIRE | Q5H9V24*K*AAA* | EVD5X25M17A* | *96VTN0401712B* | Split System | 24000 | 17.5 | 8.5 | 1.92 | R-454B | 650
217940045 | ARCOAIRE | N5H9V24*K*AAA* | EVD5X25M17A* | *96VTN0401712B* | Split System | 24000 | 17.5 | 8.5 | 1.92 | R-454B | 650
217940583 | ARCOAIRE | Q5H9V24*K*AAA* | EVD5X30M17A* | *96VSN0401410B* | Split System | 24000 | 17.5 | 8.5 | 1.92 | R-454B | 650
217940576 | ARCOAIRE | N5H9V24*K*AAA* | EVD5X30M17A* | *96VSN0401410B* | Split System | 24000 | 17.5 | 8.5 | 1.92 | R-454B | 650
217936095 | ARCOAIRE | N5H9V24*K*AAA* | EVM5X25M17A* | *96VSN0401712B* | Split System | 24000 | 17.5 | 8.5 | 1.92 | R-454B | 650
217941750 | ARCOAIRE | Q5H9V24*K*AAA* | EVD5X36M17A* | *96VTN0401712B* | Split System | 24200 | 17.5 | 8.5 | 1.92 | R-454B | 650
217941584 | ARCOAIRE | Q5H9V24*K*AAA* | EVD5X36M17A* | *96VSN0401712B* | Split System | 24200 | 17.5 | 8.5 | 1.92 | R-454B | 650
217941577 | ARCOAIRE | N5H9V24*K*AAA* | EVD5X36M17A* | *96VSN0401712B* | Split System | 24200 | 17.5 | 8.5 | 1.92 | R-454B | 650
217941743 | ARCOAIRE | N5H9V24*K*AAA* | EVD5X36M17A* | *96VTN0401712B* | Split System | 24200 | 17.5 | 8.5 | 1.92 | R-454B | 650
217941236 | ARCOAIRE | Q5H9V24*K*AAA* | EVD5X31M17A* | *96VTN0401410B* | Split System | 24600 | 17.5 | 8.5 | 1.92 | R-454B | 650
217941229 | ARCOAIRE | N5H9V24*K*AAA* | EVD5X31M17A* | *96VTN0401410B* | Split System | 24600 | 17.5 | 8.5 | 1.92 | R-454B | 650
217939332 | BRYANT HEATING AND COOLING SYSTEMS | 249VAN024**AA* | CVAVA2417XMA* | 926TC36060V14*** | Split System | 23400 | 17.5 | 8.5 | 1.88 | R-454B | 650
217939409 | BRYANT HEATING AND COOLING SYSTEMS | 249VAN024**AA* | CVAVA2417XMA* | OVLAAB036098 | Split System | 23600 | 17.5 | 8.5 | 1.88 | R-454B | 650
217940303 | BRYANT HEATING AND COOLING SYSTEMS | 249VAN024**AA* | CVAVA3014XMA* | 926TC36060V14*** | Split System | 23800 | 17.5 | 8.5 | 1.9 | R-454B | 650
217938575 | BRYANT HEATING AND COOLING SYSTEMS | 249VAN024**AA* | CVAMA3617XMA* | 926TC30040V14*** | Split System | 24000 | 17.5 | 8.5 | 1.9 | R-454B | 650
217941561 | BRYANT HEATING AND COOLING SYSTEMS | 249VAN024**AA* | CVAVA3617XMA* | 926SB30040V14*** | Split System | 24200 | 17.5 | 8.5 | 1.9 | R-454B | 650
217939848 | BRYANT HEATING AND COOLING SYSTEMS | 249VAN024**AA* | CVAVA2517XMA* | 926SB30040V14*** | Split System | 24200 | 17.5 | 8.5 | 1.9 | R-454B | 650
217938409 | BRYANT HEATING AND COOLING SYSTEMS | 249VAN024**AA* | CVAMA3617XMA* | 926SB36040V17*** | Split System | 24000 | 17.5 | 8.5 | 1.92 | R-454B | 650
217940590 | BRYANT HEATING AND COOLING SYSTEMS | 249VAN024**AA* | CVAVA3017XMA* | 926SB36040V17*** | Split System | 24000 | 17.5 | 8.5 | 1.92 | R-454B | 650
217940575 | BRYANT HEATING AND COOLING SYSTEMS | 249VAN024**AA* | CVAVA3017XMA* | 926SB30040V14*** | Split System | 24000 | 17.5 | 8.5 | 1.92 | R-454B | 650
217940772 | BRYANT HEATING AND COOLING SYSTEMS | 249VAN024**AA* | CVAVA3017XMA* | 926TC36040V17*** | Split System | 24000 | 17.5 | 8.5 | 1.92 | R-454B | 650
217939863 | BRYANT HEATING AND COOLING SYSTEMS | 249VAN024**AA* | CVAVA2517XMA* | 926SB36040V17*** | Split System | 24000 | 17.5 | 8.5 | 1.92 | R-454B | 650
217941576 | BRYANT HEATING AND COOLING SYSTEMS | 249VAN024**AA* | CVAVA3617XMA* | 926SB36040V17*** | Split System | 24200 | 17.5 | 8.5 | 1.92 | R-454B | 650
217941742 | BRYANT HEATING AND COOLING SYSTEMS | 249VAN024**AA* | CVAVA3617XMA* | 926TC36040V17*** | Split System | 24200 | 17.5 | 8.5 | 1.92 | R-454B | 650
217941228 | BRYANT HEATING AND COOLING SYSTEMS | 249VAN024**AA* | CVAVA3117XMA* | 926TC30040V14*** | Split System | 24600 | 17.5 | 8.5 | 1.92 | R-454B | 650
217940756 | CARRIER | 27VPA924A*030* | CVAVA3017XMA* | GG96VTAB30040A** | Split System | 24000 | 17.5 | 8.5 | 1.9 | R-454B | 650
217941227 | CARRIER | 27VPA924A*030* | CVAVA3117XMA* | GG96VTAB30040A** | Split System | 24600 | 17.5 | 8.5 | 1.92 | R-454B | 650
217939161 | COMFORTMAKER | Q5H9V24*K*AAA* | EVD5X24M17A* | *96VSN0601412B* | Split System | 23400 | 17.5 | 8.5 | 1.88 | R-454B | 650
217939342 | COMFORTMAKER | Q5H9V24*K*AAA* | EVD5X24M17A* | *96VTN0601412B* | Split System | 23400 | 17.5 | 8.5 | 1.88 | R-454B | 650
217939419 | COMFORTMAKER | Q5H9V24*K*AAA* | EVD5X24M17A* | OLV098A12* | Split System | 23600 | 17.5 | 8.5 | 1.88 | R-454B | 650
217939427 | COMFORTMAKER | N5H9V24*K*AAA* | EVD5X24M17A* | OMV098J12* | Split System | 23800 | 17.5 | 8.5 | 1.9 | R-454B | 650
217940260 | COMFORTMAKER | N5H9V24*K*AAA* | EVD5X30M14A* | *96VSN0601412B* | Split System | 23800 | 17.5 | 8.5 | 1.9 | R-454B | 650
217940306 | COMFORTMAKER | N5H9V24*K*AAA* | EVD5X30M14A* | *96VTN0601412B* | Split System | 23800 | 17.5 | 8.5 | 1.9 | R-454B | 650
217940313 | COMFORTMAKER | Q5H9V24*K*AAA* | EVD5X30M14A* | *96VTN0601412B* | Split System | 23800 | 17.5 | 8.5 | 1.9 | R-454B | 650
217940767 | COMFORTMAKER | Q5H9V24*K*AAA* | EVD5X30M17A* | *96VTN0401410B* | Split System | 24000 | 17.5 | 8.5 | 1.9 | R-454B | 650
217940760 | COMFORTMAKER | N5H9V24*K*AAA* | EVD5X30M17A* | *96VTN0401410B* | Split System | 24000 | 17.5 | 8.5 | 1.9 | R-454B | 650
217936270 | COMFORTMAKER | Q5H9V24*K*AAA* | EVM5X25M17A* | *96VTN0401410B* | Split System | 24000 | 17.5 | 8.5 | 1.9 | R-454B | 650
217941564 | COMFORTMAKER | N5H9V24*K*AAA* | EVD5X36M17A* | *96VSN0401410B* | Split System | 24200 | 17.5 | 8.5 | 1.9 | R-454B | 650
217941571 | COMFORTMAKER | Q5H9V24*K*AAA* | EVD5X36M17A* | *96VSN0401410B* | Split System | 24200 | 17.5 | 8.5 | 1.9 | R-454B | 650
217940775 | COMFORTMAKER | N5H9V24*K*AAA* | EVD5X30M17A* | *96VTN0401712B* | Split System | 24000 | 17.5 | 8.5 | 1.92 | R-454B | 650
217940054 | COMFORTMAKER | Q5H9V24*K*AAA* | EVD5X25M17A* | *96VTN0401712B* | Split System | 24000 | 17.5 | 8.5 | 1.92 | R-454B | 650
217940047 | COMFORTMAKER | N5H9V24*K*AAA* | EVD5X25M17A* | *96VTN0401712B* | Split System | 24000 | 17.5 | 8.5 | 1.92 | R-454B | 650
217940578 | COMFORTMAKER | N5H9V24*K*AAA* | EVD5X30M17A* | *96VSN0401410B* | Split System | 24000 | 17.5 | 8.5 | 1.92 | R-454B | 650
217940585 | COMFORTMAKER | Q5H9V24*K*AAA* | EVD5X30M17A* | *96VSN0401410B* | Split System | 24000 | 17.5 | 8.5 | 1.92 | R-454B | 650
217940600 | COMFORTMAKER | Q5H9V24*K*AAA* | EVD5X30M17A* | *96VSN0401712B* | Split System | 24000 | 17.5 | 8.5 | 1.92 | R-454B | 650
217938419 | COMFORTMAKER | Q5H9V24*K*AAA* | EVM5X36M17A* | *96VSN0401712B* | Split System | 24000 | 17.5 | 8.5 | 1.92 | R-454B | 650
217939873 | COMFORTMAKER | Q5H9V24*K*AAA* | EVD5X25M17A* | *96VSN0401712B* | Split System | 24000 | 17.5 | 8.5 | 1.92 | R-454B | 650
217940593 | COMFORTMAKER | N5H9V24*K*AAA* | EVD5X30M17A* | *96VSN0401712B* | Split System | 24000 | 17.5 | 8.5 | 1.92 | R-454B | 650
217940782 | COMFORTMAKER | Q5H9V24*K*AAA* | EVD5X30M17A* | *96VTN0401712B* | Split System | 24000 | 17.5 | 8.5 | 1.92 | R-454B | 650
217941579 | COMFORTMAKER | N5H9V24*K*AAA* | EVD5X36M17A* | *96VSN0401712B* | Split System | 24200 | 17.5 | 8.5 | 1.92 | R-454B | 650
217941745 | COMFORTMAKER | N5H9V24*K*AAA* | EVD5X36M17A* | *96VTN0401712B* | Split System | 24200 | 17.5 | 8.5 | 1.92 | R-454B | 650
217941586 | COMFORTMAKER | Q5H9V24*K*AAA* | EVD5X36M17A* | *96VSN0401712B* | Split System | 24200 | 17.5 | 8.5 | 1.92 | R-454B | 650
217941752 | COMFORTMAKER | Q5H9V24*K*AAA* | EVD5X36M17A* | *96VTN0401712B* | Split System | 24200 | 17.5 | 8.5 | 1.92 | R-454B | 650
217941231 | COMFORTMAKER | N5H9V24*K*AAA* | EVD5X31M17A* | *96VTN0401410B* | Split System | 24600 | 17.5 | 8.5 | 1.92 | R-454B | 650
217941238 | COMFORTMAKER | Q5H9V24*K*AAA* | EVD5X31M17A* | *96VTN0401410B* | Split System | 24600 | 17.5 | 8.5 | 1.92 | R-454B | 650
217939155 | DAY & NIGHT | N5H9V24*K*AAA* | EVD5X24M17A* | *96VSN0601412B* | Split System | 23400 | 17.5 | 8.5 | 1.88 | R-454B | 650
217939343 | DAY & NIGHT | Q5H9V24*K*AAA* | EVD5X24M17A* | *96VTN0601412B* | Split System | 23400 | 17.5 | 8.5 | 1.88 | R-454B | 650
217939336 | DAY & NIGHT | N5H9V24*K*AAA* | EVD5X24M17A* | *96VTN0601412B* | Split System | 23400 | 17.5 | 8.5 | 1.88 | R-454B | 650
217939413 | DAY & NIGHT | N5H9V24*K*AAA* | EVD5X24M17A* | OLV098A12* | Split System | 23600 | 17.5 | 8.5 | 1.88 | R-454B | 650
217939420 | DAY & NIGHT | Q5H9V24*K*AAA* | EVD5X24M17A* | OLV098A12* | Split System | 23600 | 17.5 | 8.5 | 1.88 | R-454B | 650
217939435 | DAY & NIGHT | Q5H9V24*K*AAA* | EVD5X24M17A* | OMV098J12* | Split System | 23800 | 17.5 | 8.5 | 1.9 | R-454B | 650
217940261 | DAY & NIGHT | N5H9V24*K*AAA* | EVD5X30M14A* | *96VSN0601412B* | Split System | 23800 | 17.5 | 8.5 | 1.9 | R-454B | 650
217938586 | DAY & NIGHT | Q5H9V24*K*AAA* | EVM5X36M17A* | *96VTN0401410B* | Split System | 24000 | 17.5 | 8.5 | 1.9 | R-454B | 650
217940761 | DAY & NIGHT | N5H9V24*K*AAA* | EVD5X30M17A* | *96VTN0401410B* | Split System | 24000 | 17.5 | 8.5 | 1.9 | R-454B | 650
217938405 | DAY & NIGHT | Q5H9V24*K*AAA* | EVM5X36M17A* | *96VSN0401410B* | Split System | 24200 | 17.5 | 8.5 | 1.9 | R-454B | 650
217939859 | DAY & NIGHT | Q5H9V24*K*AAA* | EVD5X25M17A* | *96VSN0401410B* | Split System | 24200 | 17.5 | 8.5 | 1.9 | R-454B | 650
217941565 | DAY & NIGHT | N5H9V24*K*AAA* | EVD5X36M17A* | *96VSN0401410B* | Split System | 24200 | 17.5 | 8.5 | 1.9 | R-454B | 650
217941572 | DAY & NIGHT | Q5H9V24*K*AAA* | EVD5X36M17A* | *96VSN0401410B* | Split System | 24200 | 17.5 | 8.5 | 1.9 | R-454B | 650
217939852 | DAY & NIGHT | N5H9V24*K*AAA* | EVD5X25M17A* | *96VSN0401410B* | Split System | 24200 | 17.5 | 8.5 | 1.9 | R-454B | 650
217940783 | DAY & NIGHT | Q5H9V24*K*AAA* | EVD5X30M17A* | *96VTN0401712B* | Split System | 24000 | 17.5 | 8.5 | 1.92 | R-454B | 650
217940776 | DAY & NIGHT | N5H9V24*K*AAA* | EVD5X30M17A* | *96VTN0401712B* | Split System | 24000 | 17.5 | 8.5 | 1.92 | R-454B | 650
217940586 | DAY & NIGHT | Q5H9V24*K*AAA* | EVD5X30M17A* | *96VSN0401410B* | Split System | 24000 | 17.5 | 8.5 | 1.92 | R-454B | 650
217939867 | DAY & NIGHT | N5H9V24*K*AAA* | EVD5X25M17A* | *96VSN0401712B* | Split System | 24000 | 17.5 | 8.5 | 1.92 | R-454B | 650
217938420 | DAY & NIGHT | Q5H9V24*K*AAA* | EVM5X36M17A* | *96VSN0401712B* | Split System | 24000 | 17.5 | 8.5 | 1.92 | R-454B | 650
217940579 | DAY & NIGHT | N5H9V24*K*AAA* | EVD5X30M17A* | *96VSN0401410B* | Split System | 24000 | 17.5 | 8.5 | 1.92 | R-454B | 650
217936279 | DAY & NIGHT | N5H9V24*K*AAA* | EVM5X25M17A* | *96VTN0401712B* | Split System | 24000 | 17.5 | 8.5 | 1.92 | R-454B | 650
217941587 | DAY & NIGHT | Q5H9V24*K*AAA* | EVD5X36M17A* | *96VSN0401712B* | Split System | 24200 | 17.5 | 8.5 | 1.92 | R-454B | 650
217941753 | DAY & NIGHT | Q5H9V24*K*AAA* | EVD5X36M17A* | *96VTN0401712B* | Split System | 24200 | 17.5 | 8.5 | 1.92 | R-454B | 650
217941580 | DAY & NIGHT | N5H9V24*K*AAA* | EVD5X36M17A* | *96VSN0401712B* | Split System | 24200 | 17.5 | 8.5 | 1.92 | R-454B | 650
217941746 | DAY & NIGHT | N5H9V24*K*AAA* | EVD5X36M17A* | *96VTN0401712B* | Split System | 24200 | 17.5 | 8.5 | 1.92 | R-454B | 650
217941239 | DAY & NIGHT | Q5H9V24*K*AAA* | EVD5X31M17A* | *96VTN0401410B* | Split System | 24600 | 17.5 | 8.5 | 1.92 | R-454B | 650
217939156 | HEIL | N5H9V24*K*AAA* | EVD5X24M17A* | *96VSN0601412B* | Split System | 23400 | 17.5 | 8.5 | 1.88 | R-454B | 650
217939436 | HEIL | Q5H9V24*K*AAA* | EVD5X24M17A* | OMV098J12* | Split System | 23800 | 17.5 | 8.5 | 1.9 | R-454B | 650
217939429 | HEIL | N5H9V24*K*AAA* | EVD5X24M17A* | OMV098J12* | Split System | 23800 | 17.5 | 8.5 | 1.9 | R-454B | 650
217940308 | HEIL | N5H9V24*K*AAA* | EVD5X30M14A* | *96VTN0601412B* | Split System | 23800 | 17.5 | 8.5 | 1.9 | R-454B | 650
217940315 | HEIL | Q5H9V24*K*AAA* | EVD5X30M14A* | *96VTN0601412B* | Split System | 23800 | 17.5 | 8.5 | 1.9 | R-454B | 650
217938406 | HEIL | Q5H9V24*K*AAA* | EVM5X36M17A* | *96VSN0401410B* | Split System | 24200 | 17.5 | 8.5 | 1.9 | R-454B | 650
217941566 | HEIL | N5H9V24*K*AAA* | EVD5X36M17A* | *96VSN0401410B* | Split System | 24200 | 17.5 | 8.5 | 1.9 | R-454B | 650
217939853 | HEIL | N5H9V24*K*AAA* | EVD5X25M17A* | *96VSN0401410B* | Split System | 24200 | 17.5 | 8.5 | 1.9 | R-454B | 650
217941573 | HEIL | Q5H9V24*K*AAA* | EVD5X36M17A* | *96VSN0401410B* | Split System | 24200 | 17.5 | 8.5 | 1.9 | R-454B | 650
217939860 | HEIL | Q5H9V24*K*AAA* | EVD5X25M17A* | *96VSN0401410B* | Split System | 24200 | 17.5 | 8.5 | 1.9 | R-454B | 650
217938595 | HEIL | N5H9V24*K*AAA* | EVM5X36M17A* | *96VTN0401712B* | Split System | 24000 | 17.5 | 8.5 | 1.92 | R-454B | 650
217940595 | HEIL | N5H9V24*K*AAA* | EVD5X30M17A* | *96VSN0401712B* | Split System | 24000 | 17.5 | 8.5 | 1.92 | R-454B | 650
217940777 | HEIL | N5H9V24*K*AAA* | EVD5X30M17A* | *96VTN0401712B* | Split System | 24000 | 17.5 | 8.5 | 1.92 | R-454B | 650
217938602 | HEIL | Q5H9V24*K*AAA* | EVM5X36M17A* | *96VTN0401712B* | Split System | 24000 | 17.5 | 8.5 | 1.92 | R-454B | 650
217940056 | HEIL | Q5H9V24*K*AAA* | EVD5X25M17A* | *96VTN0401712B* | Split System | 24000 | 17.5 | 8.5 | 1.92 | R-454B | 650
217939868 | HEIL | N5H9V24*K*AAA* | EVD5X25M17A* | *96VSN0401712B* | Split System | 24000 | 17.5 | 8.5 | 1.92 | R-454B | 650
217941754 | HEIL | Q5H9V24*K*AAA* | EVD5X36M17A* | *96VTN0401712B* | Split System | 24200 | 17.5 | 8.5 | 1.92 | R-454B | 650
217941581 | HEIL | N5H9V24*K*AAA* | EVD5X36M17A* | *96VSN0401712B* | Split System | 24200 | 17.5 | 8.5 | 1.92 | R-454B | 650
217941588 | HEIL | Q5H9V24*K*AAA* | EVD5X36M17A* | *96VSN0401712B* | Split System | 24200 | 17.5 | 8.5 | 1.92 | R-454B | 650
217941747 | HEIL | N5H9V24*K*AAA* | EVD5X36M17A* | *96VTN0401712B* | Split System | 24200 | 17.5 | 8.5 | 1.92 | R-454B | 650
217941233 | HEIL | N5H9V24*K*AAA* | EVD5X31M17A* | *96VTN0401410B* | Split System | 24600 | 17.5 | 8.5 | 1.92 | R-454B | 650
217941240 | HEIL | Q5H9V24*K*AAA* | EVD5X31M17A* | *96VTN0401410B* | Split System | 24600 | 17.5 | 8.5 | 1.92 | R-454B | 650
217939157 | KEEPRITE | N5H9V24*K*AAA* | EVD5X24M17A* | *96VSN0601412B* | Split System | 23400 | 17.5 | 8.5 | 1.88 | R-454B | 650
217939338 | KEEPRITE | N5H9V24*K*AAA* | EVD5X24M17A* | *96VTN0601412B* | Split System | 23400 | 17.5 | 8.5 | 1.88 | R-454B | 650
217939345 | KEEPRITE | Q5H9V24*K*AAA* | EVD5X24M17A* | *96VTN0601412B* | Split System | 23400 | 17.5 | 8.5 | 1.88 | R-454B | 650
217935525 | KEEPRITE | N5H9V24*K*AAA* | EVM5X24M17A* | *96VSN0601412B* | Split System | 23400 | 17.5 | 8.5 | 1.88 | R-454B | 650
217939415 | KEEPRITE | N5H9V24*K*AAA* | EVD5X24M17A* | OLV098A12* | Split System | 23600 | 17.5 | 8.5 | 1.88 | R-454B | 650
217939422 | KEEPRITE | Q5H9V24*K*AAA* | EVD5X24M17A* | OLV098A12* | Split System | 23600 | 17.5 | 8.5 | 1.88 | R-454B | 650
217940270 | KEEPRITE | Q5H9V24*K*AAA* | EVD5X30M14A* | *96VSN0601412B* | Split System | 23800 | 17.5 | 8.5 | 1.9 | R-454B | 650
217940263 | KEEPRITE | N5H9V24*K*AAA* | EVD5X30M14A* | *96VSN0601412B* | Split System | 23800 | 17.5 | 8.5 | 1.9 | R-454B | 650
217940316 | KEEPRITE | Q5H9V24*K*AAA* | EVD5X30M14A* | *96VTN0601412B* | Split System | 23800 | 17.5 | 8.5 | 1.9 | R-454B | 650
217940309 | KEEPRITE | N5H9V24*K*AAA* | EVD5X30M14A* | *96VTN0601412B* | Split System | 23800 | 17.5 | 8.5 | 1.9 | R-454B | 650
217938581 | KEEPRITE | N5H9V24*K*AAA* | EVM5X36M17A* | *96VTN0401410B* | Split System | 24000 | 17.5 | 8.5 | 1.9 | R-454B | 650
217940770 | KEEPRITE | Q5H9V24*K*AAA* | EVD5X30M17A* | *96VTN0401410B* | Split System | 24000 | 17.5 | 8.5 | 1.9 | R-454B | 650
217940763 | KEEPRITE | N5H9V24*K*AAA* | EVD5X30M17A* | *96VTN0401410B* | Split System | 24000 | 17.5 | 8.5 | 1.9 | R-454B | 650
217938407 | KEEPRITE | Q5H9V24*K*AAA* | EVM5X36M17A* | *96VSN0401410B* | Split System | 24200 | 17.5 | 8.5 | 1.9 | R-454B | 650
217939861 | KEEPRITE | Q5H9V24*K*AAA* | EVD5X25M17A* | *96VSN0401410B* | Split System | 24200 | 17.5 | 8.5 | 1.9 | R-454B | 650
217938400 | KEEPRITE | N5H9V24*K*AAA* | EVM5X36M17A* | *96VSN0401410B* | Split System | 24200 | 17.5 | 8.5 | 1.9 | R-454B | 650
217941574 | KEEPRITE | Q5H9V24*K*AAA* | EVD5X36M17A* | *96VSN0401410B* | Split System | 24200 | 17.5 | 8.5 | 1.9 | R-454B | 650
217941567 | KEEPRITE | N5H9V24*K*AAA* | EVD5X36M17A* | *96VSN0401410B* | Split System | 24200 | 17.5 | 8.5 | 1.9 | R-454B | 650
217939854 | KEEPRITE | N5H9V24*K*AAA* | EVD5X25M17A* | *96VSN0401410B* | Split System | 24200 | 17.5 | 8.5 | 1.9 | R-454B | 650
217936652 | KEEPRITE | Q5H9V24*K*AAA* | EVM5X30M17A* | *96VSN0401410B* | Split System | 24200 | 17.5 | 8.5 | 1.9 | R-454B | 650
217940588 | KEEPRITE | Q5H9V24*K*AAA* | EVD5X30M17A* | *96VSN0401410B* | Split System | 24000 | 17.5 | 8.5 | 1.92 | R-454B | 650
217939876 | KEEPRITE | Q5H9V24*K*AAA* | EVD5X25M17A* | *96VSN0401712B* | Split System | 24000 | 17.5 | 8.5 | 1.92 | R-454B | 650
217940057 | KEEPRITE | Q5H9V24*K*AAA* | EVD5X25M17A* | *96VTN0401712B* | Split System | 24000 | 17.5 | 8.5 | 1.92 | R-454B | 650
217940778 | KEEPRITE | N5H9V24*K*AAA* | EVD5X30M17A* | *96VTN0401712B* | Split System | 24000 | 17.5 | 8.5 | 1.92 | R-454B | 650
217940581 | KEEPRITE | N5H9V24*K*AAA* | EVD5X30M17A* | *96VSN0401410B* | Split System | 24000 | 17.5 | 8.5 | 1.92 | R-454B | 650
217940603 | KEEPRITE | Q5H9V24*K*AAA* | EVD5X30M17A* | *96VSN0401712B* | Split System | 24000 | 17.5 | 8.5 | 1.92 | R-454B | 650
217938422 | KEEPRITE | Q5H9V24*K*AAA* | EVM5X36M17A* | *96VSN0401712B* | Split System | 24000 | 17.5 | 8.5 | 1.92 | R-454B | 650
217938603 | KEEPRITE | Q5H9V24*K*AAA* | EVM5X36M17A* | *96VTN0401712B* | Split System | 24000 | 17.5 | 8.5 | 1.92 | R-454B | 650
217940785 | KEEPRITE | Q5H9V24*K*AAA* | EVD5X30M17A* | *96VTN0401712B* | Split System | 24000 | 17.5 | 8.5 | 1.92 | R-454B | 650
217938415 | KEEPRITE | N5H9V24*K*AAA* | EVM5X36M17A* | *96VSN0401712B* | Split System | 24000 | 17.5 | 8.5 | 1.92 | R-454B | 650
217941589 | KEEPRITE | Q5H9V24*K*AAA* | EVD5X36M17A* | *96VSN0401712B* | Split System | 24200 | 17.5 | 8.5 | 1.92 | R-454B | 650
217941748 | KEEPRITE | N5H9V24*K*AAA* | EVD5X36M17A* | *96VTN0401712B* | Split System | 24200 | 17.5 | 8.5 | 1.92 | R-454B | 650
217941755 | KEEPRITE | Q5H9V24*K*AAA* | EVD5X36M17A* | *96VTN0401712B* | Split System | 24200 | 17.5 | 8.5 | 1.92 | R-454B | 650
217939158 | TEMPSTAR | N5H9V24*K*AAA* | EVD5X24M17A* | *96VSN0601412B* | Split System | 23400 | 17.5 | 8.5 | 1.88 | R-454B | 650
217939165 | TEMPSTAR | Q5H9V24*K*AAA* | EVD5X24M17A* | *96VSN0601412B* | Split System | 23400 | 17.5 | 8.5 | 1.88 | R-454B | 650
217939346 | TEMPSTAR | Q5H9V24*K*AAA* | EVD5X24M17A* | *96VTN0601412B* | Split System | 23400 | 17.5 | 8.5 | 1.88 | R-454B | 650
217939423 | TEMPSTAR | Q5H9V24*K*AAA* | EVD5X24M17A* | OLV098A12* | Split System | 23600 | 17.5 | 8.5 | 1.88 | R-454B | 650
217939438 | TEMPSTAR | Q5H9V24*K*AAA* | EVD5X24M17A* | OMV098J12* | Split System | 23800 | 17.5 | 8.5 | 1.9 | R-454B | 650
217940271 | TEMPSTAR | Q5H9V24*K*AAA* | EVD5X30M14A* | *96VSN0601412B* | Split System | 23800 | 17.5 | 8.5 | 1.9 | R-454B | 650
217940310 | TEMPSTAR | N5H9V24*K*AAA* | EVD5X30M14A* | *96VTN0601412B* | Split System | 23800 | 17.5 | 8.5 | 1.9 | R-454B | 650
217940264 | TEMPSTAR | N5H9V24*K*AAA* | EVD5X30M14A* | *96VSN0601412B* | Split System | 23800 | 17.5 | 8.5 | 1.9 | R-454B | 650
217938589 | TEMPSTAR | Q5H9V24*K*AAA* | EVM5X36M17A* | *96VTN0401410B* | Split System | 24000 | 17.5 | 8.5 | 1.9 | R-454B | 650
217938582 | TEMPSTAR | N5H9V24*K*AAA* | EVM5X36M17A* | *96VTN0401410B* | Split System | 24000 | 17.5 | 8.5 | 1.9 | R-454B | 650
217940771 | TEMPSTAR | Q5H9V24*K*AAA* | EVD5X30M17A* | *96VTN0401410B* | Split System | 24000 | 17.5 | 8.5 | 1.9 | R-454B | 650
217941568 | TEMPSTAR | N5H9V24*K*AAA* | EVD5X36M17A* | *96VSN0401410B* | Split System | 24200 | 17.5 | 8.5 | 1.9 | R-454B | 650
217941575 | TEMPSTAR | Q5H9V24*K*AAA* | EVD5X36M17A* | *96VSN0401410B* | Split System | 24200 | 17.5 | 8.5 | 1.9 | R-454B | 650
217939870 | TEMPSTAR | N5H9V24*K*AAA* | EVD5X25M17A* | *96VSN0401712B* | Split System | 24000 | 17.5 | 8.5 | 1.92 | R-454B | 650
217938416 | TEMPSTAR | N5H9V24*K*AAA* | EVM5X36M17A* | *96VSN0401712B* | Split System | 24000 | 17.5 | 8.5 | 1.92 | R-454B | 650
217940597 | TEMPSTAR | N5H9V24*K*AAA* | EVD5X30M17A* | *96VSN0401712B* | Split System | 24000 | 17.5 | 8.5 | 1.92 | R-454B | 650
217940058 | TEMPSTAR | Q5H9V24*K*AAA* | EVD5X25M17A* | *96VTN0401712B* | Split System | 24000 | 17.5 | 8.5 | 1.92 | R-454B | 650
217938423 | TEMPSTAR | Q5H9V24*K*AAA* | EVM5X36M17A* | *96VSN0401712B* | Split System | 24000 | 17.5 | 8.5 | 1.92 | R-454B | 650
217939877 | TEMPSTAR | Q5H9V24*K*AAA* | EVD5X25M17A* | *96VSN0401712B* | Split System | 24000 | 17.5 | 8.5 | 1.92 | R-454B | 650
217940779 | TEMPSTAR | N5H9V24*K*AAA* | EVD5X30M17A* | *96VTN0401712B* | Split System | 24000 | 17.5 | 8.5 | 1.92 | R-454B | 650
217941583 | TEMPSTAR | N5H9V24*K*AAA* | EVD5X36M17A* | *96VSN0401712B* | Split System | 24200 | 17.5 | 8.5 | 1.92 | R-454B | 650
217941590 | TEMPSTAR | Q5H9V24*K*AAA* | EVD5X36M17A* | *96VSN0401712B* | Split System | 24200 | 17.5 | 8.5 | 1.92 | R-454B | 650
217941749 | TEMPSTAR | N5H9V24*K*AAA* | EVD5X36M17A* | *96VTN0401712B* | Split System | 24200 | 17.5 | 8.5 | 1.92 | R-454B | 650
217941756 | TEMPSTAR | Q5H9V24*K*AAA* | EVD5X36M17A* | *96VTN0401712B* | Split System | 24200 | 17.5 | 8.5 | 1.92 | R-454B | 650
217941235 | TEMPSTAR | N5H9V24*K*AAA* | EVD5X31M17A* | *96VTN0401410B* | Split System | 24600 | 17.5 | 8.5 | 1.92 | R-454B | 650
217941242 | TEMPSTAR | Q5H9V24*K*AAA* | EVD5X31M17A* | *96VTN0401410B* | Split System | 24600 | 17.5 | 8.5 | 1.92 | R-454B | 650
218019916 | ACIQ | N5H9V24*K*AAA* | EVD5X24M14A* | *80CTL0701412B* | Split System | 23600 | 18 | 8.5 | 1.88 | R-454B | 650
218016799 | ACIQ | N5H9V24*K*AAA* | EVM5X24M17A* | OMV112K14A | Split System | 23800 | 18 | 8.5 | 1.9 | R-454B | 650
218020180 | ACIQ | N5H9V24*K*AAA* | EVD5X31M17A* | *96VSN0401410B* | Split System | 24600 | 18 | 8.5 | 1.92 | R-454B | 650
217938766 | AIRQUEST | Q5H9V24*K*AAA* | EVD5X24M14A* | *80CTL0701412B* | Split System | 23600 | 18 | 8.5 | 1.88 | R-454B | 650
217941093 | AIRQUEST | N5H9V24*K*AAA* | EVD5X31M17A* | *96VSN0401410B* | Split System | 24600 | 18 | 8.5 | 1.92 | R-454B | 650
217941092 | ARCOAIRE | N5H9V24*K*AAA* | EVD5X31M17A* | *96VSN0401410B* | Split System | 24600 | 18 | 8.5 | 1.92 | R-454B | 650
217941099 | ARCOAIRE | Q5H9V24*K*AAA* | EVD5X31M17A* | *96VSN0401410B* | Split System | 24600 | 18 | 8.5 | 1.92 | R-454B | 650
217938757 | BRYANT HEATING AND COOLING SYSTEMS | 249VAN024**AA* | CVAVA2414XMA* | 88*TB36070C14*** | Split System | 23600 | 18 | 8.5 | 1.88 | R-454B | 650
217941091 | BRYANT HEATING AND COOLING SYSTEMS | 249VAN024**AA* | CVAVA3117XMA* | 926SB30040V14*** | Split System | 24600 | 18 | 8.5 | 1.92 | R-454B | 650
217938760 | COMFORTMAKER | N5H9V24*K*AAA* | EVD5X24M14A* | *80CTL0701412B* | Split System | 23600 | 18 | 8.5 | 1.88 | R-454B | 650
217941094 | COMFORTMAKER | N5H9V24*K*AAA* | EVD5X31M17A* | *96VSN0401410B* | Split System | 24600 | 18 | 8.5 | 1.92 | R-454B | 650
217941101 | COMFORTMAKER | Q5H9V24*K*AAA* | EVD5X31M17A* | *96VSN0401410B* | Split System | 24600 | 18 | 8.5 | 1.92 | R-454B | 650
217935811 | DAY & NIGHT | N5H9V24*K*AAA* | EVM5X24M17A* | OMV112K14A | Split System | 23800 | 18 | 8.5 | 1.9 | R-454B | 650
217935818 | DAY & NIGHT | Q5H9V24*K*AAA* | EVM5X24M17A* | OMV112K14A | Split System | 23800 | 18 | 8.5 | 1.9 | R-454B | 650
217941102 | DAY & NIGHT | Q5H9V24*K*AAA* | EVD5X31M17A* | *96VSN0401410B* | Split System | 24600 | 18 | 8.5 | 1.92 | R-454B | 650
217941095 | DAY & NIGHT | N5H9V24*K*AAA* | EVD5X31M17A* | *96VSN0401410B* | Split System | 24600 | 18 | 8.5 | 1.92 | R-454B | 650
217941096 | HEIL | N5H9V24*K*AAA* | EVD5X31M17A* | *96VSN0401410B* | Split System | 24600 | 18 | 8.5 | 1.92 | R-454B | 650
217941103 | HEIL | Q5H9V24*K*AAA* | EVD5X31M17A* | *96VSN0401410B* | Split System | 24600 | 18 | 8.5 | 1.92 | R-454B | 650
217938770 | KEEPRITE | Q5H9V24*K*AAA* | EVD5X24M14A* | *80CTL0701412B* | Split System | 23600 | 18 | 8.5 | 1.88 | R-454B | 650
217941104 | KEEPRITE | Q5H9V24*K*AAA* | EVD5X31M17A* | *96VSN0401410B* | Split System | 24600 | 18 | 8.5 | 1.92 | R-454B | 650
217941097 | KEEPRITE | N5H9V24*K*AAA* | EVD5X31M17A* | *96VSN0401410B* | Split System | 24600 | 18 | 8.5 | 1.92 | R-454B | 650
217938771 | TEMPSTAR | Q5H9V24*K*AAA* | EVD5X24M14A* | *80CTL0701412B* | Split System | 23600 | 18 | 8.5 | 1.88 | R-454B | 650
217941105 | TEMPSTAR | Q5H9V24*K*AAA* | EVD5X31M17A* | *96VSN0401410B* | Split System | 24600 | 18 | 8.5 | 1.92 | R-454B | 650
218016864 | ACIQ | N5H9V24*K*AAA* | EVM5X25M17A* | OMV112K14A | Split System | 24400 | 19 | 8.5 | 1.9 | R-454B | 650
218020158 | ACIQ | N5H9V24*K*AAA* | EVD5X30M17A* | OMV112K14A | Split System | 24400 | 19 | 8.5 | 1.9 | R-454B | 650
218020076 | ACIQ | N5H9V24*K*AAA* | EVD5X25M17A* | OMV112K14A | Split System | 24400 | 19 | 8.5 | 1.9 | R-454B | 650
218020260 | ACIQ | N5H9V24*K*AAA* | EVD5X36M17A* | OMV112K14A | Split System | 24400 | 19 | 8.5 | 1.9 | R-454B | 650
218016926 | ACIQ | N5H9V24*K*AAA* | EVM5X30M17A* | OMV112K14A | Split System | 24400 | 19 | 8.5 | 1.9 | R-454B | 650
218019911 | ACIQ | N5H9V24*K*AAA* | EVM5X36M17A* | OMV112K14A | Split System | 24400 | 19 | 8.5 | 1.9 | R-454B | 650
217941873 | AIRQUEST | Q5H9V24*K*AAA* | EVD5X36M17A* | OMV112K14A | Split System | 24400 | 19 | 8.5 | 1.9 | R-454B | 650
217940168 | AIRQUEST | N5H9V24*K*AAA* | EVD5X25M17A* | OMV112K14A | Split System | 24400 | 19 | 8.5 | 1.9 | R-454B | 650
217940896 | AIRQUEST | N5H9V24*K*AAA* | EVD5X30M17A* | OMV112K14A | Split System | 24400 | 19 | 8.5 | 1.9 | R-454B | 650
217940175 | AIRQUEST | Q5H9V24*K*AAA* | EVD5X25M17A* | OMV112K14A | Split System | 24400 | 19 | 8.5 | 1.9 | R-454B | 650
217940903 | AIRQUEST | Q5H9V24*K*AAA* | EVD5X30M17A* | OMV112K14A | Split System | 24400 | 19 | 8.5 | 1.9 | R-454B | 650
217940167 | ARCOAIRE | N5H9V24*K*AAA* | EVD5X25M17A* | OMV112K14A | Split System | 24400 | 19 | 8.5 | 1.9 | R-454B | 650
217940902 | ARCOAIRE | Q5H9V24*K*AAA* | EVD5X30M17A* | OMV112K14A | Split System | 24400 | 19 | 8.5 | 1.9 | R-454B | 650
217940174 | ARCOAIRE | Q5H9V24*K*AAA* | EVD5X25M17A* | OMV112K14A | Split System | 24400 | 19 | 8.5 | 1.9 | R-454B | 650
217940895 | ARCOAIRE | N5H9V24*K*AAA* | EVD5X30M17A* | OMV112K14A | Split System | 24400 | 19 | 8.5 | 1.9 | R-454B | 650
217941865 | ARCOAIRE | N5H9V24*K*AAA* | EVD5X36M17A* | OMV112K14A | Split System | 24400 | 19 | 8.5 | 1.9 | R-454B | 650
217941872 | ARCOAIRE | Q5H9V24*K*AAA* | EVD5X36M17A* | OMV112K14A | Split System | 24400 | 19 | 8.5 | 1.9 | R-454B | 650
217941864 | BRYANT HEATING AND COOLING SYSTEMS | 249VAN024**AA* | CVAVA3617XMA* | OVMAAB042112 | Split System | 24400 | 19 | 8.5 | 1.9 | R-454B | 650
217938722 | COMFORTMAKER | Q5H9V24*K*AAA* | EVM5X36M17A* | OMV112K14A | Split System | 24400 | 19 | 8.5 | 1.9 | R-454B | 650
217940176 | COMFORTMAKER | Q5H9V24*K*AAA* | EVD5X25M17A* | OMV112K14A | Split System | 24400 | 19 | 8.5 | 1.9 | R-454B | 650
217941874 | COMFORTMAKER | Q5H9V24*K*AAA* | EVD5X36M17A* | OMV112K14A | Split System | 24400 | 19 | 8.5 | 1.9 | R-454B | 650
217940897 | COMFORTMAKER | N5H9V24*K*AAA* | EVD5X30M17A* | OMV112K14A | Split System | 24400 | 19 | 8.5 | 1.9 | R-454B | 650
217940169 | COMFORTMAKER | N5H9V24*K*AAA* | EVD5X25M17A* | OMV112K14A | Split System | 24400 | 19 | 8.5 | 1.9 | R-454B | 650
217938715 | COMFORTMAKER | N5H9V24*K*AAA* | EVM5X36M17A* | OMV112K14A | Split System | 24400 | 19 | 8.5 | 1.9 | R-454B | 650
217941867 | COMFORTMAKER | N5H9V24*K*AAA* | EVD5X36M17A* | OMV112K14A | Split System | 24400 | 19 | 8.5 | 1.9 | R-454B | 650
217940904 | COMFORTMAKER | Q5H9V24*K*AAA* | EVD5X30M17A* | OMV112K14A | Split System | 24400 | 19 | 8.5 | 1.9 | R-454B | 650
217936945 | COMFORTMAKER | N5H9V24*K*AAA* | EVM5X30M17A* | OMV112K14A | Split System | 24400 | 19 | 8.5 | 1.9 | R-454B | 650
217940177 | DAY & NIGHT | Q5H9V24*K*AAA* | EVD5X25M17A* | OMV112K14A | Split System | 24400 | 19 | 8.5 | 1.9 | R-454B | 650
217938716 | DAY & NIGHT | N5H9V24*K*AAA* | EVM5X36M17A* | OMV112K14A | Split System | 24400 | 19 | 8.5 | 1.9 | R-454B | 650
217940170 | DAY & NIGHT | N5H9V24*K*AAA* | EVD5X25M17A* | OMV112K14A | Split System | 24400 | 19 | 8.5 | 1.9 | R-454B | 650
217941875 | DAY & NIGHT | Q5H9V24*K*AAA* | EVD5X36M17A* | OMV112K14A | Split System | 24400 | 19 | 8.5 | 1.9 | R-454B | 650
217940171 | HEIL | N5H9V24*K*AAA* | EVD5X25M17A* | OMV112K14A | Split System | 24400 | 19 | 8.5 | 1.9 | R-454B | 650
217940899 | HEIL | N5H9V24*K*AAA* | EVD5X30M17A* | OMV112K14A | Split System | 24400 | 19 | 8.5 | 1.9 | R-454B | 650
217940906 | HEIL | Q5H9V24*K*AAA* | EVD5X30M17A* | OMV112K14A | Split System | 24400 | 19 | 8.5 | 1.9 | R-454B | 650
217941876 | HEIL | Q5H9V24*K*AAA* | EVD5X36M17A* | OMV112K14A | Split System | 24400 | 19 | 8.5 | 1.9 | R-454B | 650
217941869 | HEIL | N5H9V24*K*AAA* | EVD5X36M17A* | OMV112K14A | Split System | 24400 | 19 | 8.5 | 1.9 | R-454B | 650
217941877 | KEEPRITE | Q5H9V24*K*AAA* | EVD5X36M17A* | OMV112K14A | Split System | 24400 | 19 | 8.5 | 1.9 | R-454B | 650
217940172 | KEEPRITE | N5H9V24*K*AAA* | EVD5X25M17A* | OMV112K14A | Split System | 24400 | 19 | 8.5 | 1.9 | R-454B | 650
217940179 | KEEPRITE | Q5H9V24*K*AAA* | EVD5X25M17A* | OMV112K14A | Split System | 24400 | 19 | 8.5 | 1.9 | R-454B | 650
217938718 | KEEPRITE | N5H9V24*K*AAA* | EVM5X36M17A* | OMV112K14A | Split System | 24400 | 19 | 8.5 | 1.9 | R-454B | 650
217940900 | KEEPRITE | N5H9V24*K*AAA* | EVD5X30M17A* | OMV112K14A | Split System | 24400 | 19 | 8.5 | 1.9 | R-454B | 650
217940908 | TEMPSTAR | Q5H9V24*K*AAA* | EVD5X30M17A* | OMV112K14A | Split System | 24400 | 19 | 8.5 | 1.9 | R-454B | 650
217940901 | TEMPSTAR | N5H9V24*K*AAA* | EVD5X30M17A* | OMV112K14A | Split System | 24400 | 19 | 8.5 | 1.9 | R-454B | 650
217941871 | TEMPSTAR | N5H9V24*K*AAA* | EVD5X36M17A* | OMV112K14A | Split System | 24400 | 19 | 8.5 | 1.9 | R-454B | 650
217941878 | TEMPSTAR | Q5H9V24*K*AAA* | EVD5X36M17A* | OMV112K14A | Split System | 24400 | 19 | 8.5 | 1.9 | R-454B | 650
217938726 | TEMPSTAR | Q5H9V24*K*AAA* | EVM5X36M17A* | OMV112K14A | Split System | 24400 | 19 | 8.5 | 1.9 | R-454B | 650
217940180 | TEMPSTAR | Q5H9V24*K*AAA* | EVD5X25M17A* | OMV112K14A | Split System | 24400 | 19 | 8.5 | 1.9 | R-454B | 650
218416506 | AIRQUEST | B5H3V36*K*AAA* | EVD5X61M24A*+WALLCON | *80CTL0702120B* | Split System | 35800 | 22 | 8.5 | 2.06 | R-454B | 650
218416530 | AIRQUEST | B5H3V36*K*AAA* | EVD5X61M24A*+WALLCON | *96CTN0802120B* | Split System | 36000 | 22 | 8.5 | 2.06 | R-454B | 650
218416538 | AIRQUEST | B5H3V36*K*AAA* | EVD5X61M24A*+WALLCON | *97CTN0802120A* | Split System | 36000 | 22 | 8.5 | 2.06 | R-454B | 650
218416394 | AIRQUEST | B5H3V36*K*AAA* | EVM5X61M24A*+WALLCON | *96CTN0802120B* | Split System | 36000 | 22 | 8.5 | 2.06 | R-454B | 650
218416498 | AIRQUEST | B5H3V36*K*AAA* | EVD5X61M21A*+WALLCON | *97CTN1002122A* | Split System | 36000 | 22 | 8.5 | 2.06 | R-454B | 650
218416402 | AIRQUEST | B5H3V36*K*AAA* | EVM5X61M24A*+WALLCON | *97CTN0802120A* | Split System | 36000 | 22 | 8.5 | 2.06 | R-454B | 650
218416458 | AIRQUEST | B5H3V36*K*AAA* | EVD5X61M21A*+WALLCON | *97CMN0802120B* | Split System | 35800 | 22 | 8.5 | 2.08 | R-454B | 650
218416490 | AIRQUEST | B5H3V36*K*AAA* | EVD5X61M21A*+WALLCON | *97CTN0802120A* | Split System | 35800 | 22 | 8.5 | 2.08 | R-454B | 650
218416427 | ARCOAIRE | B5H3V36*K*AAA* | EVD5X61M21A*+WALLCON | *80CTL0702120B* | Split System | 35800 | 22 | 8.5 | 2.06 | R-454B | 650
218416435 | ARCOAIRE | B5H3V36*K*AAA* | EVD5X61M21A*+WALLCON | *80CTL0901716B* | Split System | 35800 | 22 | 8.5 | 2.06 | R-454B | 650
218416443 | ARCOAIRE | B5H3V36*K*AAA* | EVD5X61M21A*+WALLCON | *80CTL1102120B* | Split System | 36000 | 22 | 8.5 | 2.06 | R-454B | 650
218416483 | ARCOAIRE | B5H3V36*K*AAA* | EVD5X61M21A*+WALLCON | *96CTN1002122B* | Split System | 36000 | 22 | 8.5 | 2.06 | R-454B | 650
218416387 | ARCOAIRE | B5H3V36*K*AAA* | EVM5X61M24A*+WALLCON | *97CMN0802120B* | Split System | 36000 | 22 | 8.5 | 2.06 | R-454B | 650
218416403 | ARCOAIRE | B5H3V36*K*AAA* | EVM5X61M24A*+WALLCON | *97CTN0802120A* | Split System | 36000 | 22 | 8.5 | 2.06 | R-454B | 650
218416539 | ARCOAIRE | B5H3V36*K*AAA* | EVD5X61M24A*+WALLCON | *97CTN0802120A* | Split System | 36000 | 22 | 8.5 | 2.06 | R-454B | 650
218416395 | ARCOAIRE | B5H3V36*K*AAA* | EVM5X61M24A*+WALLCON | *96CTN0802120B* | Split System | 36000 | 22 | 8.5 | 2.06 | R-454B | 650
218416531 | ARCOAIRE | B5H3V36*K*AAA* | EVD5X61M24A*+WALLCON | *96CTN0802120B* | Split System | 36000 | 22 | 8.5 | 2.06 | R-454B | 650
218416515 | ARCOAIRE | B5H3V36*K*AAA* | EVD5X61M24A*+WALLCON | *95CSU0802120B* | Split System | 36000 | 22 | 8.5 | 2.06 | R-454B | 650
218416459 | ARCOAIRE | B5H3V36*K*AAA* | EVD5X61M21A*+WALLCON | *97CMN0802120B* | Split System | 35800 | 22 | 8.5 | 2.08 | R-454B | 650
218416475 | ARCOAIRE | B5H3V36*K*AAA* | EVD5X61M21A*+WALLCON | *96CTN0802120B* | Split System | 35800 | 22 | 8.5 | 2.08 | R-454B | 650
218416491 | ARCOAIRE | B5H3V36*K*AAA* | EVD5X61M21A*+WALLCON | *97CTN0802120A* | Split System | 35800 | 22 | 8.5 | 2.08 | R-454B | 650
218416508 | COMFORTMAKER | B5H3V36*K*AAA* | EVD5X61M24A*+WALLCON | *80CTL0702120B* | Split System | 35800 | 22 | 8.5 | 2.06 | R-454B | 650
218416436 | COMFORTMAKER | B5H3V36*K*AAA* | EVD5X61M21A*+WALLCON | *80CTL0901716B* | Split System | 35800 | 22 | 8.5 | 2.06 | R-454B | 650
218416428 | COMFORTMAKER | B5H3V36*K*AAA* | EVD5X61M21A*+WALLCON | *80CTL0702120B* | Split System | 35800 | 22 | 8.5 | 2.06 | R-454B | 650
218416524 | COMFORTMAKER | B5H3V36*K*AAA* | EVD5X61M24A*+WALLCON | *97CMN0802120B* | Split System | 36000 | 22 | 8.5 | 2.06 | R-454B | 650
218416388 | COMFORTMAKER | B5H3V36*K*AAA* | EVM5X61M24A*+WALLCON | *97CMN0802120B* | Split System | 36000 | 22 | 8.5 | 2.06 | R-454B | 650
218416404 | COMFORTMAKER | B5H3V36*K*AAA* | EVM5X61M24A*+WALLCON | *97CTN0802120A* | Split System | 36000 | 22 | 8.5 | 2.06 | R-454B | 650
218416540 | COMFORTMAKER | B5H3V36*K*AAA* | EVD5X61M24A*+WALLCON | *97CTN0802120A* | Split System | 36000 | 22 | 8.5 | 2.06 | R-454B | 650
218416532 | COMFORTMAKER | B5H3V36*K*AAA* | EVD5X61M24A*+WALLCON | *96CTN0802120B* | Split System | 36000 | 22 | 8.5 | 2.06 | R-454B | 650
218416500 | COMFORTMAKER | B5H3V36*K*AAA* | EVD5X61M21A*+WALLCON | *97CTN1002122A* | Split System | 36000 | 22 | 8.5 | 2.06 | R-454B | 650
218416492 | COMFORTMAKER | B5H3V36*K*AAA* | EVD5X61M21A*+WALLCON | *97CTN0802120A* | Split System | 35800 | 22 | 8.5 | 2.08 | R-454B | 650
218416509 | DAY & NIGHT | B5H3V36*K*AAA* | EVD5X61M24A*+WALLCON | *80CTL0702120B* | Split System | 35800 | 22 | 8.5 | 2.06 | R-454B | 650
218416381 | DAY & NIGHT | B5H3V36*K*AAA* | EVM5X61M24A*+WALLCON | *80CTL0702120B* | Split System | 35800 | 22 | 8.5 | 2.06 | R-454B | 650
218416429 | DAY & NIGHT | B5H3V36*K*AAA* | EVD5X61M21A*+WALLCON | *80CTL0702120B* | Split System | 35800 | 22 | 8.5 | 2.06 | R-454B | 650
218416541 | DAY & NIGHT | B5H3V36*K*AAA* | EVD5X61M24A*+WALLCON | *97CTN0802120A* | Split System | 36000 | 22 | 8.5 | 2.06 | R-454B | 650
218416445 | DAY & NIGHT | B5H3V36*K*AAA* | EVD5X61M21A*+WALLCON | *80CTL1102120B* | Split System | 36000 | 22 | 8.5 | 2.06 | R-454B | 650
218416397 | DAY & NIGHT | B5H3V36*K*AAA* | EVM5X61M24A*+WALLCON | *96CTN0802120B* | Split System | 36000 | 22 | 8.5 | 2.06 | R-454B | 650
218416485 | DAY & NIGHT | B5H3V36*K*AAA* | EVD5X61M21A*+WALLCON | *96CTN1002122B* | Split System | 36000 | 22 | 8.5 | 2.06 | R-454B | 650
218416389 | DAY & NIGHT | B5H3V36*K*AAA* | EVM5X61M24A*+WALLCON | *97CMN0802120B* | Split System | 36000 | 22 | 8.5 | 2.06 | R-454B | 650
218416405 | DAY & NIGHT | B5H3V36*K*AAA* | EVM5X61M24A*+WALLCON | *97CTN0802120A* | Split System | 36000 | 22 | 8.5 | 2.06 | R-454B | 650
218416501 | DAY & NIGHT | B5H3V36*K*AAA* | EVD5X61M21A*+WALLCON | *97CTN1002122A* | Split System | 36000 | 22 | 8.5 | 2.06 | R-454B | 650
218416517 | DAY & NIGHT | B5H3V36*K*AAA* | EVD5X61M24A*+WALLCON | *95CSU0802120B* | Split System | 36000 | 22 | 8.5 | 2.06 | R-454B | 650
218416533 | DAY & NIGHT | B5H3V36*K*AAA* | EVD5X61M24A*+WALLCON | *96CTN0802120B* | Split System | 36000 | 22 | 8.5 | 2.06 | R-454B | 650
218416477 | DAY & NIGHT | B5H3V36*K*AAA* | EVD5X61M21A*+WALLCON | *96CTN0802120B* | Split System | 35800 | 22 | 8.5 | 2.08 | R-454B | 650
218416461 | DAY & NIGHT | B5H3V36*K*AAA* | EVD5X61M21A*+WALLCON | *97CMN0802120B* | Split System | 35800 | 22 | 8.5 | 2.08 | R-454B | 650
218416505 | HEIL | B5H3V36*K*AAA* | EVD5X61M24A*+WALLCON | *80CTL0702120B* | Split System | 35800 | 22 | 8.5 | 2.06 | R-454B | 650
218416377 | HEIL | B5H3V36*K*AAA* | EVM5X61M24A*+WALLCON | *80CTL0702120B* | Split System | 35800 | 22 | 8.5 | 2.06 | R-454B | 650
218416425 | HEIL | B5H3V36*K*AAA* | EVD5X61M21A*+WALLCON | *80CTL0702120B* | Split System | 35800 | 22 | 8.5 | 2.06 | R-454B | 650
218416433 | HEIL | B5H3V36*K*AAA* | EVD5X61M21A*+WALLCON | *80CTL0901716B* | Split System | 35800 | 22 | 8.5 | 2.06 | R-454B | 650
218416465 | HEIL | B5H3V36*K*AAA* | EVD5X61M21A*+WALLCON | *97CMN1002122B* | Split System | 36000 | 22 | 8.5 | 2.06 | R-454B | 650
218416481 | HEIL | B5H3V36*K*AAA* | EVD5X61M21A*+WALLCON | *96CTN1002122B* | Split System | 36000 | 22 | 8.5 | 2.06 | R-454B | 650
218416513 | HEIL | B5H3V36*K*AAA* | EVD5X61M24A*+WALLCON | *95CSU0802120B* | Split System | 36000 | 22 | 8.5 | 2.06 | R-454B | 650
218416529 | HEIL | B5H3V36*K*AAA* | EVD5X61M24A*+WALLCON | *96CTN0802120B* | Split System | 36000 | 22 | 8.5 | 2.06 | R-454B | 650
218416497 | HEIL | B5H3V36*K*AAA* | EVD5X61M21A*+WALLCON | *97CTN1002122A* | Split System | 36000 | 22 | 8.5 | 2.06 | R-454B | 650
218416441 | HEIL | B5H3V36*K*AAA* | EVD5X61M21A*+WALLCON | *80CTL1102120B* | Split System | 36000 | 22 | 8.5 | 2.06 | R-454B | 650
218416393 | HEIL | B5H3V36*K*AAA* | EVM5X61M24A*+WALLCON | *96CTN0802120B* | Split System | 36000 | 22 | 8.5 | 2.06 | R-454B | 650
218416473 | HEIL | B5H3V36*K*AAA* | EVD5X61M21A*+WALLCON | *96CTN0802120B* | Split System | 35800 | 22 | 8.5 | 2.08 | R-454B | 650
218416457 | HEIL | B5H3V36*K*AAA* | EVD5X61M21A*+WALLCON | *97CMN0802120B* | Split System | 35800 | 22 | 8.5 | 2.08 | R-454B | 650
218416489 | HEIL | B5H3V36*K*AAA* | EVD5X61M21A*+WALLCON | *97CTN0802120A* | Split System | 35800 | 22 | 8.5 | 2.08 | R-454B | 650
218416510 | KEEPRITE | B5H3V36*K*AAA* | EVD5X61M24A*+WALLCON | *80CTL0702120B* | Split System | 35800 | 22 | 8.5 | 2.06 | R-454B | 650
218416382 | KEEPRITE | B5H3V36*K*AAA* | EVM5X61M24A*+WALLCON | *80CTL0702120B* | Split System | 35800 | 22 | 8.5 | 2.06 | R-454B | 650
218416430 | KEEPRITE | B5H3V36*K*AAA* | EVD5X61M21A*+WALLCON | *80CTL0702120B* | Split System | 35800 | 22 | 8.5 | 2.06 | R-454B | 650
218416390 | KEEPRITE | B5H3V36*K*AAA* | EVM5X61M24A*+WALLCON | *97CMN0802120B* | Split System | 36000 | 22 | 8.5 | 2.06 | R-454B | 650
218416486 | KEEPRITE | B5H3V36*K*AAA* | EVD5X61M21A*+WALLCON | *96CTN1002122B* | Split System | 36000 | 22 | 8.5 | 2.06 | R-454B | 650
218416446 | KEEPRITE | B5H3V36*K*AAA* | EVD5X61M21A*+WALLCON | *80CTL1102120B* | Split System | 36000 | 22 | 8.5 | 2.06 | R-454B | 650
218416470 | KEEPRITE | B5H3V36*K*AAA* | EVD5X61M21A*+WALLCON | *97CMN1002122B* | Split System | 36000 | 22 | 8.5 | 2.06 | R-454B | 650
218416518 | KEEPRITE | B5H3V36*K*AAA* | EVD5X61M24A*+WALLCON | *95CSU0802120B* | Split System | 36000 | 22 | 8.5 | 2.06 | R-454B | 650
218416406 | KEEPRITE | B5H3V36*K*AAA* | EVM5X61M24A*+WALLCON | *97CTN0802120A* | Split System | 36000 | 22 | 8.5 | 2.06 | R-454B | 650
218416494 | KEEPRITE | B5H3V36*K*AAA* | EVD5X61M21A*+WALLCON | *97CTN0802120A* | Split System | 35800 | 22 | 8.5 | 2.08 | R-454B | 650
218416462 | KEEPRITE | B5H3V36*K*AAA* | EVD5X61M21A*+WALLCON | *97CMN0802120B* | Split System | 35800 | 22 | 8.5 | 2.08 | R-454B | 650
218416432 | TEMPSTAR | B5H3V36*K*AAA* | EVD5X61M21A*+WALLCON | *80CTL0702120B* | Split System | 35800 | 22 | 8.5 | 2.06 | R-454B | 650
218416440 | TEMPSTAR | B5H3V36*K*AAA* | EVD5X61M21A*+WALLCON | *80CTL0901716B* | Split System | 35800 | 22 | 8.5 | 2.06 | R-454B | 650
218416488 | TEMPSTAR | B5H3V36*K*AAA* | EVD5X61M21A*+WALLCON | *96CTN1002122B* | Split System | 36000 | 22 | 8.5 | 2.06 | R-454B | 650
218416520 | TEMPSTAR | B5H3V36*K*AAA* | EVD5X61M24A*+WALLCON | *95CSU0802120B* | Split System | 36000 | 22 | 8.5 | 2.06 | R-454B | 650
218416408 | TEMPSTAR | B5H3V36*K*AAA* | EVM5X61M24A*+WALLCON | *97CTN0802120A* | Split System | 36000 | 22 | 8.5 | 2.06 | R-454B | 650
218416400 | TEMPSTAR | B5H3V36*K*AAA* | EVM5X61M24A*+WALLCON | *96CTN0802120B* | Split System | 36000 | 22 | 8.5 | 2.06 | R-454B | 650
218416472 | TEMPSTAR | B5H3V36*K*AAA* | EVD5X61M21A*+WALLCON | *97CMN1002122B* | Split System | 36000 | 22 | 8.5 | 2.06 | R-454B | 650
218416528 | TEMPSTAR | B5H3V36*K*AAA* | EVD5X61M24A*+WALLCON | *97CMN0802120B* | Split System | 36000 | 22 | 8.5 | 2.06 | R-454B | 650
218416504 | TEMPSTAR | B5H3V36*K*AAA* | EVD5X61M21A*+WALLCON | *97CTN1002122A* | Split System | 36000 | 22 | 8.5 | 2.06 | R-454B | 650
218416496 | TEMPSTAR | B5H3V36*K*AAA* | EVD5X61M21A*+WALLCON | *97CTN0802120A* | Split System | 35800 | 22 | 8.5 | 2.08 | R-454B | 650
218416464 | TEMPSTAR | B5H3V36*K*AAA* | EVD5X61M21A*+WALLCON | *97CMN0802120B* | Split System | 35800 | 22 | 8.5 | 2.08 | R-454B | 650
218416480 | TEMPSTAR | B5H3V36*K*AAA* | EVD5X61M21A*+WALLCON | *96CTN0802120B* | Split System | 35800 | 22 | 8.5 | 2.08 | R-454B | 650
218073773 | LENNOX | SL22KLV-024-230A** | CK40[C,U]T-36C-**+TDR | SL297UH080NV60C* | Split System | 22800 | 16.9 | 8.5 | 2.1 | R-454B | 650
217970378 | AC PRO | A7CP21V24P-**A | 7EH30BX-**+TDR | EFV08BCA* | Split System | 23400 | 18.5 | 8.5 | 2 | R-454B | 650
217970390 | AC PRO | A7CP21V48P-**A | 7ED50/60CX-**+TDR | EFV16CCA* | Split System | 48000 | 20.2 | 8.5 | 2.06 | R-454B | 650
218020480 | ACIQ | N5H9V24*K*AAA* | EVD5X38M17A* | *96CTN0401410B* | Split System | 24800 | 17 | 8.5 | 1.92 | R-454B | 650
217944284 | AIRQUEST | Q5H9V24*K*AAA* | EVD5X38M17A* | *96CTN0401410B* | Split System | 24800 | 17 | 8.5 | 1.92 | R-454B | 650
217944277 | AIRQUEST | N5H9V24*K*AAA* | EVD5X38M17A* | *96CTN0401410B* | Split System | 24800 | 17 | 8.5 | 1.92 | R-454B | 650
217944283 | ARCOAIRE | Q5H9V24*K*AAA* | EVD5X38M17A* | *96CTN0401410B* | Split System | 24800 | 17 | 8.5 | 1.92 | R-454B | 650
217944276 | ARCOAIRE | N5H9V24*K*AAA* | EVD5X38M17A* | *96CTN0401410B* | Split System | 24800 | 17 | 8.5 | 1.92 | R-454B | 650
217944275 | BRYANT HEATING AND COOLING SYSTEMS | 249VAN024**AA* | CVAVA3817XMA* | 986TD30040C14*** | Split System | 24800 | 17 | 8.5 | 1.92 | R-454B | 650
217944278 | COMFORTMAKER | N5H9V24*K*AAA* | EVD5X38M17A* | *96CTN0401410B* | Split System | 24800 | 17 | 8.5 | 1.92 | R-454B | 650
217944285 | COMFORTMAKER | Q5H9V24*K*AAA* | EVD5X38M17A* | *96CTN0401410B* | Split System | 24800 | 17 | 8.5 | 1.92 | R-454B | 650
217944286 | DAY & NIGHT | Q5H9V24*K*AAA* | EVD5X38M17A* | *96CTN0401410B* | Split System | 24800 | 17 | 8.5 | 1.92 | R-454B | 650
217944279 | DAY & NIGHT | N5H9V24*K*AAA* | EVD5X38M17A* | *96CTN0401410B* | Split System | 24800 | 17 | 8.5 | 1.92 | R-454B | 650
217944287 | HEIL | Q5H9V24*K*AAA* | EVD5X38M17A* | *96CTN0401410B* | Split System | 24800 | 17 | 8.5 | 1.92 | R-454B | 650
217944280 | HEIL | N5H9V24*K*AAA* | EVD5X38M17A* | *96CTN0401410B* | Split System | 24800 | 17 | 8.5 | 1.92 | R-454B | 650
217944281 | KEEPRITE | N5H9V24*K*AAA* | EVD5X38M17A* | *96CTN0401410B* | Split System | 24800 | 17 | 8.5 | 1.92 | R-454B | 650
217944288 | KEEPRITE | Q5H9V24*K*AAA* | EVD5X38M17A* | *96CTN0401410B* | Split System | 24800 | 17 | 8.5 | 1.92 | R-454B | 650
217944289 | TEMPSTAR | Q5H9V24*K*AAA* | EVD5X38M17A* | *96CTN0401410B* | Split System | 24800 | 17 | 8.5 | 1.92 | R-454B | 650
217944282 | TEMPSTAR | N5H9V24*K*AAA* | EVD5X38M17A* | *96CTN0401410B* | Split System | 24800 | 17 | 8.5 | 1.92 | R-454B | 650
218019976 | ACIQ | N5H9V24*K*AAA* | EVD5X24M17A* | *97CTN0801716A* | Split System | 23600 | 17.5 | 8.5 | 1.86 | R-454B | 650
218016722 | ACIQ | N5H9V24*K*AAA* | EVM5X24M14A* | *80CTL0701412B* | Split System | 23400 | 17.5 | 8.5 | 1.88 | R-454B | 650
218016781 | ACIQ | N5H9V24*K*AAA* | EVM5X24M17A* | *97CTN0801716A* | Split System | 23600 | 17.5 | 8.5 | 1.88 | R-454B | 650
218016776 | ACIQ | N5H9V24*K*AAA* | EVM5X24M17A* | *96CTN0601714B* | Split System | 23600 | 17.5 | 8.5 | 1.88 | R-454B | 650
218019974 | ACIQ | N5H9V24*K*AAA* | EVD5X24M17A* | *97CTN0601716A* | Split System | 23600 | 17.5 | 8.5 | 1.88 | R-454B | 650
218016780 | ACIQ | N5H9V24*K*AAA* | EVM5X24M17A* | *97CTN0601716A* | Split System | 23600 | 17.5 | 8.5 | 1.88 | R-454B | 650
218016760 | ACIQ | N5H9V24*K*AAA* | EVM5X24M17A* | *97CMN0601714B* | Split System | 23600 | 17.5 | 8.5 | 1.88 | R-454B | 650
218020004 | ACIQ | N5H9V24*K*AAA* | EVD5X25M14A* | *96VSN0601412B* | Split System | 23600 | 17.5 | 8.5 | 1.9 | R-454B | 650
218020009 | ACIQ | N5H9V24*K*AAA* | EVD5X25M14A* | *96VTN0601412B* | Split System | 23600 | 17.5 | 8.5 | 1.9 | R-454B | 650
218016975 | ACIQ | N5H9V24*K*AAA* | EVM5X31M17A* | *96VTN0401410B* | Split System | 24400 | 17.5 | 8.5 | 1.92 | R-454B | 650
218016956 | ACIQ | N5H9V24*K*AAA* | EVM5X31M17A* | *96VSN0401410B* | Split System | 24600 | 17.5 | 8.5 | 1.92 | R-454B | 650
218020486 | ACIQ | N5H9V24*K*AAA* | EVD5X38M17A* | *96VTN0401410B* | Split System | 24800 | 17.5 | 8.5 | 1.92 | R-454B | 650
217939295 | AIRQUEST | Q5H9V24*K*AAA* | EVD5X24M17A* | *97CTN0801716A* | Split System | 23600 | 17.5 | 8.5 | 1.86 | R-454B | 650
217939288 | AIRQUEST | N5H9V24*K*AAA* | EVD5X24M17A* | *97CTN0801716A* | Split System | 23600 | 17.5 | 8.5 | 1.86 | R-454B | 650
217939539 | AIRQUEST | Q5H9V24*K*AAA* | EVD5X25M14A* | *96VSN0601412B* | Split System | 23600 | 17.5 | 8.5 | 1.9 | R-454B | 650
217937397 | AIRQUEST | N5H9V24*K*AAA* | EVM5X31M17A* | *96VTN0401410B* | Split System | 24400 | 17.5 | 8.5 | 1.92 | R-454B | 650
217944345 | AIRQUEST | Q5H9V24*K*AAA* | EVD5X38M17A* | *96VTN0401410B* | Split System | 24800 | 17.5 | 8.5 | 1.92 | R-454B | 650
217944338 | AIRQUEST | N5H9V24*K*AAA* | EVD5X38M17A* | *96VTN0401410B* | Split System | 24800 | 17.5 | 8.5 | 1.92 | R-454B | 650
217939279 | ARCOAIRE | Q5H9V24*K*AAA* | EVD5X24M17A* | *97CTN0601716A* | Split System | 23600 | 17.5 | 8.5 | 1.88 | R-454B | 650
217939577 | ARCOAIRE | N5H9V24*K*AAA* | EVD5X25M14A* | *96VTN0601412B* | Split System | 23600 | 17.5 | 8.5 | 1.9 | R-454B | 650
217939538 | ARCOAIRE | Q5H9V24*K*AAA* | EVD5X25M14A* | *96VSN0601412B* | Split System | 23600 | 17.5 | 8.5 | 1.9 | R-454B | 650
217939531 | ARCOAIRE | N5H9V24*K*AAA* | EVD5X25M14A* | *96VSN0601412B* | Split System | 23600 | 17.5 | 8.5 | 1.9 | R-454B | 650
217937222 | ARCOAIRE | Q5H9V24*K*AAA* | EVM5X31M17A* | *96VSN0401410B* | Split System | 24600 | 17.5 | 8.5 | 1.92 | R-454B | 650
217944337 | ARCOAIRE | N5H9V24*K*AAA* | EVD5X38M17A* | *96VTN0401410B* | Split System | 24800 | 17.5 | 8.5 | 1.92 | R-454B | 650
217944344 | ARCOAIRE | Q5H9V24*K*AAA* | EVD5X38M17A* | *96VTN0401410B* | Split System | 24800 | 17.5 | 8.5 | 1.92 | R-454B | 650
217939286 | BRYANT HEATING AND COOLING SYSTEMS | 249VAN024**AA* | CVAVA2417XMA* | 987TA48080C17*** | Split System | 23600 | 17.5 | 8.5 | 1.86 | R-454B | 650
217944336 | BRYANT HEATING AND COOLING SYSTEMS | 249VAN024**AA* | CVAVA3817XMA* | 926TC30040V14*** | Split System | 24800 | 17.5 | 8.5 | 1.92 | R-454B | 650
217944335 | CARRIER | 27VPA924A*030* | CVAVA3817XMA* | GG96VTAB30040A** | Split System | 24800 | 17.5 | 8.5 | 1.92 | R-454B | 650
217939289 | COMFORTMAKER | N5H9V24*K*AAA* | EVD5X24M17A* | *97CTN0801716A* | Split System | 23600 | 17.5 | 8.5 | 1.86 | R-454B | 650
217939274 | COMFORTMAKER | N5H9V24*K*AAA* | EVD5X24M17A* | *97CTN0601716A* | Split System | 23600 | 17.5 | 8.5 | 1.88 | R-454B | 650
217939281 | COMFORTMAKER | Q5H9V24*K*AAA* | EVD5X24M17A* | *97CTN0601716A* | Split System | 23600 | 17.5 | 8.5 | 1.88 | R-454B | 650
217939579 | COMFORTMAKER | N5H9V24*K*AAA* | EVD5X25M14A* | *96VTN0601412B* | Split System | 23600 | 17.5 | 8.5 | 1.9 | R-454B | 650
217939586 | COMFORTMAKER | Q5H9V24*K*AAA* | EVD5X25M14A* | *96VTN0601412B* | Split System | 23600 | 17.5 | 8.5 | 1.9 | R-454B | 650
217939533 | COMFORTMAKER | N5H9V24*K*AAA* | EVD5X25M14A* | *96VSN0601412B* | Split System | 23600 | 17.5 | 8.5 | 1.9 | R-454B | 650
217939540 | COMFORTMAKER | Q5H9V24*K*AAA* | EVD5X25M14A* | *96VSN0601412B* | Split System | 23600 | 17.5 | 8.5 | 1.9 | R-454B | 650
217944346 | COMFORTMAKER | Q5H9V24*K*AAA* | EVD5X38M17A* | *96VTN0401410B* | Split System | 24800 | 17.5 | 8.5 | 1.92 | R-454B | 650
217944339 | COMFORTMAKER | N5H9V24*K*AAA* | EVD5X38M17A* | *96VTN0401410B* | Split System | 24800 | 17.5 | 8.5 | 1.92 | R-454B | 650
217939290 | DAY & NIGHT | N5H9V24*K*AAA* | EVD5X24M17A* | *97CTN0801716A* | Split System | 23600 | 17.5 | 8.5 | 1.86 | R-454B | 650
217939275 | DAY & NIGHT | N5H9V24*K*AAA* | EVD5X24M17A* | *97CTN0601716A* | Split System | 23600 | 17.5 | 8.5 | 1.88 | R-454B | 650
217939282 | DAY & NIGHT | Q5H9V24*K*AAA* | EVD5X24M17A* | *97CTN0601716A* | Split System | 23600 | 17.5 | 8.5 | 1.88 | R-454B | 650
217939534 | DAY & NIGHT | N5H9V24*K*AAA* | EVD5X25M14A* | *96VSN0601412B* | Split System | 23600 | 17.5 | 8.5 | 1.9 | R-454B | 650
217939541 | DAY & NIGHT | Q5H9V24*K*AAA* | EVD5X25M14A* | *96VSN0601412B* | Split System | 23600 | 17.5 | 8.5 | 1.9 | R-454B | 650
217944340 | DAY & NIGHT | N5H9V24*K*AAA* | EVD5X38M17A* | *96VTN0401410B* | Split System | 24800 | 17.5 | 8.5 | 1.92 | R-454B | 650
217944347 | DAY & NIGHT | Q5H9V24*K*AAA* | EVD5X38M17A* | *96VTN0401410B* | Split System | 24800 | 17.5 | 8.5 | 1.92 | R-454B | 650
217939298 | HEIL | Q5H9V24*K*AAA* | EVD5X24M17A* | *97CTN0801716A* | Split System | 23600 | 17.5 | 8.5 | 1.86 | R-454B | 650
217939291 | HEIL | N5H9V24*K*AAA* | EVD5X24M17A* | *97CTN0801716A* | Split System | 23600 | 17.5 | 8.5 | 1.86 | R-454B | 650
217935666 | HEIL | Q5H9V24*K*AAA* | EVM5X24M17A* | *97CTN0801716A* | Split System | 23600 | 17.5 | 8.5 | 1.88 | R-454B | 650
217939283 | HEIL | Q5H9V24*K*AAA* | EVD5X24M17A* | *97CTN0601716A* | Split System | 23600 | 17.5 | 8.5 | 1.88 | R-454B | 650
217939588 | HEIL | Q5H9V24*K*AAA* | EVD5X25M14A* | *96VTN0601412B* | Split System | 23600 | 17.5 | 8.5 | 1.9 | R-454B | 650
217939542 | HEIL | Q5H9V24*K*AAA* | EVD5X25M14A* | *96VSN0601412B* | Split System | 23600 | 17.5 | 8.5 | 1.9 | R-454B | 650
217944341 | HEIL | N5H9V24*K*AAA* | EVD5X38M17A* | *96VTN0401410B* | Split System | 24800 | 17.5 | 8.5 | 1.92 | R-454B | 650
217944348 | HEIL | Q5H9V24*K*AAA* | EVD5X38M17A* | *96VTN0401410B* | Split System | 24800 | 17.5 | 8.5 | 1.92 | R-454B | 650
217939292 | KEEPRITE | N5H9V24*K*AAA* | EVD5X24M17A* | *97CTN0801716A* | Split System | 23600 | 17.5 | 8.5 | 1.86 | R-454B | 650
217939284 | KEEPRITE | Q5H9V24*K*AAA* | EVD5X24M17A* | *97CTN0601716A* | Split System | 23600 | 17.5 | 8.5 | 1.88 | R-454B | 650
217935652 | KEEPRITE | Q5H9V24*K*AAA* | EVM5X24M17A* | *97CTN0601716A* | Split System | 23600 | 17.5 | 8.5 | 1.88 | R-454B | 650
217939543 | KEEPRITE | Q5H9V24*K*AAA* | EVD5X25M14A* | *96VSN0601412B* | Split System | 23600 | 17.5 | 8.5 | 1.9 | R-454B | 650
217939536 | KEEPRITE | N5H9V24*K*AAA* | EVD5X25M14A* | *96VSN0601412B* | Split System | 23600 | 17.5 | 8.5 | 1.9 | R-454B | 650
217939582 | KEEPRITE | N5H9V24*K*AAA* | EVD5X25M14A* | *96VTN0601412B* | Split System | 23600 | 17.5 | 8.5 | 1.9 | R-454B | 650
217944342 | KEEPRITE | N5H9V24*K*AAA* | EVD5X38M17A* | *96VTN0401410B* | Split System | 24800 | 17.5 | 8.5 | 1.92 | R-454B | 650
217944349 | KEEPRITE | Q5H9V24*K*AAA* | EVD5X38M17A* | *96VTN0401410B* | Split System | 24800 | 17.5 | 8.5 | 1.92 | R-454B | 650
217939300 | TEMPSTAR | Q5H9V24*K*AAA* | EVD5X24M17A* | *97CTN0801716A* | Split System | 23600 | 17.5 | 8.5 | 1.86 | R-454B | 650
217935132 | TEMPSTAR | N5H9V24*K*AAA* | EVM5X24M14A* | *80CTL0701412B* | Split System | 23400 | 17.5 | 8.5 | 1.88 | R-454B | 650
217935466 | TEMPSTAR | N5H9V24*K*AAA* | EVM5X24M17A* | *97CMN0601714B* | Split System | 23600 | 17.5 | 8.5 | 1.88 | R-454B | 650
217939583 | TEMPSTAR | N5H9V24*K*AAA* | EVD5X25M14A* | *96VTN0601412B* | Split System | 23600 | 17.5 | 8.5 | 1.9 | R-454B | 650
217939537 | TEMPSTAR | N5H9V24*K*AAA* | EVD5X25M14A* | *96VSN0601412B* | Split System | 23600 | 17.5 | 8.5 | 1.9 | R-454B | 650
217939544 | TEMPSTAR | Q5H9V24*K*AAA* | EVD5X25M14A* | *96VSN0601412B* | Split System | 23600 | 17.5 | 8.5 | 1.9 | R-454B | 650
217937221 | TEMPSTAR | N5H9V24*K*AAA* | EVM5X31M17A* | *96VSN0401410B* | Split System | 24600 | 17.5 | 8.5 | 1.92 | R-454B | 650
217944343 | TEMPSTAR | N5H9V24*K*AAA* | EVD5X38M17A* | *96VTN0401410B* | Split System | 24800 | 17.5 | 8.5 | 1.92 | R-454B | 650
217944350 | TEMPSTAR | Q5H9V24*K*AAA* | EVD5X38M17A* | *96VTN0401410B* | Split System | 24800 | 17.5 | 8.5 | 1.92 | R-454B | 650
218019949 | ACIQ | N5H9V24*K*AAA* | EVD5X24M17A* | *80VTL0451412B* | Split System | 23600 | 18 | 8.5 | 1.86 | R-454B | 650
218019964 | ACIQ | N5H9V24*K*AAA* | EVD5X24M17A* | *96VSN0801716B* | Split System | 23600 | 18 | 8.5 | 1.86 | R-454B | 650
218019932 | ACIQ | N5H9V24*K*AAA* | EVD5X24M17A* | *80VSL0451412B* | Split System | 23600 | 18 | 8.5 | 1.86 | R-454B | 650
218019988 | ACIQ | N5H9V24*K*AAA* | EVD5X24M17A* | *97VTN0801716A* | Split System | 23600 | 18 | 8.5 | 1.86 | R-454B | 650
218019984 | ACIQ | N5H9V24*K*AAA* | EVD5X24M17A* | *96VTN0801716B* | Split System | 23600 | 18 | 8.5 | 1.86 | R-454B | 650
218019971 | ACIQ | N5H9V24*K*AAA* | EVD5X24M17A* | *96CTN0601714B* | Split System | 23600 | 18 | 8.5 | 1.86 | R-454B | 650
218016724 | ACIQ | N5H9V24*K*AAA* | EVM5X24M14A* | *80VTL0451412B* | Split System | 23400 | 18 | 8.5 | 1.88 | R-454B | 650
218019913 | ACIQ | N5H9V24*K*AAA* | EVD5X24M14A* | *80VSL0451412B* | Split System | 23400 | 18 | 8.5 | 1.88 | R-454B | 650
218019918 | ACIQ | N5H9V24*K*AAA* | EVD5X24M14A* | *80VTL0451412B* | Split System | 23400 | 18 | 8.5 | 1.88 | R-454B | 650
218016719 | ACIQ | N5H9V24*K*AAA* | EVM5X24M14A* | *80VSL0451412B* | Split System | 23400 | 18 | 8.5 | 1.88 | R-454B | 650
218016721 | ACIQ | N5H9V24*K*AAA* | EVM5X24M14A* | *80VSL0701412B* | Split System | 23400 | 18 | 8.5 | 1.88 | R-454B | 650
218019914 | ACIQ | N5H9V24*K*AAA* | EVD5X24M14A* | *80VSL0701412B* | Split System | 23400 | 18 | 8.5 | 1.88 | R-454B | 650
218016743 | ACIQ | N5H9V24*K*AAA* | EVM5X24M17A* | *80VSL0901716B* | Split System | 23600 | 18 | 8.5 | 1.88 | R-454B | 650
218019947 | ACIQ | N5H9V24*K*AAA* | EVD5X24M17A* | *80CTL0901716B* | Split System | 23600 | 18 | 8.5 | 1.88 | R-454B | 650
218016757 | ACIQ | N5H9V24*K*AAA* | EVM5X24M17A* | *80VTL0701716B* | Split System | 23600 | 18 | 8.5 | 1.88 | R-454B | 650
218016739 | ACIQ | N5H9V24*K*AAA* | EVM5X24M17A* | *80VSL0701412B* | Split System | 23600 | 18 | 8.5 | 1.88 | R-454B | 650
218019968 | ACIQ | N5H9V24*K*AAA* | EVD5X24M17A* | *95MSU0601716A* | Split System | 23600 | 18 | 8.5 | 1.88 | R-454B | 650
218016738 | ACIQ | N5H9V24*K*AAA* | EVM5X24M17A* | *80VSL0451412B* | Split System | 23600 | 18 | 8.5 | 1.88 | R-454B | 650
218019986 | ACIQ | N5H9V24*K*AAA* | EVD5X24M17A* | *97VTN0601716A* | Split System | 23600 | 18 | 8.5 | 1.88 | R-454B | 650
218019942 | ACIQ | N5H9V24*K*AAA* | EVD5X24M17A* | *80CTL0451712B* | Split System | 23600 | 18 | 8.5 | 1.88 | R-454B | 650
218016768 | ACIQ | N5H9V24*K*AAA* | EVM5X24M17A* | *96VSN0601716B* | Split System | 23600 | 18 | 8.5 | 1.88 | R-454B | 650
218019963 | ACIQ | N5H9V24*K*AAA* | EVD5X24M17A* | *96VSN0601716B* | Split System | 23600 | 18 | 8.5 | 1.88 | R-454B | 650
218016792 | ACIQ | N5H9V24*K*AAA* | EVM5X24M17A* | *97VTN0601716A* | Split System | 23600 | 18 | 8.5 | 1.88 | R-454B | 650
218019956 | ACIQ | N5H9V24*K*AAA* | EVD5X24M17A* | *97CMN0801714B* | Split System | 23600 | 18 | 8.5 | 1.88 | R-454B | 650
218019983 | ACIQ | N5H9V24*K*AAA* | EVD5X24M17A* | *96VTN0601716B* | Split System | 23600 | 18 | 8.5 | 1.88 | R-454B | 650
218016778 | ACIQ | N5H9V24*K*AAA* | EVM5X24M17A* | *96CTN0801714B* | Split System | 23600 | 18 | 8.5 | 1.88 | R-454B | 650
218019952 | ACIQ | N5H9V24*K*AAA* | EVD5X24M17A* | *95CSU0601716B* | Split System | 23600 | 18 | 8.5 | 1.88 | R-454B | 650
218019954 | ACIQ | N5H9V24*K*AAA* | EVD5X24M17A* | *97CMN0601714B* | Split System | 23600 | 18 | 8.5 | 1.88 | R-454B | 650
218016758 | ACIQ | N5H9V24*K*AAA* | EVM5X24M17A* | *95CSU0601716B* | Split System | 23600 | 18 | 8.5 | 1.88 | R-454B | 650
218016788 | ACIQ | N5H9V24*K*AAA* | EVM5X24M17A* | *96VTN0601716B* | Split System | 23600 | 18 | 8.5 | 1.88 | R-454B | 650
218016741 | ACIQ | N5H9V24*K*AAA* | EVM5X24M17A* | *80VSL0701716B* | Split System | 23800 | 18 | 8.5 | 1.88 | R-454B | 650
218019935 | ACIQ | N5H9V24*K*AAA* | EVD5X24M17A* | *80VSL0701716B* | Split System | 23800 | 18 | 8.5 | 1.88 | R-454B | 650
218019995 | ACIQ | N5H9V24*K*AAA* | EVD5X25M14A* | *80VSL0451412B* | Split System | 23800 | 18 | 8.5 | 1.88 | R-454B | 650
218020000 | ACIQ | N5H9V24*K*AAA* | EVD5X25M14A* | *80VTL0451412B* | Split System | 23800 | 18 | 8.5 | 1.88 | R-454B | 650
218016773 | ACIQ | N5H9V24*K*AAA* | EVM5X24M17A* | *95MSU0601716A* | Split System | 23800 | 18 | 8.5 | 1.88 | R-454B | 650
218016790 | ACIQ | N5H9V24*K*AAA* | EVM5X24M17A* | *96VTN0801716B* | Split System | 23800 | 18 | 8.5 | 1.88 | R-454B | 650
218016770 | ACIQ | N5H9V24*K*AAA* | EVM5X24M17A* | *96VSN0801716B* | Split System | 23800 | 18 | 8.5 | 1.88 | R-454B | 650
218019993 | ACIQ | N5H9V24*K*AAA* | EVD5X24M17A* | OMV112K14A | Split System | 23800 | 18 | 8.5 | 1.88 | R-454B | 650
218020305 | ACIQ | N5H9V24*K*AAA* | EVD5X36M21A* | *96VSN0401712B* | Split System | 24000 | 18 | 8.5 | 1.88 | R-454B | 650
218020334 | ACIQ | N5H9V24*K*AAA* | EVD5X36M21A* | *96VTN0401712B* | Split System | 24000 | 18 | 8.5 | 1.88 | R-454B | 650
218016913 | ACIQ | N5H9V24*K*AAA* | EVM5X30M17A* | *96VTN0601412B* | Split System | 24200 | 18 | 8.5 | 1.88 | R-454B | 650
218020126 | ACIQ | N5H9V24*K*AAA* | EVD5X30M17A* | *96VSN0601412B* | Split System | 24200 | 18 | 8.5 | 1.88 | R-454B | 650
218020249 | ACIQ | N5H9V24*K*AAA* | EVD5X36M17A* | *96VTN0601412B* | Split System | 24200 | 18 | 8.5 | 1.88 | R-454B | 650
218020146 | ACIQ | N5H9V24*K*AAA* | EVD5X30M17A* | *96VTN0601412B* | Split System | 24200 | 18 | 8.5 | 1.88 | R-454B | 650
218020064 | ACIQ | N5H9V24*K*AAA* | EVD5X25M17A* | *96VTN0601412B* | Split System | 24200 | 18 | 8.5 | 1.88 | R-454B | 650
218020232 | ACIQ | N5H9V24*K*AAA* | EVD5X36M17A* | *96VSN0601412B* | Split System | 24200 | 18 | 8.5 | 1.88 | R-454B | 650
218020044 | ACIQ | N5H9V24*K*AAA* | EVD5X25M17A* | *96VSN0601412B* | Split System | 24200 | 18 | 8.5 | 1.88 | R-454B | 650
218016894 | ACIQ | N5H9V24*K*AAA* | EVM5X30M17A* | *96VSN0601412B* | Split System | 24200 | 18 | 8.5 | 1.88 | R-454B | 650
218020402 | ACIQ | N5H9V24*K*AAA* | EVD5X37M21A* | *96VSN0401712B* | Split System | 24200 | 18 | 8.5 | 1.9 | R-454B | 650
218019878 | ACIQ | N5H9V24*K*AAA* | EVM5X36M17A* | *96VSN0601412B* | Split System | 24200 | 18 | 8.5 | 1.9 | R-454B | 650
218020431 | ACIQ | N5H9V24*K*AAA* | EVD5X37M21A* | *96VTN0401712B* | Split System | 24200 | 18 | 8.5 | 1.9 | R-454B | 650
218019899 | ACIQ | N5H9V24*K*AAA* | EVM5X36M17A* | *96VTN0601412B* | Split System | 24200 | 18 | 8.5 | 1.9 | R-454B | 650
218016852 | ACIQ | N5H9V24*K*AAA* | EVM5X25M17A* | *96VTN0601412B* | Split System | 24200 | 18 | 8.5 | 1.9 | R-454B | 650
218020049 | ACIQ | N5H9V24*K*AAA* | EVD5X25M17A* | *95MSU0401712A* | Split System | 24400 | 18 | 8.5 | 1.9 | R-454B | 650
218020131 | ACIQ | N5H9V24*K*AAA* | EVD5X30M17A* | *95MSU0401712A* | Split System | 24400 | 18 | 8.5 | 1.9 | R-454B | 650
218016899 | ACIQ | N5H9V24*K*AAA* | EVM5X30M17A* | *95MSU0401712A* | Split System | 24400 | 18 | 8.5 | 1.9 | R-454B | 650
218016922 | ACIQ | N5H9V24*K*AAA* | EVM5X30M17A* | OLV098A12* | Split System | 24400 | 18 | 8.5 | 1.9 | R-454B | 650
218019908 | ACIQ | N5H9V24*K*AAA* | EVM5X36M17A* | OLV098A12* | Split System | 24400 | 18 | 8.5 | 1.9 | R-454B | 650
218019883 | ACIQ | N5H9V24*K*AAA* | EVM5X36M17A* | *95MSU0401712A* | Split System | 24400 | 18 | 8.5 | 1.9 | R-454B | 650
218016860 | ACIQ | N5H9V24*K*AAA* | EVM5X25M17A* | OLV098A12* | Split System | 24400 | 18 | 8.5 | 1.9 | R-454B | 650
218020237 | ACIQ | N5H9V24*K*AAA* | EVD5X36M17A* | *95MSU0401712A* | Split System | 24400 | 18 | 8.5 | 1.9 | R-454B | 650
218020155 | ACIQ | N5H9V24*K*AAA* | EVD5X30M17A* | OLV098A12* | Split System | 24400 | 18 | 8.5 | 1.9 | R-454B | 650
218016924 | ACIQ | N5H9V24*K*AAA* | EVM5X30M17A* | OMV098J12* | Split System | 24400 | 18 | 8.5 | 1.9 | R-454B | 650
218020156 | ACIQ | N5H9V24*K*AAA* | EVD5X30M17A* | OMV098J12* | Split System | 24400 | 18 | 8.5 | 1.9 | R-454B | 650
218016862 | ACIQ | N5H9V24*K*AAA* | EVM5X25M17A* | OMV098J12* | Split System | 24400 | 18 | 8.5 | 1.9 | R-454B | 650
218020075 | ACIQ | N5H9V24*K*AAA* | EVD5X25M17A* | OMV098J12* | Split System | 24400 | 18 | 8.5 | 1.9 | R-454B | 650
218020057 | ACIQ | N5H9V24*K*AAA* | EVD5X25M17A* | *97CTN0601716A* | Split System | 24400 | 18 | 8.5 | 1.9 | R-454B | 650
218020243 | ACIQ | N5H9V24*K*AAA* | EVD5X36M17A* | *97CTN0601716A* | Split System | 24400 | 18 | 8.5 | 1.9 | R-454B | 650
218019909 | ACIQ | N5H9V24*K*AAA* | EVM5X36M17A* | OMV098J12* | Split System | 24400 | 18 | 8.5 | 1.9 | R-454B | 650
218020073 | ACIQ | N5H9V24*K*AAA* | EVD5X25M17A* | OLV098A12* | Split System | 24400 | 18 | 8.5 | 1.9 | R-454B | 650
218020259 | ACIQ | N5H9V24*K*AAA* | EVD5X36M17A* | OMV098J12* | Split System | 24400 | 18 | 8.5 | 1.9 | R-454B | 650
218020257 | ACIQ | N5H9V24*K*AAA* | EVD5X36M17A* | OLV098A12* | Split System | 24400 | 18 | 8.5 | 1.9 | R-454B | 650
218016977 | ACIQ | N5H9V24*K*AAA* | EVM5X31M17A* | *96VTN0401712B* | Split System | 24600 | 18 | 8.5 | 1.92 | R-454B | 650
218020188 | ACIQ | N5H9V24*K*AAA* | EVD5X31M17A* | *96CTN0401410B* | Split System | 24600 | 18 | 8.5 | 1.92 | R-454B | 650
218020181 | ACIQ | N5H9V24*K*AAA* | EVD5X31M17A* | *96VSN0401712B* | Split System | 24600 | 18 | 8.5 | 1.92 | R-454B | 650
218020196 | ACIQ | N5H9V24*K*AAA* | EVD5X31M17A* | *96VTN0401712B* | Split System | 24600 | 18 | 8.5 | 1.92 | R-454B | 650
218020474 | ACIQ | N5H9V24*K*AAA* | EVD5X38M17A* | *96VSN0401712B* | Split System | 24800 | 18 | 8.5 | 1.92 | R-454B | 650
218020488 | ACIQ | N5H9V24*K*AAA* | EVD5X38M17A* | *96VTN0401712B* | Split System | 24800 | 18 | 8.5 | 1.92 | R-454B | 650
218020472 | ACIQ | N5H9V24*K*AAA* | EVD5X38M17A* | *96VSN0401410B* | Split System | 24800 | 18 | 8.5 | 1.92 | R-454B | 650
217939190 | AIRQUEST | Q5H9V24*K*AAA* | EVD5X24M17A* | *96VSN0801716B* | Split System | 23600 | 18 | 8.5 | 1.86 | R-454B | 650
217938896 | AIRQUEST | N5H9V24*K*AAA* | EVD5X24M17A* | *80VSL0451412B* | Split System | 23600 | 18 | 8.5 | 1.86 | R-454B | 650
217939373 | AIRQUEST | Q5H9V24*K*AAA* | EVD5X24M17A* | *96VTN0801716B* | Split System | 23600 | 18 | 8.5 | 1.86 | R-454B | 650
217939396 | AIRQUEST | N5H9V24*K*AAA* | EVD5X24M17A* | *97VTN0801716A* | Split System | 23600 | 18 | 8.5 | 1.86 | R-454B | 650
217939403 | AIRQUEST | Q5H9V24*K*AAA* | EVD5X24M17A* | *97VTN0801716A* | Split System | 23600 | 18 | 8.5 | 1.86 | R-454B | 650
217939243 | AIRQUEST | N5H9V24*K*AAA* | EVD5X24M17A* | *96CTN0601714B* | Split System | 23600 | 18 | 8.5 | 1.86 | R-454B | 650
217938774 | AIRQUEST | N5H9V24*K*AAA* | EVD5X24M14A* | *80VTL0451412B* | Split System | 23400 | 18 | 8.5 | 1.88 | R-454B | 650
217939220 | AIRQUEST | Q5H9V24*K*AAA* | EVD5X24M17A* | *95MSU0601716A* | Split System | 23600 | 18 | 8.5 | 1.88 | R-454B | 650
217939038 | AIRQUEST | Q5H9V24*K*AAA* | EVD5X24M17A* | *80CTL0901716B* | Split System | 23600 | 18 | 8.5 | 1.88 | R-454B | 650
217935316 | AIRQUEST | Q5H9V24*K*AAA* | EVM5X24M17A* | *80VSL0901716B* | Split System | 23600 | 18 | 8.5 | 1.88 | R-454B | 650
217939093 | AIRQUEST | N5H9V24*K*AAA* | EVD5X24M17A* | *97CMN0601714B* | Split System | 23600 | 18 | 8.5 | 1.88 | R-454B | 650
217939108 | AIRQUEST | N5H9V24*K*AAA* | EVD5X24M17A* | *97CMN0801714B* | Split System | 23600 | 18 | 8.5 | 1.88 | R-454B | 650
217939175 | AIRQUEST | Q5H9V24*K*AAA* | EVD5X24M17A* | *96VSN0601716B* | Split System | 23600 | 18 | 8.5 | 1.88 | R-454B | 650
217939388 | AIRQUEST | Q5H9V24*K*AAA* | EVD5X24M17A* | *97VTN0601716A* | Split System | 23600 | 18 | 8.5 | 1.88 | R-454B | 650
217935536 | AIRQUEST | N5H9V24*K*AAA* | EVM5X24M17A* | *96VSN0601716B* | Split System | 23600 | 18 | 8.5 | 1.88 | R-454B | 650
217935543 | AIRQUEST | Q5H9V24*K*AAA* | EVM5X24M17A* | *96VSN0601716B* | Split System | 23600 | 18 | 8.5 | 1.88 | R-454B | 650
217935725 | AIRQUEST | Q5H9V24*K*AAA* | EVM5X24M17A* | *96VTN0601716B* | Split System | 23600 | 18 | 8.5 | 1.88 | R-454B | 650
217935718 | AIRQUEST | N5H9V24*K*AAA* | EVM5X24M17A* | *96VTN0601716B* | Split System | 23600 | 18 | 8.5 | 1.88 | R-454B | 650
217939463 | AIRQUEST | Q5H9V24*K*AAA* | EVD5X25M14A* | *80VSL0451412B* | Split System | 23800 | 18 | 8.5 | 1.88 | R-454B | 650
217939441 | AIRQUEST | N5H9V24*K*AAA* | EVD5X24M17A* | OMV112K14A | Split System | 23800 | 18 | 8.5 | 1.88 | R-454B | 650
217935741 | AIRQUEST | Q5H9V24*K*AAA* | EVM5X24M17A* | *96VTN0801716B* | Split System | 23800 | 18 | 8.5 | 1.88 | R-454B | 650
217942631 | AIRQUEST | Q5H9V24*K*AAA* | EVD5X36M21A* | *96VTN0401712B* | Split System | 24000 | 18 | 8.5 | 1.88 | R-454B | 650
217942619 | AIRQUEST | N5H9V24*K*AAA* | EVD5X36M21A* | *96VTN0401712B* | Split System | 24000 | 18 | 8.5 | 1.88 | R-454B | 650
217942316 | AIRQUEST | Q5H9V24*K*AAA* | EVD5X36M21A* | *96VSN0401712B* | Split System | 24000 | 18 | 8.5 | 1.88 | R-454B | 650
217940061 | AIRQUEST | N5H9V24*K*AAA* | EVD5X25M17A* | *96VTN0601412B* | Split System | 24200 | 18 | 8.5 | 1.88 | R-454B | 650
217940796 | AIRQUEST | Q5H9V24*K*AAA* | EVD5X30M17A* | *96VTN0601412B* | Split System | 24200 | 18 | 8.5 | 1.88 | R-454B | 650
217939887 | AIRQUEST | Q5H9V24*K*AAA* | EVD5X25M17A* | *96VSN0601412B* | Split System | 24200 | 18 | 8.5 | 1.88 | R-454B | 650
217938607 | AIRQUEST | N5H9V24*K*AAA* | EVM5X36M17A* | *96VTN0601412B* | Split System | 24200 | 18 | 8.5 | 1.9 | R-454B | 650
217943280 | AIRQUEST | Q5H9V24*K*AAA* | EVD5X37M21A* | *96VSN0401712B* | Split System | 24200 | 18 | 8.5 | 1.9 | R-454B | 650
217943273 | AIRQUEST | N5H9V24*K*AAA* | EVD5X37M21A* | *96VSN0401712B* | Split System | 24200 | 18 | 8.5 | 1.9 | R-454B | 650
217943761 | AIRQUEST | N5H9V24*K*AAA* | EVD5X37M21A* | *96VTN0401712B* | Split System | 24200 | 18 | 8.5 | 1.9 | R-454B | 650
217943775 | AIRQUEST | Q5H9V24*K*AAA* | EVD5X37M21A* | *96VTN0401712B* | Split System | 24200 | 18 | 8.5 | 1.9 | R-454B | 650
217938426 | AIRQUEST | N5H9V24*K*AAA* | EVM5X36M17A* | *96VSN0601412B* | Split System | 24200 | 18 | 8.5 | 1.9 | R-454B | 650
217941638 | AIRQUEST | N5H9V24*K*AAA* | EVD5X36M17A* | *95MSU0401712A* | Split System | 24400 | 18 | 8.5 | 1.9 | R-454B | 650
217939932 | AIRQUEST | Q5H9V24*K*AAA* | EVD5X25M17A* | *95MSU0401712A* | Split System | 24400 | 18 | 8.5 | 1.9 | R-454B | 650
217940660 | AIRQUEST | Q5H9V24*K*AAA* | EVD5X30M17A* | *95MSU0401712A* | Split System | 24400 | 18 | 8.5 | 1.9 | R-454B | 650
217938691 | AIRQUEST | Q5H9V24*K*AAA* | EVM5X36M17A* | OLV098A12* | Split System | 24400 | 18 | 8.5 | 1.9 | R-454B | 650
217938471 | AIRQUEST | N5H9V24*K*AAA* | EVM5X36M17A* | *95MSU0401712A* | Split System | 24400 | 18 | 8.5 | 1.9 | R-454B | 650
217941645 | AIRQUEST | Q5H9V24*K*AAA* | EVD5X36M17A* | *95MSU0401712A* | Split System | 24400 | 18 | 8.5 | 1.9 | R-454B | 650
217940653 | AIRQUEST | N5H9V24*K*AAA* | EVD5X30M17A* | *95MSU0401712A* | Split System | 24400 | 18 | 8.5 | 1.9 | R-454B | 650
217940138 | AIRQUEST | N5H9V24*K*AAA* | EVD5X25M17A* | OLV098A12* | Split System | 24400 | 18 | 8.5 | 1.9 | R-454B | 650
217940866 | AIRQUEST | N5H9V24*K*AAA* | EVD5X30M17A* | OLV098A12* | Split System | 24400 | 18 | 8.5 | 1.9 | R-454B | 650
217940160 | AIRQUEST | Q5H9V24*K*AAA* | EVD5X25M17A* | OMV098J12* | Split System | 24400 | 18 | 8.5 | 1.9 | R-454B | 650
217941698 | AIRQUEST | N5H9V24*K*AAA* | EVD5X36M17A* | *97CTN0601716A* | Split System | 24400 | 18 | 8.5 | 1.9 | R-454B | 650
217941851 | AIRQUEST | N5H9V24*K*AAA* | EVD5X36M17A* | OMV098J12* | Split System | 24400 | 18 | 8.5 | 1.9 | R-454B | 650
217940145 | AIRQUEST | Q5H9V24*K*AAA* | EVD5X25M17A* | OLV098A12* | Split System | 24400 | 18 | 8.5 | 1.9 | R-454B | 650
217941858 | AIRQUEST | Q5H9V24*K*AAA* | EVD5X36M17A* | OMV098J12* | Split System | 24400 | 18 | 8.5 | 1.9 | R-454B | 650
217940881 | AIRQUEST | N5H9V24*K*AAA* | EVD5X30M17A* | OMV098J12* | Split System | 24400 | 18 | 8.5 | 1.9 | R-454B | 650
217940888 | AIRQUEST | Q5H9V24*K*AAA* | EVD5X30M17A* | OMV098J12* | Split System | 24400 | 18 | 8.5 | 1.9 | R-454B | 650
217940007 | AIRQUEST | Q5H9V24*K*AAA* | EVD5X25M17A* | *97CTN0601716A* | Split System | 24400 | 18 | 8.5 | 1.9 | R-454B | 650
217938706 | AIRQUEST | Q5H9V24*K*AAA* | EVM5X36M17A* | OMV098J12* | Split System | 24400 | 18 | 8.5 | 1.9 | R-454B | 650
217941705 | AIRQUEST | Q5H9V24*K*AAA* | EVD5X36M17A* | *97CTN0601716A* | Split System | 24400 | 18 | 8.5 | 1.9 | R-454B | 650
217941843 | AIRQUEST | Q5H9V24*K*AAA* | EVD5X36M17A* | OLV098A12* | Split System | 24400 | 18 | 8.5 | 1.9 | R-454B | 650
217941115 | AIRQUEST | Q5H9V24*K*AAA* | EVD5X31M17A* | *96VSN0401712B* | Split System | 24600 | 18 | 8.5 | 1.92 | R-454B | 650
217941108 | AIRQUEST | N5H9V24*K*AAA* | EVD5X31M17A* | *96VSN0401712B* | Split System | 24600 | 18 | 8.5 | 1.92 | R-454B | 650
217941252 | AIRQUEST | Q5H9V24*K*AAA* | EVD5X31M17A* | *96VTN0401712B* | Split System | 24600 | 18 | 8.5 | 1.92 | R-454B | 650
217941245 | AIRQUEST | N5H9V24*K*AAA* | EVD5X31M17A* | *96VTN0401712B* | Split System | 24600 | 18 | 8.5 | 1.92 | R-454B | 650
217944353 | AIRQUEST | N5H9V24*K*AAA* | EVD5X38M17A* | *96VTN0401712B* | Split System | 24800 | 18 | 8.5 | 1.92 | R-454B | 650
217944360 | AIRQUEST | Q5H9V24*K*AAA* | EVD5X38M17A* | *96VTN0401712B* | Split System | 24800 | 18 | 8.5 | 1.92 | R-454B | 650
217944217 | AIRQUEST | N5H9V24*K*AAA* | EVD5X38M17A* | *96VSN0401712B* | Split System | 24800 | 18 | 8.5 | 1.92 | R-454B | 650
217944224 | AIRQUEST | Q5H9V24*K*AAA* | EVD5X38M17A* | *96VSN0401712B* | Split System | 24800 | 18 | 8.5 | 1.92 | R-454B | 650
217944209 | AIRQUEST | Q5H9V24*K*AAA* | EVD5X38M17A* | *96VSN0401410B* | Split System | 24800 | 18 | 8.5 | 1.92 | R-454B | 650
217944202 | AIRQUEST | N5H9V24*K*AAA* | EVD5X38M17A* | *96VSN0401410B* | Split System | 24800 | 18 | 8.5 | 1.92 | R-454B | 650
217939395 | ARCOAIRE | N5H9V24*K*AAA* | EVD5X24M17A* | *97VTN0801716A* | Split System | 23600 | 18 | 8.5 | 1.86 | R-454B | 650
217939189 | ARCOAIRE | Q5H9V24*K*AAA* | EVD5X24M17A* | *96VSN0801716B* | Split System | 23600 | 18 | 8.5 | 1.86 | R-454B | 650
217939372 | ARCOAIRE | Q5H9V24*K*AAA* | EVD5X24M17A* | *96VTN0801716B* | Split System | 23600 | 18 | 8.5 | 1.86 | R-454B | 650
217939365 | ARCOAIRE | N5H9V24*K*AAA* | EVD5X24M17A* | *96VTN0801716B* | Split System | 23600 | 18 | 8.5 | 1.86 | R-454B | 650
217939402 | ARCOAIRE | Q5H9V24*K*AAA* | EVD5X24M17A* | *97VTN0801716A* | Split System | 23600 | 18 | 8.5 | 1.86 | R-454B | 650
217938895 | ARCOAIRE | N5H9V24*K*AAA* | EVD5X24M17A* | *80VSL0451412B* | Split System | 23600 | 18 | 8.5 | 1.86 | R-454B | 650
217939045 | ARCOAIRE | N5H9V24*K*AAA* | EVD5X24M17A* | *80VTL0451412B* | Split System | 23600 | 18 | 8.5 | 1.86 | R-454B | 650
217939052 | ARCOAIRE | Q5H9V24*K*AAA* | EVD5X24M17A* | *80VTL0451412B* | Split System | 23600 | 18 | 8.5 | 1.86 | R-454B | 650
217939249 | ARCOAIRE | Q5H9V24*K*AAA* | EVD5X24M17A* | *96CTN0601714B* | Split System | 23600 | 18 | 8.5 | 1.86 | R-454B | 650
217939242 | ARCOAIRE | N5H9V24*K*AAA* | EVD5X24M17A* | *96CTN0601714B* | Split System | 23600 | 18 | 8.5 | 1.86 | R-454B | 650
217938743 | ARCOAIRE | N5H9V24*K*AAA* | EVD5X24M14A* | *80VSL0701412B* | Split System | 23400 | 18 | 8.5 | 1.88 | R-454B | 650
217938750 | ARCOAIRE | Q5H9V24*K*AAA* | EVD5X24M14A* | *80VSL0701412B* | Split System | 23400 | 18 | 8.5 | 1.88 | R-454B | 650
217938773 | ARCOAIRE | N5H9V24*K*AAA* | EVD5X24M14A* | *80VTL0451412B* | Split System | 23400 | 18 | 8.5 | 1.88 | R-454B | 650
217939107 | ARCOAIRE | N5H9V24*K*AAA* | EVD5X24M17A* | *97CMN0801714B* | Split System | 23600 | 18 | 8.5 | 1.88 | R-454B | 650
217939077 | ARCOAIRE | N5H9V24*K*AAA* | EVD5X24M17A* | *95CSU0601716B* | Split System | 23600 | 18 | 8.5 | 1.88 | R-454B | 650
217939174 | ARCOAIRE | Q5H9V24*K*AAA* | EVD5X24M17A* | *96VSN0601716B* | Split System | 23600 | 18 | 8.5 | 1.88 | R-454B | 650
217935482 | ARCOAIRE | Q5H9V24*K*AAA* | EVM5X24M17A* | *97CMN0801714B* | Split System | 23600 | 18 | 8.5 | 1.88 | R-454B | 650
217938985 | ARCOAIRE | N5H9V24*K*AAA* | EVD5X24M17A* | *80CTL0451712B* | Split System | 23600 | 18 | 8.5 | 1.88 | R-454B | 650
217939507 | ARCOAIRE | Q5H9V24*K*AAA* | EVD5X25M14A* | *80VTL0451412B* | Split System | 23800 | 18 | 8.5 | 1.88 | R-454B | 650
217939500 | ARCOAIRE | N5H9V24*K*AAA* | EVD5X25M14A* | *80VTL0451412B* | Split System | 23800 | 18 | 8.5 | 1.88 | R-454B | 650
217939440 | ARCOAIRE | N5H9V24*K*AAA* | EVD5X24M17A* | OMV112K14A | Split System | 23800 | 18 | 8.5 | 1.88 | R-454B | 650
217942315 | ARCOAIRE | Q5H9V24*K*AAA* | EVD5X36M21A* | *96VSN0401712B* | Split System | 24000 | 18 | 8.5 | 1.88 | R-454B | 650
217942617 | ARCOAIRE | N5H9V24*K*AAA* | EVD5X36M21A* | *96VTN0401712B* | Split System | 24000 | 18 | 8.5 | 1.88 | R-454B | 650
217942630 | ARCOAIRE | Q5H9V24*K*AAA* | EVD5X36M21A* | *96VTN0401712B* | Split System | 24000 | 18 | 8.5 | 1.88 | R-454B | 650
217942308 | ARCOAIRE | N5H9V24*K*AAA* | EVD5X36M21A* | *96VSN0401712B* | Split System | 24000 | 18 | 8.5 | 1.88 | R-454B | 650
217939879 | ARCOAIRE | N5H9V24*K*AAA* | EVD5X25M17A* | *96VSN0601412B* | Split System | 24200 | 18 | 8.5 | 1.88 | R-454B | 650
217939886 | ARCOAIRE | Q5H9V24*K*AAA* | EVD5X25M17A* | *96VSN0601412B* | Split System | 24200 | 18 | 8.5 | 1.88 | R-454B | 650
217941765 | ARCOAIRE | Q5H9V24*K*AAA* | EVD5X36M17A* | *96VTN0601412B* | Split System | 24200 | 18 | 8.5 | 1.88 | R-454B | 650
217940795 | ARCOAIRE | Q5H9V24*K*AAA* | EVD5X30M17A* | *96VTN0601412B* | Split System | 24200 | 18 | 8.5 | 1.88 | R-454B | 650
217940606 | ARCOAIRE | N5H9V24*K*AAA* | EVD5X30M17A* | *96VSN0601412B* | Split System | 24200 | 18 | 8.5 | 1.88 | R-454B | 650
217941592 | ARCOAIRE | N5H9V24*K*AAA* | EVD5X36M17A* | *96VSN0601412B* | Split System | 24200 | 18 | 8.5 | 1.88 | R-454B | 650
217940788 | ARCOAIRE | N5H9V24*K*AAA* | EVD5X30M17A* | *96VTN0601412B* | Split System | 24200 | 18 | 8.5 | 1.88 | R-454B | 650
217940613 | ARCOAIRE | Q5H9V24*K*AAA* | EVD5X30M17A* | *96VSN0601412B* | Split System | 24200 | 18 | 8.5 | 1.88 | R-454B | 650
217941599 | ARCOAIRE | Q5H9V24*K*AAA* | EVD5X36M17A* | *96VSN0601412B* | Split System | 24200 | 18 | 8.5 | 1.88 | R-454B | 650
217941758 | ARCOAIRE | N5H9V24*K*AAA* | EVD5X36M17A* | *96VTN0601412B* | Split System | 24200 | 18 | 8.5 | 1.88 | R-454B | 650
217938606 | ARCOAIRE | N5H9V24*K*AAA* | EVM5X36M17A* | *96VTN0601412B* | Split System | 24200 | 18 | 8.5 | 1.9 | R-454B | 650
217938613 | ARCOAIRE | Q5H9V24*K*AAA* | EVM5X36M17A* | *96VTN0601412B* | Split System | 24200 | 18 | 8.5 | 1.9 | R-454B | 650
217943272 | ARCOAIRE | N5H9V24*K*AAA* | EVD5X37M21A* | *96VSN0401712B* | Split System | 24200 | 18 | 8.5 | 1.9 | R-454B | 650
217943279 | ARCOAIRE | Q5H9V24*K*AAA* | EVD5X37M21A* | *96VSN0401712B* | Split System | 24200 | 18 | 8.5 | 1.9 | R-454B | 650
217938425 | ARCOAIRE | N5H9V24*K*AAA* | EVM5X36M17A* | *96VSN0601412B* | Split System | 24200 | 18 | 8.5 | 1.9 | R-454B | 650
217943759 | ARCOAIRE | N5H9V24*K*AAA* | EVD5X37M21A* | *96VTN0401712B* | Split System | 24200 | 18 | 8.5 | 1.9 | R-454B | 650
217943773 | ARCOAIRE | Q5H9V24*K*AAA* | EVD5X37M21A* | *96VTN0401712B* | Split System | 24200 | 18 | 8.5 | 1.9 | R-454B | 650
217938477 | ARCOAIRE | Q5H9V24*K*AAA* | EVM5X36M17A* | *95MSU0401712A* | Split System | 24400 | 18 | 8.5 | 1.9 | R-454B | 650
217939931 | ARCOAIRE | Q5H9V24*K*AAA* | EVD5X25M17A* | *95MSU0401712A* | Split System | 24400 | 18 | 8.5 | 1.9 | R-454B | 650
217941644 | ARCOAIRE | Q5H9V24*K*AAA* | EVD5X36M17A* | *95MSU0401712A* | Split System | 24400 | 18 | 8.5 | 1.9 | R-454B | 650
217940652 | ARCOAIRE | N5H9V24*K*AAA* | EVD5X30M17A* | *95MSU0401712A* | Split System | 24400 | 18 | 8.5 | 1.9 | R-454B | 650
217941637 | ARCOAIRE | N5H9V24*K*AAA* | EVD5X36M17A* | *95MSU0401712A* | Split System | 24400 | 18 | 8.5 | 1.9 | R-454B | 650
217938470 | ARCOAIRE | N5H9V24*K*AAA* | EVM5X36M17A* | *95MSU0401712A* | Split System | 24400 | 18 | 8.5 | 1.9 | R-454B | 650
217940659 | ARCOAIRE | Q5H9V24*K*AAA* | EVD5X30M17A* | *95MSU0401712A* | Split System | 24400 | 18 | 8.5 | 1.9 | R-454B | 650
217940887 | ARCOAIRE | Q5H9V24*K*AAA* | EVD5X30M17A* | OMV098J12* | Split System | 24400 | 18 | 8.5 | 1.9 | R-454B | 650
217940006 | ARCOAIRE | Q5H9V24*K*AAA* | EVD5X25M17A* | *97CTN0601716A* | Split System | 24400 | 18 | 8.5 | 1.9 | R-454B | 650
217941697 | ARCOAIRE | N5H9V24*K*AAA* | EVD5X36M17A* | *97CTN0601716A* | Split System | 24400 | 18 | 8.5 | 1.9 | R-454B | 650
217940144 | ARCOAIRE | Q5H9V24*K*AAA* | EVD5X25M17A* | OLV098A12* | Split System | 24400 | 18 | 8.5 | 1.9 | R-454B | 650
217940159 | ARCOAIRE | Q5H9V24*K*AAA* | EVD5X25M17A* | OMV098J12* | Split System | 24400 | 18 | 8.5 | 1.9 | R-454B | 650
217940152 | ARCOAIRE | N5H9V24*K*AAA* | EVD5X25M17A* | OMV098J12* | Split System | 24400 | 18 | 8.5 | 1.9 | R-454B | 650
217938698 | ARCOAIRE | N5H9V24*K*AAA* | EVM5X36M17A* | OMV098J12* | Split System | 24400 | 18 | 8.5 | 1.9 | R-454B | 650
217941704 | ARCOAIRE | Q5H9V24*K*AAA* | EVD5X36M17A* | *97CTN0601716A* | Split System | 24400 | 18 | 8.5 | 1.9 | R-454B | 650
217941835 | ARCOAIRE | N5H9V24*K*AAA* | EVD5X36M17A* | OLV098A12* | Split System | 24400 | 18 | 8.5 | 1.9 | R-454B | 650
217941850 | ARCOAIRE | N5H9V24*K*AAA* | EVD5X36M17A* | OMV098J12* | Split System | 24400 | 18 | 8.5 | 1.9 | R-454B | 650
217941842 | ARCOAIRE | Q5H9V24*K*AAA* | EVD5X36M17A* | OLV098A12* | Split System | 24400 | 18 | 8.5 | 1.9 | R-454B | 650
217940865 | ARCOAIRE | N5H9V24*K*AAA* | EVD5X30M17A* | OLV098A12* | Split System | 24400 | 18 | 8.5 | 1.9 | R-454B | 650
217940872 | ARCOAIRE | Q5H9V24*K*AAA* | EVD5X30M17A* | OLV098A12* | Split System | 24400 | 18 | 8.5 | 1.9 | R-454B | 650
217941857 | ARCOAIRE | Q5H9V24*K*AAA* | EVD5X36M17A* | OMV098J12* | Split System | 24400 | 18 | 8.5 | 1.9 | R-454B | 650
217940880 | ARCOAIRE | N5H9V24*K*AAA* | EVD5X30M17A* | OMV098J12* | Split System | 24400 | 18 | 8.5 | 1.9 | R-454B | 650
217941114 | ARCOAIRE | Q5H9V24*K*AAA* | EVD5X31M17A* | *96VSN0401712B* | Split System | 24600 | 18 | 8.5 | 1.92 | R-454B | 650
217941244 | ARCOAIRE | N5H9V24*K*AAA* | EVD5X31M17A* | *96VTN0401712B* | Split System | 24600 | 18 | 8.5 | 1.92 | R-454B | 650
217941167 | ARCOAIRE | N5H9V24*K*AAA* | EVD5X31M17A* | *96CTN0401410B* | Split System | 24600 | 18 | 8.5 | 1.92 | R-454B | 650
217941174 | ARCOAIRE | Q5H9V24*K*AAA* | EVD5X31M17A* | *96CTN0401410B* | Split System | 24600 | 18 | 8.5 | 1.92 | R-454B | 650
217941251 | ARCOAIRE | Q5H9V24*K*AAA* | EVD5X31M17A* | *96VTN0401712B* | Split System | 24600 | 18 | 8.5 | 1.92 | R-454B | 650
217944223 | ARCOAIRE | Q5H9V24*K*AAA* | EVD5X38M17A* | *96VSN0401712B* | Split System | 24800 | 18 | 8.5 | 1.92 | R-454B | 650
217944359 | ARCOAIRE | Q5H9V24*K*AAA* | EVD5X38M17A* | *96VTN0401712B* | Split System | 24800 | 18 | 8.5 | 1.92 | R-454B | 650
217944352 | ARCOAIRE | N5H9V24*K*AAA* | EVD5X38M17A* | *96VTN0401712B* | Split System | 24800 | 18 | 8.5 | 1.92 | R-454B | 650
217944216 | ARCOAIRE | N5H9V24*K*AAA* | EVD5X38M17A* | *96VSN0401712B* | Split System | 24800 | 18 | 8.5 | 1.92 | R-454B | 650
217944208 | ARCOAIRE | Q5H9V24*K*AAA* | EVD5X38M17A* | *96VSN0401410B* | Split System | 24800 | 18 | 8.5 | 1.92 | R-454B | 650
217944201 | ARCOAIRE | N5H9V24*K*AAA* | EVD5X38M17A* | *96VSN0401410B* | Split System | 24800 | 18 | 8.5 | 1.92 | R-454B | 650
217939181 | BRYANT HEATING AND COOLING SYSTEMS | 249VAN024**AA* | CVAVA2417XMA* | 926SB48080V17*** | Split System | 23600 | 18 | 8.5 | 1.86 | R-454B | 650
217939364 | BRYANT HEATING AND COOLING SYSTEMS | 249VAN024**AA* | CVAVA2417XMA* | 926TC48080V17*** | Split System | 23600 | 18 | 8.5 | 1.86 | R-454B | 650
217939241 | BRYANT HEATING AND COOLING SYSTEMS | 249VAN024**AA* | CVAVA2417XMA* | 986TD42060C17*** | Split System | 23600 | 18 | 8.5 | 1.86 | R-454B | 650
217938727 | BRYANT HEATING AND COOLING SYSTEMS | 249VAN024**AA* | CVAVA2414XMA* | 82*SB36045V14*** | Split System | 23400 | 18 | 8.5 | 1.88 | R-454B | 650
217938772 | BRYANT HEATING AND COOLING SYSTEMS | 249VAN024**AA* | CVAVA2414XMA* | 82*TB36045V14*** | Split System | 23400 | 18 | 8.5 | 1.88 | R-454B | 650
217938787 | BRYANT HEATING AND COOLING SYSTEMS | 249VAN024**AA* | CVAVA2414XMA* | 82*TB36070V14*** | Split System | 23400 | 18 | 8.5 | 1.88 | R-454B | 650
217938742 | BRYANT HEATING AND COOLING SYSTEMS | 249VAN024**AA* | CVAVA2414XMA* | 82*SB36070V14*** | Split System | 23400 | 18 | 8.5 | 1.88 | R-454B | 650
217939211 | BRYANT HEATING AND COOLING SYSTEMS | 249VAN024**AA* | CVAVA2417XMA* | 935SB48060M17*** | Split System | 23600 | 18 | 8.5 | 1.88 | R-454B | 650
217935427 | BRYANT HEATING AND COOLING SYSTEMS | 249VAN024**AA* | CVAMA2417XMA* | 82*TB36070V14*** | Split System | 23600 | 18 | 8.5 | 1.88 | R-454B | 650
217935443 | BRYANT HEATING AND COOLING SYSTEMS | 249VAN024**AA* | CVAMA2417XMA* | 82*TB48090V17*** | Split System | 23600 | 18 | 8.5 | 1.88 | R-454B | 650
217938984 | BRYANT HEATING AND COOLING SYSTEMS | 249VAN024**AA* | CVAVA2417XMA* | 88*TB36045C17*** | Split System | 23600 | 18 | 8.5 | 1.88 | R-454B | 650
217939379 | BRYANT HEATING AND COOLING SYSTEMS | 249VAN024**AA* | CVAVA2417XMA* | 927TA48060V17*** | Split System | 23600 | 18 | 8.5 | 1.88 | R-454B | 650
217939091 | BRYANT HEATING AND COOLING SYSTEMS | 249VAN024**AA* | CVAVA2417XMA* | 987MC42060C17*** | Split System | 23600 | 18 | 8.5 | 1.88 | R-454B | 650
217939454 | BRYANT HEATING AND COOLING SYSTEMS | 249VAN024**AA* | CVAVA2514XMA* | 82*SB36045V14*** | Split System | 23800 | 18 | 8.5 | 1.88 | R-454B | 650
217938924 | BRYANT HEATING AND COOLING SYSTEMS | 249VAN024**AA* | CVAVA2417XMA* | 82*SB48070V17*** | Split System | 23800 | 18 | 8.5 | 1.88 | R-454B | 650
217939439 | BRYANT HEATING AND COOLING SYSTEMS | 249VAN024**AA* | CVAVA2417XMA* | OVMAAB042112 | Split System | 23800 | 18 | 8.5 | 1.88 | R-454B | 650
217942307 | BRYANT HEATING AND COOLING SYSTEMS | 249VAN024**AA* | CVAVA3621XMA* | 926SB36040V17*** | Split System | 24000 | 18 | 8.5 | 1.88 | R-454B | 650
217942614 | BRYANT HEATING AND COOLING SYSTEMS | 249VAN024**AA* | CVAVA3621XMA* | 926TC36040V17*** | Split System | 24000 | 18 | 8.5 | 1.88 | R-454B | 650
217941757 | BRYANT HEATING AND COOLING SYSTEMS | 249VAN024**AA* | CVAVA3617XMA* | 926TC36060V14*** | Split System | 24200 | 18 | 8.5 | 1.88 | R-454B | 650
217940059 | BRYANT HEATING AND COOLING SYSTEMS | 249VAN024**AA* | CVAVA2517XMA* | 926TC36060V14*** | Split System | 24200 | 18 | 8.5 | 1.88 | R-454B | 650
217940787 | BRYANT HEATING AND COOLING SYSTEMS | 249VAN024**AA* | CVAVA3017XMA* | 926TC36060V14*** | Split System | 24200 | 18 | 8.5 | 1.88 | R-454B | 650
217943758 | BRYANT HEATING AND COOLING SYSTEMS | 249VAN024**AA* | CVAVA3721XMA* | 926TC36040V17*** | Split System | 24200 | 18 | 8.5 | 1.9 | R-454B | 650
217943271 | BRYANT HEATING AND COOLING SYSTEMS | 249VAN024**AA* | CVAVA3721XMA* | 926SB36040V17*** | Split System | 24200 | 18 | 8.5 | 1.9 | R-454B | 650
217938605 | BRYANT HEATING AND COOLING SYSTEMS | 249VAN024**AA* | CVAMA3617XMA* | 926TC36060V14*** | Split System | 24200 | 18 | 8.5 | 1.9 | R-454B | 650
217938424 | BRYANT HEATING AND COOLING SYSTEMS | 249VAN024**AA* | CVAMA3617XMA* | 926SB36060V14*** | Split System | 24200 | 18 | 8.5 | 1.9 | R-454B | 650
217941636 | BRYANT HEATING AND COOLING SYSTEMS | 249VAN024**AA* | CVAVA3617XMA* | 935SB36040M17*** | Split System | 24400 | 18 | 8.5 | 1.9 | R-454B | 650
217941696 | BRYANT HEATING AND COOLING SYSTEMS | 249VAN024**AA* | CVAVA3617XMA* | 987TA48060C17*** | Split System | 24400 | 18 | 8.5 | 1.9 | R-454B | 650
217940864 | BRYANT HEATING AND COOLING SYSTEMS | 249VAN024**AA* | CVAVA3017XMA* | OVLAAB036098 | Split System | 24400 | 18 | 8.5 | 1.9 | R-454B | 650
217940151 | BRYANT HEATING AND COOLING SYSTEMS | 249VAN024**AA* | CVAVA2517XMA* | OVMAAB036098 | Split System | 24400 | 18 | 8.5 | 1.9 | R-454B | 650
217941834 | BRYANT HEATING AND COOLING SYSTEMS | 249VAN024**AA* | CVAVA3617XMA* | OVLAAB036098 | Split System | 24400 | 18 | 8.5 | 1.9 | R-454B | 650
217940136 | BRYANT HEATING AND COOLING SYSTEMS | 249VAN024**AA* | CVAVA2517XMA* | OVLAAB036098 | Split System | 24400 | 18 | 8.5 | 1.9 | R-454B | 650
217941849 | BRYANT HEATING AND COOLING SYSTEMS | 249VAN024**AA* | CVAVA3617XMA* | OVMAAB036098 | Split System | 24400 | 18 | 8.5 | 1.9 | R-454B | 650
217940879 | BRYANT HEATING AND COOLING SYSTEMS | 249VAN024**AA* | CVAVA3017XMA* | OVMAAB036098 | Split System | 24400 | 18 | 8.5 | 1.9 | R-454B | 650
217941106 | BRYANT HEATING AND COOLING SYSTEMS | 249VAN024**AA* | CVAVA3117XMA* | 926SB36040V17*** | Split System | 24600 | 18 | 8.5 | 1.92 | R-454B | 650
217944215 | BRYANT HEATING AND COOLING SYSTEMS | 249VAN024**AA* | CVAVA3817XMA* | 926SB36040V17*** | Split System | 24800 | 18 | 8.5 | 1.92 | R-454B | 650
217944351 | BRYANT HEATING AND COOLING SYSTEMS | 249VAN024**AA* | CVAVA3817XMA* | 926TC36040V17*** | Split System | 24800 | 18 | 8.5 | 1.92 | R-454B | 650
217944200 | BRYANT HEATING AND COOLING SYSTEMS | 249VAN024**AA* | CVAVA3817XMA* | 926SB30040V14*** | Split System | 24800 | 18 | 8.5 | 1.92 | R-454B | 650
217939347 | CARRIER | 27VPA924A*030* | CVAVA2417XMA* | GG96VTAB48060B** | Split System | 23600 | 18 | 8.5 | 1.88 | R-454B | 650
217939184 | COMFORTMAKER | N5H9V24*K*AAA* | EVD5X24M17A* | *96VSN0801716B* | Split System | 23600 | 18 | 8.5 | 1.86 | R-454B | 650
217939404 | COMFORTMAKER | Q5H9V24*K*AAA* | EVD5X24M17A* | *97VTN0801716A* | Split System | 23600 | 18 | 8.5 | 1.86 | R-454B | 650
217939374 | COMFORTMAKER | Q5H9V24*K*AAA* | EVD5X24M17A* | *96VTN0801716B* | Split System | 23600 | 18 | 8.5 | 1.86 | R-454B | 650
217939191 | COMFORTMAKER | Q5H9V24*K*AAA* | EVD5X24M17A* | *96VSN0801716B* | Split System | 23600 | 18 | 8.5 | 1.86 | R-454B | 650
217935250 | COMFORTMAKER | N5H9V24*K*AAA* | EVM5X24M17A* | *80CSU0601716B* | Split System | 23600 | 18 | 8.5 | 1.86 | R-454B | 650
217939244 | COMFORTMAKER | N5H9V24*K*AAA* | EVD5X24M17A* | *96CTN0601714B* | Split System | 23600 | 18 | 8.5 | 1.86 | R-454B | 650
217938775 | COMFORTMAKER | N5H9V24*K*AAA* | EVD5X24M14A* | *80VTL0451412B* | Split System | 23400 | 18 | 8.5 | 1.88 | R-454B | 650
217938752 | COMFORTMAKER | Q5H9V24*K*AAA* | EVD5X24M14A* | *80VSL0701412B* | Split System | 23400 | 18 | 8.5 | 1.88 | R-454B | 650
217938737 | COMFORTMAKER | Q5H9V24*K*AAA* | EVD5X24M14A* | *80VSL0451412B* | Split System | 23400 | 18 | 8.5 | 1.88 | R-454B | 650
217939039 | COMFORTMAKER | Q5H9V24*K*AAA* | EVD5X24M17A* | *80CTL0901716B* | Split System | 23600 | 18 | 8.5 | 1.88 | R-454B | 650
217939086 | COMFORTMAKER | Q5H9V24*K*AAA* | EVD5X24M17A* | *95CSU0601716B* | Split System | 23600 | 18 | 8.5 | 1.88 | R-454B | 650
217939358 | COMFORTMAKER | Q5H9V24*K*AAA* | EVD5X24M17A* | *96VTN0601716B* | Split System | 23600 | 18 | 8.5 | 1.88 | R-454B | 650
217939389 | COMFORTMAKER | Q5H9V24*K*AAA* | EVD5X24M17A* | *97VTN0601716A* | Split System | 23600 | 18 | 8.5 | 1.88 | R-454B | 650
217939116 | COMFORTMAKER | Q5H9V24*K*AAA* | EVD5X24M17A* | *97CMN0801714B* | Split System | 23600 | 18 | 8.5 | 1.88 | R-454B | 650
217939109 | COMFORTMAKER | N5H9V24*K*AAA* | EVD5X24M17A* | *97CMN0801714B* | Split System | 23600 | 18 | 8.5 | 1.88 | R-454B | 650
217935484 | COMFORTMAKER | Q5H9V24*K*AAA* | EVM5X24M17A* | *97CMN0801714B* | Split System | 23600 | 18 | 8.5 | 1.88 | R-454B | 650
217939457 | COMFORTMAKER | N5H9V24*K*AAA* | EVD5X25M14A* | *80VSL0451412B* | Split System | 23800 | 18 | 8.5 | 1.88 | R-454B | 650
217939502 | COMFORTMAKER | N5H9V24*K*AAA* | EVD5X25M14A* | *80VTL0451412B* | Split System | 23800 | 18 | 8.5 | 1.88 | R-454B | 650
217939509 | COMFORTMAKER | Q5H9V24*K*AAA* | EVD5X25M14A* | *80VTL0451412B* | Split System | 23800 | 18 | 8.5 | 1.88 | R-454B | 650
217938927 | COMFORTMAKER | N5H9V24*K*AAA* | EVD5X24M17A* | *80VSL0701716B* | Split System | 23800 | 18 | 8.5 | 1.88 | R-454B | 650
217939442 | COMFORTMAKER | N5H9V24*K*AAA* | EVD5X24M17A* | OMV112K14A | Split System | 23800 | 18 | 8.5 | 1.88 | R-454B | 650
217942317 | COMFORTMAKER | Q5H9V24*K*AAA* | EVD5X36M21A* | *96VSN0401712B* | Split System | 24000 | 18 | 8.5 | 1.88 | R-454B | 650
217942621 | COMFORTMAKER | N5H9V24*K*AAA* | EVD5X36M21A* | *96VTN0401712B* | Split System | 24000 | 18 | 8.5 | 1.88 | R-454B | 650
217942632 | COMFORTMAKER | Q5H9V24*K*AAA* | EVD5X36M21A* | *96VTN0401712B* | Split System | 24000 | 18 | 8.5 | 1.88 | R-454B | 650
217942310 | COMFORTMAKER | N5H9V24*K*AAA* | EVD5X36M21A* | *96VSN0401712B* | Split System | 24000 | 18 | 8.5 | 1.88 | R-454B | 650
217940790 | COMFORTMAKER | N5H9V24*K*AAA* | EVD5X30M17A* | *96VTN0601412B* | Split System | 24200 | 18 | 8.5 | 1.88 | R-454B | 650
217940608 | COMFORTMAKER | N5H9V24*K*AAA* | EVD5X30M17A* | *96VSN0601412B* | Split System | 24200 | 18 | 8.5 | 1.88 | R-454B | 650
217940797 | COMFORTMAKER | Q5H9V24*K*AAA* | EVD5X30M17A* | *96VTN0601412B* | Split System | 24200 | 18 | 8.5 | 1.88 | R-454B | 650
217941594 | COMFORTMAKER | N5H9V24*K*AAA* | EVD5X36M17A* | *96VSN0601412B* | Split System | 24200 | 18 | 8.5 | 1.88 | R-454B | 650
217939888 | COMFORTMAKER | Q5H9V24*K*AAA* | EVD5X25M17A* | *96VSN0601412B* | Split System | 24200 | 18 | 8.5 | 1.88 | R-454B | 650
217939881 | COMFORTMAKER | N5H9V24*K*AAA* | EVD5X25M17A* | *96VSN0601412B* | Split System | 24200 | 18 | 8.5 | 1.88 | R-454B | 650
217941760 | COMFORTMAKER | N5H9V24*K*AAA* | EVD5X36M17A* | *96VTN0601412B* | Split System | 24200 | 18 | 8.5 | 1.88 | R-454B | 650
217941601 | COMFORTMAKER | Q5H9V24*K*AAA* | EVD5X36M17A* | *96VSN0601412B* | Split System | 24200 | 18 | 8.5 | 1.88 | R-454B | 650
217941767 | COMFORTMAKER | Q5H9V24*K*AAA* | EVD5X36M17A* | *96VTN0601412B* | Split System | 24200 | 18 | 8.5 | 1.88 | R-454B | 650
217940615 | COMFORTMAKER | Q5H9V24*K*AAA* | EVD5X30M17A* | *96VSN0601412B* | Split System | 24200 | 18 | 8.5 | 1.88 | R-454B | 650
217940069 | COMFORTMAKER | Q5H9V24*K*AAA* | EVD5X25M17A* | *96VTN0601412B* | Split System | 24200 | 18 | 8.5 | 1.88 | R-454B | 650
217936679 | COMFORTMAKER | Q5H9V24*K*AAA* | EVM5X30M17A* | *96VSN0601412B* | Split System | 24200 | 18 | 8.5 | 1.88 | R-454B | 650
217943281 | COMFORTMAKER | Q5H9V24*K*AAA* | EVD5X37M21A* | *96VSN0401712B* | Split System | 24200 | 18 | 8.5 | 1.9 | R-454B | 650
217943763 | COMFORTMAKER | N5H9V24*K*AAA* | EVD5X37M21A* | *96VTN0401712B* | Split System | 24200 | 18 | 8.5 | 1.9 | R-454B | 650
217938434 | COMFORTMAKER | Q5H9V24*K*AAA* | EVM5X36M17A* | *96VSN0601412B* | Split System | 24200 | 18 | 8.5 | 1.9 | R-454B | 650
217938427 | COMFORTMAKER | N5H9V24*K*AAA* | EVM5X36M17A* | *96VSN0601412B* | Split System | 24200 | 18 | 8.5 | 1.9 | R-454B | 650
217943274 | COMFORTMAKER | N5H9V24*K*AAA* | EVD5X37M21A* | *96VSN0401712B* | Split System | 24200 | 18 | 8.5 | 1.9 | R-454B | 650
217943777 | COMFORTMAKER | Q5H9V24*K*AAA* | EVD5X37M21A* | *96VTN0401712B* | Split System | 24200 | 18 | 8.5 | 1.9 | R-454B | 650
217936293 | COMFORTMAKER | N5H9V24*K*AAA* | EVM5X25M17A* | *96VTN0601412B* | Split System | 24200 | 18 | 8.5 | 1.9 | R-454B | 650
217938479 | COMFORTMAKER | Q5H9V24*K*AAA* | EVM5X36M17A* | *95MSU0401712A* | Split System | 24400 | 18 | 8.5 | 1.9 | R-454B | 650
217939926 | COMFORTMAKER | N5H9V24*K*AAA* | EVD5X25M17A* | *95MSU0401712A* | Split System | 24400 | 18 | 8.5 | 1.9 | R-454B | 650
217941639 | COMFORTMAKER | N5H9V24*K*AAA* | EVD5X36M17A* | *95MSU0401712A* | Split System | 24400 | 18 | 8.5 | 1.9 | R-454B | 650
217940654 | COMFORTMAKER | N5H9V24*K*AAA* | EVD5X30M17A* | *95MSU0401712A* | Split System | 24400 | 18 | 8.5 | 1.9 | R-454B | 650
217939933 | COMFORTMAKER | Q5H9V24*K*AAA* | EVD5X25M17A* | *95MSU0401712A* | Split System | 24400 | 18 | 8.5 | 1.9 | R-454B | 650
217941646 | COMFORTMAKER | Q5H9V24*K*AAA* | EVD5X36M17A* | *95MSU0401712A* | Split System | 24400 | 18 | 8.5 | 1.9 | R-454B | 650
217941837 | COMFORTMAKER | N5H9V24*K*AAA* | EVD5X36M17A* | OLV098A12* | Split System | 24400 | 18 | 8.5 | 1.9 | R-454B | 650
217940882 | COMFORTMAKER | N5H9V24*K*AAA* | EVD5X30M17A* | OMV098J12* | Split System | 24400 | 18 | 8.5 | 1.9 | R-454B | 650
217940889 | COMFORTMAKER | Q5H9V24*K*AAA* | EVD5X30M17A* | OMV098J12* | Split System | 24400 | 18 | 8.5 | 1.9 | R-454B | 650
217940154 | COMFORTMAKER | N5H9V24*K*AAA* | EVD5X25M17A* | OMV098J12* | Split System | 24400 | 18 | 8.5 | 1.9 | R-454B | 650
218522457 | LUXAIRE | HH836E2S11 | CTF48C5CFS2 | Z9ES100C16SMPS1 | Split System | 35000 | 18 | 9 | 2 | R-454B | 650
218522461 | LUXAIRE | HH836E2S11 | CTU48C5XFS2+TXV | Z9ES100C16SMPS1 | Split System | 35000 | 18 | 9 | 2 | R-454B | 650
218521765 | LUXAIRE | HH836E2S11 | CTM48C5CFS2 | Z9ES100C16SMPS1 | Split System | 35000 | 18 | 9 | 2 | R-454B | 650
218524595 | LUXAIRE | HH860E2S11 | CTM60C5CGS2 | TP9C080C16MP13 | Split System | 43500 | 18 | 9 | 2 | R-454B | 650
218524591 | LUXAIRE | HH860E2S11 | CTM60C5CGS2 | TM9V080C16MP12 | Split System | 43500 | 18 | 9 | 2 | R-454B | 650
218524599 | LUXAIRE | HH860E2S11 | CTM60C5CGS2 | LP9C080C16MP13 | Split System | 43500 | 18 | 9 | 2 | R-454B | 650
218524235 | LUXAIRE | HH860E2S11 | CTF60C5CGS2 | LP9C100C20MP13 | Split System | 44000 | 18 | 9 | 2 | R-454B | 650
218524119 | LUXAIRE | HH860E2S11 | CTF60C5CGS2 | Z9ET080C16SMPS1 | Split System | 44000 | 18 | 9 | 2 | R-454B | 650
218524245 | LUXAIRE | HH860E2S11 | CTU60C5XGS2+TXV | LP9C100C20MP13 | Split System | 44000 | 18 | 9 | 2 | R-454B | 650
218524123 | LUXAIRE | HH860E2S11 | CTU60C5XGS2+TXV | Z9ET080C16SMPS1 | Split System | 44000 | 18 | 9 | 2 | R-454B | 650
218524601 | LUXAIRE | HH860E2S11 | CTM60C5CGS2 | Z9ET080C16SMPS1 | Split System | 44000 | 18 | 9 | 2 | R-454B | 650
218524241 | LUXAIRE | HH860E2S11 | CTU60C5XGS2+TXV | TP9C100C20MP13 | Split System | 44000 | 18 | 9 | 2 | R-454B | 650
218524231 | LUXAIRE | HH860E2S11 | CTF60C5CGS2 | TP9C100C20MP13 | Split System | 44000 | 18 | 9 | 2 | R-454B | 650
218524237 | LUXAIRE | HH860E2S11 | CTU60C5XGS2+TXV | TM9V100C20MP12 | Split System | 44000 | 18 | 9 | 2 | R-454B | 650
218524227 | LUXAIRE | HH860E2S11 | CTF60C5CGS2 | TM9V100C20MP12 | Split System | 44000 | 18 | 9 | 2 | R-454B | 650
218524375 | LUXAIRE | HH860E2S11 | CTU60C5XGS2+TXV | TM8V120C20MP12 | Split System | 44500 | 18 | 9 | 2 | R-454B | 650
218524379 | LUXAIRE | HH860E2S11 | CTU60C5XGS2+TXV | TM8V100C20MP12 | Split System | 44500 | 18 | 9 | 2 | R-454B | 650
218524371 | LUXAIRE | HH860E2S11 | CTF60C5CGS2 | TM8V100C20MP12 | Split System | 44500 | 18 | 9 | 2 | R-454B | 650
218524367 | LUXAIRE | HH860E2S11 | CTF60C5CGS2 | TM8V120C20MP12 | Split System | 44500 | 18 | 9 | 2 | R-454B | 650
218524387 | LUXAIRE | HH860E2S11 | CTU60C5XGS2+TXV | TL9E080C16UH11 | Split System | 44500 | 18 | 9 | 2 | R-454B | 650
218524115 | LUXAIRE | HH860E2S11 | CTU60C5XGS2+TXV | Z9ET100C20SMPS1 | Split System | 44500 | 18 | 9 | 2 | R-454B | 650
218524111 | LUXAIRE | HH860E2S11 | CTF60C5CGS2 | Z9ET100C20SMPS1 | Split System | 44500 | 18 | 9 | 2 | R-454B | 650
218524383 | LUXAIRE | HH860E2S11 | CTF60C5CGS2 | TL9E080C16UH11 | Split System | 44500 | 18 | 9 | 2 | R-454B | 650
218524655 | LUXAIRE | HH860E2S11 | CTM60C5CGS2 | TL9E080C16UH11 | Split System | 44500 | 18 | 9 | 2 | R-454B | 650
218524609 | LUXAIRE | HH860E2S11 | CTM60C5CGS2 | Z9ET100C20SMPS1 | Split System | 45000 | 18 | 9 | 2 | R-454B | 650
218524203 | LUXAIRE | HH860E2S11 | CTF60C5CGS2 | Z9ES100C16SMPS1 | Split System | 45500 | 18 | 9 | 2 | R-454B | 650
218524207 | LUXAIRE | HH860E2S11 | CTU60C5XGS2+TXV | Z9ES100C16SMPS1 | Split System | 45500 | 18 | 9 | 2 | R-454B | 650
218520845 | LUXAIRE | HH860E2S11 | CTF60D5CJS2 | Z9ES120D20SMPS1 | Split System | 53000 | 18 | 9 | 2 | R-454B | 650
218521677 | CHAMPION HEATING AND COOLING | HH836E2S11 | CTM48C5CFS2 | TM9V080C16MP12 | Split System | 32800 | 19 | 9 | 2 | R-454B | 650
218521681 | CHAMPION HEATING AND COOLING | HH836E2S11 | CTM48C5CFS2 | TP9C080C16MP13 | Split System | 32800 | 19 | 9 | 2 | R-454B | 650
218521717 | CHAMPION HEATING AND COOLING | HH836E2S11 | CTM48C5CFS2 | TM8V100C16MP12 | Split System | 33000 | 19 | 9 | 2 | R-454B | 650
218521721 | CHAMPION HEATING AND COOLING | HH836E2S11 | CTM48C5CFS2 | TM8V080C16MP12 | Split System | 33000 | 19 | 9 | 2 | R-454B | 650
218521707 | CHAMPION HEATING AND COOLING | HH836E2S11 | CTM48C5CFS2 | TP9C100C16MP13 | Split System | 33200 | 19 | 9 | 2 | R-454B | 650
218521703 | CHAMPION HEATING AND COOLING | HH836E2S11 | CTM48C5CFS2 | TM9V100C16MP12 | Split System | 33200 | 19 | 9 | 2 | R-454B | 650
218521629 | CHAMPION HEATING AND COOLING | HH836E2S11 | CTM48C5CFS2 | TL8E080C16UH11 | Split System | 33800 | 19 | 9 | 2 | R-454B | 650
218522243 | CHAMPION HEATING AND COOLING | HH836E2S11 | CTF48C5CFS2 | Z8ES100C16LMPS1 | Split System | 34000 | 19 | 9 | 2 | R-454B | 650
218522247 | CHAMPION HEATING AND COOLING | HH836E2S11 | CTU48C5XFS2+TXV | Z8ES100C16SMPS1 | Split System | 34000 | 19 | 9 | 2 | R-454B | 650
218521747 | CHAMPION HEATING AND COOLING | HH836E2S11 | CTM48C5CFS2 | Z8ES100C16SMPS1 | Split System | 34000 | 19 | 9 | 2 | R-454B | 650
218522251 | CHAMPION HEATING AND COOLING | HH836E2S11 | CTU48C5XFS2+TXV | Z8ES100C16LMPS1 | Split System | 34000 | 19 | 9 | 2 | R-454B | 650
218521751 | CHAMPION HEATING AND COOLING | HH836E2S11 | CTM48C5CFS2 | Z8ES100C16LMPS1 | Split System | 34000 | 19 | 9 | 2 | R-454B | 650
218521633 | CHAMPION HEATING AND COOLING | HH836E2S11 | CTM48C5CFS2 | TL8E100C20UH11 | Split System | 34000 | 19 | 9 | 2 | R-454B | 650
218522331 | CHAMPION HEATING AND COOLING | HH836E2S11 | CTF48C5CFS2 | Z9ES080C16SMPS1 | Split System | 34000 | 19 | 9 | 2 | R-454B | 650
218522335 | CHAMPION HEATING AND COOLING | HH836E2S11 | CTU48C5XFS2+TXV | Z9ES080C16SMPS1 | Split System | 34000 | 19 | 9 | 2 | R-454B | 650
218522319 | CHAMPION HEATING AND COOLING | HH836E2S11 | CTF48C5CFS2 | Z8ES080C20LMPS1 | Split System | 34200 | 19 | 9 | 2 | R-454B | 650
218522323 | CHAMPION HEATING AND COOLING | HH836E2S11 | CTU48C5XFS2+TXV | Z8ES080C20SMPS1 | Split System | 34200 | 19 | 9 | 2 | R-454B | 650
218522315 | CHAMPION HEATING AND COOLING | HH836E2S11 | CTF48C5CFS2 | Z8ES080C20SMPS1 | Split System | 34200 | 19 | 9 | 2 | R-454B | 650
218522327 | CHAMPION HEATING AND COOLING | HH836E2S11 | CTU48C5XFS2+TXV | Z8ES080C20LMPS1 | Split System | 34200 | 19 | 9 | 2 | R-454B | 650
218522207 | CHAMPION HEATING AND COOLING | HH836E2S11 | CTU48C5XFS2+TXV | Z8ES120C20SMPS1 | Split System | 34200 | 19 | 9 | 2 | R-454B | 650
218521763 | CHAMPION HEATING AND COOLING | HH836E2S11 | CTM48C5CFS2 | Z8ES120C20LMPS1 | Split System | 34200 | 19 | 9 | 2 | R-454B | 650
218522203 | CHAMPION HEATING AND COOLING | HH836E2S11 | CTF48C5CFS2 | Z8ES120C20LMPS1 | Split System | 34200 | 19 | 9 | 2 | R-454B | 650
218522211 | CHAMPION HEATING AND COOLING | HH836E2S11 | CTU48C5XFS2+TXV | Z8ES120C20LMPS1 | Split System | 34200 | 19 | 9 | 2 | R-454B | 650
218521695 | CHAMPION HEATING AND COOLING | HH836E2S11 | CTM48C5CFS2 | Z8ES080C20SMPS1 | Split System | 34200 | 19 | 9 | 2 | R-454B | 650
218521699 | CHAMPION HEATING AND COOLING | HH836E2S11 | CTM48C5CFS2 | Z8ES080C20LMPS1 | Split System | 34200 | 19 | 9 | 2 | R-454B | 650
218521759 | CHAMPION HEATING AND COOLING | HH836E2S11 | CTM48C5CFS2 | Z8ES120C20SMPS1 | Split System | 34200 | 19 | 9 | 2 | R-454B | 650
218522199 | CHAMPION HEATING AND COOLING | HH836E2S11 | CTF48C5CFS2 | Z8ES120C20SMPS1 | Split System | 34200 | 19 | 9 | 2 | R-454B | 650
218521725 | CHAMPION HEATING AND COOLING | HH836E2S11 | CTM48C5CFS2 | TM9V100C20MP12 | Split System | 34200 | 19 | 9 | 2 | R-454B | 650
218521729 | CHAMPION HEATING AND COOLING | HH836E2S11 | CTM48C5CFS2 | TP9C100C20MP13 | Split System | 34200 | 19 | 9 | 2 | R-454B | 650
218522379 | CHAMPION HEATING AND COOLING | HH836E2S11 | CTU48C5XFS2+TXV | Z8ES100C20SMPS1 | Split System | 34400 | 19 | 9 | 2 | R-454B | 650
218522371 | CHAMPION HEATING AND COOLING | HH836E2S11 | CTF48C5CFS2 | Z8ES100C20SMPS1 | Split System | 34400 | 19 | 9 | 2 | R-454B | 650
218522383 | CHAMPION HEATING AND COOLING | HH836E2S11 | CTU48C5XFS2+TXV | Z8ES100C20LMPS1 | Split System | 34400 | 19 | 9 | 2 | R-454B | 650
218522375 | CHAMPION HEATING AND COOLING | HH836E2S11 | CTF48C5CFS2 | Z8ES100C20LMPS1 | Split System | 34400 | 19 | 9 | 2 | R-454B | 650
218521673 | CHAMPION HEATING AND COOLING | HH836E2S11 | CTM48C5CFS2 | Z8ES100C20LMPS1 | Split System | 34400 | 19 | 9 | 2 | R-454B | 650
218521669 | CHAMPION HEATING AND COOLING | HH836E2S11 | CTM48C5CFS2 | Z8ES100C20SMPS1 | Split System | 34400 | 19 | 9 | 2 | R-454B | 650
218522303 | CHAMPION HEATING AND COOLING | HH836E2S11 | CTF48C5CFS2 | Z8ES080C16LMPS1 | Split System | 34400 | 19 | 9 | 2 | R-454B | 650
218522311 | CHAMPION HEATING AND COOLING | HH836E2S11 | CTU48C5XFS2+TXV | Z8ES080C16LMPS1 | Split System | 34400 | 19 | 9 | 2 | R-454B | 650
218522307 | CHAMPION HEATING AND COOLING | HH836E2S11 | CTU48C5XFS2+TXV | Z8ES080C16SMPS1 | Split System | 34400 | 19 | 9 | 2 | R-454B | 650
218521691 | CHAMPION HEATING AND COOLING | HH836E2S11 | CTM48C5CFS2 | Z8ES080C16LMPS1 | Split System | 34400 | 19 | 9 | 2 | R-454B | 650
218522299 | CHAMPION HEATING AND COOLING | HH836E2S11 | CTF48C5CFS2 | Z8ES080C16SMPS1 | Split System | 34400 | 19 | 9 | 2 | R-454B | 650
218521713 | CHAMPION HEATING AND COOLING | HH836E2S11 | CTM48C5CFS2 | Z9ES080C16SMPS1 | Split System | 34400 | 19 | 9 | 2 | R-454B | 650
218524607 | CHAMPION HEATING AND COOLING | HH860E2S11 | CTM60C5CGS2 | Z9ET100C16SMPS1 | Split System | 44500 | 19 | 9 | 2 | R-454B | 650
218524105 | CHAMPION HEATING AND COOLING | HH860E2S11 | CTF60C5CGS2 | Z9ET100C16SMPS1 | Split System | 44500 | 19 | 9 | 2 | R-454B | 650
218520859 | CHAMPION HEATING AND COOLING | HH860E2S11 | CTF60D5CJS2+JMVT20DC2N1 |  | Split System | 53000 | 19 | 9 | 2 | R-454B | 650
218520863 | CHAMPION HEATING AND COOLING | HH860E2S11 | CTF60D5CJS2+JMC20D2SN1 |  | Split System | 53000 | 19 | 9 | 2 | R-454B | 650
218520871 | CHAMPION HEATING AND COOLING | HH860E2S11 | CTF60D5CJS2 | TP9C120D20MP13 | Split System | 53000 | 19 | 9 | 2 | R-454B | 650
218520867 | CHAMPION HEATING AND COOLING | HH860E2S11 | CTF60D5CJS2 | TM9V120D20MP12 | Split System | 53000 | 19 | 9 | 2 | R-454B | 650
218520901 | CHAMPION HEATING AND COOLING | HH860E2S11 | CTM60C5CHS2 | TM8V100C20MP12 | Split System | 53500 | 19 | 9 | 2 | R-454B | 650
218520897 | CHAMPION HEATING AND COOLING | HH860E2S11 | CTM60C5CHS2 | TM8V120C20MP12 | Split System | 53500 | 19 | 9 | 2 | R-454B | 650
218520851 | CHAMPION HEATING AND COOLING | HH860E2S11 | CTF60D5CJS2 | Z8ES130D20SMPS1 | Split System | 53500 | 19 | 9 | 2 | R-454B | 650
218520855 | CHAMPION HEATING AND COOLING | HH860E2S11 | CTF60D5CJS2 | Z8ES130D20LMPS1 | Split System | 53500 | 19 | 9 | 2 | R-454B | 650
218520997 | CHAMPION HEATING AND COOLING | HH860E2S11 | CTM60D5CJS2 | Z8ES130D20SMPS1 | Split System | 53500 | 19 | 9 | 2 | R-454B | 650
218521005 | CHAMPION HEATING AND COOLING | HH860E2S11 | CTM60D5CJS2 | TM9V120D20MP12 | Split System | 53500 | 19 | 9 | 2 | R-454B | 650
218521009 | CHAMPION HEATING AND COOLING | HH860E2S11 | CTM60D5CJS2 | TP9C120D20MP13 | Split System | 53500 | 19 | 9 | 2 | R-454B | 650
218520979 | CHAMPION HEATING AND COOLING | HH860E2S11 | CTM60D5CHS2 | TM9V120D20MP12 | Split System | 54000 | 19 | 9 | 2 | R-454B | 650
218520803 | CHAMPION HEATING AND COOLING | HH860E2S11 | CTF60D5CHS2 | TP9C120D20MP13 | Split System | 54000 | 19 | 9 | 2 | R-454B | 650
218520835 | CHAMPION HEATING AND COOLING | HH860E2S11 | CTF60D5CHS2 | Z9ET120D20SMPS1 | Split System | 54000 | 19 | 9 | 2 | R-454B | 650
218521023 | CHAMPION HEATING AND COOLING | HH860E2S11 | CTM60D5CJS2+JMVT20DC2N1 |  | Split System | 54000 | 19 | 9 | 2 | R-454B | 650
218521019 | CHAMPION HEATING AND COOLING | HH860E2S11 | CTM60D5CJS2+JMC20D2SN1 |  | Split System | 54000 | 19 | 9 | 2 | R-454B | 650
218521678 | COLEMAN | HH836E2S11 | CTM48C5CFS2 | TP9C080C16MP13 | Split System | 32800 | 19 | 9 | 2 | R-454B | 650
218521682 | COLEMAN | HH836E2S11 | CTM48C5CFS2 | CP9C080C16MP13 | Split System | 32800 | 19 | 9 | 2 | R-454B | 650
218521674 | COLEMAN | HH836E2S11 | CTM48C5CFS2 | TM9V080C16MP12 | Split System | 32800 | 19 | 9 | 2 | R-454B | 650
218521714 | COLEMAN | HH836E2S11 | CTM48C5CFS2 | TM8V100C16MP12 | Split System | 33000 | 19 | 9 | 2 | R-454B | 650
218521718 | COLEMAN | HH836E2S11 | CTM48C5CFS2 | TM8V080C16MP12 | Split System | 33000 | 19 | 9 | 2 | R-454B | 650
218521704 | COLEMAN | HH836E2S11 | CTM48C5CFS2 | TP9C100C16MP13 | Split System | 33200 | 19 | 9 | 2 | R-454B | 650
218521708 | COLEMAN | HH836E2S11 | CTM48C5CFS2 | CP9C100C16MP13 | Split System | 33200 | 19 | 9 | 2 | R-454B | 650
218521700 | COLEMAN | HH836E2S11 | CTM48C5CFS2 | TM9V100C16MP12 | Split System | 33200 | 19 | 9 | 2 | R-454B | 650
218521626 | COLEMAN | HH836E2S11 | CTM48C5CFS2 | TL8E080C16UH11 | Split System | 33800 | 19 | 9 | 2 | R-454B | 650
218521744 | COLEMAN | HH836E2S11 | CTM48C5CFS2 | Z8ES100C16SMPS1 | Split System | 34000 | 19 | 9 | 2 | R-454B | 650
218521748 | COLEMAN | HH836E2S11 | CTM48C5CFS2 | Z8ES100C16LMPS1 | Split System | 34000 | 19 | 9 | 2 | R-454B | 650
218522244 | COLEMAN | HH836E2S11 | CTU48C5XFS2+TXV | Z8ES100C16SMPS1 | Split System | 34000 | 19 | 9 | 2 | R-454B | 650
218522248 | COLEMAN | HH836E2S11 | CTU48C5XFS2+TXV | Z8ES100C16LMPS1 | Split System | 34000 | 19 | 9 | 2 | R-454B | 650
218522236 | COLEMAN | HH836E2S11 | CTF48C5CFS2 | Z8ES100C16SMPS1 | Split System | 34000 | 19 | 9 | 2 | R-454B | 650
218522240 | COLEMAN | HH836E2S11 | CTF48C5CFS2 | Z8ES100C16LMPS1 | Split System | 34000 | 19 | 9 | 2 | R-454B | 650
218521630 | COLEMAN | HH836E2S11 | CTM48C5CFS2 | TL8E100C20UH11 | Split System | 34000 | 19 | 9 | 2 | R-454B | 650
218521752 | COLEMAN | HH836E2S11 | CTM48C5CFS2 | Z9ES080C20SMPS1 | Split System | 34000 | 19 | 9 | 2 | R-454B | 650
218522328 | COLEMAN | HH836E2S11 | CTF48C5CFS2 | Z9ES080C16SMPS1 | Split System | 34000 | 19 | 9 | 2 | R-454B | 650
218522332 | COLEMAN | HH836E2S11 | CTU48C5XFS2+TXV | Z9ES080C16SMPS1 | Split System | 34000 | 19 | 9 | 2 | R-454B | 650
218522316 | COLEMAN | HH836E2S11 | CTF48C5CFS2 | Z8ES080C20LMPS1 | Split System | 34200 | 19 | 9 | 2 | R-454B | 650
218522324 | COLEMAN | HH836E2S11 | CTU48C5XFS2+TXV | Z8ES080C20LMPS1 | Split System | 34200 | 19 | 9 | 2 | R-454B | 650
218522312 | COLEMAN | HH836E2S11 | CTF48C5CFS2 | Z8ES080C20SMPS1 | Split System | 34200 | 19 | 9 | 2 | R-454B | 650
218522200 | COLEMAN | HH836E2S11 | CTF48C5CFS2 | Z8ES120C20LMPS1 | Split System | 34200 | 19 | 9 | 2 | R-454B | 650
218521760 | COLEMAN | HH836E2S11 | CTM48C5CFS2 | Z8ES120C20LMPS1 | Split System | 34200 | 19 | 9 | 2 | R-454B | 650
218522196 | COLEMAN | HH836E2S11 | CTF48C5CFS2 | Z8ES120C20SMPS1 | Split System | 34200 | 19 | 9 | 2 | R-454B | 650
218521696 | COLEMAN | HH836E2S11 | CTM48C5CFS2 | Z8ES080C20LMPS1 | Split System | 34200 | 19 | 9 | 2 | R-454B | 650
218521692 | COLEMAN | HH836E2S11 | CTM48C5CFS2 | Z8ES080C20SMPS1 | Split System | 34200 | 19 | 9 | 2 | R-454B | 650
218522208 | COLEMAN | HH836E2S11 | CTU48C5XFS2+TXV | Z8ES120C20LMPS1 | Split System | 34200 | 19 | 9 | 2 | R-454B | 650
218521756 | COLEMAN | HH836E2S11 | CTM48C5CFS2 | Z8ES120C20SMPS1 | Split System | 34200 | 19 | 9 | 2 | R-454B | 650
218521730 | COLEMAN | HH836E2S11 | CTM48C5CFS2 | CP9C100C20MP13 | Split System | 34200 | 19 | 9 | 2 | R-454B | 650
218521726 | COLEMAN | HH836E2S11 | CTM48C5CFS2 | TP9C100C20MP13 | Split System | 34200 | 19 | 9 | 2 | R-454B | 650
218521722 | COLEMAN | HH836E2S11 | CTM48C5CFS2 | TM9V100C20MP12 | Split System | 34200 | 19 | 9 | 2 | R-454B | 650
218522372 | COLEMAN | HH836E2S11 | CTF48C5CFS2 | Z8ES100C20LMPS1 | Split System | 34400 | 19 | 9 | 2 | R-454B | 650
218522380 | COLEMAN | HH836E2S11 | CTU48C5XFS2+TXV | Z8ES100C20LMPS1 | Split System | 34400 | 19 | 9 | 2 | R-454B | 650
218522376 | COLEMAN | HH836E2S11 | CTU48C5XFS2+TXV | Z8ES100C20SMPS1 | Split System | 34400 | 19 | 9 | 2 | R-454B | 650
218522368 | COLEMAN | HH836E2S11 | CTF48C5CFS2 | Z8ES100C20SMPS1 | Split System | 34400 | 19 | 9 | 2 | R-454B | 650
218521666 | COLEMAN | HH836E2S11 | CTM48C5CFS2 | Z8ES100C20SMPS1 | Split System | 34400 | 19 | 9 | 2 | R-454B | 650
218521670 | COLEMAN | HH836E2S11 | CTM48C5CFS2 | Z8ES100C20LMPS1 | Split System | 34400 | 19 | 9 | 2 | R-454B | 650
218522296 | COLEMAN | HH836E2S11 | CTF48C5CFS2 | Z8ES080C16SMPS1 | Split System | 34400 | 19 | 9 | 2 | R-454B | 650
218522300 | COLEMAN | HH836E2S11 | CTF48C5CFS2 | Z8ES080C16LMPS1 | Split System | 34400 | 19 | 9 | 2 | R-454B | 650
218521684 | COLEMAN | HH836E2S11 | CTM48C5CFS2 | Z8ES080C16SMPS1 | Split System | 34400 | 19 | 9 | 2 | R-454B | 650
218522308 | COLEMAN | HH836E2S11 | CTU48C5XFS2+TXV | Z8ES080C16LMPS1 | Split System | 34400 | 19 | 9 | 2 | R-454B | 650
218521688 | COLEMAN | HH836E2S11 | CTM48C5CFS2 | Z8ES080C16LMPS1 | Split System | 34400 | 19 | 9 | 2 | R-454B | 650
218521710 | COLEMAN | HH836E2S11 | CTM48C5CFS2 | Z9ES080C16SMPS1 | Split System | 34400 | 19 | 9 | 2 | R-454B | 650
218524106 | COLEMAN | HH860E2S11 | CTU60C5XGS2+TXV | Z9ET100C16SMPS1 | Split System | 44500 | 19 | 9 | 2 | R-454B | 650
218524604 | COLEMAN | HH860E2S11 | CTM60C5CGS2 | Z9ET100C16SMPS1 | Split System | 44500 | 19 | 9 | 2 | R-454B | 650
218524102 | COLEMAN | HH860E2S11 | CTF60C5CGS2 | Z9ET100C16SMPS1 | Split System | 44500 | 19 | 9 | 2 | R-454B | 650
218520860 | COLEMAN | HH860E2S11 | CTF60D5CJS2+JMC20D2SN1 |  | Split System | 53000 | 19 | 9 | 2 | R-454B | 650
218520856 | COLEMAN | HH860E2S11 | CTF60D5CJS2+JMVT20DC2N1 |  | Split System | 53000 | 19 | 9 | 2 | R-454B | 650
218520868 | COLEMAN | HH860E2S11 | CTF60D5CJS2 | TP9C120D20MP13 | Split System | 53000 | 19 | 9 | 2 | R-454B | 650
218520864 | COLEMAN | HH860E2S11 | CTF60D5CJS2 | TM9V120D20MP12 | Split System | 53000 | 19 | 9 | 2 | R-454B | 650
218520872 | COLEMAN | HH860E2S11 | CTF60D5CJS2 | CP9C120D20MP13 | Split System | 53000 | 19 | 9 | 2 | R-454B | 650
218520898 | COLEMAN | HH860E2S11 | CTM60C5CHS2 | TM8V100C20MP12 | Split System | 53500 | 19 | 9 | 2 | R-454B | 650
218520894 | COLEMAN | HH860E2S11 | CTM60C5CHS2 | TM8V120C20MP12 | Split System | 53500 | 19 | 9 | 2 | R-454B | 650
218520848 | COLEMAN | HH860E2S11 | CTF60D5CJS2 | Z8ES130D20SMPS1 | Split System | 53500 | 19 | 9 | 2 | R-454B | 650
218520852 | COLEMAN | HH860E2S11 | CTF60D5CJS2 | Z8ES130D20LMPS1 | Split System | 53500 | 19 | 9 | 2 | R-454B | 650
218520994 | COLEMAN | HH860E2S11 | CTM60D5CJS2 | Z8ES130D20SMPS1 | Split System | 53500 | 19 | 9 | 2 | R-454B | 650
218520998 | COLEMAN | HH860E2S11 | CTM60D5CJS2 | Z8ES130D20LMPS1 | Split System | 53500 | 19 | 9 | 2 | R-454B | 650
218521002 | COLEMAN | HH860E2S11 | CTM60D5CJS2 | TM9V120D20MP12 | Split System | 53500 | 19 | 9 | 2 | R-454B | 650
218521010 | COLEMAN | HH860E2S11 | CTM60D5CJS2 | CP9C120D20MP13 | Split System | 53500 | 19 | 9 | 2 | R-454B | 650
218521006 | COLEMAN | HH860E2S11 | CTM60D5CJS2 | TP9C120D20MP13 | Split System | 53500 | 19 | 9 | 2 | R-454B | 650
218520976 | COLEMAN | HH860E2S11 | CTM60D5CHS2 | TM9V120D20MP12 | Split System | 54000 | 19 | 9 | 2 | R-454B | 650
218520980 | COLEMAN | HH860E2S11 | CTM60D5CHS2 | TP9C120D20MP13 | Split System | 54000 | 19 | 9 | 2 | R-454B | 650
218520984 | COLEMAN | HH860E2S11 | CTM60D5CHS2 | CP9C120D20MP13 | Split System | 54000 | 19 | 9 | 2 | R-454B | 650
218520800 | COLEMAN | HH860E2S11 | CTF60D5CHS2 | TP9C120D20MP13 | Split System | 54000 | 19 | 9 | 2 | R-454B | 650
218520796 | COLEMAN | HH860E2S11 | CTF60D5CHS2 | TM9V120D20MP12 | Split System | 54000 | 19 | 9 | 2 | R-454B | 650
218520804 | COLEMAN | HH860E2S11 | CTF60D5CHS2 | CP9C120D20MP13 | Split System | 54000 | 19 | 9 | 2 | R-454B | 650
218521020 | COLEMAN | HH860E2S11 | CTM60D5CJS2+JMVT20DC2N1 |  | Split System | 54000 | 19 | 9 | 2 | R-454B | 650
218521016 | COLEMAN | HH860E2S11 | CTM60D5CJS2+JMC20D2SN1 |  | Split System | 54000 | 19 | 9 | 2 | R-454B | 650
218521676 | FRASER-JOHNSTON | HH836E2S11 | CTM48C5CFS2 | TM9V080C16MP12 | Split System | 32800 | 19 | 9 | 2 | R-454B | 650
218521680 | FRASER-JOHNSTON | HH836E2S11 | CTM48C5CFS2 | TP9C080C16MP13 | Split System | 32800 | 19 | 9 | 2 | R-454B | 650
218521716 | FRASER-JOHNSTON | HH836E2S11 | CTM48C5CFS2 | TM8V100C16MP12 | Split System | 33000 | 19 | 9 | 2 | R-454B | 650
218521702 | FRASER-JOHNSTON | HH836E2S11 | CTM48C5CFS2 | TM9V100C16MP12 | Split System | 33200 | 19 | 9 | 2 | R-454B | 650
218521706 | FRASER-JOHNSTON | HH836E2S11 | CTM48C5CFS2 | TP9C100C16MP13 | Split System | 33200 | 19 | 9 | 2 | R-454B | 650
218521628 | FRASER-JOHNSTON | HH836E2S11 | CTM48C5CFS2 | TL8E080C16UH11 | Split System | 33800 | 19 | 9 | 2 | R-454B | 650
218521750 | FRASER-JOHNSTON | HH836E2S11 | CTM48C5CFS2 | Z8ES100C16LMPS1 | Split System | 34000 | 19 | 9 | 2 | R-454B | 650
218521746 | FRASER-JOHNSTON | HH836E2S11 | CTM48C5CFS2 | Z8ES100C16SMPS1 | Split System | 34000 | 19 | 9 | 2 | R-454B | 650
218522238 | FRASER-JOHNSTON | HH836E2S11 | CTF48C5CFS2 | Z8ES100C16SMPS1 | Split System | 34000 | 19 | 9 | 2 | R-454B | 650
218522250 | FRASER-JOHNSTON | HH836E2S11 | CTU48C5XFS2+TXV | Z8ES100C16LMPS1 | Split System | 34000 | 19 | 9 | 2 | R-454B | 650
218522246 | FRASER-JOHNSTON | HH836E2S11 | CTU48C5XFS2+TXV | Z8ES100C16SMPS1 | Split System | 34000 | 19 | 9 | 2 | R-454B | 650
218522242 | FRASER-JOHNSTON | HH836E2S11 | CTF48C5CFS2 | Z8ES100C16LMPS1 | Split System | 34000 | 19 | 9 | 2 | R-454B | 650
218521632 | FRASER-JOHNSTON | HH836E2S11 | CTM48C5CFS2 | TL8E100C20UH11 | Split System | 34000 | 19 | 9 | 2 | R-454B | 650
218521754 | FRASER-JOHNSTON | HH836E2S11 | CTM48C5CFS2 | Z9ES080C20SMPS1 | Split System | 34000 | 19 | 9 | 2 | R-454B | 650
218522330 | FRASER-JOHNSTON | HH836E2S11 | CTF48C5CFS2 | Z9ES080C16SMPS1 | Split System | 34000 | 19 | 9 | 2 | R-454B | 650
218522334 | FRASER-JOHNSTON | HH836E2S11 | CTU48C5XFS2+TXV | Z9ES080C16SMPS1 | Split System | 34000 | 19 | 9 | 2 | R-454B | 650
218522314 | FRASER-JOHNSTON | HH836E2S11 | CTF48C5CFS2 | Z8ES080C20SMPS1 | Split System | 34200 | 19 | 9 | 2 | R-454B | 650
218522318 | FRASER-JOHNSTON | HH836E2S11 | CTF48C5CFS2 | Z8ES080C20LMPS1 | Split System | 34200 | 19 | 9 | 2 | R-454B | 650
218522322 | FRASER-JOHNSTON | HH836E2S11 | CTU48C5XFS2+TXV | Z8ES080C20SMPS1 | Split System | 34200 | 19 | 9 | 2 | R-454B | 650
218521698 | FRASER-JOHNSTON | HH836E2S11 | CTM48C5CFS2 | Z8ES080C20LMPS1 | Split System | 34200 | 19 | 9 | 2 | R-454B | 650
218521762 | FRASER-JOHNSTON | HH836E2S11 | CTM48C5CFS2 | Z8ES120C20LMPS1 | Split System | 34200 | 19 | 9 | 2 | R-454B | 650
218522198 | FRASER-JOHNSTON | HH836E2S11 | CTF48C5CFS2 | Z8ES120C20SMPS1 | Split System | 34200 | 19 | 9 | 2 | R-454B | 650
218522202 | FRASER-JOHNSTON | HH836E2S11 | CTF48C5CFS2 | Z8ES120C20LMPS1 | Split System | 34200 | 19 | 9 | 2 | R-454B | 650
218521694 | FRASER-JOHNSTON | HH836E2S11 | CTM48C5CFS2 | Z8ES080C20SMPS1 | Split System | 34200 | 19 | 9 | 2 | R-454B | 650
218522206 | FRASER-JOHNSTON | HH836E2S11 | CTU48C5XFS2+TXV | Z8ES120C20SMPS1 | Split System | 34200 | 19 | 9 | 2 | R-454B | 650
218521758 | FRASER-JOHNSTON | HH836E2S11 | CTM48C5CFS2 | Z8ES120C20SMPS1 | Split System | 34200 | 19 | 9 | 2 | R-454B | 650
218522326 | FRASER-JOHNSTON | HH836E2S11 | CTU48C5XFS2+TXV | Z8ES080C20LMPS1 | Split System | 34200 | 19 | 9 | 2 | R-454B | 650
218522210 | FRASER-JOHNSTON | HH836E2S11 | CTU48C5XFS2+TXV | Z8ES120C20LMPS1 | Split System | 34200 | 19 | 9 | 2 | R-454B | 650
218521728 | FRASER-JOHNSTON | HH836E2S11 | CTM48C5CFS2 | TP9C100C20MP13 | Split System | 34200 | 19 | 9 | 2 | R-454B | 650
218521724 | FRASER-JOHNSTON | HH836E2S11 | CTM48C5CFS2 | TM9V100C20MP12 | Split System | 34200 | 19 | 9 | 2 | R-454B | 650
218522374 | FRASER-JOHNSTON | HH836E2S11 | CTF48C5CFS2 | Z8ES100C20LMPS1 | Split System | 34400 | 19 | 9 | 2 | R-454B | 650
218522378 | FRASER-JOHNSTON | HH836E2S11 | CTU48C5XFS2+TXV | Z8ES100C20SMPS1 | Split System | 34400 | 19 | 9 | 2 | R-454B | 650
218522382 | FRASER-JOHNSTON | HH836E2S11 | CTU48C5XFS2+TXV | Z8ES100C20LMPS1 | Split System | 34400 | 19 | 9 | 2 | R-454B | 650
218522370 | FRASER-JOHNSTON | HH836E2S11 | CTF48C5CFS2 | Z8ES100C20SMPS1 | Split System | 34400 | 19 | 9 | 2 | R-454B | 650
218521668 | FRASER-JOHNSTON | HH836E2S11 | CTM48C5CFS2 | Z8ES100C20SMPS1 | Split System | 34400 | 19 | 9 | 2 | R-454B | 650
218521672 | FRASER-JOHNSTON | HH836E2S11 | CTM48C5CFS2 | Z8ES100C20LMPS1 | Split System | 34400 | 19 | 9 | 2 | R-454B | 650
218522310 | FRASER-JOHNSTON | HH836E2S11 | CTU48C5XFS2+TXV | Z8ES080C16LMPS1 | Split System | 34400 | 19 | 9 | 2 | R-454B | 650
218522302 | FRASER-JOHNSTON | HH836E2S11 | CTF48C5CFS2 | Z8ES080C16LMPS1 | Split System | 34400 | 19 | 9 | 2 | R-454B | 650
218522298 | FRASER-JOHNSTON | HH836E2S11 | CTF48C5CFS2 | Z8ES080C16SMPS1 | Split System | 34400 | 19 | 9 | 2 | R-454B | 650
218521690 | FRASER-JOHNSTON | HH836E2S11 | CTM48C5CFS2 | Z8ES080C16LMPS1 | Split System | 34400 | 19 | 9 | 2 | R-454B | 650
218521712 | FRASER-JOHNSTON | HH836E2S11 | CTM48C5CFS2 | Z9ES080C16SMPS1 | Split System | 34400 | 19 | 9 | 2 | R-454B | 650
218524108 | FRASER-JOHNSTON | HH860E2S11 | CTU60C5XGS2+TXV | Z9ET100C16SMPS1 | Split System | 44500 | 19 | 9 | 2 | R-454B | 650
218524606 | FRASER-JOHNSTON | HH860E2S11 | CTM60C5CGS2 | Z9ET100C16SMPS1 | Split System | 44500 | 19 | 9 | 2 | R-454B | 650
218524104 | FRASER-JOHNSTON | HH860E2S11 | CTF60C5CGS2 | Z9ET100C16SMPS1 | Split System | 44500 | 19 | 9 | 2 | R-454B | 650
218520862 | FRASER-JOHNSTON | HH860E2S11 | CTF60D5CJS2+JMC20D2SN1 |  | Split System | 53000 | 19 | 9 | 2 | R-454B | 650
218520858 | FRASER-JOHNSTON | HH860E2S11 | CTF60D5CJS2+JMVT20DC2N1 |  | Split System | 53000 | 19 | 9 | 2 | R-454B | 650
218520870 | FRASER-JOHNSTON | HH860E2S11 | CTF60D5CJS2 | TP9C120D20MP13 | Split System | 53000 | 19 | 9 | 2 | R-454B | 650
218520866 | FRASER-JOHNSTON | HH860E2S11 | CTF60D5CJS2 | TM9V120D20MP12 | Split System | 53000 | 19 | 9 | 2 | R-454B | 650
218520896 | FRASER-JOHNSTON | HH860E2S11 | CTM60C5CHS2 | TM8V120C20MP12 | Split System | 53500 | 19 | 9 | 2 | R-454B | 650
218520900 | FRASER-JOHNSTON | HH860E2S11 | CTM60C5CHS2 | TM8V100C20MP12 | Split System | 53500 | 19 | 9 | 2 | R-454B | 650
218520850 | FRASER-JOHNSTON | HH860E2S11 | CTF60D5CJS2 | Z8ES130D20SMPS1 | Split System | 53500 | 19 | 9 | 2 | R-454B | 650
218520854 | FRASER-JOHNSTON | HH860E2S11 | CTF60D5CJS2 | Z8ES130D20LMPS1 | Split System | 53500 | 19 | 9 | 2 | R-454B | 650
218520996 | FRASER-JOHNSTON | HH860E2S11 | CTM60D5CJS2 | Z8ES130D20SMPS1 | Split System | 53500 | 19 | 9 | 2 | R-454B | 650
218521000 | FRASER-JOHNSTON | HH860E2S11 | CTM60D5CJS2 | Z8ES130D20LMPS1 | Split System | 53500 | 19 | 9 | 2 | R-454B | 650
218521008 | FRASER-JOHNSTON | HH860E2S11 | CTM60D5CJS2 | TP9C120D20MP13 | Split System | 53500 | 19 | 9 | 2 | R-454B | 650
218521004 | FRASER-JOHNSTON | HH860E2S11 | CTM60D5CJS2 | TM9V120D20MP12 | Split System | 53500 | 19 | 9 | 2 | R-454B | 650
218520982 | FRASER-JOHNSTON | HH860E2S11 | CTM60D5CHS2 | TP9C120D20MP13 | Split System | 54000 | 19 | 9 | 2 | R-454B | 650
218520978 | FRASER-JOHNSTON | HH860E2S11 | CTM60D5CHS2 | TM9V120D20MP12 | Split System | 54000 | 19 | 9 | 2 | R-454B | 650
218520802 | FRASER-JOHNSTON | HH860E2S11 | CTF60D5CHS2 | TP9C120D20MP13 | Split System | 54000 | 19 | 9 | 2 | R-454B | 650
218520798 | FRASER-JOHNSTON | HH860E2S11 | CTF60D5CHS2 | TM9V120D20MP12 | Split System | 54000 | 19 | 9 | 2 | R-454B | 650
218520834 | FRASER-JOHNSTON | HH860E2S11 | CTF60D5CHS2 | Z9ET120D20SMPS1 | Split System | 54000 | 19 | 9 | 2 | R-454B | 650
218521018 | FRASER-JOHNSTON | HH860E2S11 | CTM60D5CJS2+JMC20D2SN1 |  | Split System | 54000 | 19 | 9 | 2 | R-454B | 650
218521022 | FRASER-JOHNSTON | HH860E2S11 | CTM60D5CJS2+JMVT20DC2N1 |  | Split System | 54000 | 19 | 9 | 2 | R-454B | 650
218600023 | KENMORE | HH836E2S11* | CTM48C5AFS2 | Z8ES100C16LMPS1* | Split System | 34000 | 19 | 9 | 2 | R-454B | 650
218600123 | KENMORE | HH836E2S11* | CTF48C5AFS2 | Z8ES100C16SMPS1* | Split System | 34000 | 19 | 9 | 2 | R-454B | 650
218600124 | KENMORE | HH836E2S11* | CTF48C5AFS2 | Z8ES100C16LMPS1* | Split System | 34000 | 19 | 9 | 2 | R-454B | 650
218600022 | KENMORE | HH836E2S11* | CTM48C5AFS2 | Z8ES100C16SMPS1* | Split System | 34000 | 19 | 9 | 2 | R-454B | 650
218600024 | KENMORE | HH836E2S11* | CTM48C5CFS2 | Z8ES100C16SMPS1* | Split System | 34000 | 19 | 9 | 2 | R-454B | 650
218600025 | KENMORE | HH836E2S11* | CTM48C5CFS2 | Z8ES100C16LMPS1* | Split System | 34000 | 19 | 9 | 2 | R-454B | 650
218600125 | KENMORE | HH836E2S11* | CTF48C5CFS2 | Z8ES100C16SMPS1* | Split System | 34000 | 19 | 9 | 2 | R-454B | 650
218600126 | KENMORE | HH836E2S11* | CTF48C5CFS2 | Z8ES100C16LMPS1* | Split System | 34000 | 19 | 9 | 2 | R-454B | 650
218600127 | KENMORE | HH836E2S11* | CTU48C5XFS2+TXV | Z8ES100C16SMPS1* | Split System | 34000 | 19 | 9 | 2 | R-454B | 650
218600128 | KENMORE | HH836E2S11* | CTU48C5XFS2+TXV | Z8ES100C16LMPS1* | Split System | 34000 | 19 | 9 | 2 | R-454B | 650
218600027 | KENMORE | HH836E2S11* | CTM48C5CFS2 | Z9ES080C20SMPS1* | Split System | 34000 | 19 | 9 | 2 | R-454B | 650
218600026 | KENMORE | HH836E2S11* | CTM48C5AFS2 | Z9ES080C20SMPS1* | Split System | 34000 | 19 | 9 | 2 | R-454B | 650
218600142 | KENMORE | HH836E2S11* | CTF48C5CFS2 | Z9ES080C16SMPS1* | Split System | 34000 | 19 | 9 | 2 | R-454B | 650
218600141 | KENMORE | HH836E2S11* | CTF48C5AFS2 | Z9ES080C16SMPS1* | Split System | 34000 | 19 | 9 | 2 | R-454B | 650
218600143 | KENMORE | HH836E2S11* | CTU48C5XFS2+TXV | Z9ES080C16SMPS1* | Split System | 34000 | 19 | 9 | 2 | R-454B | 650
218600014 | KENMORE | HH836E2S11* | CTM48C5CFS2 | Z8ES080C20SMPS1* | Split System | 34200 | 19 | 9 | 2 | R-454B | 650
218600029 | KENMORE | HH836E2S11* | CTM48C5AFS2 | Z8ES120C20LMPS1* | Split System | 34200 | 19 | 9 | 2 | R-454B | 650
218600117 | KENMORE | HH836E2S11* | CTF48C5CFS2 | Z8ES120C20LMPS1* | Split System | 34200 | 19 | 9 | 2 | R-454B | 650
218600135 | KENMORE | HH836E2S11* | CTF48C5AFS2 | Z8ES080C20SMPS1* | Split System | 34200 | 19 | 9 | 2 | R-454B | 650
218600136 | KENMORE | HH836E2S11* | CTF48C5AFS2 | Z8ES080C20LMPS1* | Split System | 34200 | 19 | 9 | 2 | R-454B | 650
218600116 | KENMORE | HH836E2S11* | CTF48C5CFS2 | Z8ES120C20SMPS1* | Split System | 34200 | 19 | 9 | 2 | R-454B | 650
218600013 | KENMORE | HH836E2S11* | CTM48C5AFS2 | Z8ES080C20LMPS1* | Split System | 34200 | 19 | 9 | 2 | R-454B | 650
218600015 | KENMORE | HH836E2S11* | CTM48C5CFS2 | Z8ES080C20LMPS1* | Split System | 34200 | 19 | 9 | 2 | R-454B | 650
218600118 | KENMORE | HH836E2S11* | CTU48C5XFS2+TXV | Z8ES120C20SMPS1* | Split System | 34200 | 19 | 9 | 2 | R-454B | 650
218600119 | KENMORE | HH836E2S11* | CTU48C5XFS2+TXV | Z8ES120C20LMPS1* | Split System | 34200 | 19 | 9 | 2 | R-454B | 650
218600007 | KENMORE | HH836E2S11* | CTM48C5CFS2 | Z8ES100C20SMPS1* | Split System | 34400 | 19 | 9 | 2 | R-454B | 650
218600148 | KENMORE | HH836E2S11* | CTF48C5AFS2 | Z8ES100C20LMPS1* | Split System | 34400 | 19 | 9 | 2 | R-454B | 650
218600151 | KENMORE | HH836E2S11* | CTU48C5XFS2+TXV | Z8ES100C20SMPS1* | Split System | 34400 | 19 | 9 | 2 | R-454B | 650
218600150 | KENMORE | HH836E2S11* | CTF48C5CFS2 | Z8ES100C20LMPS1* | Split System | 34400 | 19 | 9 | 2 | R-454B | 650
218600132 | KENMORE | HH836E2S11* | CTF48C5CFS2 | Z8ES080C16LMPS1* | Split System | 34400 | 19 | 9 | 2 | R-454B | 650
218600129 | KENMORE | HH836E2S11* | CTF48C5AFS2 | Z8ES080C16SMPS1* | Split System | 34400 | 19 | 9 | 2 | R-454B | 650
218600131 | KENMORE | HH836E2S11* | CTF48C5CFS2 | Z8ES080C16SMPS1* | Split System | 34400 | 19 | 9 | 2 | R-454B | 650
218600008 | KENMORE | HH836E2S11* | CTM48C5AFS2 | Z8ES080C16SMPS1* | Split System | 34400 | 19 | 9 | 2 | R-454B | 650
218600010 | KENMORE | HH836E2S11* | CTM48C5CFS2 | Z8ES080C16SMPS1* | Split System | 34400 | 19 | 9 | 2 | R-454B | 650
218600011 | KENMORE | HH836E2S11* | CTM48C5CFS2 | Z8ES080C16LMPS1* | Split System | 34400 | 19 | 9 | 2 | R-454B | 650
218600009 | KENMORE | HH836E2S11* | CTM48C5AFS2 | Z8ES080C16LMPS1* | Split System | 34400 | 19 | 9 | 2 | R-454B | 650
218600133 | KENMORE | HH836E2S11* | CTU48C5XFS2+TXV | Z8ES080C16SMPS1* | Split System | 34400 | 19 | 9 | 2 | R-454B | 650
218600016 | KENMORE | HH836E2S11* | CTM48C5CFS2 | Z9ES080C16SMPS1* | Split System | 34400 | 19 | 9 | 2 | R-454B | 650
218600017 | KENMORE | HH836E2S11* | CTM48C5AFS2 | Z9ES080C16SMPS1* | Split System | 34400 | 19 | 9 | 2 | R-454B | 650
218600452 | KENMORE | HH860E2S11* | CTM60C5CGS2 | Z9ET100C16SMPS1 | Split System | 44500 | 19 | 9 | 2 | R-454B | 650
218600375 | KENMORE | HH860E2S11* | CTU60C5XGS2+TXV | Z9ET100C16SMPS1 | Split System | 44500 | 19 | 9 | 2 | R-454B | 650
218599879 | KENMORE | HH860E2S11* | CTF60D5CJS2 | Z8ES130D20LMPS1* | Split System | 53500 | 19 | 9 | 2 | R-454B | 650
218599902 | KENMORE | HH860E2S11* | CTM60D5CJS2 | Z8ES130D20SMPS1* | Split System | 53500 | 19 | 9 | 2 | R-454B | 650
218599875 | KENMORE | HH860E2S11* | CTF60D5CHS2 | Z9ET120D20SMPS1* | Split System | 54000 | 19 | 9 | 2 | R-454B | 650
218521679 | LUXAIRE | HH836E2S11 | CTM48C5CFS2 | TP9C080C16MP13 | Split System | 32800 | 19 | 9 | 2 | R-454B | 650
218521683 | LUXAIRE | HH836E2S11 | CTM48C5CFS2 | LP9C080C16MP13 | Split System | 32800 | 19 | 9 | 2 | R-454B | 650
218521675 | LUXAIRE | HH836E2S11 | CTM48C5CFS2 | TM9V080C16MP12 | Split System | 32800 | 19 | 9 | 2 | R-454B | 650
218521715 | LUXAIRE | HH836E2S11 | CTM48C5CFS2 | TM8V100C16MP12 | Split System | 33000 | 19 | 9 | 2 | R-454B | 650
218521709 | LUXAIRE | HH836E2S11 | CTM48C5CFS2 | LP9C100C16MP13 | Split System | 33200 | 19 | 9 | 2 | R-454B | 650
218521705 | LUXAIRE | HH836E2S11 | CTM48C5CFS2 | TP9C100C16MP13 | Split System | 33200 | 19 | 9 | 2 | R-454B | 650
218521701 | LUXAIRE | HH836E2S11 | CTM48C5CFS2 | TM9V100C16MP12 | Split System | 33200 | 19 | 9 | 2 | R-454B | 650
218521627 | LUXAIRE | HH836E2S11 | CTM48C5CFS2 | TL8E080C16UH11 | Split System | 33800 | 19 | 9 | 2 | R-454B | 650
218521745 | LUXAIRE | HH836E2S11 | CTM48C5CFS2 | Z8ES100C16SMPS1 | Split System | 34000 | 19 | 9 | 2 | R-454B | 650
218522241 | LUXAIRE | HH836E2S11 | CTF48C5CFS2 | Z8ES100C16LMPS1 | Split System | 34000 | 19 | 9 | 2 | R-454B | 650
218522245 | LUXAIRE | HH836E2S11 | CTU48C5XFS2+TXV | Z8ES100C16SMPS1 | Split System | 34000 | 19 | 9 | 2 | R-454B | 650
218521749 | LUXAIRE | HH836E2S11 | CTM48C5CFS2 | Z8ES100C16LMPS1 | Split System | 34000 | 19 | 9 | 2 | R-454B | 650
218522249 | LUXAIRE | HH836E2S11 | CTU48C5XFS2+TXV | Z8ES100C16LMPS1 | Split System | 34000 | 19 | 9 | 2 | R-454B | 650
218522237 | LUXAIRE | HH836E2S11 | CTF48C5CFS2 | Z8ES100C16SMPS1 | Split System | 34000 | 19 | 9 | 2 | R-454B | 650
218521631 | LUXAIRE | HH836E2S11 | CTM48C5CFS2 | TL8E100C20UH11 | Split System | 34000 | 19 | 9 | 2 | R-454B | 650
218521753 | LUXAIRE | HH836E2S11 | CTM48C5CFS2 | Z9ES080C20SMPS1 | Split System | 34000 | 19 | 9 | 2 | R-454B | 650
218522329 | LUXAIRE | HH836E2S11 | CTF48C5CFS2 | Z9ES080C16SMPS1 | Split System | 34000 | 19 | 9 | 2 | R-454B | 650
218522333 | LUXAIRE | HH836E2S11 | CTU48C5XFS2+TXV | Z9ES080C16SMPS1 | Split System | 34000 | 19 | 9 | 2 | R-454B | 650
218522321 | LUXAIRE | HH836E2S11 | CTU48C5XFS2+TXV | Z8ES080C20SMPS1 | Split System | 34200 | 19 | 9 | 2 | R-454B | 650
218522325 | LUXAIRE | HH836E2S11 | CTU48C5XFS2+TXV | Z8ES080C20LMPS1 | Split System | 34200 | 19 | 9 | 2 | R-454B | 650
218522313 | LUXAIRE | HH836E2S11 | CTF48C5CFS2 | Z8ES080C20SMPS1 | Split System | 34200 | 19 | 9 | 2 | R-454B | 650
218521757 | LUXAIRE | HH836E2S11 | CTM48C5CFS2 | Z8ES120C20SMPS1 | Split System | 34200 | 19 | 9 | 2 | R-454B | 650
218522209 | LUXAIRE | HH836E2S11 | CTU48C5XFS2+TXV | Z8ES120C20LMPS1 | Split System | 34200 | 19 | 9 | 2 | R-454B | 650
218522197 | LUXAIRE | HH836E2S11 | CTF48C5CFS2 | Z8ES120C20SMPS1 | Split System | 34200 | 19 | 9 | 2 | R-454B | 650
218522201 | LUXAIRE | HH836E2S11 | CTF48C5CFS2 | Z8ES120C20LMPS1 | Split System | 34200 | 19 | 9 | 2 | R-454B | 650
218522317 | LUXAIRE | HH836E2S11 | CTF48C5CFS2 | Z8ES080C20LMPS1 | Split System | 34200 | 19 | 9 | 2 | R-454B | 650
218522205 | LUXAIRE | HH836E2S11 | CTU48C5XFS2+TXV | Z8ES120C20SMPS1 | Split System | 34200 | 19 | 9 | 2 | R-454B | 650
218521693 | LUXAIRE | HH836E2S11 | CTM48C5CFS2 | Z8ES080C20SMPS1 | Split System | 34200 | 19 | 9 | 2 | R-454B | 650
218521761 | LUXAIRE | HH836E2S11 | CTM48C5CFS2 | Z8ES120C20LMPS1 | Split System | 34200 | 19 | 9 | 2 | R-454B | 650
218521697 | LUXAIRE | HH836E2S11 | CTM48C5CFS2 | Z8ES080C20LMPS1 | Split System | 34200 | 19 | 9 | 2 | R-454B | 650
218521723 | LUXAIRE | HH836E2S11 | CTM48C5CFS2 | TM9V100C20MP12 | Split System | 34200 | 19 | 9 | 2 | R-454B | 650
218521727 | LUXAIRE | HH836E2S11 | CTM48C5CFS2 | TP9C100C20MP13 | Split System | 34200 | 19 | 9 | 2 | R-454B | 650
218521731 | LUXAIRE | HH836E2S11 | CTM48C5CFS2 | LP9C100C20MP13 | Split System | 34200 | 19 | 9 | 2 | R-454B | 650
218522373 | LUXAIRE | HH836E2S11 | CTF48C5CFS2 | Z8ES100C20LMPS1 | Split System | 34400 | 19 | 9 | 2 | R-454B | 650
218522381 | LUXAIRE | HH836E2S11 | CTU48C5XFS2+TXV | Z8ES100C20LMPS1 | Split System | 34400 | 19 | 9 | 2 | R-454B | 650
218522377 | LUXAIRE | HH836E2S11 | CTU48C5XFS2+TXV | Z8ES100C20SMPS1 | Split System | 34400 | 19 | 9 | 2 | R-454B | 650
218521667 | LUXAIRE | HH836E2S11 | CTM48C5CFS2 | Z8ES100C20SMPS1 | Split System | 34400 | 19 | 9 | 2 | R-454B | 650
218522369 | LUXAIRE | HH836E2S11 | CTF48C5CFS2 | Z8ES100C20SMPS1 | Split System | 34400 | 19 | 9 | 2 | R-454B | 650
218522305 | LUXAIRE | HH836E2S11 | CTU48C5XFS2+TXV | Z8ES080C16SMPS1 | Split System | 34400 | 19 | 9 | 2 | R-454B | 650
218522301 | LUXAIRE | HH836E2S11 | CTF48C5CFS2 | Z8ES080C16LMPS1 | Split System | 34400 | 19 | 9 | 2 | R-454B | 650
218522309 | LUXAIRE | HH836E2S11 | CTU48C5XFS2+TXV | Z8ES080C16LMPS1 | Split System | 34400 | 19 | 9 | 2 | R-454B | 650
218522297 | LUXAIRE | HH836E2S11 | CTF48C5CFS2 | Z8ES080C16SMPS1 | Split System | 34400 | 19 | 9 | 2 | R-454B | 650
218521689 | LUXAIRE | HH836E2S11 | CTM48C5CFS2 | Z8ES080C16LMPS1 | Split System | 34400 | 19 | 9 | 2 | R-454B | 650
218521685 | LUXAIRE | HH836E2S11 | CTM48C5CFS2 | Z8ES080C16SMPS1 | Split System | 34400 | 19 | 9 | 2 | R-454B | 650
218521711 | LUXAIRE | HH836E2S11 | CTM48C5CFS2 | Z9ES080C16SMPS1 | Split System | 34400 | 19 | 9 | 2 | R-454B | 650
218524107 | LUXAIRE | HH860E2S11 | CTU60C5XGS2+TXV | Z9ET100C16SMPS1 | Split System | 44500 | 19 | 9 | 2 | R-454B | 650
218524103 | LUXAIRE | HH860E2S11 | CTF60C5CGS2 | Z9ET100C16SMPS1 | Split System | 44500 | 19 | 9 | 2 | R-454B | 650
218524605 | LUXAIRE | HH860E2S11 | CTM60C5CGS2 | Z9ET100C16SMPS1 | Split System | 44500 | 19 | 9 | 2 | R-454B | 650
218520857 | LUXAIRE | HH860E2S11 | CTF60D5CJS2+JMVT20DC2N1 |  | Split System | 53000 | 19 | 9 | 2 | R-454B | 650
218520861 | LUXAIRE | HH860E2S11 | CTF60D5CJS2+JMC20D2SN1 |  | Split System | 53000 | 19 | 9 | 2 | R-454B | 650
218520873 | LUXAIRE | HH860E2S11 | CTF60D5CJS2 | LP9C120D20MP13 | Split System | 53000 | 19 | 9 | 2 | R-454B | 650
218520865 | LUXAIRE | HH860E2S11 | CTF60D5CJS2 | TM9V120D20MP12 | Split System | 53000 | 19 | 9 | 2 | R-454B | 650
218520899 | LUXAIRE | HH860E2S11 | CTM60C5CHS2 | TM8V100C20MP12 | Split System | 53500 | 19 | 9 | 2 | R-454B | 650
218520895 | LUXAIRE | HH860E2S11 | CTM60C5CHS2 | TM8V120C20MP12 | Split System | 53500 | 19 | 9 | 2 | R-454B | 650
218520853 | LUXAIRE | HH860E2S11 | CTF60D5CJS2 | Z8ES130D20LMPS1 | Split System | 53500 | 19 | 9 | 2 | R-454B | 650
218520849 | LUXAIRE | HH860E2S11 | CTF60D5CJS2 | Z8ES130D20SMPS1 | Split System | 53500 | 19 | 9 | 2 | R-454B | 650
218520995 | LUXAIRE | HH860E2S11 | CTM60D5CJS2 | Z8ES130D20SMPS1 | Split System | 53500 | 19 | 9 | 2 | R-454B | 650
218520999 | LUXAIRE | HH860E2S11 | CTM60D5CJS2 | Z8ES130D20LMPS1 | Split System | 53500 | 19 | 9 | 2 | R-454B | 650
218521003 | LUXAIRE | HH860E2S11 | CTM60D5CJS2 | TM9V120D20MP12 | Split System | 53500 | 19 | 9 | 2 | R-454B | 650
218521007 | LUXAIRE | HH860E2S11 | CTM60D5CJS2 | TP9C120D20MP13 | Split System | 53500 | 19 | 9 | 2 | R-454B | 650
218521011 | LUXAIRE | HH860E2S11 | CTM60D5CJS2 | LP9C120D20MP13 | Split System | 53500 | 19 | 9 | 2 | R-454B | 650
218520977 | LUXAIRE | HH860E2S11 | CTM60D5CHS2 | TM9V120D20MP12 | Split System | 54000 | 19 | 9 | 2 | R-454B | 650
218520985 | LUXAIRE | HH860E2S11 | CTM60D5CHS2 | LP9C120D20MP13 | Split System | 54000 | 19 | 9 | 2 | R-454B | 650
218520981 | LUXAIRE | HH860E2S11 | CTM60D5CHS2 | TP9C120D20MP13 | Split System | 54000 | 19 | 9 | 2 | R-454B | 650
218520805 | LUXAIRE | HH860E2S11 | CTF60D5CHS2 | LP9C120D20MP13 | Split System | 54000 | 19 | 9 | 2 | R-454B | 650
218520801 | LUXAIRE | HH860E2S11 | CTF60D5CHS2 | TP9C120D20MP13 | Split System | 54000 | 19 | 9 | 2 | R-454B | 650
218520797 | LUXAIRE | HH860E2S11 | CTF60D5CHS2 | TM9V120D20MP12 | Split System | 54000 | 19 | 9 | 2 | R-454B | 650
218520833 | LUXAIRE | HH860E2S11 | CTF60D5CHS2 | Z9ET120D20SMPS1 | Split System | 54000 | 19 | 9 | 2 | R-454B | 650
218521017 | LUXAIRE | HH860E2S11 | CTM60D5CJS2+JMC20D2SN1 |  | Split System | 54000 | 19 | 9 | 2 | R-454B | 650
218521021 | LUXAIRE | HH860E2S11 | CTM60D5CJS2+JMVT20DC2N1 |  | Split System | 54000 | 19 | 9 | 2 | R-454B | 650
218524301 | CHAMPION HEATING AND COOLING | HH860E2S11 | CTU60C5XGS2+TXV | TL9E100C20UH11 | Split System | 44000 | 17 | 9 | 2 | R-454B | 650
218524297 | CHAMPION HEATING AND COOLING | HH860E2S11 | CTF60C5CGS2 | TL9E100C20UH11 | Split System | 44000 | 17 | 9 | 2 | R-454B | 650
218524469 | CHAMPION HEATING AND COOLING | HH860E2S11 | CTF60D5CGS2 | Z9ET120D20SMPS1 | Split System | 44500 | 17 | 9 | 2 | R-454B | 650
218524719 | CHAMPION HEATING AND COOLING | HH860E2S11 | CTM60D5CGS2 | Z9ET120D20SMPS1 | Split System | 44500 | 17 | 9 | 2 | R-454B | 650
218524294 | COLEMAN | HH860E2S11 | CTF60C5CGS2 | TL9E100C20UH11 | Split System | 44000 | 17 | 9 | 2 | R-454B | 650
218524298 | COLEMAN | HH860E2S11 | CTU60C5XGS2+TXV | TL9E100C20UH11 | Split System | 44000 | 17 | 9 | 2 | R-454B | 650
218524466 | COLEMAN | HH860E2S11 | CTF60D5CGS2 | Z9ET120D20SMPS1 | Split System | 44500 | 17 | 9 | 2 | R-454B | 650
218524716 | COLEMAN | HH860E2S11 | CTM60D5CGS2 | Z9ET120D20SMPS1 | Split System | 44500 | 17 | 9 | 2 | R-454B | 650
218524296 | FRASER-JOHNSTON | HH860E2S11 | CTF60C5CGS2 | TL9E100C20UH11 | Split System | 44000 | 17 | 9 | 2 | R-454B | 650
218524300 | FRASER-JOHNSTON | HH860E2S11 | CTU60C5XGS2+TXV | TL9E100C20UH11 | Split System | 44000 | 17 | 9 | 2 | R-454B | 650
218524468 | FRASER-JOHNSTON | HH860E2S11 | CTF60D5CGS2 | Z9ET120D20SMPS1 | Split System | 44500 | 17 | 9 | 2 | R-454B | 650
218524718 | FRASER-JOHNSTON | HH860E2S11 | CTM60D5CGS2 | Z9ET120D20SMPS1 | Split System | 44500 | 17 | 9 | 2 | R-454B | 650
218600432 | KENMORE | HH860E2S11* | CTF60D5CGS2 | Z9ET120D20SMPS1* | Split System | 44500 | 17 | 9 | 2 | R-454B | 650
218600468 | KENMORE | HH860E2S11* | CTM60D5CGS2 | Z9ET120D20SMPS1* | Split System | 44500 | 17 | 9 | 2 | R-454B | 650
218524295 | LUXAIRE | HH860E2S11 | CTF60C5CGS2 | TL9E100C20UH11 | Split System | 44000 | 17 | 9 | 2 | R-454B | 650
218524299 | LUXAIRE | HH860E2S11 | CTU60C5XGS2+TXV | TL9E100C20UH11 | Split System | 44000 | 17 | 9 | 2 | R-454B | 650
218524467 | LUXAIRE | HH860E2S11 | CTF60D5CGS2 | Z9ET120D20SMPS1 | Split System | 44500 | 17 | 9 | 2 | R-454B | 650
218524717 | LUXAIRE | HH860E2S11 | CTM60D5CGS2 | Z9ET120D20SMPS1 | Split System | 44500 | 17 | 9 | 2 | R-454B | 650
218522677 | CHAMPION HEATING AND COOLING | HH836E2S11 | CTM36B5CDS2 | Z8VT080B12SMPC1 | Split System | 33000 | 18 | 9 | 2 | R-454B | 650
218522673 | CHAMPION HEATING AND COOLING | HH836E2S11 | CTM36B5ADS2 | Z8VT080B12SMPC1 | Split System | 33000 | 18 | 9 | 2 | R-454B | 650
218521257 | CHAMPION HEATING AND COOLING | HH836E2S11 | CTF36B5ADS2 | Z8VT080B12SMPC1 | Split System | 33000 | 18 | 9 | 2 | R-454B | 650
218521261 | CHAMPION HEATING AND COOLING | HH836E2S11 | CTF36B5CDS2 | Z8VT080B12SMPC1 | Split System | 33000 | 18 | 9 | 2 | R-454B | 650
218521265 | CHAMPION HEATING AND COOLING | HH836E2S11 | CTU36B5XDS2+TXV | Z8VT080B12SMPC1 | Split System | 33000 | 18 | 9 | 2 | R-454B | 650
218522599 | CHAMPION HEATING AND COOLING | HH836E2S11 | CTM36B5ADS2+JMC12B2SN1 |  | Split System | 33200 | 18 | 9 | 2 | R-454B | 650
218522575 | CHAMPION HEATING AND COOLING | HH836E2S11 | CTM36B5ADS2+JMVT12BC2N1 |  | Split System | 33200 | 18 | 9 | 2 | R-454B | 650
218522579 | CHAMPION HEATING AND COOLING | HH836E2S11 | CTM36B5CDS2+JMVT12BC2N1 |  | Split System | 33200 | 18 | 9 | 2 | R-454B | 650
218522603 | CHAMPION HEATING AND COOLING | HH836E2S11 | CTM36B5CDS2+JMC12B2SN1 |  | Split System | 33200 | 18 | 9 | 2 | R-454B | 650
218521823 | CHAMPION HEATING AND COOLING | HH836E2S11 | CTF36C5CDS2 | Z8VT100C20SMPC1 | Split System | 33600 | 18 | 9 | 2 | R-454B | 650
218521819 | CHAMPION HEATING AND COOLING | HH836E2S11 | CTF36C5ADS2 | Z8VT100C20SMPC1 | Split System | 33600 | 18 | 9 | 2 | R-454B | 650
218521847 | CHAMPION HEATING AND COOLING | HH836E2S11 | CTF36C5CDS2 | Z8VT100C16SMPC1 | Split System | 33800 | 18 | 9 | 2 | R-454B | 650
218521843 | CHAMPION HEATING AND COOLING | HH836E2S11 | CTF36C5ADS2 | Z8VT100C16SMPC1 | Split System | 33800 | 18 | 9 | 2 | R-454B | 650
218521827 | CHAMPION HEATING AND COOLING | HH836E2S11 | CTF36C5ADS2 | Z8VT080C16SMPC1 | Split System | 34000 | 18 | 9 | 2 | R-454B | 650
218521831 | CHAMPION HEATING AND COOLING | HH836E2S11 | CTF36C5CDS2 | Z8VT080C16SMPC1 | Split System | 34000 | 18 | 9 | 2 | R-454B | 650
218524217 | CHAMPION HEATING AND COOLING | HH860E2S11 | CTF60C5CGS2 | TM8V080C16MP12 | Split System | 43500 | 18 | 9 | 2 | R-454B | 650
218524393 | CHAMPION HEATING AND COOLING | HH860E2S11 | CTF60C5CGS2 | TM9V100C16MP12 | Split System | 43500 | 18 | 9 | 2 | R-454B | 650
218524225 | CHAMPION HEATING AND COOLING | HH860E2S11 | CTU60C5XGS2+TXV | TM8V080C16MP12 | Split System | 43500 | 18 | 9 | 2 | R-454B | 650
218524631 | CHAMPION HEATING AND COOLING | HH860E2S11 | CTM60C5CGS2 | TM9V100C16MP12 | Split System | 43500 | 18 | 9 | 2 | R-454B | 650
218524397 | CHAMPION HEATING AND COOLING | HH860E2S11 | CTF60C5CGS2 | TP9C100C16MP13 | Split System | 43500 | 18 | 9 | 2 | R-454B | 650
218524221 | CHAMPION HEATING AND COOLING | HH860E2S11 | CTU60C5XGS2+TXV | TM8V100C16MP12 | Split System | 43500 | 18 | 9 | 2 | R-454B | 650
218524213 | CHAMPION HEATING AND COOLING | HH860E2S11 | CTF60C5CGS2 | TM8V100C16MP12 | Split System | 43500 | 18 | 9 | 2 | R-454B | 650
218524403 | CHAMPION HEATING AND COOLING | HH860E2S11 | CTU60C5XGS2+TXV | TM9V100C16MP12 | Split System | 43500 | 18 | 9 | 2 | R-454B | 650
218524635 | CHAMPION HEATING AND COOLING | HH860E2S11 | CTM60C5CGS2 | TP9C100C16MP13 | Split System | 43500 | 18 | 9 | 2 | R-454B | 650
218524407 | CHAMPION HEATING AND COOLING | HH860E2S11 | CTU60C5XGS2+TXV | TP9C100C16MP13 | Split System | 43500 | 18 | 9 | 2 | R-454B | 650
218524735 | CHAMPION HEATING AND COOLING | HH860E2S11 | CTM60D5CGS2 | TM9V120D20MP12 | Split System | 44000 | 18 | 9 | 2 | R-454B | 650
218524739 | CHAMPION HEATING AND COOLING | HH860E2S11 | CTM60D5CGS2 | TP9C120D20MP13 | Split System | 44000 | 18 | 9 | 2 | R-454B | 650
218524707 | CHAMPION HEATING AND COOLING | HH860E2S11 | CTM60C5CGS2 | TL8E100C20UH11 | Split System | 44000 | 18 | 9 | 2 | R-454B | 650
218524477 | CHAMPION HEATING AND COOLING | HH860E2S11 | CTF60D5CGS2 | TM9V120D20MP12 | Split System | 44000 | 18 | 9 | 2 | R-454B | 650
218524577 | CHAMPION HEATING AND COOLING | HH860E2S11 | CTM60C5CGS2 | Z8ES120C20SMPS1 | Split System | 44000 | 18 | 9 | 2 | R-454B | 650
218524673 | CHAMPION HEATING AND COOLING | HH860E2S11 | CTM60C5CGS2 | TM9V100C20MP12 | Split System | 44000 | 18 | 9 | 2 | R-454B | 650
218524677 | CHAMPION HEATING AND COOLING | HH860E2S11 | CTM60C5CGS2 | TP9C100C20MP13 | Split System | 44000 | 18 | 9 | 2 | R-454B | 650
218524711 | CHAMPION HEATING AND COOLING | HH860E2S11 | CTM60C5CGS2 | TL8E080C16UH11 | Split System | 44000 | 18 | 9 | 2 | R-454B | 650
218524181 | CHAMPION HEATING AND COOLING | HH860E2S11 | CTU60C5XGS2+TXV | TL8E080C16UH11 | Split System | 44000 | 18 | 9 | 2 | R-454B | 650
218524665 | CHAMPION HEATING AND COOLING | HH860E2S11 | CTM60C5CGS2 | TM8V080C16MP12 | Split System | 44000 | 18 | 9 | 2 | R-454B | 650
218524699 | CHAMPION HEATING AND COOLING | HH860E2S11 | CTM60C5CGS2 | TM8V100C20MP12 | Split System | 44000 | 18 | 9 | 2 | R-454B | 650
218524481 | CHAMPION HEATING AND COOLING | HH860E2S11 | CTF60D5CGS2 | TP9C120D20MP13 | Split System | 44000 | 18 | 9 | 2 | R-454B | 650
218524581 | CHAMPION HEATING AND COOLING | HH860E2S11 | CTM60C5CGS2 | Z8ES120C20LMPS1 | Split System | 44000 | 18 | 9 | 2 | R-454B | 650
218524669 | CHAMPION HEATING AND COOLING | HH860E2S11 | CTM60C5CGS2 | TL9E100C20UH11 | Split System | 44000 | 18 | 9 | 2 | R-454B | 650
218524177 | CHAMPION HEATING AND COOLING | HH860E2S11 | CTF60C5CGS2 | TL8E080C16UH11 | Split System | 44000 | 18 | 9 | 2 | R-454B | 650
218524695 | CHAMPION HEATING AND COOLING | HH860E2S11 | CTM60C5CGS2 | TM8V120C20MP12 | Split System | 44000 | 18 | 9 | 2 | R-454B | 650
217929602 | AIRQUEST | N5H9V48*K*AAA* | EA*5X61M21A* | *80VTL0701716B* | Split System | 46500 | 16 | 9 | 2.08 | R-454B | 650
217929238 | AIRQUEST | N5H9V48*K*AAA* | EA*5X60M24A* | *96VSN1002120B* | Split System | 46500 | 16 | 9 | 2.08 | R-454B | 650
217930136 | AIRQUEST | N5H9V48*K*AAA* | EA*5X61M24A* | *96CTN0802120B* | Split System | 47000 | 16 | 9 | 2.08 | R-454B | 650
217930253 | AIRQUEST | N5H9V48*K*AAA* | EA*5X61M24A* | *96VTN1202422B* | Split System | 47000 | 16 | 9 | 2.08 | R-454B | 650
217930305 | AIRQUEST | N5H9V48*K*AAA* | EA*5X61M24A* | *97VTN1202422A* | Split System | 47000 | 16 | 9 | 2.08 | R-454B | 650
217929654 | AIRQUEST | N5H9V48*K*AAA* | EA*5X61M21A* | *97CMN0802120B* | Split System | 47000 | 16 | 9 | 2.08 | R-454B | 650
217930175 | AIRQUEST | N5H9V48*K*AAA* | EA*5X61M24A* | *97CTN0802120A* | Split System | 47000 | 16 | 9 | 2.08 | R-454B | 650
217930058 | AIRQUEST | N5H9V48*K*AAA* | EA*5X61M24A* | *97CMN1002122B* | Split System | 47500 | 16 | 9 | 2.08 | R-454B | 650
217930188 | AIRQUEST | N5H9V48*K*AAA* | EA*5X61M24A* | *97CTN1002122A* | Split System | 47500 | 16 | 9 | 2.08 | R-454B | 650
217930097 | AIRQUEST | N5H9V48*K*AAA* | EA*5X61M24A* | *96VSN1202422B* | Split System | 47500 | 16 | 9 | 2.08 | R-454B | 650
217928730 | AIRQUEST | N5H9V48*K*AAA* | EA*5X48M21A* | *80VTL0701716B* | Split System | 44500 | 16 | 9 | 2.1 | R-454B | 650
217928600 | AIRQUEST | N5H9V48*K*AAA* | EA*5X48M21A* | *80CSU1002120B* | Split System | 45000 | 16 | 9 | 2.1 | R-454B | 650
217928574 | AIRQUEST | N5H9V48*K*AAA* | EA*5X48M21A* | *80CSU0601716B* | Split System | 45000 | 16 | 9 | 2.1 | R-454B | 650
217928821 | AIRQUEST | N5H9V48*K*AAA* | EA*5X48M21A* | *96VSN1002120B* | Split System | 45000 | 16 | 9 | 2.1 | R-454B | 650
217931048 | AIRQUEST | N5H9V48*K*AAA* | ESH5X60M12A* | *97CMN0802120B* | Split System | 46000 | 16 | 9 | 2.1 | R-454B | 650
217930891 | AIRQUEST | N5H9V48*K*AAA* | ESH5X60M12A* | *80MSU1002120A* | Split System | 46500 | 16 | 9 | 2.1 | R-454B | 650
217929797 | AIRQUEST | N5H9V48*K*AAA* | EA*5X61M21A* | *96VTN0802120B* | Split System | 46500 | 16 | 9 | 2.1 | R-454B | 650
217931191 | AIRQUEST | N5H9V48*K*AAA* | ESH5X60M12A* | *95MSU1002122A* | Split System | 46500 | 16 | 9 | 2.1 | R-454B | 650
217929081 | AIRQUEST | N5H9V48*K*AAA* | EA*5X60M24A* | *80VSL1352422B* | Split System | 46500 | 16 | 9 | 2.1 | R-454B | 650
217929251 | AIRQUEST | N5H9V48*K*AAA* | EA*5X60M24A* | *96VSN1202422B* | Split System | 46500 | 16 | 9 | 2.1 | R-454B | 650
217929836 | AIRQUEST | N5H9V48*K*AAA* | EA*5X61M21A* | *97VTN0802120A* | Split System | 46500 | 16 | 9 | 2.1 | R-454B | 650
217930865 | AIRQUEST | N5H9V48*K*AAA* | ESH5X60M12A* | *80MSU0601716A* | Split System | 46500 | 16 | 9 | 2.1 | R-454B | 650
217930956 | AIRQUEST | N5H9V48*K*AAA* | ESH5X60M12A* | *80CTL1352422B* | Split System | 46500 | 16 | 9 | 2.1 | R-454B | 650
217929329 | AIRQUEST | N5H9V48*K*AAA* | EA*5X60M24A* | *96VTN1002120B* | Split System | 46500 | 16 | 9 | 2.1 | R-454B | 650
217930852 | AIRQUEST | N5H9V48*K*AAA* | ESH5X60M12A* | *80VSL1352422B* | Split System | 46500 | 16 | 9 | 2.1 | R-454B | 650
217931399 | AIRQUEST | N5H9V48*K*AAA* | ESH5X60M12A* | *97VTN1002122A* | Split System | 46500 | 16 | 9 | 2.1 | R-454B | 650
217930839 | AIRQUEST | N5H9V48*K*AAA* | ESH5X60M12A* | *80VSL1102122B* | Split System | 46500 | 16 | 9 | 2.1 | R-454B | 650
217929068 | AIRQUEST | N5H9V48*K*AAA* | EA*5X60M24A* | *80VSL1102122B* | Split System | 46500 | 16 | 9 | 2.1 | R-454B | 650
217929277 | AIRQUEST | N5H9V48*K*AAA* | EA*5X60M24A* | *95MSU1002122A* | Split System | 46500 | 16 | 9 | 2.1 | R-454B | 650
217930826 | AIRQUEST | N5H9V48*K*AAA* | ESH5X60M12A* | *80VSL0902120B* | Split System | 46500 | 16 | 9 | 2.1 | R-454B | 650
217930943 | AIRQUEST | N5H9V48*K*AAA* | ESH5X60M12A* | *80CTL1102120B* | Split System | 46500 | 16 | 9 | 2.1 | R-454B | 650
217931074 | AIRQUEST | N5H9V48*K*AAA* | ESH5X60M12A* | *97CMN1202422B* | Split System | 46500 | 16 | 9 | 2.1 | R-454B | 650
217929680 | AIRQUEST | N5H9V48*K*AAA* | EA*5X61M21A* | *96VSN0802120B* | Split System | 46500 | 16 | 9 | 2.1 | R-454B | 650
217930969 | AIRQUEST | N5H9V48*K*AAA* | ESH5X60M12A* | *80VTL0902120B* | Split System | 46500 | 16 | 9 | 2.1 | R-454B | 650
217930982 | AIRQUEST | N5H9V48*K*AAA* | ESH5X60M12A* | *80VTL1102122B* | Split System | 46500 | 16 | 9 | 2.1 | R-454B | 650
217931334 | AIRQUEST | N5H9V48*K*AAA* | ESH5X60M12A* | *96VTN1002122B* | Split System | 46500 | 16 | 9 | 2.1 | R-454B | 650
217931022 | AIRQUEST | N5H9V48*K*AAA* | ESH5X60M12A* | *95CSU1002122B* | Split System | 46500 | 16 | 9 | 2.1 | R-454B | 650
217931438 | AIRQUEST | N5H9V48*K*AAA* | ESH5X60M12A* | OLV154F20A | Split System | 46500 | 16 | 9 | 2.1 | R-454B | 650
217929107 | AIRQUEST | N5H9V48*K*AAA* | EA*5X60M24A* | *80MSU1002120A* | Split System | 46500 | 16 | 9 | 2.1 | R-454B | 650
217929706 | AIRQUEST | N5H9V48*K*AAA* | EA*5X61M21A* | *95MSU0802120A* | Split System | 47000 | 16 | 9 | 2.1 | R-454B | 650
217930227 | AIRQUEST | N5H9V48*K*AAA* | EA*5X61M24A* | *96VTN1002120B* | Split System | 47000 | 16 | 9 | 2.1 | R-454B | 650
217930084 | AIRQUEST | N5H9V48*K*AAA* | EA*5X61M24A* | *96VSN1002120B* | Split System | 47000 | 16 | 9 | 2.1 | R-454B | 650
217929628 | AIRQUEST | N5H9V48*K*AAA* | EA*5X61M21A* | *95CSU0802120B* | Split System | 47000 | 16 | 9 | 2.1 | R-454B | 650
217930110 | AIRQUEST | N5H9V48*K*AAA* | EA*5X61M24A* | *95MSU1002120A* | Split System | 47000 | 16 | 9 | 2.1 | R-454B | 650
217929771 | AIRQUEST | N5H9V48*K*AAA* | EA*5X61M21A* | *97CTN0802120A* | Split System | 47000 | 16 | 9 | 2.1 | R-454B | 650
217929745 | AIRQUEST | N5H9V48*K*AAA* | EA*5X61M21A* | *96CTN0802120B* | Split System | 47000 | 16 | 9 | 2.1 | R-454B | 650
217930279 | AIRQUEST | N5H9V48*K*AAA* | EA*5X61M24A* | *97VTN1002120A* | Split System | 47000 | 16 | 9 | 2.1 | R-454B | 650
217930292 | AIRQUEST | N5H9V48*K*AAA* | EA*5X61M24A* | *97VTN1002122A* | Split System | 47500 | 16 | 9 | 2.1 | R-454B | 650
217930240 | AIRQUEST | N5H9V48*K*AAA* | EA*5X61M24A* | *96VTN1002122B* | Split System | 47500 | 16 | 9 | 2.1 | R-454B | 650
217930018 | AIRQUEST | N5H9V48*K*AAA* | EA*5X61M24A* | *80VTL1102122B* | Split System | 47500 | 16 | 9 | 2.1 | R-454B | 650
217930318 | AIRQUEST | N5H9V48*K*AAA* | EA*5X61M24A* | OLV154F20A | Split System | 47500 | 16 | 9 | 2.1 | R-454B | 650
217929927 | AIRQUEST | N5H9V48*K*AAA* | EA*5X61M24A* | *80VSL1352422B* | Split System | 47500 | 16 | 9 | 2.1 | R-454B | 650
217930005 | AIRQUEST | N5H9V48*K*AAA* | EA*5X61M24A* | *80VTL0902120B* | Split System | 47500 | 16 | 9 | 2.1 | R-454B | 650
217929901 | AIRQUEST | N5H9V48*K*AAA* | EA*5X61M24A* | *80VSL0902120B* | Split System | 47500 | 16 | 9 | 2.1 | R-454B | 650
217929940 | AIRQUEST | N5H9V48*K*AAA* | EA*5X61M24A* | *80MSU1002120A* | Split System | 47500 | 16 | 9 | 2.1 | R-454B | 650
217915383 | AIRQUEST | N5H9V48*K*AAA* | EVM5X49M21A* | *80CSU1002120B* | Split System | 48500 | 16 | 9 | 2.1 | R-454B | 650
217931614 | AIRQUEST | N5H9V60*K*AAA* | EA*5X60M24A* | *80VTL0902120B* | Split System | 54500 | 16 | 9 | 2.12 | R-454B | 650
217931494 | AIRQUEST | N5H9V60*K*AAA* | EA*5X60M24A* | *80VSL0902120B* | Split System | 54500 | 16 | 9 | 2.12 | R-454B | 650
217931810 | AIRQUEST | N5H9V60*K*AAA* | EA*5X60M24A* | *96CTN1202422B* | Split System | 54500 | 16 | 9 | 2.12 | R-454B | 650
217931855 | AIRQUEST | N5H9V60*K*AAA* | EA*5X60M24A* | *97CTN1202422A* | Split System | 54500 | 16 | 9 | 2.12 | R-454B | 650
217931862 | AIRQUEST | Q5H9V60*K*AAA* | EA*5X60M24A* | *97CTN1202422A* | Split System | 54500 | 16 | 9 | 2.12 | R-454B | 650
217931817 | AIRQUEST | Q5H9V60*K*AAA* | EA*5X60M24A* | *96CTN1202422B* | Split System | 54500 | 16 | 9 | 2.12 | R-454B | 650
217931501 | AIRQUEST | Q5H9V60*K*AAA* | EA*5X60M24A* | *80VSL0902120B* | Split System | 54500 | 16 | 9 | 2.12 | R-454B | 650
217931621 | AIRQUEST | Q5H9V60*K*AAA* | EA*5X60M24A* | *80VTL0902120B* | Split System | 54500 | 16 | 9 | 2.12 | R-454B | 650
217931509 | AIRQUEST | N5H9V60*K*AAA* | EA*5X60M24A* | *80VSL1102122B* | Split System | 55000 | 16 | 9 | 2.12 | R-454B | 650
217931629 | AIRQUEST | N5H9V60*K*AAA* | EA*5X60M24A* | *80VTL1102122B* | Split System | 55000 | 16 | 9 | 2.12 | R-454B | 650
217931516 | AIRQUEST | Q5H9V60*K*AAA* | EA*5X60M24A* | *80VSL1102122B* | Split System | 55000 | 16 | 9 | 2.12 | R-454B | 650
217931636 | AIRQUEST | Q5H9V60*K*AAA* | EA*5X60M24A* | *80VTL1102122B* | Split System | 55000 | 16 | 9 | 2.12 | R-454B | 650
217931990 | AIRQUEST | N5H9V60*K*AAA* | EA*5X60M24A* | OLV154F20A | Split System | 55500 | 16 | 9 | 2.12 | R-454B | 650
217931997 | AIRQUEST | Q5H9V60*K*AAA* | EA*5X60M24A* | OLV154F20A | Split System | 55500 | 16 | 9 | 2.12 | R-454B | 650
217932050 | AIRQUEST | N5H9V60*K*AAA* | EA*5X61M21A* | *80VSL1102122B* | Split System | 56000 | 16 | 9 | 2.12 | R-454B | 650
217932057 | AIRQUEST | Q5H9V60*K*AAA* | EA*5X61M21A* | *80VSL1102122B* | Split System | 56000 | 16 | 9 | 2.12 | R-454B | 650
217932140 | AIRQUEST | N5H9V60*K*AAA* | EA*5X61M21A* | *80VTL0902120B* | Split System | 55500 | 16 | 9 | 2.14 | R-454B | 650
217932981 | AIRQUEST | N5H9V60*K*AAA* | EA*5X61M24A* | *97VTN1202422A* | Split System | 55500 | 16 | 9 | 2.14 | R-454B | 650
217932365 | AIRQUEST | N5H9V60*K*AAA* | EA*5X61M21A* | *96VTN1002120B* | Split System | 55500 | 16 | 9 | 2.14 | R-454B | 650
217932410 | AIRQUEST | N5H9V60*K*AAA* | EA*5X61M21A* | *97VTN1002120A* | Split System | 55500 | 16 | 9 | 2.14 | R-454B | 650
217932035 | AIRQUEST | N5H9V60*K*AAA* | EA*5X61M21A* | *80VSL0902120B* | Split System | 55500 | 16 | 9 | 2.14 | R-454B | 650
217932921 | AIRQUEST | N5H9V60*K*AAA* | EA*5X61M24A* | *96VTN1202422B* | Split System | 55500 | 16 | 9 | 2.14 | R-454B | 650
217932988 | AIRQUEST | Q5H9V60*K*AAA* | EA*5X61M24A* | *97VTN1202422A* | Split System | 55500 | 16 | 9 | 2.14 | R-454B | 650
217932042 | AIRQUEST | Q5H9V60*K*AAA* | EA*5X61M21A* | *80VSL0902120B* | Split System | 55500 | 16 | 9 | 2.14 | R-454B | 650
217932417 | AIRQUEST | Q5H9V60*K*AAA* | EA*5X61M21A* | *97VTN1002120A* | Split System | 55500 | 16 | 9 | 2.14 | R-454B | 650
217932928 | AIRQUEST | Q5H9V60*K*AAA* | EA*5X61M24A* | *96VTN1202422B* | Split System | 55500 | 16 | 9 | 2.14 | R-454B | 650
217932147 | AIRQUEST | Q5H9V60*K*AAA* | EA*5X61M21A* | *80VTL0902120B* | Split System | 55500 | 16 | 9 | 2.14 | R-454B | 650
217932372 | AIRQUEST | Q5H9V60*K*AAA* | EA*5X61M21A* | *96VTN1002120B* | Split System | 55500 | 16 | 9 | 2.14 | R-454B | 650
217932380 | AIRQUEST | N5H9V60*K*AAA* | EA*5X61M21A* | *96VTN1002122B* | Split System | 56000 | 16 | 9 | 2.14 | R-454B | 650
217932425 | AIRQUEST | N5H9V60*K*AAA* | EA*5X61M21A* | *97VTN1002122A* | Split System | 56000 | 16 | 9 | 2.14 | R-454B | 650
217932951 | AIRQUEST | N5H9V60*K*AAA* | EA*5X61M24A* | *97VTN1002120A* | Split System | 56000 | 16 | 9 | 2.14 | R-454B | 650
217932560 | AIRQUEST | N5H9V60*K*AAA* | EA*5X61M24A* | *80CTL0902120B* | Split System | 56000 | 16 | 9 | 2.14 | R-454B | 650
217932891 | AIRQUEST | N5H9V60*K*AAA* | EA*5X61M24A* | *96VTN1002120B* | Split System | 56000 | 16 | 9 | 2.14 | R-454B | 650
217932575 | AIRQUEST | N5H9V60*K*AAA* | EA*5X61M24A* | *80CTL1102120B* | Split System | 56000 | 16 | 9 | 2.14 | R-454B | 650
217932711 | AIRQUEST | N5H9V60*K*AAA* | EA*5X61M24A* | *96VSN1002120B* | Split System | 56000 | 16 | 9 | 2.14 | R-454B | 650
217932470 | AIRQUEST | N5H9V60*K*AAA* | EA*5X61M24A* | *80VSL0902120B* | Split System | 56000 | 16 | 9 | 2.14 | R-454B | 650
217932898 | AIRQUEST | Q5H9V60*K*AAA* | EA*5X61M24A* | *96VTN1002120B* | Split System | 56000 | 16 | 9 | 2.14 | R-454B | 650
217932582 | AIRQUEST | Q5H9V60*K*AAA* | EA*5X61M24A* | *80CTL1102120B* | Split System | 56000 | 16 | 9 | 2.14 | R-454B | 650
217932597 | AIRQUEST | Q5H9V60*K*AAA* | EA*5X61M24A* | *80CTL1352422B* | Split System | 56000 | 16 | 9 | 2.14 | R-454B | 650
217932432 | AIRQUEST | Q5H9V60*K*AAA* | EA*5X61M21A* | *97VTN1002122A* | Split System | 56000 | 16 | 9 | 2.14 | R-454B | 650
217932718 | AIRQUEST | Q5H9V60*K*AAA* | EA*5X61M24A* | *96VSN1002120B* | Split System | 56000 | 16 | 9 | 2.14 | R-454B | 650
217932387 | AIRQUEST | Q5H9V60*K*AAA* | EA*5X61M21A* | *96VTN1002122B* | Split System | 56000 | 16 | 9 | 2.14 | R-454B | 650
217932958 | AIRQUEST | Q5H9V60*K*AAA* | EA*5X61M24A* | *97VTN1002120A* | Split System | 56000 | 16 | 9 | 2.14 | R-454B | 650
217932567 | AIRQUEST | Q5H9V60*K*AAA* | EA*5X61M24A* | *80CTL0902120B* | Split System | 56000 | 16 | 9 | 2.14 | R-454B | 650
217932477 | AIRQUEST | Q5H9V60*K*AAA* | EA*5X61M24A* | *80VSL0902120B* | Split System | 56000 | 16 | 9 | 2.14 | R-454B | 650
217932612 | AIRQUEST | Q5H9V60*K*AAA* | EA*5X61M24A* | *80VTL0902120B* | Split System | 56000 | 16 | 9 | 2.14 | R-454B | 650
217932846 | AIRQUEST | N5H9V60*K*AAA* | EA*5X61M24A* | *97CTN1002122A* | Split System | 56000 | 16 | 9 | 2.14 | R-454B | 650
217932666 | AIRQUEST | N5H9V60*K*AAA* | EA*5X61M24A* | *97CMN1002122B* | Split System | 56000 | 16 | 9 | 2.14 | R-454B | 650
217932125 | AIRQUEST | N5H9V60*K*AAA* | EA*5X61M21A* | *80CTL1102120B* | Split System | 56000 | 16 | 9 | 2.14 | R-454B | 650
217932801 | AIRQUEST | N5H9V60*K*AAA* | EA*5X61M24A* | *96CTN1002122B* | Split System | 56000 | 16 | 9 | 2.14 | R-454B | 650
217932808 | AIRQUEST | Q5H9V60*K*AAA* | EA*5X61M24A* | *96CTN1002122B* | Split System | 56000 | 16 | 9 | 2.14 | R-454B | 650
217932132 | AIRQUEST | Q5H9V60*K*AAA* | EA*5X61M21A* | *80CTL1102120B* | Split System | 56000 | 16 | 9 | 2.14 | R-454B | 650
217932853 | AIRQUEST | Q5H9V60*K*AAA* | EA*5X61M24A* | *97CTN1002122A* | Split System | 56000 | 16 | 9 | 2.14 | R-454B | 650
217932996 | AIRQUEST | N5H9V60*K*AAA* | EA*5X61M24A* | OLV154F20A | Split System | 56500 | 16 | 9 | 2.14 | R-454B | 650
217933003 | AIRQUEST | Q5H9V60*K*AAA* | EA*5X61M24A* | OLV154F20A | Split System | 56500 | 16 | 9 | 2.14 | R-454B | 650
217928924 | ARCOAIRE | N5H9V48*K*AAA* | EA*5X48M21A* | *96VTN0802120B* | Split System | 45000 | 16 | 9 | 2.08 | R-454B | 650
217928976 | ARCOAIRE | N5H9V48*K*AAA* | EA*5X48M21A* | *97VTN0802120A* | Split System | 45000 | 16 | 9 | 2.08 | R-454B | 650
217928690 | ARCOAIRE | N5H9V48*K*AAA* | EA*5X48M21A* | *80CTL0702120B* | Split System | 45000 | 16 | 9 | 2.08 | R-454B | 650
217928833 | ARCOAIRE | N5H9V48*K*AAA* | EA*5X48M21A* | *95MSU0802120A* | Split System | 45000 | 16 | 9 | 2.08 | R-454B | 650
217928807 | ARCOAIRE | N5H9V48*K*AAA* | EA*5X48M21A* | *96VSN0802120B* | Split System | 45000 | 16 | 9 | 2.08 | R-454B | 650
217929354 | ARCOAIRE | N5H9V48*K*AAA* | EA*5X60M24A* | *96VTN1202422B* | Split System | 46000 | 16 | 9 | 2.08 | R-454B | 650
217929406 | ARCOAIRE | N5H9V48*K*AAA* | EA*5X60M24A* | *97VTN1202422A* | Split System | 46000 | 16 | 9 | 2.08 | R-454B | 650
217929119 | ARCOAIRE | N5H9V48*K*AAA* | EA*5X60M24A* | *80CTL0902120B* | Split System | 46500 | 16 | 9 | 2.08 | R-454B | 650
217931177 | ARCOAIRE | N5H9V48*K*AAA* | ESH5X60M12A* | *95MSU1002120A* | Split System | 46500 | 16 | 9 | 2.08 | R-454B | 650
217931268 | ARCOAIRE | N5H9V48*K*AAA* | ESH5X60M12A* | *97CTN1002122A* | Split System | 46500 | 16 | 9 | 2.08 | R-454B | 650
217930812 | ARCOAIRE | N5H9V48*K*AAA* | ESH5X60M12A* | *80CSU1002120B* | Split System | 46500 | 16 | 9 | 2.08 | R-454B | 650
217931060 | ARCOAIRE | N5H9V48*K*AAA* | ESH5X60M12A* | *97CMN1002122B* | Split System | 46500 | 16 | 9 | 2.08 | R-454B | 650
217931216 | ARCOAIRE | N5H9V48*K*AAA* | ESH5X60M12A* | *96CTN1002122B* | Split System | 46500 | 16 | 9 | 2.08 | R-454B | 650
217931138 | ARCOAIRE | N5H9V48*K*AAA* | ESH5X60M12A* | *96VSN1202422B* | Split System | 46500 | 16 | 9 | 2.08 | R-454B | 650
217929601 | ARCOAIRE | N5H9V48*K*AAA* | EA*5X61M21A* | *80VTL0701716B* | Split System | 46500 | 16 | 9 | 2.08 | R-454B | 650
217929484 | ARCOAIRE | N5H9V48*K*AAA* | EA*5X61M21A* | *80VSL0701716B* | Split System | 46500 | 16 | 9 | 2.08 | R-454B | 650
217929237 | ARCOAIRE | N5H9V48*K*AAA* | EA*5X60M24A* | *96VSN1002120B* | Split System | 46500 | 16 | 9 | 2.08 | R-454B | 650
217929653 | ARCOAIRE | N5H9V48*K*AAA* | EA*5X61M21A* | *97CMN0802120B* | Split System | 47000 | 16 | 9 | 2.08 | R-454B | 650
217930135 | ARCOAIRE | N5H9V48*K*AAA* | EA*5X61M24A* | *96CTN0802120B* | Split System | 47000 | 16 | 9 | 2.08 | R-454B | 650
217930252 | ARCOAIRE | N5H9V48*K*AAA* | EA*5X61M24A* | *96VTN1202422B* | Split System | 47000 | 16 | 9 | 2.08 | R-454B | 650
217930304 | ARCOAIRE | N5H9V48*K*AAA* | EA*5X61M24A* | *97VTN1202422A* | Split System | 47000 | 16 | 9 | 2.08 | R-454B | 650
217930174 | ARCOAIRE | N5H9V48*K*AAA* | EA*5X61M24A* | *97CTN0802120A* | Split System | 47000 | 16 | 9 | 2.08 | R-454B | 650
217930057 | ARCOAIRE | N5H9V48*K*AAA* | EA*5X61M24A* | *97CMN1002122B* | Split System | 47500 | 16 | 9 | 2.08 | R-454B | 650
217930148 | ARCOAIRE | N5H9V48*K*AAA* | EA*5X61M24A* | *96CTN1002122B* | Split System | 47500 | 16 | 9 | 2.08 | R-454B | 650
217930096 | ARCOAIRE | N5H9V48*K*AAA* | EA*5X61M24A* | *96VSN1202422B* | Split System | 47500 | 16 | 9 | 2.08 | R-454B | 650
217930187 | ARCOAIRE | N5H9V48*K*AAA* | EA*5X61M24A* | *97CTN1002122A* | Split System | 47500 | 16 | 9 | 2.08 | R-454B | 650
217928599 | ARCOAIRE | N5H9V48*K*AAA* | EA*5X48M21A* | *80CSU1002120B* | Split System | 45000 | 16 | 9 | 2.1 | R-454B | 650
217928573 | ARCOAIRE | N5H9V48*K*AAA* | EA*5X48M21A* | *80CSU0601716B* | Split System | 45000 | 16 | 9 | 2.1 | R-454B | 650
217928820 | ARCOAIRE | N5H9V48*K*AAA* | EA*5X48M21A* | *96VSN1002120B* | Split System | 45000 | 16 | 9 | 2.1 | R-454B | 650
217931047 | ARCOAIRE | N5H9V48*K*AAA* | ESH5X60M12A* | *97CMN0802120B* | Split System | 46000 | 16 | 9 | 2.1 | R-454B | 650
217930825 | ARCOAIRE | N5H9V48*K*AAA* | ESH5X60M12A* | *80VSL0902120B* | Split System | 46500 | 16 | 9 | 2.1 | R-454B | 650
217929796 | ARCOAIRE | N5H9V48*K*AAA* | EA*5X61M21A* | *96VTN0802120B* | Split System | 46500 | 16 | 9 | 2.1 | R-454B | 650
217931190 | ARCOAIRE | N5H9V48*K*AAA* | ESH5X60M12A* | *95MSU1002122A* | Split System | 46500 | 16 | 9 | 2.1 | R-454B | 650
217929250 | ARCOAIRE | N5H9V48*K*AAA* | EA*5X60M24A* | *96VSN1202422B* | Split System | 46500 | 16 | 9 | 2.1 | R-454B | 650
217929380 | ARCOAIRE | N5H9V48*K*AAA* | EA*5X60M24A* | *97VTN1002120A* | Split System | 46500 | 16 | 9 | 2.1 | R-454B | 650
217930864 | ARCOAIRE | N5H9V48*K*AAA* | ESH5X60M12A* | *80MSU0601716A* | Split System | 46500 | 16 | 9 | 2.1 | R-454B | 650
217931021 | ARCOAIRE | N5H9V48*K*AAA* | ESH5X60M12A* | *95CSU1002122B* | Split System | 46500 | 16 | 9 | 2.1 | R-454B | 650
217931073 | ARCOAIRE | N5H9V48*K*AAA* | ESH5X60M12A* | *97CMN1202422B* | Split System | 46500 | 16 | 9 | 2.1 | R-454B | 650
217929067 | ARCOAIRE | N5H9V48*K*AAA* | EA*5X60M24A* | *80VSL1102122B* | Split System | 46500 | 16 | 9 | 2.1 | R-454B | 650
217929276 | ARCOAIRE | N5H9V48*K*AAA* | EA*5X60M24A* | *95MSU1002122A* | Split System | 46500 | 16 | 9 | 2.1 | R-454B | 650
217930955 | ARCOAIRE | N5H9V48*K*AAA* | ESH5X60M12A* | *80CTL1352422B* | Split System | 46500 | 16 | 9 | 2.1 | R-454B | 650
217929835 | ARCOAIRE | N5H9V48*K*AAA* | EA*5X61M21A* | *97VTN0802120A* | Split System | 46500 | 16 | 9 | 2.1 | R-454B | 650
217930838 | ARCOAIRE | N5H9V48*K*AAA* | ESH5X60M12A* | *80VSL1102122B* | Split System | 46500 | 16 | 9 | 2.1 | R-454B | 650
217931398 | ARCOAIRE | N5H9V48*K*AAA* | ESH5X60M12A* | *97VTN1002122A* | Split System | 46500 | 16 | 9 | 2.1 | R-454B | 650
217930890 | ARCOAIRE | N5H9V48*K*AAA* | ESH5X60M12A* | *80MSU1002120A* | Split System | 46500 | 16 | 9 | 2.1 | R-454B | 650
217930942 | ARCOAIRE | N5H9V48*K*AAA* | ESH5X60M12A* | *80CTL1102120B* | Split System | 46500 | 16 | 9 | 2.1 | R-454B | 650
217930981 | ARCOAIRE | N5H9V48*K*AAA* | ESH5X60M12A* | *80VTL1102122B* | Split System | 46500 | 16 | 9 | 2.1 | R-454B | 650
217929679 | ARCOAIRE | N5H9V48*K*AAA* | EA*5X61M21A* | *96VSN0802120B* | Split System | 46500 | 16 | 9 | 2.1 | R-454B | 650
217929080 | ARCOAIRE | N5H9V48*K*AAA* | EA*5X60M24A* | *80VSL1352422B* | Split System | 46500 | 16 | 9 | 2.1 | R-454B | 650
217930851 | ARCOAIRE | N5H9V48*K*AAA* | ESH5X60M12A* | *80VSL1352422B* | Split System | 46500 | 16 | 9 | 2.1 | R-454B | 650
217931333 | ARCOAIRE | N5H9V48*K*AAA* | ESH5X60M12A* | *96VTN1002122B* | Split System | 46500 | 16 | 9 | 2.1 | R-454B | 650
217929106 | ARCOAIRE | N5H9V48*K*AAA* | EA*5X60M24A* | *80MSU1002120A* | Split System | 46500 | 16 | 9 | 2.1 | R-454B | 650
217929705 | ARCOAIRE | N5H9V48*K*AAA* | EA*5X61M21A* | *95MSU0802120A* | Split System | 47000 | 16 | 9 | 2.1 | R-454B | 650
217930083 | ARCOAIRE | N5H9V48*K*AAA* | EA*5X61M24A* | *96VSN1002120B* | Split System | 47000 | 16 | 9 | 2.1 | R-454B | 650
217929744 | ARCOAIRE | N5H9V48*K*AAA* | EA*5X61M21A* | *96CTN0802120B* | Split System | 47000 | 16 | 9 | 2.1 | R-454B | 650
217930226 | ARCOAIRE | N5H9V48*K*AAA* | EA*5X61M24A* | *96VTN1002120B* | Split System | 47000 | 16 | 9 | 2.1 | R-454B | 650
217930278 | ARCOAIRE | N5H9V48*K*AAA* | EA*5X61M24A* | *97VTN1002120A* | Split System | 47000 | 16 | 9 | 2.1 | R-454B | 650
217930109 | ARCOAIRE | N5H9V48*K*AAA* | EA*5X61M24A* | *95MSU1002120A* | Split System | 47000 | 16 | 9 | 2.1 | R-454B | 650
217929627 | ARCOAIRE | N5H9V48*K*AAA* | EA*5X61M21A* | *95CSU0802120B* | Split System | 47000 | 16 | 9 | 2.1 | R-454B | 650
217929770 | ARCOAIRE | N5H9V48*K*AAA* | EA*5X61M21A* | *97CTN0802120A* | Split System | 47000 | 16 | 9 | 2.1 | R-454B | 650
217929926 | ARCOAIRE | N5H9V48*K*AAA* | EA*5X61M24A* | *80VSL1352422B* | Split System | 47500 | 16 | 9 | 2.1 | R-454B | 650
217930017 | ARCOAIRE | N5H9V48*K*AAA* | EA*5X61M24A* | *80VTL1102122B* | Split System | 47500 | 16 | 9 | 2.1 | R-454B | 650
217930317 | ARCOAIRE | N5H9V48*K*AAA* | EA*5X61M24A* | OLV154F20A | Split System | 47500 | 16 | 9 | 2.1 | R-454B | 650
217930239 | ARCOAIRE | N5H9V48*K*AAA* | EA*5X61M24A* | *96VTN1002122B* | Split System | 47500 | 16 | 9 | 2.1 | R-454B | 650
217930291 | ARCOAIRE | N5H9V48*K*AAA* | EA*5X61M24A* | *97VTN1002122A* | Split System | 47500 | 16 | 9 | 2.1 | R-454B | 650
217929939 | ARCOAIRE | N5H9V48*K*AAA* | EA*5X61M24A* | *80MSU1002120A* | Split System | 47500 | 16 | 9 | 2.1 | R-454B | 650
217929900 | ARCOAIRE | N5H9V48*K*AAA* | EA*5X61M24A* | *80VSL0902120B* | Split System | 47500 | 16 | 9 | 2.1 | R-454B | 650
217930004 | ARCOAIRE | N5H9V48*K*AAA* | EA*5X61M24A* | *80VTL0902120B* | Split System | 47500 | 16 | 9 | 2.1 | R-454B | 650
217931493 | ARCOAIRE | N5H9V60*K*AAA* | EA*5X60M24A* | *80VSL0902120B* | Split System | 54500 | 16 | 9 | 2.12 | R-454B | 650
217931809 | ARCOAIRE | N5H9V60*K*AAA* | EA*5X60M24A* | *96CTN1202422B* | Split System | 54500 | 16 | 9 | 2.12 | R-454B | 650
217931854 | ARCOAIRE | N5H9V60*K*AAA* | EA*5X60M24A* | *97CTN1202422A* | Split System | 54500 | 16 | 9 | 2.12 | R-454B | 650
217931613 | ARCOAIRE | N5H9V60*K*AAA* | EA*5X60M24A* | *80VTL0902120B* | Split System | 54500 | 16 | 9 | 2.12 | R-454B | 650
217931816 | ARCOAIRE | Q5H9V60*K*AAA* | EA*5X60M24A* | *96CTN1202422B* | Split System | 54500 | 16 | 9 | 2.12 | R-454B | 650
217931500 | ARCOAIRE | Q5H9V60*K*AAA* | EA*5X60M24A* | *80VSL0902120B* | Split System | 54500 | 16 | 9 | 2.12 | R-454B | 650
217931861 | ARCOAIRE | Q5H9V60*K*AAA* | EA*5X60M24A* | *97CTN1202422A* | Split System | 54500 | 16 | 9 | 2.12 | R-454B | 650
217931620 | ARCOAIRE | Q5H9V60*K*AAA* | EA*5X60M24A* | *80VTL0902120B* | Split System | 54500 | 16 | 9 | 2.12 | R-454B | 650
217931508 | ARCOAIRE | N5H9V60*K*AAA* | EA*5X60M24A* | *80VSL1102122B* | Split System | 55000 | 16 | 9 | 2.12 | R-454B | 650
217931628 | ARCOAIRE | N5H9V60*K*AAA* | EA*5X60M24A* | *80VTL1102122B* | Split System | 55000 | 16 | 9 | 2.12 | R-454B | 650
217931515 | ARCOAIRE | Q5H9V60*K*AAA* | EA*5X60M24A* | *80VSL1102122B* | Split System | 55000 | 16 | 9 | 2.12 | R-454B | 650
217931989 | ARCOAIRE | N5H9V60*K*AAA* | EA*5X60M24A* | OLV154F20A | Split System | 55500 | 16 | 9 | 2.12 | R-454B | 650
217931996 | ARCOAIRE | Q5H9V60*K*AAA* | EA*5X60M24A* | OLV154F20A | Split System | 55500 | 16 | 9 | 2.12 | R-454B | 650
217932049 | ARCOAIRE | N5H9V60*K*AAA* | EA*5X61M21A* | *80VSL1102122B* | Split System | 56000 | 16 | 9 | 2.12 | R-454B | 650
217932056 | ARCOAIRE | Q5H9V60*K*AAA* | EA*5X61M21A* | *80VSL1102122B* | Split System | 56000 | 16 | 9 | 2.12 | R-454B | 650
217932139 | ARCOAIRE | N5H9V60*K*AAA* | EA*5X61M21A* | *80VTL0902120B* | Split System | 55500 | 16 | 9 | 2.14 | R-454B | 650
217932409 | ARCOAIRE | N5H9V60*K*AAA* | EA*5X61M21A* | *97VTN1002120A* | Split System | 55500 | 16 | 9 | 2.14 | R-454B | 650
217932034 | ARCOAIRE | N5H9V60*K*AAA* | EA*5X61M21A* | *80VSL0902120B* | Split System | 55500 | 16 | 9 | 2.14 | R-454B | 650
217932364 | ARCOAIRE | N5H9V60*K*AAA* | EA*5X61M21A* | *96VTN1002120B* | Split System | 55500 | 16 | 9 | 2.14 | R-454B | 650
217932920 | ARCOAIRE | N5H9V60*K*AAA* | EA*5X61M24A* | *96VTN1202422B* | Split System | 55500 | 16 | 9 | 2.14 | R-454B | 650
217932980 | ARCOAIRE | N5H9V60*K*AAA* | EA*5X61M24A* | *97VTN1202422A* | Split System | 55500 | 16 | 9 | 2.14 | R-454B | 650
217932987 | ARCOAIRE | Q5H9V60*K*AAA* | EA*5X61M24A* | *97VTN1202422A* | Split System | 55500 | 16 | 9 | 2.14 | R-454B | 650
217932041 | ARCOAIRE | Q5H9V60*K*AAA* | EA*5X61M21A* | *80VSL0902120B* | Split System | 55500 | 16 | 9 | 2.14 | R-454B | 650
217932927 | ARCOAIRE | Q5H9V60*K*AAA* | EA*5X61M24A* | *96VTN1202422B* | Split System | 55500 | 16 | 9 | 2.14 | R-454B | 650
217932146 | ARCOAIRE | Q5H9V60*K*AAA* | EA*5X61M21A* | *80VTL0902120B* | Split System | 55500 | 16 | 9 | 2.14 | R-454B | 650
217932416 | ARCOAIRE | Q5H9V60*K*AAA* | EA*5X61M21A* | *97VTN1002120A* | Split System | 55500 | 16 | 9 | 2.14 | R-454B | 650
217932371 | ARCOAIRE | Q5H9V60*K*AAA* | EA*5X61M21A* | *96VTN1002120B* | Split System | 55500 | 16 | 9 | 2.14 | R-454B | 650
217932469 | ARCOAIRE | N5H9V60*K*AAA* | EA*5X61M24A* | *80VSL0902120B* | Split System | 56000 | 16 | 9 | 2.14 | R-454B | 650
217932424 | ARCOAIRE | N5H9V60*K*AAA* | EA*5X61M21A* | *97VTN1002122A* | Split System | 56000 | 16 | 9 | 2.14 | R-454B | 650
217932589 | ARCOAIRE | N5H9V60*K*AAA* | EA*5X61M24A* | *80CTL1352422B* | Split System | 56000 | 16 | 9 | 2.14 | R-454B | 650
217932890 | ARCOAIRE | N5H9V60*K*AAA* | EA*5X61M24A* | *96VTN1002120B* | Split System | 56000 | 16 | 9 | 2.14 | R-454B | 650
217932574 | ARCOAIRE | N5H9V60*K*AAA* | EA*5X61M24A* | *80CTL1102120B* | Split System | 56000 | 16 | 9 | 2.14 | R-454B | 650
217932950 | ARCOAIRE | N5H9V60*K*AAA* | EA*5X61M24A* | *97VTN1002120A* | Split System | 56000 | 16 | 9 | 2.14 | R-454B | 650
217932559 | ARCOAIRE | N5H9V60*K*AAA* | EA*5X61M24A* | *80CTL0902120B* | Split System | 56000 | 16 | 9 | 2.14 | R-454B | 650
217932379 | ARCOAIRE | N5H9V60*K*AAA* | EA*5X61M21A* | *96VTN1002122B* | Split System | 56000 | 16 | 9 | 2.14 | R-454B | 650
217932710 | ARCOAIRE | N5H9V60*K*AAA* | EA*5X61M24A* | *96VSN1002120B* | Split System | 56000 | 16 | 9 | 2.14 | R-454B | 650
217932581 | ARCOAIRE | Q5H9V60*K*AAA* | EA*5X61M24A* | *80CTL1102120B* | Split System | 56000 | 16 | 9 | 2.14 | R-454B | 650
217932897 | ARCOAIRE | Q5H9V60*K*AAA* | EA*5X61M24A* | *96VTN1002120B* | Split System | 56000 | 16 | 9 | 2.14 | R-454B | 650
217932957 | ARCOAIRE | Q5H9V60*K*AAA* | EA*5X61M24A* | *97VTN1002120A* | Split System | 56000 | 16 | 9 | 2.14 | R-454B | 650
217932717 | ARCOAIRE | Q5H9V60*K*AAA* | EA*5X61M24A* | *96VSN1002120B* | Split System | 56000 | 16 | 9 | 2.14 | R-454B | 650
217932566 | ARCOAIRE | Q5H9V60*K*AAA* | EA*5X61M24A* | *80CTL0902120B* | Split System | 56000 | 16 | 9 | 2.14 | R-454B | 650
217932611 | ARCOAIRE | Q5H9V60*K*AAA* | EA*5X61M24A* | *80VTL0902120B* | Split System | 56000 | 16 | 9 | 2.14 | R-454B | 650
217932476 | ARCOAIRE | Q5H9V60*K*AAA* | EA*5X61M24A* | *80VSL0902120B* | Split System | 56000 | 16 | 9 | 2.14 | R-454B | 650
217932431 | ARCOAIRE | Q5H9V60*K*AAA* | EA*5X61M21A* | *97VTN1002122A* | Split System | 56000 | 16 | 9 | 2.14 | R-454B | 650
217932596 | ARCOAIRE | Q5H9V60*K*AAA* | EA*5X61M24A* | *80CTL1352422B* | Split System | 56000 | 16 | 9 | 2.14 | R-454B | 650
217932124 | ARCOAIRE | N5H9V60*K*AAA* | EA*5X61M21A* | *80CTL1102120B* | Split System | 56000 | 16 | 9 | 2.14 | R-454B | 650
217932800 | ARCOAIRE | N5H9V60*K*AAA* | EA*5X61M24A* | *96CTN1002122B* | Split System | 56000 | 16 | 9 | 2.14 | R-454B | 650
217932845 | ARCOAIRE | N5H9V60*K*AAA* | EA*5X61M24A* | *97CTN1002122A* | Split System | 56000 | 16 | 9 | 2.14 | R-454B | 650
217932665 | ARCOAIRE | N5H9V60*K*AAA* | EA*5X61M24A* | *97CMN1002122B* | Split System | 56000 | 16 | 9 | 2.14 | R-454B | 650
217932852 | ARCOAIRE | Q5H9V60*K*AAA* | EA*5X61M24A* | *97CTN1002122A* | Split System | 56000 | 16 | 9 | 2.14 | R-454B | 650
217932672 | ARCOAIRE | Q5H9V60*K*AAA* | EA*5X61M24A* | *97CMN1002122B* | Split System | 56000 | 16 | 9 | 2.14 | R-454B | 650
217932131 | ARCOAIRE | Q5H9V60*K*AAA* | EA*5X61M21A* | *80CTL1102120B* | Split System | 56000 | 16 | 9 | 2.14 | R-454B | 650
217932995 | ARCOAIRE | N5H9V60*K*AAA* | EA*5X61M24A* | OLV154F20A | Split System | 56500 | 16 | 9 | 2.14 | R-454B | 650
217933002 | ARCOAIRE | Q5H9V60*K*AAA* | EA*5X61M24A* | OLV154F20A | Split System | 56500 | 16 | 9 | 2.14 | R-454B | 650
217928975 | BRYANT HEATING AND COOLING SYSTEMS | 249VAN048**AA* | CAA**4821AM* | 927TA60080V21*** | Split System | 45000 | 16 | 9 | 2.08 | R-454B | 650
217928806 | BRYANT HEATING AND COOLING SYSTEMS | 249VAN048**AA* | CAA**4821AM* | 926SB60080V21*** | Split System | 45000 | 16 | 9 | 2.08 | R-454B | 650
217928689 | BRYANT HEATING AND COOLING SYSTEMS | 249VAN048**AA* | CAA**4821AM* | 88*TB60070C21*** | Split System | 45000 | 16 | 9 | 2.08 | R-454B | 650
217928832 | BRYANT HEATING AND COOLING SYSTEMS | 249VAN048**AA* | CAA**4821AM* | 935SB60080M21*** | Split System | 45000 | 16 | 9 | 2.08 | R-454B | 650
217928923 | BRYANT HEATING AND COOLING SYSTEMS | 249VAN048**AA* | CAA**4821AM* | 926TC60080V21*** | Split System | 45000 | 16 | 9 | 2.08 | R-454B | 650
217929405 | BRYANT HEATING AND COOLING SYSTEMS | 249VAN048**AA* | CAA**6024AM* | 927TA66120V24*** | Split System | 46000 | 16 | 9 | 2.08 | R-454B | 650
217929353 | BRYANT HEATING AND COOLING SYSTEMS | 249VAN048**AA* | CAA**6024AM* | 926TC66120V24*** | Split System | 46000 | 16 | 9 | 2.08 | R-454B | 650
217929118 | BRYANT HEATING AND COOLING SYSTEMS | 249VAN048**AA* | CAA**6024AM* | 88*TB60090C21*** | Split System | 46500 | 16 | 9 | 2.08 | R-454B | 650
217931215 | BRYANT HEATING AND COOLING SYSTEMS | 249VAN048**AA* | CSAH*6012AM* | 986TD66100C21*** | Split System | 46500 | 16 | 9 | 2.08 | R-454B | 650
217931137 | BRYANT HEATING AND COOLING SYSTEMS | 249VAN048**AA* | CSAH*6012AM* | 926SB66120V24*** | Split System | 46500 | 16 | 9 | 2.08 | R-454B | 650
217931059 | BRYANT HEATING AND COOLING SYSTEMS | 249VAN048**AA* | CSAH*6012AM* | 987MC66100C21*** | Split System | 46500 | 16 | 9 | 2.08 | R-454B | 650
217931176 | BRYANT HEATING AND COOLING SYSTEMS | 249VAN048**AA* | CSAH*6012AM* | 935SB60100M21*** | Split System | 46500 | 16 | 9 | 2.08 | R-454B | 650
217931267 | BRYANT HEATING AND COOLING SYSTEMS | 249VAN048**AA* | CSAH*6012AM* | 987TA66100C21*** | Split System | 46500 | 16 | 9 | 2.08 | R-454B | 650
217930811 | BRYANT HEATING AND COOLING SYSTEMS | 249VAN048**AA* | CSAH*6012AM* | 83*CB60100C21*** | Split System | 46500 | 16 | 9 | 2.08 | R-454B | 650
217929483 | BRYANT HEATING AND COOLING SYSTEMS | 249VAN048**AA* | CAA**6121AM* | 82*SB48070V17*** | Split System | 46500 | 16 | 9 | 2.08 | R-454B | 650
217929600 | BRYANT HEATING AND COOLING SYSTEMS | 249VAN048**AA* | CAA**6121AM* | 82*TB48070V17*** | Split System | 46500 | 16 | 9 | 2.08 | R-454B | 650
217929236 | BRYANT HEATING AND COOLING SYSTEMS | 249VAN048**AA* | CAA**6024AM* | 926SB60100V21*** | Split System | 46500 | 16 | 9 | 2.08 | R-454B | 650
217929652 | BRYANT HEATING AND COOLING SYSTEMS | 249VAN048**AA* | CAA**6121AM* | 987MC60080C21*** | Split System | 47000 | 16 | 9 | 2.08 | R-454B | 650
217930251 | BRYANT HEATING AND COOLING SYSTEMS | 249VAN048**AA* | CAA**6124AM* | 926TC66120V24*** | Split System | 47000 | 16 | 9 | 2.08 | R-454B | 650
217930303 | BRYANT HEATING AND COOLING SYSTEMS | 249VAN048**AA* | CAA**6124AM* | 927TA66120V24*** | Split System | 47000 | 16 | 9 | 2.08 | R-454B | 650
217930134 | BRYANT HEATING AND COOLING SYSTEMS | 249VAN048**AA* | CAA**6124AM* | 986TD60080C21*** | Split System | 47000 | 16 | 9 | 2.08 | R-454B | 650
217930173 | BRYANT HEATING AND COOLING SYSTEMS | 249VAN048**AA* | CAA**6124AM* | 987TA60080C21*** | Split System | 47000 | 16 | 9 | 2.08 | R-454B | 650
217930056 | BRYANT HEATING AND COOLING SYSTEMS | 249VAN048**AA* | CAA**6124AM* | 987MC66100C21*** | Split System | 47500 | 16 | 9 | 2.08 | R-454B | 650
217930147 | BRYANT HEATING AND COOLING SYSTEMS | 249VAN048**AA* | CAA**6124AM* | 986TD66100C21*** | Split System | 47500 | 16 | 9 | 2.08 | R-454B | 650
217930186 | BRYANT HEATING AND COOLING SYSTEMS | 249VAN048**AA* | CAA**6124AM* | 987TA66100C21*** | Split System | 47500 | 16 | 9 | 2.08 | R-454B | 650
217930095 | BRYANT HEATING AND COOLING SYSTEMS | 249VAN048**AA* | CAA**6124AM* | 926SB66120V24*** | Split System | 47500 | 16 | 9 | 2.08 | R-454B | 650
217928728 | BRYANT HEATING AND COOLING SYSTEMS | 249VAN048**AA* | CAA**4821AM* | 82*TB48070V17*** | Split System | 44500 | 16 | 9 | 2.1 | R-454B | 650
217928598 | BRYANT HEATING AND COOLING SYSTEMS | 249VAN048**AA* | CAA**4821AM* | 83*CB60100C21*** | Split System | 45000 | 16 | 9 | 2.1 | R-454B | 650
217928819 | BRYANT HEATING AND COOLING SYSTEMS | 249VAN048**AA* | CAA**4821AM* | 926SB60100V21*** | Split System | 45000 | 16 | 9 | 2.1 | R-454B | 650
217928572 | BRYANT HEATING AND COOLING SYSTEMS | 249VAN048**AA* | CAA**4821AM* | 83*CB48060C17*** | Split System | 45000 | 16 | 9 | 2.1 | R-454B | 650
217931046 | BRYANT HEATING AND COOLING SYSTEMS | 249VAN048**AA* | CSAH*6012AM* | 987MC60080C21*** | Split System | 46000 | 16 | 9 | 2.1 | R-454B | 650
217930941 | BRYANT HEATING AND COOLING SYSTEMS | 249VAN048**AA* | CSAH*6012AM* | 88*TB60110C21*** | Split System | 46500 | 16 | 9 | 2.1 | R-454B | 650
217930824 | BRYANT HEATING AND COOLING SYSTEMS | 249VAN048**AA* | CSAH*6012AM* | 82*SB60090V21*** | Split System | 46500 | 16 | 9 | 2.1 | R-454B | 650
217929249 | BRYANT HEATING AND COOLING SYSTEMS | 249VAN048**AA* | CAA**6024AM* | 926SB66120V24*** | Split System | 46500 | 16 | 9 | 2.1 | R-454B | 650
217929678 | BRYANT HEATING AND COOLING SYSTEMS | 249VAN048**AA* | CAA**6121AM* | 926SB60080V21*** | Split System | 46500 | 16 | 9 | 2.1 | R-454B | 650
217929834 | BRYANT HEATING AND COOLING SYSTEMS | 249VAN048**AA* | CAA**6121AM* | 927TA60080V21*** | Split System | 46500 | 16 | 9 | 2.1 | R-454B | 650
217930850 | BRYANT HEATING AND COOLING SYSTEMS | 249VAN048**AA* | CSAH*6012AM* | 82*SB66135V24*** | Split System | 46500 | 16 | 9 | 2.1 | R-454B | 650
217929066 | BRYANT HEATING AND COOLING SYSTEMS | 249VAN048**AA* | CAA**6024AM* | 82*SB66110V21*** | Split System | 46500 | 16 | 9 | 2.1 | R-454B | 650
217931436 | BRYANT HEATING AND COOLING SYSTEMS | 249VAN048**AA* | CSAH*6012AM* | OVLAAB060154 | Split System | 46500 | 16 | 9 | 2.1 | R-454B | 650
217929079 | BRYANT HEATING AND COOLING SYSTEMS | 249VAN048**AA* | CAA**6024AM* | 82*SB66135V24*** | Split System | 46500 | 16 | 9 | 2.1 | R-454B | 650
217929275 | BRYANT HEATING AND COOLING SYSTEMS | 249VAN048**AA* | CAA**6024AM* | 935SB66100M21*** | Split System | 46500 | 16 | 9 | 2.1 | R-454B | 650
217929379 | BRYANT HEATING AND COOLING SYSTEMS | 249VAN048**AA* | CAA**6024AM* | 927TA60100V21*** | Split System | 46500 | 16 | 9 | 2.1 | R-454B | 650
217930980 | BRYANT HEATING AND COOLING SYSTEMS | 249VAN048**AA* | CSAH*6012AM* | 82*TB66110V21*** | Split System | 46500 | 16 | 9 | 2.1 | R-454B | 650
217931332 | BRYANT HEATING AND COOLING SYSTEMS | 249VAN048**AA* | CSAH*6012AM* | 926TC66100V21*** | Split System | 46500 | 16 | 9 | 2.1 | R-454B | 650
217930837 | BRYANT HEATING AND COOLING SYSTEMS | 249VAN048**AA* | CSAH*6012AM* | 82*SB66110V21*** | Split System | 46500 | 16 | 9 | 2.1 | R-454B | 650
217929795 | BRYANT HEATING AND COOLING SYSTEMS | 249VAN048**AA* | CAA**6121AM* | 926TC60080V21*** | Split System | 46500 | 16 | 9 | 2.1 | R-454B | 650
217929183 | BRYANT HEATING AND COOLING SYSTEMS | 249VAN048**AA* | CAA**6024AM* | 82*TB66135V24*** | Split System | 46500 | 16 | 9 | 2.1 | R-454B | 650
217931189 | BRYANT HEATING AND COOLING SYSTEMS | 249VAN048**AA* | CSAH*6012AM* | 935SB66100M21*** | Split System | 46500 | 16 | 9 | 2.1 | R-454B | 650
217930863 | BRYANT HEATING AND COOLING SYSTEMS | 249VAN048**AA* | CSAH*6012AM* | 83*SB48060M17*** | Split System | 46500 | 16 | 9 | 2.1 | R-454B | 650
217930954 | BRYANT HEATING AND COOLING SYSTEMS | 249VAN048**AA* | CSAH*6012AM* | 88*TB66135C24*** | Split System | 46500 | 16 | 9 | 2.1 | R-454B | 650
217931020 | BRYANT HEATING AND COOLING SYSTEMS | 249VAN048**AA* | CSAH*6012AM* | 935CB66100C21*** | Split System | 46500 | 16 | 9 | 2.1 | R-454B | 650
217931397 | BRYANT HEATING AND COOLING SYSTEMS | 249VAN048**AA* | CSAH*6012AM* | 927TA66100V21*** | Split System | 46500 | 16 | 9 | 2.1 | R-454B | 650
217930889 | BRYANT HEATING AND COOLING SYSTEMS | 249VAN048**AA* | CSAH*6012AM* | 83*SB60100M21*** | Split System | 46500 | 16 | 9 | 2.1 | R-454B | 650
217930993 | BRYANT HEATING AND COOLING SYSTEMS | 249VAN048**AA* | CSAH*6012AM* | 82*TB66135V24*** | Split System | 46500 | 16 | 9 | 2.1 | R-454B | 650
217930967 | BRYANT HEATING AND COOLING SYSTEMS | 249VAN048**AA* | CSAH*6012AM* | 82*TB60090V21*** | Split System | 46500 | 16 | 9 | 2.1 | R-454B | 650
217929327 | BRYANT HEATING AND COOLING SYSTEMS | 249VAN048**AA* | CAA**6024AM* | 926TC60100V21*** | Split System | 46500 | 16 | 9 | 2.1 | R-454B | 650
217931072 | BRYANT HEATING AND COOLING SYSTEMS | 249VAN048**AA* | CSAH*6012AM* | 987MC66120C24*** | Split System | 46500 | 16 | 9 | 2.1 | R-454B | 650
217929105 | BRYANT HEATING AND COOLING SYSTEMS | 249VAN048**AA* | CAA**6024AM* | 83*SB60100M21*** | Split System | 46500 | 16 | 9 | 2.1 | R-454B | 650
217929704 | BRYANT HEATING AND COOLING SYSTEMS | 249VAN048**AA* | CAA**6121AM* | 935SB60080M21*** | Split System | 47000 | 16 | 9 | 2.1 | R-454B | 650
217930108 | BRYANT HEATING AND COOLING SYSTEMS | 249VAN048**AA* | CAA**6124AM* | 935SB60100M21*** | Split System | 47000 | 16 | 9 | 2.1 | R-454B | 650
217930225 | BRYANT HEATING AND COOLING SYSTEMS | 249VAN048**AA* | CAA**6124AM* | 926TC60100V21*** | Split System | 47000 | 16 | 9 | 2.1 | R-454B | 650
217929769 | BRYANT HEATING AND COOLING SYSTEMS | 249VAN048**AA* | CAA**6121AM* | 987TA60080C21*** | Split System | 47000 | 16 | 9 | 2.1 | R-454B | 650
217929743 | BRYANT HEATING AND COOLING SYSTEMS | 249VAN048**AA* | CAA**6121AM* | 986TD60080C21*** | Split System | 47000 | 16 | 9 | 2.1 | R-454B | 650
217929626 | BRYANT HEATING AND COOLING SYSTEMS | 249VAN048**AA* | CAA**6121AM* | 935CB60080C21*** | Split System | 47000 | 16 | 9 | 2.1 | R-454B | 650
217930277 | BRYANT HEATING AND COOLING SYSTEMS | 249VAN048**AA* | CAA**6124AM* | 927TA60100V21*** | Split System | 47000 | 16 | 9 | 2.1 | R-454B | 650
217930082 | BRYANT HEATING AND COOLING SYSTEMS | 249VAN048**AA* | CAA**6124AM* | 926SB60100V21*** | Split System | 47000 | 16 | 9 | 2.1 | R-454B | 650
217915224 | BRYANT HEATING AND COOLING SYSTEMS | 249VAN048**AA* | CVAMA4821XMA* | 935SB66100M21*** | Split System | 47000 | 16 | 9 | 2.1 | R-454B | 650
217930238 | BRYANT HEATING AND COOLING SYSTEMS | 249VAN048**AA* | CAA**6124AM* | 926TC66100V21*** | Split System | 47500 | 16 | 9 | 2.1 | R-454B | 650
217930290 | BRYANT HEATING AND COOLING SYSTEMS | 249VAN048**AA* | CAA**6124AM* | 927TA66100V21*** | Split System | 47500 | 16 | 9 | 2.1 | R-454B | 650
217930016 | BRYANT HEATING AND COOLING SYSTEMS | 249VAN048**AA* | CAA**6124AM* | 82*TB66110V21*** | Split System | 47500 | 16 | 9 | 2.1 | R-454B | 650
217929925 | BRYANT HEATING AND COOLING SYSTEMS | 249VAN048**AA* | CAA**6124AM* | 82*SB66135V24*** | Split System | 47500 | 16 | 9 | 2.1 | R-454B | 650
217929899 | BRYANT HEATING AND COOLING SYSTEMS | 249VAN048**AA* | CAA**6124AM* | 82*SB60090V21*** | Split System | 47500 | 16 | 9 | 2.1 | R-454B | 650
217930003 | BRYANT HEATING AND COOLING SYSTEMS | 249VAN048**AA* | CAA**6124AM* | 82*TB60090V21*** | Split System | 47500 | 16 | 9 | 2.1 | R-454B | 650
217929938 | BRYANT HEATING AND COOLING SYSTEMS | 249VAN048**AA* | CAA**6124AM* | 83*SB60100M21*** | Split System | 47500 | 16 | 9 | 2.1 | R-454B | 650
217931492 | BRYANT HEATING AND COOLING SYSTEMS | 249VAN060**AA* | CAA**6024AM* | 82*SB60090V21*** | Split System | 54500 | 16 | 9 | 2.12 | R-454B | 650
217931808 | BRYANT HEATING AND COOLING SYSTEMS | 249VAN060**AA* | CAA**6024AM* | 986TD66120C24*** | Split System | 54500 | 16 | 9 | 2.12 | R-454B | 650
217931612 | BRYANT HEATING AND COOLING SYSTEMS | 249VAN060**AA* | CAA**6024AM* | 82*TB60090V21*** | Split System | 54500 | 16 | 9 | 2.12 | R-454B | 650
217931853 | BRYANT HEATING AND COOLING SYSTEMS | 249VAN060**AA* | CAA**6024AM* | 987TA66120C24*** | Split System | 54500 | 16 | 9 | 2.12 | R-454B | 650
217931627 | BRYANT HEATING AND COOLING SYSTEMS | 249VAN060**AA* | CAA**6024AM* | 82*TB66110V21*** | Split System | 55000 | 16 | 9 | 2.12 | R-454B | 650
217931507 | BRYANT HEATING AND COOLING SYSTEMS | 249VAN060**AA* | CAA**6024AM* | 82*SB66110V21*** | Split System | 55000 | 16 | 9 | 2.12 | R-454B | 650
217931988 | BRYANT HEATING AND COOLING SYSTEMS | 249VAN060**AA* | CAA**6024AM* | OVLAAB060154 | Split System | 55500 | 16 | 9 | 2.12 | R-454B | 650
217932048 | BRYANT HEATING AND COOLING SYSTEMS | 249VAN060**AA* | CAA**6121AM* | 82*SB66110V21*** | Split System | 56000 | 16 | 9 | 2.12 | R-454B | 650
217932138 | BRYANT HEATING AND COOLING SYSTEMS | 249VAN060**AA* | CAA**6121AM* | 82*TB60090V21*** | Split System | 55500 | 16 | 9 | 2.14 | R-454B | 650
217932919 | BRYANT HEATING AND COOLING SYSTEMS | 249VAN060**AA* | CAA**6124AM* | 926TC66120V24*** | Split System | 55500 | 16 | 9 | 2.14 | R-454B | 650
217932408 | BRYANT HEATING AND COOLING SYSTEMS | 249VAN060**AA* | CAA**6121AM* | 927TA60100V21*** | Split System | 55500 | 16 | 9 | 2.14 | R-454B | 650
217932979 | BRYANT HEATING AND COOLING SYSTEMS | 249VAN060**AA* | CAA**6124AM* | 927TA66120V24*** | Split System | 55500 | 16 | 9 | 2.14 | R-454B | 650
217932363 | BRYANT HEATING AND COOLING SYSTEMS | 249VAN060**AA* | CAA**6121AM* | 926TC60100V21*** | Split System | 55500 | 16 | 9 | 2.14 | R-454B | 650
217932033 | BRYANT HEATING AND COOLING SYSTEMS | 249VAN060**AA* | CAA**6121AM* | 82*SB60090V21*** | Split System | 55500 | 16 | 9 | 2.14 | R-454B | 650
217932378 | BRYANT HEATING AND COOLING SYSTEMS | 249VAN060**AA* | CAA**6121AM* | 926TC66100V21*** | Split System | 56000 | 16 | 9 | 2.14 | R-454B | 650
217932603 | BRYANT HEATING AND COOLING SYSTEMS | 249VAN060**AA* | CAA**6124AM* | 82*TB60090V21*** | Split System | 56000 | 16 | 9 | 2.14 | R-454B | 650
217932468 | BRYANT HEATING AND COOLING SYSTEMS | 249VAN060**AA* | CAA**6124AM* | 82*SB60090V21*** | Split System | 56000 | 16 | 9 | 2.14 | R-454B | 650
217932709 | BRYANT HEATING AND COOLING SYSTEMS | 249VAN060**AA* | CAA**6124AM* | 926SB60100V21*** | Split System | 56000 | 16 | 9 | 2.14 | R-454B | 650
217932949 | BRYANT HEATING AND COOLING SYSTEMS | 249VAN060**AA* | CAA**6124AM* | 927TA60100V21*** | Split System | 56000 | 16 | 9 | 2.14 | R-454B | 650
217932573 | BRYANT HEATING AND COOLING SYSTEMS | 249VAN060**AA* | CAA**6124AM* | 88*TB60110C21*** | Split System | 56000 | 16 | 9 | 2.14 | R-454B | 650
217932889 | BRYANT HEATING AND COOLING SYSTEMS | 249VAN060**AA* | CAA**6124AM* | 926TC60100V21*** | Split System | 56000 | 16 | 9 | 2.14 | R-454B | 650
217932558 | BRYANT HEATING AND COOLING SYSTEMS | 249VAN060**AA* | CAA**6124AM* | 88*TB60090C21*** | Split System | 56000 | 16 | 9 | 2.14 | R-454B | 650
217932799 | BRYANT HEATING AND COOLING SYSTEMS | 249VAN060**AA* | CAA**6124AM* | 986TD66100C21*** | Split System | 56000 | 16 | 9 | 2.14 | R-454B | 650
217932844 | BRYANT HEATING AND COOLING SYSTEMS | 249VAN060**AA* | CAA**6124AM* | 987TA66100C21*** | Split System | 56000 | 16 | 9 | 2.14 | R-454B | 650
217932123 | BRYANT HEATING AND COOLING SYSTEMS | 249VAN060**AA* | CAA**6121AM* | 88*TB60110C21*** | Split System | 56000 | 16 | 9 | 2.14 | R-454B | 650
217932664 | BRYANT HEATING AND COOLING SYSTEMS | 249VAN060**AA* | CAA**6124AM* | 987MC66100C21*** | Split System | 56000 | 16 | 9 | 2.14 | R-454B | 650
217932994 | BRYANT HEATING AND COOLING SYSTEMS | 249VAN060**AA* | CAA**6124AM* | OVLAAB060154 | Split System | 56500 | 16 | 9 | 2.14 | R-454B | 650
217914763 | CARRIER | 27VPA948A*030* | CAA**6121AM* | 58TP*B070V17**16 | Split System | 46500 | 16 | 9 | 2.08 | R-454B | 650
217914782 | CARRIER | 27VPA948A*030* | CAA**6121AM* | 59TP7A080V21**20 | Split System | 46500 | 16 | 9 | 2.1 | R-454B | 650
217914864 | CARRIER | 27VPA948A*030* | CSAH*6012AM* | 58SP*B090V21**20 | Split System | 46500 | 16 | 9 | 2.1 | R-454B | 650
217914917 | CARRIER | 27VPA948A*030* | CSAH*6012AM* | OVLAAB060154 | Split System | 46500 | 16 | 9 | 2.1 | R-454B | 650
217914814 | CARRIER | 27VPA948A*030* | CAA**6124AM* | GG96VTAB60100C** | Split System | 47000 | 16 | 9 | 2.1 | R-454B | 650
217914774 | CARRIER | 27VPA948A*030* | CAA**6121AM* | 59TN6C080C21**20 | Split System | 47000 | 16 | 9 | 2.1 | R-454B | 650
217914822 | CARRIER | 27VPA948A*030* | CAA**6124AM* | OVLAAB060154 | Split System | 47500 | 16 | 9 | 2.1 | R-454B | 650
217918256 | CARRIER | 27VPA960A*030* | CAA**6024AM* | 58TP*B090V21**20 | Split System | 54500 | 16 | 9 | 2.12 | R-454B | 650
217918273 | CARRIER | 27VPA960A*030* | CAA**6024AM* | 59TN7A120C24**22 | Split System | 54500 | 16 | 9 | 2.12 | R-454B | 650
217918288 | CARRIER | 27VPA960A*030* | CAA**6121AM* | 58SP*B110V21**22 | Split System | 56000 | 16 | 9 | 2.12 | R-454B | 650
217918349 | CARRIER | 27VPA960A*030* | CAA**6124AM* | 59TP6C120V24**22 | Split System | 55500 | 16 | 9 | 2.14 | R-454B | 650
217918350 | CARRIER | 27VPA960A*030* | CAA**6124AM* | GG96VTAB66120D** | Split System | 55500 | 16 | 9 | 2.14 | R-454B | 650
217918324 | CARRIER | 27VPA960A*030* | CAA**6124AM* | 58TN*B110C21**20 | Split System | 56000 | 16 | 9 | 2.14 | R-454B | 650
217918314 | CARRIER | 27VPA960A*030* | CAA**6121AM* | 59TP7A100V21**22 | Split System | 56000 | 16 | 9 | 2.14 | R-454B | 650
217928835 | COMFORTMAKER | N5H9V48*K*AAA* | EA*5X48M21A* | *95MSU0802120A* | Split System | 45000 | 16 | 9 | 2.08 | R-454B | 650
217928926 | COMFORTMAKER | N5H9V48*K*AAA* | EA*5X48M21A* | *96VTN0802120B* | Split System | 45000 | 16 | 9 | 2.08 | R-454B | 650
217928809 | COMFORTMAKER | N5H9V48*K*AAA* | EA*5X48M21A* | *96VSN0802120B* | Split System | 45000 | 16 | 9 | 2.08 | R-454B | 650
217928692 | COMFORTMAKER | N5H9V48*K*AAA* | EA*5X48M21A* | *80CTL0702120B* | Split System | 45000 | 16 | 9 | 2.08 | R-454B | 650
217928978 | COMFORTMAKER | N5H9V48*K*AAA* | EA*5X48M21A* | *97VTN0802120A* | Split System | 45000 | 16 | 9 | 2.08 | R-454B | 650
217928931 | COMFORTMAKER | Q5H9V48*K*AAA* | EA*5X48M21A* | *96VTN0802120B* | Split System | 45000 | 16 | 9 | 2.08 | R-454B | 650
217928814 | COMFORTMAKER | Q5H9V48*K*AAA* | EA*5X48M21A* | *96VSN0802120B* | Split System | 45000 | 16 | 9 | 2.08 | R-454B | 650
217928697 | COMFORTMAKER | Q5H9V48*K*AAA* | EA*5X48M21A* | *80CTL0702120B* | Split System | 45000 | 16 | 9 | 2.08 | R-454B | 650
217928840 | COMFORTMAKER | Q5H9V48*K*AAA* | EA*5X48M21A* | *95MSU0802120A* | Split System | 45000 | 16 | 9 | 2.08 | R-454B | 650
217928983 | COMFORTMAKER | Q5H9V48*K*AAA* | EA*5X48M21A* | *97VTN0802120A* | Split System | 45000 | 16 | 9 | 2.08 | R-454B | 650
217929356 | COMFORTMAKER | N5H9V48*K*AAA* | EA*5X60M24A* | *96VTN1202422B* | Split System | 46000 | 16 | 9 | 2.08 | R-454B | 650
217929408 | COMFORTMAKER | N5H9V48*K*AAA* | EA*5X60M24A* | *97VTN1202422A* | Split System | 46000 | 16 | 9 | 2.08 | R-454B | 650
217929361 | COMFORTMAKER | Q5H9V48*K*AAA* | EA*5X60M24A* | *96VTN1202422B* | Split System | 46000 | 16 | 9 | 2.08 | R-454B | 650
217929121 | COMFORTMAKER | N5H9V48*K*AAA* | EA*5X60M24A* | *80CTL0902120B* | Split System | 46500 | 16 | 9 | 2.08 | R-454B | 650
217931140 | COMFORTMAKER | N5H9V48*K*AAA* | ESH5X60M12A* | *96VSN1202422B* | Split System | 46500 | 16 | 9 | 2.08 | R-454B | 650
217931179 | COMFORTMAKER | N5H9V48*K*AAA* | ESH5X60M12A* | *95MSU1002120A* | Split System | 46500 | 16 | 9 | 2.08 | R-454B | 650
217930814 | COMFORTMAKER | N5H9V48*K*AAA* | ESH5X60M12A* | *80CSU1002120B* | Split System | 46500 | 16 | 9 | 2.08 | R-454B | 650
217931062 | COMFORTMAKER | N5H9V48*K*AAA* | ESH5X60M12A* | *97CMN1002122B* | Split System | 46500 | 16 | 9 | 2.08 | R-454B | 650
217931218 | COMFORTMAKER | N5H9V48*K*AAA* | ESH5X60M12A* | *96CTN1002122B* | Split System | 46500 | 16 | 9 | 2.08 | R-454B | 650
217931270 | COMFORTMAKER | N5H9V48*K*AAA* | ESH5X60M12A* | *97CTN1002122A* | Split System | 46500 | 16 | 9 | 2.08 | R-454B | 650
217931145 | COMFORTMAKER | Q5H9V48*K*AAA* | ESH5X60M12A* | *96VSN1202422B* | Split System | 46500 | 16 | 9 | 2.08 | R-454B | 650
217931223 | COMFORTMAKER | Q5H9V48*K*AAA* | ESH5X60M12A* | *96CTN1002122B* | Split System | 46500 | 16 | 9 | 2.08 | R-454B | 650
217929126 | COMFORTMAKER | Q5H9V48*K*AAA* | EA*5X60M24A* | *80CTL0902120B* | Split System | 46500 | 16 | 9 | 2.08 | R-454B | 650
217931184 | COMFORTMAKER | Q5H9V48*K*AAA* | ESH5X60M12A* | *95MSU1002120A* | Split System | 46500 | 16 | 9 | 2.08 | R-454B | 650
217930819 | COMFORTMAKER | Q5H9V48*K*AAA* | ESH5X60M12A* | *80CSU1002120B* | Split System | 46500 | 16 | 9 | 2.08 | R-454B | 650
217931275 | COMFORTMAKER | Q5H9V48*K*AAA* | ESH5X60M12A* | *97CTN1002122A* | Split System | 46500 | 16 | 9 | 2.08 | R-454B | 650
217929239 | COMFORTMAKER | N5H9V48*K*AAA* | EA*5X60M24A* | *96VSN1002120B* | Split System | 46500 | 16 | 9 | 2.08 | R-454B | 650
217929603 | COMFORTMAKER | N5H9V48*K*AAA* | EA*5X61M21A* | *80VTL0701716B* | Split System | 46500 | 16 | 9 | 2.08 | R-454B | 650
217929486 | COMFORTMAKER | N5H9V48*K*AAA* | EA*5X61M21A* | *80VSL0701716B* | Split System | 46500 | 16 | 9 | 2.08 | R-454B | 650
217929608 | COMFORTMAKER | Q5H9V48*K*AAA* | EA*5X61M21A* | *80VTL0701716B* | Split System | 46500 | 16 | 9 | 2.08 | R-454B | 650
217929491 | COMFORTMAKER | Q5H9V48*K*AAA* | EA*5X61M21A* | *80VSL0701716B* | Split System | 46500 | 16 | 9 | 2.08 | R-454B | 650
217929244 | COMFORTMAKER | Q5H9V48*K*AAA* | EA*5X60M24A* | *96VSN1002120B* | Split System | 46500 | 16 | 9 | 2.08 | R-454B | 650
217930306 | COMFORTMAKER | N5H9V48*K*AAA* | EA*5X61M24A* | *97VTN1202422A* | Split System | 47000 | 16 | 9 | 2.08 | R-454B | 650
217930176 | COMFORTMAKER | N5H9V48*K*AAA* | EA*5X61M24A* | *97CTN0802120A* | Split System | 47000 | 16 | 9 | 2.08 | R-454B | 650
217930254 | COMFORTMAKER | N5H9V48*K*AAA* | EA*5X61M24A* | *96VTN1202422B* | Split System | 47000 | 16 | 9 | 2.08 | R-454B | 650
217930137 | COMFORTMAKER | N5H9V48*K*AAA* | EA*5X61M24A* | *96CTN0802120B* | Split System | 47000 | 16 | 9 | 2.08 | R-454B | 650
217929655 | COMFORTMAKER | N5H9V48*K*AAA* | EA*5X61M21A* | *97CMN0802120B* | Split System | 47000 | 16 | 9 | 2.08 | R-454B | 650
217930259 | COMFORTMAKER | Q5H9V48*K*AAA* | EA*5X61M24A* | *96VTN1202422B* | Split System | 47000 | 16 | 9 | 2.08 | R-454B | 650
217930142 | COMFORTMAKER | Q5H9V48*K*AAA* | EA*5X61M24A* | *96CTN0802120B* | Split System | 47000 | 16 | 9 | 2.08 | R-454B | 650
217930181 | COMFORTMAKER | Q5H9V48*K*AAA* | EA*5X61M24A* | *97CTN0802120A* | Split System | 47000 | 16 | 9 | 2.08 | R-454B | 650
217930311 | COMFORTMAKER | Q5H9V48*K*AAA* | EA*5X61M24A* | *97VTN1202422A* | Split System | 47000 | 16 | 9 | 2.08 | R-454B | 650
217929660 | COMFORTMAKER | Q5H9V48*K*AAA* | EA*5X61M21A* | *97CMN0802120B* | Split System | 47000 | 16 | 9 | 2.08 | R-454B | 650
217930189 | COMFORTMAKER | N5H9V48*K*AAA* | EA*5X61M24A* | *97CTN1002122A* | Split System | 47500 | 16 | 9 | 2.08 | R-454B | 650
217930098 | COMFORTMAKER | N5H9V48*K*AAA* | EA*5X61M24A* | *96VSN1202422B* | Split System | 47500 | 16 | 9 | 2.08 | R-454B | 650
217930150 | COMFORTMAKER | N5H9V48*K*AAA* | EA*5X61M24A* | *96CTN1002122B* | Split System | 47500 | 16 | 9 | 2.08 | R-454B | 650
217930059 | COMFORTMAKER | N5H9V48*K*AAA* | EA*5X61M24A* | *97CMN1002122B* | Split System | 47500 | 16 | 9 | 2.08 | R-454B | 650
217930064 | COMFORTMAKER | Q5H9V48*K*AAA* | EA*5X61M24A* | *97CMN1002122B* | Split System | 47500 | 16 | 9 | 2.08 | R-454B | 650
217930194 | COMFORTMAKER | Q5H9V48*K*AAA* | EA*5X61M24A* | *97CTN1002122A* | Split System | 47500 | 16 | 9 | 2.08 | R-454B | 650
217930103 | COMFORTMAKER | Q5H9V48*K*AAA* | EA*5X61M24A* | *96VSN1202422B* | Split System | 47500 | 16 | 9 | 2.08 | R-454B | 650
217930155 | COMFORTMAKER | Q5H9V48*K*AAA* | EA*5X61M24A* | *96CTN1002122B* | Split System | 47500 | 16 | 9 | 2.08 | R-454B | 650
217928731 | COMFORTMAKER | N5H9V48*K*AAA* | EA*5X48M21A* | *80VTL0701716B* | Split System | 44500 | 16 | 9 | 2.1 | R-454B | 650
217928736 | COMFORTMAKER | Q5H9V48*K*AAA* | EA*5X48M21A* | *80VTL0701716B* | Split System | 44500 | 16 | 9 | 2.1 | R-454B | 650
217928601 | COMFORTMAKER | N5H9V48*K*AAA* | EA*5X48M21A* | *80CSU1002120B* | Split System | 45000 | 16 | 9 | 2.1 | R-454B | 650
217928606 | COMFORTMAKER | Q5H9V48*K*AAA* | EA*5X48M21A* | *80CSU1002120B* | Split System | 45000 | 16 | 9 | 2.1 | R-454B | 650
217928822 | COMFORTMAKER | N5H9V48*K*AAA* | EA*5X48M21A* | *96VSN1002120B* | Split System | 45000 | 16 | 9 | 2.1 | R-454B | 650
217928575 | COMFORTMAKER | N5H9V48*K*AAA* | EA*5X48M21A* | *80CSU0601716B* | Split System | 45000 | 16 | 9 | 2.1 | R-454B | 650
217928580 | COMFORTMAKER | Q5H9V48*K*AAA* | EA*5X48M21A* | *80CSU0601716B* | Split System | 45000 | 16 | 9 | 2.1 | R-454B | 650
217928827 | COMFORTMAKER | Q5H9V48*K*AAA* | EA*5X48M21A* | *96VSN1002120B* | Split System | 45000 | 16 | 9 | 2.1 | R-454B | 650
217931049 | COMFORTMAKER | N5H9V48*K*AAA* | ESH5X60M12A* | *97CMN0802120B* | Split System | 46000 | 16 | 9 | 2.1 | R-454B | 650
217931054 | COMFORTMAKER | Q5H9V48*K*AAA* | ESH5X60M12A* | *97CMN0802120B* | Split System | 46000 | 16 | 9 | 2.1 | R-454B | 650
217929069 | COMFORTMAKER | N5H9V48*K*AAA* | EA*5X60M24A* | *80VSL1102122B* | Split System | 46500 | 16 | 9 | 2.1 | R-454B | 650
217930840 | COMFORTMAKER | N5H9V48*K*AAA* | ESH5X60M12A* | *80VSL1102122B* | Split System | 46500 | 16 | 9 | 2.1 | R-454B | 650
217929798 | COMFORTMAKER | N5H9V48*K*AAA* | EA*5X61M21A* | *96VTN0802120B* | Split System | 46500 | 16 | 9 | 2.1 | R-454B | 650
217931192 | COMFORTMAKER | N5H9V48*K*AAA* | ESH5X60M12A* | *95MSU1002122A* | Split System | 46500 | 16 | 9 | 2.1 | R-454B | 650
217931075 | COMFORTMAKER | N5H9V48*K*AAA* | ESH5X60M12A* | *97CMN1202422B* | Split System | 46500 | 16 | 9 | 2.1 | R-454B | 650
217929837 | COMFORTMAKER | N5H9V48*K*AAA* | EA*5X61M21A* | *97VTN0802120A* | Split System | 46500 | 16 | 9 | 2.1 | R-454B | 650
217929252 | COMFORTMAKER | N5H9V48*K*AAA* | EA*5X60M24A* | *96VSN1202422B* | Split System | 46500 | 16 | 9 | 2.1 | R-454B | 650
217931400 | COMFORTMAKER | N5H9V48*K*AAA* | ESH5X60M12A* | *97VTN1002122A* | Split System | 46500 | 16 | 9 | 2.1 | R-454B | 650
217929382 | COMFORTMAKER | N5H9V48*K*AAA* | EA*5X60M24A* | *97VTN1002120A* | Split System | 46500 | 16 | 9 | 2.1 | R-454B | 650
217930853 | COMFORTMAKER | N5H9V48*K*AAA* | ESH5X60M12A* | *80VSL1352422B* | Split System | 46500 | 16 | 9 | 2.1 | R-454B | 650
217931439 | COMFORTMAKER | N5H9V48*K*AAA* | ESH5X60M12A* | OLV154F20A | Split System | 46500 | 16 | 9 | 2.1 | R-454B | 650
217930983 | COMFORTMAKER | N5H9V48*K*AAA* | ESH5X60M12A* | *80VTL1102122B* | Split System | 46500 | 16 | 9 | 2.1 | R-454B | 650
217931023 | COMFORTMAKER | N5H9V48*K*AAA* | ESH5X60M12A* | *95CSU1002122B* | Split System | 46500 | 16 | 9 | 2.1 | R-454B | 650
217930827 | COMFORTMAKER | N5H9V48*K*AAA* | ESH5X60M12A* | *80VSL0902120B* | Split System | 46500 | 16 | 9 | 2.1 | R-454B | 650
217930944 | COMFORTMAKER | N5H9V48*K*AAA* | ESH5X60M12A* | *80CTL1102120B* | Split System | 46500 | 16 | 9 | 2.1 | R-454B | 650
217929082 | COMFORTMAKER | N5H9V48*K*AAA* | EA*5X60M24A* | *80VSL1352422B* | Split System | 46500 | 16 | 9 | 2.1 | R-454B | 650
217930892 | COMFORTMAKER | N5H9V48*K*AAA* | ESH5X60M12A* | *80MSU1002120A* | Split System | 46500 | 16 | 9 | 2.1 | R-454B | 650
217930957 | COMFORTMAKER | N5H9V48*K*AAA* | ESH5X60M12A* | *80CTL1352422B* | Split System | 46500 | 16 | 9 | 2.1 | R-454B | 650
217930970 | COMFORTMAKER | N5H9V48*K*AAA* | ESH5X60M12A* | *80VTL0902120B* | Split System | 46500 | 16 | 9 | 2.1 | R-454B | 650
217929278 | COMFORTMAKER | N5H9V48*K*AAA* | EA*5X60M24A* | *95MSU1002122A* | Split System | 46500 | 16 | 9 | 2.1 | R-454B | 650
217931335 | COMFORTMAKER | N5H9V48*K*AAA* | ESH5X60M12A* | *96VTN1002122B* | Split System | 46500 | 16 | 9 | 2.1 | R-454B | 650
217929681 | COMFORTMAKER | N5H9V48*K*AAA* | EA*5X61M21A* | *96VSN0802120B* | Split System | 46500 | 16 | 9 | 2.1 | R-454B | 650
217929087 | COMFORTMAKER | Q5H9V48*K*AAA* | EA*5X60M24A* | *80VSL1352422B* | Split System | 46500 | 16 | 9 | 2.1 | R-454B | 650
217930858 | COMFORTMAKER | Q5H9V48*K*AAA* | ESH5X60M12A* | *80VSL1352422B* | Split System | 46500 | 16 | 9 | 2.1 | R-454B | 650
217929283 | COMFORTMAKER | Q5H9V48*K*AAA* | EA*5X60M24A* | *95MSU1002122A* | Split System | 46500 | 16 | 9 | 2.1 | R-454B | 650
217929257 | COMFORTMAKER | Q5H9V48*K*AAA* | EA*5X60M24A* | *96VSN1202422B* | Split System | 46500 | 16 | 9 | 2.1 | R-454B | 650
217929686 | COMFORTMAKER | Q5H9V48*K*AAA* | EA*5X61M21A* | *96VSN0802120B* | Split System | 46500 | 16 | 9 | 2.1 | R-454B | 650
217929842 | COMFORTMAKER | Q5H9V48*K*AAA* | EA*5X61M21A* | *97VTN0802120A* | Split System | 46500 | 16 | 9 | 2.1 | R-454B | 650
217930988 | COMFORTMAKER | Q5H9V48*K*AAA* | ESH5X60M12A* | *80VTL1102122B* | Split System | 46500 | 16 | 9 | 2.1 | R-454B | 650
217931340 | COMFORTMAKER | Q5H9V48*K*AAA* | ESH5X60M12A* | *96VTN1002122B* | Split System | 46500 | 16 | 9 | 2.1 | R-454B | 650
217930962 | COMFORTMAKER | Q5H9V48*K*AAA* | ESH5X60M12A* | *80CTL1352422B* | Split System | 46500 | 16 | 9 | 2.1 | R-454B | 650
217931405 | COMFORTMAKER | Q5H9V48*K*AAA* | ESH5X60M12A* | *97VTN1002122A* | Split System | 46500 | 16 | 9 | 2.1 | R-454B | 650
217931080 | COMFORTMAKER | Q5H9V48*K*AAA* | ESH5X60M12A* | *97CMN1202422B* | Split System | 46500 | 16 | 9 | 2.1 | R-454B | 650
217931028 | COMFORTMAKER | Q5H9V48*K*AAA* | ESH5X60M12A* | *95CSU1002122B* | Split System | 46500 | 16 | 9 | 2.1 | R-454B | 650
217929074 | COMFORTMAKER | Q5H9V48*K*AAA* | EA*5X60M24A* | *80VSL1102122B* | Split System | 46500 | 16 | 9 | 2.1 | R-454B | 650
217930845 | COMFORTMAKER | Q5H9V48*K*AAA* | ESH5X60M12A* | *80VSL1102122B* | Split System | 46500 | 16 | 9 | 2.1 | R-454B | 650
217930897 | COMFORTMAKER | Q5H9V48*K*AAA* | ESH5X60M12A* | *80MSU1002120A* | Split System | 46500 | 16 | 9 | 2.1 | R-454B | 650
217929335 | COMFORTMAKER | Q5H9V48*K*AAA* | EA*5X60M24A* | *96VTN1002120B* | Split System | 46500 | 16 | 9 | 2.1 | R-454B | 650
217931197 | COMFORTMAKER | Q5H9V48*K*AAA* | ESH5X60M12A* | *95MSU1002122A* | Split System | 46500 | 16 | 9 | 2.1 | R-454B | 650
217929803 | COMFORTMAKER | Q5H9V48*K*AAA* | EA*5X61M21A* | *96VTN0802120B* | Split System | 46500 | 16 | 9 | 2.1 | R-454B | 650
217930949 | COMFORTMAKER | Q5H9V48*K*AAA* | ESH5X60M12A* | *80CTL1102120B* | Split System | 46500 | 16 | 9 | 2.1 | R-454B | 650
217930871 | COMFORTMAKER | Q5H9V48*K*AAA* | ESH5X60M12A* | *80MSU0601716A* | Split System | 46500 | 16 | 9 | 2.1 | R-454B | 650
217930975 | COMFORTMAKER | Q5H9V48*K*AAA* | ESH5X60M12A* | *80VTL0902120B* | Split System | 46500 | 16 | 9 | 2.1 | R-454B | 650
217929387 | COMFORTMAKER | Q5H9V48*K*AAA* | EA*5X60M24A* | *97VTN1002120A* | Split System | 46500 | 16 | 9 | 2.1 | R-454B | 650
217931444 | COMFORTMAKER | Q5H9V48*K*AAA* | ESH5X60M12A* | OLV154F20A | Split System | 46500 | 16 | 9 | 2.1 | R-454B | 650
217930832 | COMFORTMAKER | Q5H9V48*K*AAA* | ESH5X60M12A* | *80VSL0902120B* | Split System | 46500 | 16 | 9 | 2.1 | R-454B | 650
217929108 | COMFORTMAKER | N5H9V48*K*AAA* | EA*5X60M24A* | *80MSU1002120A* | Split System | 46500 | 16 | 9 | 2.1 | R-454B | 650
217929707 | COMFORTMAKER | N5H9V48*K*AAA* | EA*5X61M21A* | *95MSU0802120A* | Split System | 47000 | 16 | 9 | 2.1 | R-454B | 650
217929712 | COMFORTMAKER | Q5H9V48*K*AAA* | EA*5X61M21A* | *95MSU0802120A* | Split System | 47000 | 16 | 9 | 2.1 | R-454B | 650
217930085 | COMFORTMAKER | N5H9V48*K*AAA* | EA*5X61M24A* | *96VSN1002120B* | Split System | 47000 | 16 | 9 | 2.1 | R-454B | 650
217930228 | COMFORTMAKER | N5H9V48*K*AAA* | EA*5X61M24A* | *96VTN1002120B* | Split System | 47000 | 16 | 9 | 2.1 | R-454B | 650
217930111 | COMFORTMAKER | N5H9V48*K*AAA* | EA*5X61M24A* | *95MSU1002120A* | Split System | 47000 | 16 | 9 | 2.1 | R-454B | 650
217929772 | COMFORTMAKER | N5H9V48*K*AAA* | EA*5X61M21A* | *97CTN0802120A* | Split System | 47000 | 16 | 9 | 2.1 | R-454B | 650
217929746 | COMFORTMAKER | N5H9V48*K*AAA* | EA*5X61M21A* | *96CTN0802120B* | Split System | 47000 | 16 | 9 | 2.1 | R-454B | 650
217930280 | COMFORTMAKER | N5H9V48*K*AAA* | EA*5X61M24A* | *97VTN1002120A* | Split System | 47000 | 16 | 9 | 2.1 | R-454B | 650
217929751 | COMFORTMAKER | Q5H9V48*K*AAA* | EA*5X61M21A* | *96CTN0802120B* | Split System | 47000 | 16 | 9 | 2.1 | R-454B | 650
217930285 | COMFORTMAKER | Q5H9V48*K*AAA* | EA*5X61M24A* | *97VTN1002120A* | Split System | 47000 | 16 | 9 | 2.1 | R-454B | 650
217929634 | COMFORTMAKER | Q5H9V48*K*AAA* | EA*5X61M21A* | *95CSU0802120B* | Split System | 47000 | 16 | 9 | 2.1 | R-454B | 650
217930090 | COMFORTMAKER | Q5H9V48*K*AAA* | EA*5X61M24A* | *96VSN1002120B* | Split System | 47000 | 16 | 9 | 2.1 | R-454B | 650
217930116 | COMFORTMAKER | Q5H9V48*K*AAA* | EA*5X61M24A* | *95MSU1002120A* | Split System | 47000 | 16 | 9 | 2.1 | R-454B | 650
217929777 | COMFORTMAKER | Q5H9V48*K*AAA* | EA*5X61M21A* | *97CTN0802120A* | Split System | 47000 | 16 | 9 | 2.1 | R-454B | 650
217929928 | COMFORTMAKER | N5H9V48*K*AAA* | EA*5X61M24A* | *80VSL1352422B* | Split System | 47500 | 16 | 9 | 2.1 | R-454B | 650
217930319 | COMFORTMAKER | N5H9V48*K*AAA* | EA*5X61M24A* | OLV154F20A | Split System | 47500 | 16 | 9 | 2.1 | R-454B | 650
217930019 | COMFORTMAKER | N5H9V48*K*AAA* | EA*5X61M24A* | *80VTL1102122B* | Split System | 47500 | 16 | 9 | 2.1 | R-454B | 650
217930241 | COMFORTMAKER | N5H9V48*K*AAA* | EA*5X61M24A* | *96VTN1002122B* | Split System | 47500 | 16 | 9 | 2.1 | R-454B | 650
217930293 | COMFORTMAKER | N5H9V48*K*AAA* | EA*5X61M24A* | *97VTN1002122A* | Split System | 47500 | 16 | 9 | 2.1 | R-454B | 650
217930024 | COMFORTMAKER | Q5H9V48*K*AAA* | EA*5X61M24A* | *80VTL1102122B* | Split System | 47500 | 16 | 9 | 2.1 | R-454B | 650
217930324 | COMFORTMAKER | Q5H9V48*K*AAA* | EA*5X61M24A* | OLV154F20A | Split System | 47500 | 16 | 9 | 2.1 | R-454B | 650
217929933 | COMFORTMAKER | Q5H9V48*K*AAA* | EA*5X61M24A* | *80VSL1352422B* | Split System | 47500 | 16 | 9 | 2.1 | R-454B | 650
217930246 | COMFORTMAKER | Q5H9V48*K*AAA* | EA*5X61M24A* | *96VTN1002122B* | Split System | 47500 | 16 | 9 | 2.1 | R-454B | 650
217930006 | COMFORTMAKER | N5H9V48*K*AAA* | EA*5X61M24A* | *80VTL0902120B* | Split System | 47500 | 16 | 9 | 2.1 | R-454B | 650
217929941 | COMFORTMAKER | N5H9V48*K*AAA* | EA*5X61M24A* | *80MSU1002120A* | Split System | 47500 | 16 | 9 | 2.1 | R-454B | 650
217929902 | COMFORTMAKER | N5H9V48*K*AAA* | EA*5X61M24A* | *80VSL0902120B* | Split System | 47500 | 16 | 9 | 2.1 | R-454B | 650
217929946 | COMFORTMAKER | Q5H9V48*K*AAA* | EA*5X61M24A* | *80MSU1002120A* | Split System | 47500 | 16 | 9 | 2.1 | R-454B | 650
217929907 | COMFORTMAKER | Q5H9V48*K*AAA* | EA*5X61M24A* | *80VSL0902120B* | Split System | 47500 | 16 | 9 | 2.1 | R-454B | 650
217930011 | COMFORTMAKER | Q5H9V48*K*AAA* | EA*5X61M24A* | *80VTL0902120B* | Split System | 47500 | 16 | 9 | 2.1 | R-454B | 650
217931495 | COMFORTMAKER | N5H9V60*K*AAA* | EA*5X60M24A* | *80VSL0902120B* | Split System | 54500 | 16 | 9 | 2.12 | R-454B | 650
217931811 | COMFORTMAKER | N5H9V60*K*AAA* | EA*5X60M24A* | *96CTN1202422B* | Split System | 54500 | 16 | 9 | 2.12 | R-454B | 650
217931615 | COMFORTMAKER | N5H9V60*K*AAA* | EA*5X60M24A* | *80VTL0902120B* | Split System | 54500 | 16 | 9 | 2.12 | R-454B | 650
217931856 | COMFORTMAKER | N5H9V60*K*AAA* | EA*5X60M24A* | *97CTN1202422A* | Split System | 54500 | 16 | 9 | 2.12 | R-454B | 650
217931863 | COMFORTMAKER | Q5H9V60*K*AAA* | EA*5X60M24A* | *97CTN1202422A* | Split System | 54500 | 16 | 9 | 2.12 | R-454B | 650
217931622 | COMFORTMAKER | Q5H9V60*K*AAA* | EA*5X60M24A* | *80VTL0902120B* | Split System | 54500 | 16 | 9 | 2.12 | R-454B | 650
217931502 | COMFORTMAKER | Q5H9V60*K*AAA* | EA*5X60M24A* | *80VSL0902120B* | Split System | 54500 | 16 | 9 | 2.12 | R-454B | 650
217931818 | COMFORTMAKER | Q5H9V60*K*AAA* | EA*5X60M24A* | *96CTN1202422B* | Split System | 54500 | 16 | 9 | 2.12 | R-454B | 650
217931510 | COMFORTMAKER | N5H9V60*K*AAA* | EA*5X60M24A* | *80VSL1102122B* | Split System | 55000 | 16 | 9 | 2.12 | R-454B | 650
217931630 | COMFORTMAKER | N5H9V60*K*AAA* | EA*5X60M24A* | *80VTL1102122B* | Split System | 55000 | 16 | 9 | 2.12 | R-454B | 650
217931637 | COMFORTMAKER | Q5H9V60*K*AAA* | EA*5X60M24A* | *80VTL1102122B* | Split System | 55000 | 16 | 9 | 2.12 | R-454B | 650
217931991 | COMFORTMAKER | N5H9V60*K*AAA* | EA*5X60M24A* | OLV154F20A | Split System | 55500 | 16 | 9 | 2.12 | R-454B | 650
217931998 | COMFORTMAKER | Q5H9V60*K*AAA* | EA*5X60M24A* | OLV154F20A | Split System | 55500 | 16 | 9 | 2.12 | R-454B | 650
217932051 | COMFORTMAKER | N5H9V60*K*AAA* | EA*5X61M21A* | *80VSL1102122B* | Split System | 56000 | 16 | 9 | 2.12 | R-454B | 650
217932058 | COMFORTMAKER | Q5H9V60*K*AAA* | EA*5X61M21A* | *80VSL1102122B* | Split System | 56000 | 16 | 9 | 2.12 | R-454B | 650
217932141 | COMFORTMAKER | N5H9V60*K*AAA* | EA*5X61M21A* | *80VTL0902120B* | Split System | 55500 | 16 | 9 | 2.14 | R-454B | 650
217932366 | COMFORTMAKER | N5H9V60*K*AAA* | EA*5X61M21A* | *96VTN1002120B* | Split System | 55500 | 16 | 9 | 2.14 | R-454B | 650
217932036 | COMFORTMAKER | N5H9V60*K*AAA* | EA*5X61M21A* | *80VSL0902120B* | Split System | 55500 | 16 | 9 | 2.14 | R-454B | 650
217932982 | COMFORTMAKER | N5H9V60*K*AAA* | EA*5X61M24A* | *97VTN1202422A* | Split System | 55500 | 16 | 9 | 2.14 | R-454B | 650
217932411 | COMFORTMAKER | N5H9V60*K*AAA* | EA*5X61M21A* | *97VTN1002120A* | Split System | 55500 | 16 | 9 | 2.14 | R-454B | 650
217932922 | COMFORTMAKER | N5H9V60*K*AAA* | EA*5X61M24A* | *96VTN1202422B* | Split System | 55500 | 16 | 9 | 2.14 | R-454B | 650
217932929 | COMFORTMAKER | Q5H9V60*K*AAA* | EA*5X61M24A* | *96VTN1202422B* | Split System | 55500 | 16 | 9 | 2.14 | R-454B | 650
217932148 | COMFORTMAKER | Q5H9V60*K*AAA* | EA*5X61M21A* | *80VTL0902120B* | Split System | 55500 | 16 | 9 | 2.14 | R-454B | 650
217932989 | COMFORTMAKER | Q5H9V60*K*AAA* | EA*5X61M24A* | *97VTN1202422A* | Split System | 55500 | 16 | 9 | 2.14 | R-454B | 650
217932043 | COMFORTMAKER | Q5H9V60*K*AAA* | EA*5X61M21A* | *80VSL0902120B* | Split System | 55500 | 16 | 9 | 2.14 | R-454B | 650
217932418 | COMFORTMAKER | Q5H9V60*K*AAA* | EA*5X61M21A* | *97VTN1002120A* | Split System | 55500 | 16 | 9 | 2.14 | R-454B | 650
217932373 | COMFORTMAKER | Q5H9V60*K*AAA* | EA*5X61M21A* | *96VTN1002120B* | Split System | 55500 | 16 | 9 | 2.14 | R-454B | 650
217932381 | COMFORTMAKER | N5H9V60*K*AAA* | EA*5X61M21A* | *96VTN1002122B* | Split System | 56000 | 16 | 9 | 2.14 | R-454B | 650
217932712 | COMFORTMAKER | N5H9V60*K*AAA* | EA*5X61M24A* | *96VSN1002120B* | Split System | 56000 | 16 | 9 | 2.14 | R-454B | 650
217932576 | COMFORTMAKER | N5H9V60*K*AAA* | EA*5X61M24A* | *80CTL1102120B* | Split System | 56000 | 16 | 9 | 2.14 | R-454B | 650
217932892 | COMFORTMAKER | N5H9V60*K*AAA* | EA*5X61M24A* | *96VTN1002120B* | Split System | 56000 | 16 | 9 | 2.14 | R-454B | 650
217932591 | COMFORTMAKER | N5H9V60*K*AAA* | EA*5X61M24A* | *80CTL1352422B* | Split System | 56000 | 16 | 9 | 2.14 | R-454B | 650
217932561 | COMFORTMAKER | N5H9V60*K*AAA* | EA*5X61M24A* | *80CTL0902120B* | Split System | 56000 | 16 | 9 | 2.14 | R-454B | 650
217932952 | COMFORTMAKER | N5H9V60*K*AAA* | EA*5X61M24A* | *97VTN1002120A* | Split System | 56000 | 16 | 9 | 2.14 | R-454B | 650
217932426 | COMFORTMAKER | N5H9V60*K*AAA* | EA*5X61M21A* | *97VTN1002122A* | Split System | 56000 | 16 | 9 | 2.14 | R-454B | 650
217932471 | COMFORTMAKER | N5H9V60*K*AAA* | EA*5X61M24A* | *80VSL0902120B* | Split System | 56000 | 16 | 9 | 2.14 | R-454B | 650
217932606 | COMFORTMAKER | N5H9V60*K*AAA* | EA*5X61M24A* | *80VTL0902120B* | Split System | 56000 | 16 | 9 | 2.14 | R-454B | 650
217932433 | COMFORTMAKER | Q5H9V60*K*AAA* | EA*5X61M21A* | *97VTN1002122A* | Split System | 56000 | 16 | 9 | 2.14 | R-454B | 650
217932959 | COMFORTMAKER | Q5H9V60*K*AAA* | EA*5X61M24A* | *97VTN1002120A* | Split System | 56000 | 16 | 9 | 2.14 | R-454B | 650
217932568 | COMFORTMAKER | Q5H9V60*K*AAA* | EA*5X61M24A* | *80CTL0902120B* | Split System | 56000 | 16 | 9 | 2.14 | R-454B | 650
217932598 | COMFORTMAKER | Q5H9V60*K*AAA* | EA*5X61M24A* | *80CTL1352422B* | Split System | 56000 | 16 | 9 | 2.14 | R-454B | 650
217932613 | COMFORTMAKER | Q5H9V60*K*AAA* | EA*5X61M24A* | *80VTL0902120B* | Split System | 56000 | 16 | 9 | 2.14 | R-454B | 650
217932583 | COMFORTMAKER | Q5H9V60*K*AAA* | EA*5X61M24A* | *80CTL1102120B* | Split System | 56000 | 16 | 9 | 2.14 | R-454B | 650
217932719 | COMFORTMAKER | Q5H9V60*K*AAA* | EA*5X61M24A* | *96VSN1002120B* | Split System | 56000 | 16 | 9 | 2.14 | R-454B | 650
217932478 | COMFORTMAKER | Q5H9V60*K*AAA* | EA*5X61M24A* | *80VSL0902120B* | Split System | 56000 | 16 | 9 | 2.14 | R-454B | 650
217932899 | COMFORTMAKER | Q5H9V60*K*AAA* | EA*5X61M24A* | *96VTN1002120B* | Split System | 56000 | 16 | 9 | 2.14 | R-454B | 650
217932802 | COMFORTMAKER | N5H9V60*K*AAA* | EA*5X61M24A* | *96CTN1002122B* | Split System | 56000 | 16 | 9 | 2.14 | R-454B | 650
217932126 | COMFORTMAKER | N5H9V60*K*AAA* | EA*5X61M21A* | *80CTL1102120B* | Split System | 56000 | 16 | 9 | 2.14 | R-454B | 650
217932667 | COMFORTMAKER | N5H9V60*K*AAA* | EA*5X61M24A* | *97CMN1002122B* | Split System | 56000 | 16 | 9 | 2.14 | R-454B | 650
217932847 | COMFORTMAKER | N5H9V60*K*AAA* | EA*5X61M24A* | *97CTN1002122A* | Split System | 56000 | 16 | 9 | 2.14 | R-454B | 650
217932674 | COMFORTMAKER | Q5H9V60*K*AAA* | EA*5X61M24A* | *97CMN1002122B* | Split System | 56000 | 16 | 9 | 2.14 | R-454B | 650
217932809 | COMFORTMAKER | Q5H9V60*K*AAA* | EA*5X61M24A* | *96CTN1002122B* | Split System | 56000 | 16 | 9 | 2.14 | R-454B | 650
217932133 | COMFORTMAKER | Q5H9V60*K*AAA* | EA*5X61M21A* | *80CTL1102120B* | Split System | 56000 | 16 | 9 | 2.14 | R-454B | 650
217932854 | COMFORTMAKER | Q5H9V60*K*AAA* | EA*5X61M24A* | *97CTN1002122A* | Split System | 56000 | 16 | 9 | 2.14 | R-454B | 650
217932997 | COMFORTMAKER | N5H9V60*K*AAA* | EA*5X61M24A* | OLV154F20A | Split System | 56500 | 16 | 9 | 2.14 | R-454B | 650
217933004 | COMFORTMAKER | Q5H9V60*K*AAA* | EA*5X61M24A* | OLV154F20A | Split System | 56500 | 16 | 9 | 2.14 | R-454B | 650
217928693 | DAY & NIGHT | N5H9V48*K*AAA* | EA*5X48M21A* | *80CTL0702120B* | Split System | 45000 | 16 | 9 | 2.08 | R-454B | 650
217928979 | DAY & NIGHT | N5H9V48*K*AAA* | EA*5X48M21A* | *97VTN0802120A* | Split System | 45000 | 16 | 9 | 2.08 | R-454B | 650
217928836 | DAY & NIGHT | N5H9V48*K*AAA* | EA*5X48M21A* | *95MSU0802120A* | Split System | 45000 | 16 | 9 | 2.08 | R-454B | 650
217928927 | DAY & NIGHT | N5H9V48*K*AAA* | EA*5X48M21A* | *96VTN0802120B* | Split System | 45000 | 16 | 9 | 2.08 | R-454B | 650
217928815 | DAY & NIGHT | Q5H9V48*K*AAA* | EA*5X48M21A* | *96VSN0802120B* | Split System | 45000 | 16 | 9 | 2.08 | R-454B | 650
217928932 | DAY & NIGHT | Q5H9V48*K*AAA* | EA*5X48M21A* | *96VTN0802120B* | Split System | 45000 | 16 | 9 | 2.08 | R-454B | 650
217928984 | DAY & NIGHT | Q5H9V48*K*AAA* | EA*5X48M21A* | *97VTN0802120A* | Split System | 45000 | 16 | 9 | 2.08 | R-454B | 650
217928841 | DAY & NIGHT | Q5H9V48*K*AAA* | EA*5X48M21A* | *95MSU0802120A* | Split System | 45000 | 16 | 9 | 2.08 | R-454B | 650
217928698 | DAY & NIGHT | Q5H9V48*K*AAA* | EA*5X48M21A* | *80CTL0702120B* | Split System | 45000 | 16 | 9 | 2.08 | R-454B | 650
217929409 | DAY & NIGHT | N5H9V48*K*AAA* | EA*5X60M24A* | *97VTN1202422A* | Split System | 46000 | 16 | 9 | 2.08 | R-454B | 650
217929357 | DAY & NIGHT | N5H9V48*K*AAA* | EA*5X60M24A* | *96VTN1202422B* | Split System | 46000 | 16 | 9 | 2.08 | R-454B | 650
217929362 | DAY & NIGHT | Q5H9V48*K*AAA* | EA*5X60M24A* | *96VTN1202422B* | Split System | 46000 | 16 | 9 | 2.08 | R-454B | 650
217931063 | DAY & NIGHT | N5H9V48*K*AAA* | ESH5X60M12A* | *97CMN1002122B* | Split System | 46500 | 16 | 9 | 2.08 | R-454B | 650
217931180 | DAY & NIGHT | N5H9V48*K*AAA* | ESH5X60M12A* | *95MSU1002120A* | Split System | 46500 | 16 | 9 | 2.08 | R-454B | 650
217931271 | DAY & NIGHT | N5H9V48*K*AAA* | ESH5X60M12A* | *97CTN1002122A* | Split System | 46500 | 16 | 9 | 2.08 | R-454B | 650
217930815 | DAY & NIGHT | N5H9V48*K*AAA* | ESH5X60M12A* | *80CSU1002120B* | Split System | 46500 | 16 | 9 | 2.08 | R-454B | 650
217929122 | DAY & NIGHT | N5H9V48*K*AAA* | EA*5X60M24A* | *80CTL0902120B* | Split System | 46500 | 16 | 9 | 2.08 | R-454B | 650
217931141 | DAY & NIGHT | N5H9V48*K*AAA* | ESH5X60M12A* | *96VSN1202422B* | Split System | 46500 | 16 | 9 | 2.08 | R-454B | 650
217931219 | DAY & NIGHT | N5H9V48*K*AAA* | ESH5X60M12A* | *96CTN1002122B* | Split System | 46500 | 16 | 9 | 2.08 | R-454B | 650
217931276 | DAY & NIGHT | Q5H9V48*K*AAA* | ESH5X60M12A* | *97CTN1002122A* | Split System | 46500 | 16 | 9 | 2.08 | R-454B | 650
217931146 | DAY & NIGHT | Q5H9V48*K*AAA* | ESH5X60M12A* | *96VSN1202422B* | Split System | 46500 | 16 | 9 | 2.08 | R-454B | 650
217931224 | DAY & NIGHT | Q5H9V48*K*AAA* | ESH5X60M12A* | *96CTN1002122B* | Split System | 46500 | 16 | 9 | 2.08 | R-454B | 650
217930820 | DAY & NIGHT | Q5H9V48*K*AAA* | ESH5X60M12A* | *80CSU1002120B* | Split System | 46500 | 16 | 9 | 2.08 | R-454B | 650
217929127 | DAY & NIGHT | Q5H9V48*K*AAA* | EA*5X60M24A* | *80CTL0902120B* | Split System | 46500 | 16 | 9 | 2.08 | R-454B | 650
217931068 | DAY & NIGHT | Q5H9V48*K*AAA* | ESH5X60M12A* | *97CMN1002122B* | Split System | 46500 | 16 | 9 | 2.08 | R-454B | 650
217931185 | DAY & NIGHT | Q5H9V48*K*AAA* | ESH5X60M12A* | *95MSU1002120A* | Split System | 46500 | 16 | 9 | 2.08 | R-454B | 650
217929487 | DAY & NIGHT | N5H9V48*K*AAA* | EA*5X61M21A* | *80VSL0701716B* | Split System | 46500 | 16 | 9 | 2.08 | R-454B | 650
217929240 | DAY & NIGHT | N5H9V48*K*AAA* | EA*5X60M24A* | *96VSN1002120B* | Split System | 46500 | 16 | 9 | 2.08 | R-454B | 650
217929604 | DAY & NIGHT | N5H9V48*K*AAA* | EA*5X61M21A* | *80VTL0701716B* | Split System | 46500 | 16 | 9 | 2.08 | R-454B | 650
217929492 | DAY & NIGHT | Q5H9V48*K*AAA* | EA*5X61M21A* | *80VSL0701716B* | Split System | 46500 | 16 | 9 | 2.08 | R-454B | 650
217929245 | DAY & NIGHT | Q5H9V48*K*AAA* | EA*5X60M24A* | *96VSN1002120B* | Split System | 46500 | 16 | 9 | 2.08 | R-454B | 650
217929609 | DAY & NIGHT | Q5H9V48*K*AAA* | EA*5X61M21A* | *80VTL0701716B* | Split System | 46500 | 16 | 9 | 2.08 | R-454B | 650
217930138 | DAY & NIGHT | N5H9V48*K*AAA* | EA*5X61M24A* | *96CTN0802120B* | Split System | 47000 | 16 | 9 | 2.08 | R-454B | 650
217930255 | DAY & NIGHT | N5H9V48*K*AAA* | EA*5X61M24A* | *96VTN1202422B* | Split System | 47000 | 16 | 9 | 2.08 | R-454B | 650
217930307 | DAY & NIGHT | N5H9V48*K*AAA* | EA*5X61M24A* | *97VTN1202422A* | Split System | 47000 | 16 | 9 | 2.08 | R-454B | 650
217929656 | DAY & NIGHT | N5H9V48*K*AAA* | EA*5X61M21A* | *97CMN0802120B* | Split System | 47000 | 16 | 9 | 2.08 | R-454B | 650
217930177 | DAY & NIGHT | N5H9V48*K*AAA* | EA*5X61M24A* | *97CTN0802120A* | Split System | 47000 | 16 | 9 | 2.08 | R-454B | 650
217930260 | DAY & NIGHT | Q5H9V48*K*AAA* | EA*5X61M24A* | *96VTN1202422B* | Split System | 47000 | 16 | 9 | 2.08 | R-454B | 650
217929661 | DAY & NIGHT | Q5H9V48*K*AAA* | EA*5X61M21A* | *97CMN0802120B* | Split System | 47000 | 16 | 9 | 2.08 | R-454B | 650
217930312 | DAY & NIGHT | Q5H9V48*K*AAA* | EA*5X61M24A* | *97VTN1202422A* | Split System | 47000 | 16 | 9 | 2.08 | R-454B | 650
217930143 | DAY & NIGHT | Q5H9V48*K*AAA* | EA*5X61M24A* | *96CTN0802120B* | Split System | 47000 | 16 | 9 | 2.08 | R-454B | 650
217930182 | DAY & NIGHT | Q5H9V48*K*AAA* | EA*5X61M24A* | *97CTN0802120A* | Split System | 47000 | 16 | 9 | 2.08 | R-454B | 650
217930099 | DAY & NIGHT | N5H9V48*K*AAA* | EA*5X61M24A* | *96VSN1202422B* | Split System | 47500 | 16 | 9 | 2.08 | R-454B | 650
217930060 | DAY & NIGHT | N5H9V48*K*AAA* | EA*5X61M24A* | *97CMN1002122B* | Split System | 47500 | 16 | 9 | 2.08 | R-454B | 650
217930151 | DAY & NIGHT | N5H9V48*K*AAA* | EA*5X61M24A* | *96CTN1002122B* | Split System | 47500 | 16 | 9 | 2.08 | R-454B | 650
217930190 | DAY & NIGHT | N5H9V48*K*AAA* | EA*5X61M24A* | *97CTN1002122A* | Split System | 47500 | 16 | 9 | 2.08 | R-454B | 650
217930156 | DAY & NIGHT | Q5H9V48*K*AAA* | EA*5X61M24A* | *96CTN1002122B* | Split System | 47500 | 16 | 9 | 2.08 | R-454B | 650
217930065 | DAY & NIGHT | Q5H9V48*K*AAA* | EA*5X61M24A* | *97CMN1002122B* | Split System | 47500 | 16 | 9 | 2.08 | R-454B | 650
217930104 | DAY & NIGHT | Q5H9V48*K*AAA* | EA*5X61M24A* | *96VSN1202422B* | Split System | 47500 | 16 | 9 | 2.08 | R-454B | 650
217930195 | DAY & NIGHT | Q5H9V48*K*AAA* | EA*5X61M24A* | *97CTN1002122A* | Split System | 47500 | 16 | 9 | 2.08 | R-454B | 650
217928732 | DAY & NIGHT | N5H9V48*K*AAA* | EA*5X48M21A* | *80VTL0701716B* | Split System | 44500 | 16 | 9 | 2.1 | R-454B | 650
217928737 | DAY & NIGHT | Q5H9V48*K*AAA* | EA*5X48M21A* | *80VTL0701716B* | Split System | 44500 | 16 | 9 | 2.1 | R-454B | 650
217928602 | DAY & NIGHT | N5H9V48*K*AAA* | EA*5X48M21A* | *80CSU1002120B* | Split System | 45000 | 16 | 9 | 2.1 | R-454B | 650
217928607 | DAY & NIGHT | Q5H9V48*K*AAA* | EA*5X48M21A* | *80CSU1002120B* | Split System | 45000 | 16 | 9 | 2.1 | R-454B | 650
217928823 | DAY & NIGHT | N5H9V48*K*AAA* | EA*5X48M21A* | *96VSN1002120B* | Split System | 45000 | 16 | 9 | 2.1 | R-454B | 650
217928581 | DAY & NIGHT | Q5H9V48*K*AAA* | EA*5X48M21A* | *80CSU0601716B* | Split System | 45000 | 16 | 9 | 2.1 | R-454B | 650
217928828 | DAY & NIGHT | Q5H9V48*K*AAA* | EA*5X48M21A* | *96VSN1002120B* | Split System | 45000 | 16 | 9 | 2.1 | R-454B | 650
217931050 | DAY & NIGHT | N5H9V48*K*AAA* | ESH5X60M12A* | *97CMN0802120B* | Split System | 46000 | 16 | 9 | 2.1 | R-454B | 650
217931055 | DAY & NIGHT | Q5H9V48*K*AAA* | ESH5X60M12A* | *97CMN0802120B* | Split System | 46000 | 16 | 9 | 2.1 | R-454B | 650
217929070 | DAY & NIGHT | N5H9V48*K*AAA* | EA*5X60M24A* | *80VSL1102122B* | Split System | 46500 | 16 | 9 | 2.1 | R-454B | 650
217929253 | DAY & NIGHT | N5H9V48*K*AAA* | EA*5X60M24A* | *96VSN1202422B* | Split System | 46500 | 16 | 9 | 2.1 | R-454B | 650
217930958 | DAY & NIGHT | N5H9V48*K*AAA* | ESH5X60M12A* | *80CTL1352422B* | Split System | 46500 | 16 | 9 | 2.1 | R-454B | 650
217931193 | DAY & NIGHT | N5H9V48*K*AAA* | ESH5X60M12A* | *95MSU1002122A* | Split System | 46500 | 16 | 9 | 2.1 | R-454B | 650
217929383 | DAY & NIGHT | N5H9V48*K*AAA* | EA*5X60M24A* | *97VTN1002120A* | Split System | 46500 | 16 | 9 | 2.1 | R-454B | 650
217929083 | DAY & NIGHT | N5H9V48*K*AAA* | EA*5X60M24A* | *80VSL1352422B* | Split System | 46500 | 16 | 9 | 2.1 | R-454B | 650
217930945 | DAY & NIGHT | N5H9V48*K*AAA* | ESH5X60M12A* | *80CTL1102120B* | Split System | 46500 | 16 | 9 | 2.1 | R-454B | 650
217931336 | DAY & NIGHT | N5H9V48*K*AAA* | ESH5X60M12A* | *96VTN1002122B* | Split System | 46500 | 16 | 9 | 2.1 | R-454B | 650
217929331 | DAY & NIGHT | N5H9V48*K*AAA* | EA*5X60M24A* | *96VTN1002120B* | Split System | 46500 | 16 | 9 | 2.1 | R-454B | 650
217930828 | DAY & NIGHT | N5H9V48*K*AAA* | ESH5X60M12A* | *80VSL0902120B* | Split System | 46500 | 16 | 9 | 2.1 | R-454B | 650
217930854 | DAY & NIGHT | N5H9V48*K*AAA* | ESH5X60M12A* | *80VSL1352422B* | Split System | 46500 | 16 | 9 | 2.1 | R-454B | 650
217930867 | DAY & NIGHT | N5H9V48*K*AAA* | ESH5X60M12A* | *80MSU0601716A* | Split System | 46500 | 16 | 9 | 2.1 | R-454B | 650
217929838 | DAY & NIGHT | N5H9V48*K*AAA* | EA*5X61M21A* | *97VTN0802120A* | Split System | 46500 | 16 | 9 | 2.1 | R-454B | 650
217930971 | DAY & NIGHT | N5H9V48*K*AAA* | ESH5X60M12A* | *80VTL0902120B* | Split System | 46500 | 16 | 9 | 2.1 | R-454B | 650
217931076 | DAY & NIGHT | N5H9V48*K*AAA* | ESH5X60M12A* | *97CMN1202422B* | Split System | 46500 | 16 | 9 | 2.1 | R-454B | 650
217930841 | DAY & NIGHT | N5H9V48*K*AAA* | ESH5X60M12A* | *80VSL1102122B* | Split System | 46500 | 16 | 9 | 2.1 | R-454B | 650
217930893 | DAY & NIGHT | N5H9V48*K*AAA* | ESH5X60M12A* | *80MSU1002120A* | Split System | 46500 | 16 | 9 | 2.1 | R-454B | 650
217931024 | DAY & NIGHT | N5H9V48*K*AAA* | ESH5X60M12A* | *95CSU1002122B* | Split System | 46500 | 16 | 9 | 2.1 | R-454B | 650
217930984 | DAY & NIGHT | N5H9V48*K*AAA* | ESH5X60M12A* | *80VTL1102122B* | Split System | 46500 | 16 | 9 | 2.1 | R-454B | 650
217931440 | DAY & NIGHT | N5H9V48*K*AAA* | ESH5X60M12A* | OLV154F20A | Split System | 46500 | 16 | 9 | 2.1 | R-454B | 650
217929336 | DAY & NIGHT | Q5H9V48*K*AAA* | EA*5X60M24A* | *96VTN1002120B* | Split System | 46500 | 16 | 9 | 2.1 | R-454B | 650
217930859 | DAY & NIGHT | Q5H9V48*K*AAA* | ESH5X60M12A* | *80VSL1352422B* | Split System | 46500 | 16 | 9 | 2.1 | R-454B | 650
217929088 | DAY & NIGHT | Q5H9V48*K*AAA* | EA*5X60M24A* | *80VSL1352422B* | Split System | 46500 | 16 | 9 | 2.1 | R-454B | 650
217931445 | DAY & NIGHT | Q5H9V48*K*AAA* | ESH5X60M12A* | OLV154F20A | Split System | 46500 | 16 | 9 | 2.1 | R-454B | 650
217929258 | DAY & NIGHT | Q5H9V48*K*AAA* | EA*5X60M24A* | *96VSN1202422B* | Split System | 46500 | 16 | 9 | 2.1 | R-454B | 650
217929075 | DAY & NIGHT | Q5H9V48*K*AAA* | EA*5X60M24A* | *80VSL1102122B* | Split System | 46500 | 16 | 9 | 2.1 | R-454B | 650
217930846 | DAY & NIGHT | Q5H9V48*K*AAA* | ESH5X60M12A* | *80VSL1102122B* | Split System | 46500 | 16 | 9 | 2.1 | R-454B | 650
217931341 | DAY & NIGHT | Q5H9V48*K*AAA* | ESH5X60M12A* | *96VTN1002122B* | Split System | 46500 | 16 | 9 | 2.1 | R-454B | 650
217929843 | DAY & NIGHT | Q5H9V48*K*AAA* | EA*5X61M21A* | *97VTN0802120A* | Split System | 46500 | 16 | 9 | 2.1 | R-454B | 650
217930989 | DAY & NIGHT | Q5H9V48*K*AAA* | ESH5X60M12A* | *80VTL1102122B* | Split System | 46500 | 16 | 9 | 2.1 | R-454B | 650
217930963 | DAY & NIGHT | Q5H9V48*K*AAA* | ESH5X60M12A* | *80CTL1352422B* | Split System | 46500 | 16 | 9 | 2.1 | R-454B | 650
217929388 | DAY & NIGHT | Q5H9V48*K*AAA* | EA*5X60M24A* | *97VTN1002120A* | Split System | 46500 | 16 | 9 | 2.1 | R-454B | 650
217930898 | DAY & NIGHT | Q5H9V48*K*AAA* | ESH5X60M12A* | *80MSU1002120A* | Split System | 46500 | 16 | 9 | 2.1 | R-454B | 650
217931198 | DAY & NIGHT | Q5H9V48*K*AAA* | ESH5X60M12A* | *95MSU1002122A* | Split System | 46500 | 16 | 9 | 2.1 | R-454B | 650
217929687 | DAY & NIGHT | Q5H9V48*K*AAA* | EA*5X61M21A* | *96VSN0802120B* | Split System | 46500 | 16 | 9 | 2.1 | R-454B | 650
217929804 | DAY & NIGHT | Q5H9V48*K*AAA* | EA*5X61M21A* | *96VTN0802120B* | Split System | 46500 | 16 | 9 | 2.1 | R-454B | 650
217931029 | DAY & NIGHT | Q5H9V48*K*AAA* | ESH5X60M12A* | *95CSU1002122B* | Split System | 46500 | 16 | 9 | 2.1 | R-454B | 650
217930976 | DAY & NIGHT | Q5H9V48*K*AAA* | ESH5X60M12A* | *80VTL0902120B* | Split System | 46500 | 16 | 9 | 2.1 | R-454B | 650
217930833 | DAY & NIGHT | Q5H9V48*K*AAA* | ESH5X60M12A* | *80VSL0902120B* | Split System | 46500 | 16 | 9 | 2.1 | R-454B | 650
217930950 | DAY & NIGHT | Q5H9V48*K*AAA* | ESH5X60M12A* | *80CTL1102120B* | Split System | 46500 | 16 | 9 | 2.1 | R-454B | 650
217929284 | DAY & NIGHT | Q5H9V48*K*AAA* | EA*5X60M24A* | *95MSU1002122A* | Split System | 46500 | 16 | 9 | 2.1 | R-454B | 650
217930872 | DAY & NIGHT | Q5H9V48*K*AAA* | ESH5X60M12A* | *80MSU0601716A* | Split System | 46500 | 16 | 9 | 2.1 | R-454B | 650
217931081 | DAY & NIGHT | Q5H9V48*K*AAA* | ESH5X60M12A* | *97CMN1202422B* | Split System | 46500 | 16 | 9 | 2.1 | R-454B | 650
217931406 | DAY & NIGHT | Q5H9V48*K*AAA* | ESH5X60M12A* | *97VTN1002122A* | Split System | 46500 | 16 | 9 | 2.1 | R-454B | 650
217929109 | DAY & NIGHT | N5H9V48*K*AAA* | EA*5X60M24A* | *80MSU1002120A* | Split System | 46500 | 16 | 9 | 2.1 | R-454B | 650
217929114 | DAY & NIGHT | Q5H9V48*K*AAA* | EA*5X60M24A* | *80MSU1002120A* | Split System | 46500 | 16 | 9 | 2.1 | R-454B | 650
217929708 | DAY & NIGHT | N5H9V48*K*AAA* | EA*5X61M21A* | *95MSU0802120A* | Split System | 47000 | 16 | 9 | 2.1 | R-454B | 650
217929713 | DAY & NIGHT | Q5H9V48*K*AAA* | EA*5X61M21A* | *95MSU0802120A* | Split System | 47000 | 16 | 9 | 2.1 | R-454B | 650
217929773 | DAY & NIGHT | N5H9V48*K*AAA* | EA*5X61M21A* | *97CTN0802120A* | Split System | 47000 | 16 | 9 | 2.1 | R-454B | 650
217929630 | DAY & NIGHT | N5H9V48*K*AAA* | EA*5X61M21A* | *95CSU0802120B* | Split System | 47000 | 16 | 9 | 2.1 | R-454B | 650
217929747 | DAY & NIGHT | N5H9V48*K*AAA* | EA*5X61M21A* | *96CTN0802120B* | Split System | 47000 | 16 | 9 | 2.1 | R-454B | 650
217930229 | DAY & NIGHT | N5H9V48*K*AAA* | EA*5X61M24A* | *96VTN1002120B* | Split System | 47000 | 16 | 9 | 2.1 | R-454B | 650
217930281 | DAY & NIGHT | N5H9V48*K*AAA* | EA*5X61M24A* | *97VTN1002120A* | Split System | 47000 | 16 | 9 | 2.1 | R-454B | 650
217930112 | DAY & NIGHT | N5H9V48*K*AAA* | EA*5X61M24A* | *95MSU1002120A* | Split System | 47000 | 16 | 9 | 2.1 | R-454B | 650
217930086 | DAY & NIGHT | N5H9V48*K*AAA* | EA*5X61M24A* | *96VSN1002120B* | Split System | 47000 | 16 | 9 | 2.1 | R-454B | 650
217929778 | DAY & NIGHT | Q5H9V48*K*AAA* | EA*5X61M21A* | *97CTN0802120A* | Split System | 47000 | 16 | 9 | 2.1 | R-454B | 650
217929635 | DAY & NIGHT | Q5H9V48*K*AAA* | EA*5X61M21A* | *95CSU0802120B* | Split System | 47000 | 16 | 9 | 2.1 | R-454B | 650
217930286 | DAY & NIGHT | Q5H9V48*K*AAA* | EA*5X61M24A* | *97VTN1002120A* | Split System | 47000 | 16 | 9 | 2.1 | R-454B | 650
217930091 | DAY & NIGHT | Q5H9V48*K*AAA* | EA*5X61M24A* | *96VSN1002120B* | Split System | 47000 | 16 | 9 | 2.1 | R-454B | 650
217929752 | DAY & NIGHT | Q5H9V48*K*AAA* | EA*5X61M21A* | *96CTN0802120B* | Split System | 47000 | 16 | 9 | 2.1 | R-454B | 650
217930234 | DAY & NIGHT | Q5H9V48*K*AAA* | EA*5X61M24A* | *96VTN1002120B* | Split System | 47000 | 16 | 9 | 2.1 | R-454B | 650
217930294 | DAY & NIGHT | N5H9V48*K*AAA* | EA*5X61M24A* | *97VTN1002122A* | Split System | 47500 | 16 | 9 | 2.1 | R-454B | 650
217929929 | DAY & NIGHT | N5H9V48*K*AAA* | EA*5X61M24A* | *80VSL1352422B* | Split System | 47500 | 16 | 9 | 2.1 | R-454B | 650
217930020 | DAY & NIGHT | N5H9V48*K*AAA* | EA*5X61M24A* | *80VTL1102122B* | Split System | 47500 | 16 | 9 | 2.1 | R-454B | 650
217930320 | DAY & NIGHT | N5H9V48*K*AAA* | EA*5X61M24A* | OLV154F20A | Split System | 47500 | 16 | 9 | 2.1 | R-454B | 650
217930242 | DAY & NIGHT | N5H9V48*K*AAA* | EA*5X61M24A* | *96VTN1002122B* | Split System | 47500 | 16 | 9 | 2.1 | R-454B | 650
217930247 | DAY & NIGHT | Q5H9V48*K*AAA* | EA*5X61M24A* | *96VTN1002122B* | Split System | 47500 | 16 | 9 | 2.1 | R-454B | 650
217930025 | DAY & NIGHT | Q5H9V48*K*AAA* | EA*5X61M24A* | *80VTL1102122B* | Split System | 47500 | 16 | 9 | 2.1 | R-454B | 650
217929934 | DAY & NIGHT | Q5H9V48*K*AAA* | EA*5X61M24A* | *80VSL1352422B* | Split System | 47500 | 16 | 9 | 2.1 | R-454B | 650
217930325 | DAY & NIGHT | Q5H9V48*K*AAA* | EA*5X61M24A* | OLV154F20A | Split System | 47500 | 16 | 9 | 2.1 | R-454B | 650
217930299 | DAY & NIGHT | Q5H9V48*K*AAA* | EA*5X61M24A* | *97VTN1002122A* | Split System | 47500 | 16 | 9 | 2.1 | R-454B | 650
217930007 | DAY & NIGHT | N5H9V48*K*AAA* | EA*5X61M24A* | *80VTL0902120B* | Split System | 47500 | 16 | 9 | 2.1 | R-454B | 650
217929942 | DAY & NIGHT | N5H9V48*K*AAA* | EA*5X61M24A* | *80MSU1002120A* | Split System | 47500 | 16 | 9 | 2.1 | R-454B | 650
217929903 | DAY & NIGHT | N5H9V48*K*AAA* | EA*5X61M24A* | *80VSL0902120B* | Split System | 47500 | 16 | 9 | 2.1 | R-454B | 650
217930012 | DAY & NIGHT | Q5H9V48*K*AAA* | EA*5X61M24A* | *80VTL0902120B* | Split System | 47500 | 16 | 9 | 2.1 | R-454B | 650
217929947 | DAY & NIGHT | Q5H9V48*K*AAA* | EA*5X61M24A* | *80MSU1002120A* | Split System | 47500 | 16 | 9 | 2.1 | R-454B | 650
217929908 | DAY & NIGHT | Q5H9V48*K*AAA* | EA*5X61M24A* | *80VSL0902120B* | Split System | 47500 | 16 | 9 | 2.1 | R-454B | 650
217915390 | DAY & NIGHT | Q5H9V48*K*AAA* | EVM5X49M21A* | *80CSU1002120B* | Split System | 48500 | 16 | 9 | 2.1 | R-454B | 650
217931812 | DAY & NIGHT | N5H9V60*K*AAA* | EA*5X60M24A* | *96CTN1202422B* | Split System | 54500 | 16 | 9 | 2.12 | R-454B | 650
217931496 | DAY & NIGHT | N5H9V60*K*AAA* | EA*5X60M24A* | *80VSL0902120B* | Split System | 54500 | 16 | 9 | 2.12 | R-454B | 650
217931616 | DAY & NIGHT | N5H9V60*K*AAA* | EA*5X60M24A* | *80VTL0902120B* | Split System | 54500 | 16 | 9 | 2.12 | R-454B | 650
217931857 | DAY & NIGHT | N5H9V60*K*AAA* | EA*5X60M24A* | *97CTN1202422A* | Split System | 54500 | 16 | 9 | 2.12 | R-454B | 650
217931503 | DAY & NIGHT | Q5H9V60*K*AAA* | EA*5X60M24A* | *80VSL0902120B* | Split System | 54500 | 16 | 9 | 2.12 | R-454B | 650
217931864 | DAY & NIGHT | Q5H9V60*K*AAA* | EA*5X60M24A* | *97CTN1202422A* | Split System | 54500 | 16 | 9 | 2.12 | R-454B | 650
217931623 | DAY & NIGHT | Q5H9V60*K*AAA* | EA*5X60M24A* | *80VTL0902120B* | Split System | 54500 | 16 | 9 | 2.12 | R-454B | 650
217931511 | DAY & NIGHT | N5H9V60*K*AAA* | EA*5X60M24A* | *80VSL1102122B* | Split System | 55000 | 16 | 9 | 2.12 | R-454B | 650
217931631 | DAY & NIGHT | N5H9V60*K*AAA* | EA*5X60M24A* | *80VTL1102122B* | Split System | 55000 | 16 | 9 | 2.12 | R-454B | 650
217931638 | DAY & NIGHT | Q5H9V60*K*AAA* | EA*5X60M24A* | *80VTL1102122B* | Split System | 55000 | 16 | 9 | 2.12 | R-454B | 650
217931518 | DAY & NIGHT | Q5H9V60*K*AAA* | EA*5X60M24A* | *80VSL1102122B* | Split System | 55000 | 16 | 9 | 2.12 | R-454B | 650
217931992 | DAY & NIGHT | N5H9V60*K*AAA* | EA*5X60M24A* | OLV154F20A | Split System | 55500 | 16 | 9 | 2.12 | R-454B | 650
217931999 | DAY & NIGHT | Q5H9V60*K*AAA* | EA*5X60M24A* | OLV154F20A | Split System | 55500 | 16 | 9 | 2.12 | R-454B | 650
217932052 | DAY & NIGHT | N5H9V60*K*AAA* | EA*5X61M21A* | *80VSL1102122B* | Split System | 56000 | 16 | 9 | 2.12 | R-454B | 650
217932059 | DAY & NIGHT | Q5H9V60*K*AAA* | EA*5X61M21A* | *80VSL1102122B* | Split System | 56000 | 16 | 9 | 2.12 | R-454B | 650
217932412 | DAY & NIGHT | N5H9V60*K*AAA* | EA*5X61M21A* | *97VTN1002120A* | Split System | 55500 | 16 | 9 | 2.14 | R-454B | 650
217932983 | DAY & NIGHT | N5H9V60*K*AAA* | EA*5X61M24A* | *97VTN1202422A* | Split System | 55500 | 16 | 9 | 2.14 | R-454B | 650
217932367 | DAY & NIGHT | N5H9V60*K*AAA* | EA*5X61M21A* | *96VTN1002120B* | Split System | 55500 | 16 | 9 | 2.14 | R-454B | 650
217932142 | DAY & NIGHT | N5H9V60*K*AAA* | EA*5X61M21A* | *80VTL0902120B* | Split System | 55500 | 16 | 9 | 2.14 | R-454B | 650
217932923 | DAY & NIGHT | N5H9V60*K*AAA* | EA*5X61M24A* | *96VTN1202422B* | Split System | 55500 | 16 | 9 | 2.14 | R-454B | 650
217932149 | DAY & NIGHT | Q5H9V60*K*AAA* | EA*5X61M21A* | *80VTL0902120B* | Split System | 55500 | 16 | 9 | 2.14 | R-454B | 650
217932374 | DAY & NIGHT | Q5H9V60*K*AAA* | EA*5X61M21A* | *96VTN1002120B* | Split System | 55500 | 16 | 9 | 2.14 | R-454B | 650
217932419 | DAY & NIGHT | Q5H9V60*K*AAA* | EA*5X61M21A* | *97VTN1002120A* | Split System | 55500 | 16 | 9 | 2.14 | R-454B | 650
217932044 | DAY & NIGHT | Q5H9V60*K*AAA* | EA*5X61M21A* | *80VSL0902120B* | Split System | 55500 | 16 | 9 | 2.14 | R-454B | 650
217932930 | DAY & NIGHT | Q5H9V60*K*AAA* | EA*5X61M24A* | *96VTN1202422B* | Split System | 55500 | 16 | 9 | 2.14 | R-454B | 650
217932990 | DAY & NIGHT | Q5H9V60*K*AAA* | EA*5X61M24A* | *97VTN1202422A* | Split System | 55500 | 16 | 9 | 2.14 | R-454B | 650
217932592 | DAY & NIGHT | N5H9V60*K*AAA* | EA*5X61M24A* | *80CTL1352422B* | Split System | 56000 | 16 | 9 | 2.14 | R-454B | 650
217932382 | DAY & NIGHT | N5H9V60*K*AAA* | EA*5X61M21A* | *96VTN1002122B* | Split System | 56000 | 16 | 9 | 2.14 | R-454B | 650
217932577 | DAY & NIGHT | N5H9V60*K*AAA* | EA*5X61M24A* | *80CTL1102120B* | Split System | 56000 | 16 | 9 | 2.14 | R-454B | 650
217932472 | DAY & NIGHT | N5H9V60*K*AAA* | EA*5X61M24A* | *80VSL0902120B* | Split System | 56000 | 16 | 9 | 2.14 | R-454B | 650
217932607 | DAY & NIGHT | N5H9V60*K*AAA* | EA*5X61M24A* | *80VTL0902120B* | Split System | 56000 | 16 | 9 | 2.14 | R-454B | 650
217932427 | DAY & NIGHT | N5H9V60*K*AAA* | EA*5X61M21A* | *97VTN1002122A* | Split System | 56000 | 16 | 9 | 2.14 | R-454B | 650
217932713 | DAY & NIGHT | N5H9V60*K*AAA* | EA*5X61M24A* | *96VSN1002120B* | Split System | 56000 | 16 | 9 | 2.14 | R-454B | 650
217932893 | DAY & NIGHT | N5H9V60*K*AAA* | EA*5X61M24A* | *96VTN1002120B* | Split System | 56000 | 16 | 9 | 2.14 | R-454B | 650
217932953 | DAY & NIGHT | N5H9V60*K*AAA* | EA*5X61M24A* | *97VTN1002120A* | Split System | 56000 | 16 | 9 | 2.14 | R-454B | 650
217932562 | DAY & NIGHT | N5H9V60*K*AAA* | EA*5X61M24A* | *80CTL0902120B* | Split System | 56000 | 16 | 9 | 2.14 | R-454B | 650
217932960 | DAY & NIGHT | Q5H9V60*K*AAA* | EA*5X61M24A* | *97VTN1002120A* | Split System | 56000 | 16 | 9 | 2.14 | R-454B | 650
217932584 | DAY & NIGHT | Q5H9V60*K*AAA* | EA*5X61M24A* | *80CTL1102120B* | Split System | 56000 | 16 | 9 | 2.14 | R-454B | 650
217932720 | DAY & NIGHT | Q5H9V60*K*AAA* | EA*5X61M24A* | *96VSN1002120B* | Split System | 56000 | 16 | 9 | 2.14 | R-454B | 650
217932900 | DAY & NIGHT | Q5H9V60*K*AAA* | EA*5X61M24A* | *96VTN1002120B* | Split System | 56000 | 16 | 9 | 2.14 | R-454B | 650
217932434 | DAY & NIGHT | Q5H9V60*K*AAA* | EA*5X61M21A* | *97VTN1002122A* | Split System | 56000 | 16 | 9 | 2.14 | R-454B | 650
217932479 | DAY & NIGHT | Q5H9V60*K*AAA* | EA*5X61M24A* | *80VSL0902120B* | Split System | 56000 | 16 | 9 | 2.14 | R-454B | 650
217932614 | DAY & NIGHT | Q5H9V60*K*AAA* | EA*5X61M24A* | *80VTL0902120B* | Split System | 56000 | 16 | 9 | 2.14 | R-454B | 650
217932599 | DAY & NIGHT | Q5H9V60*K*AAA* | EA*5X61M24A* | *80CTL1352422B* | Split System | 56000 | 16 | 9 | 2.14 | R-454B | 650
217932569 | DAY & NIGHT | Q5H9V60*K*AAA* | EA*5X61M24A* | *80CTL0902120B* | Split System | 56000 | 16 | 9 | 2.14 | R-454B | 650
217932668 | DAY & NIGHT | N5H9V60*K*AAA* | EA*5X61M24A* | *97CMN1002122B* | Split System | 56000 | 16 | 9 | 2.14 | R-454B | 650
217932848 | DAY & NIGHT | N5H9V60*K*AAA* | EA*5X61M24A* | *97CTN1002122A* | Split System | 56000 | 16 | 9 | 2.14 | R-454B | 650
217932803 | DAY & NIGHT | N5H9V60*K*AAA* | EA*5X61M24A* | *96CTN1002122B* | Split System | 56000 | 16 | 9 | 2.14 | R-454B | 650
217932127 | DAY & NIGHT | N5H9V60*K*AAA* | EA*5X61M21A* | *80CTL1102120B* | Split System | 56000 | 16 | 9 | 2.14 | R-454B | 650
217932855 | DAY & NIGHT | Q5H9V60*K*AAA* | EA*5X61M24A* | *97CTN1002122A* | Split System | 56000 | 16 | 9 | 2.14 | R-454B | 650
217932134 | DAY & NIGHT | Q5H9V60*K*AAA* | EA*5X61M21A* | *80CTL1102120B* | Split System | 56000 | 16 | 9 | 2.14 | R-454B | 650
217932675 | DAY & NIGHT | Q5H9V60*K*AAA* | EA*5X61M24A* | *97CMN1002122B* | Split System | 56000 | 16 | 9 | 2.14 | R-454B | 650
217932810 | DAY & NIGHT | Q5H9V60*K*AAA* | EA*5X61M24A* | *96CTN1002122B* | Split System | 56000 | 16 | 9 | 2.14 | R-454B | 650
217932998 | DAY & NIGHT | N5H9V60*K*AAA* | EA*5X61M24A* | OLV154F20A | Split System | 56500 | 16 | 9 | 2.14 | R-454B | 650
217933005 | DAY & NIGHT | Q5H9V60*K*AAA* | EA*5X61M24A* | OLV154F20A | Split System | 56500 | 16 | 9 | 2.14 | R-454B | 650
217928694 | HEIL | N5H9V48*K*AAA* | EA*5X48M21A* | *80CTL0702120B* | Split System | 45000 | 16 | 9 | 2.08 | R-454B | 650
217928980 | HEIL | N5H9V48*K*AAA* | EA*5X48M21A* | *97VTN0802120A* | Split System | 45000 | 16 | 9 | 2.08 | R-454B | 650
217928837 | HEIL | N5H9V48*K*AAA* | EA*5X48M21A* | *95MSU0802120A* | Split System | 45000 | 16 | 9 | 2.08 | R-454B | 650
217928842 | HEIL | Q5H9V48*K*AAA* | EA*5X48M21A* | *95MSU0802120A* | Split System | 45000 | 16 | 9 | 2.08 | R-454B | 650
217928699 | HEIL | Q5H9V48*K*AAA* | EA*5X48M21A* | *80CTL0702120B* | Split System | 45000 | 16 | 9 | 2.08 | R-454B | 650
217928816 | HEIL | Q5H9V48*K*AAA* | EA*5X48M21A* | *96VSN0802120B* | Split System | 45000 | 16 | 9 | 2.08 | R-454B | 650
217928933 | HEIL | Q5H9V48*K*AAA* | EA*5X48M21A* | *96VTN0802120B* | Split System | 45000 | 16 | 9 | 2.08 | R-454B | 650
217928985 | HEIL | Q5H9V48*K*AAA* | EA*5X48M21A* | *97VTN0802120A* | Split System | 45000 | 16 | 9 | 2.08 | R-454B | 650
217929358 | HEIL | N5H9V48*K*AAA* | EA*5X60M24A* | *96VTN1202422B* | Split System | 46000 | 16 | 9 | 2.08 | R-454B | 650
217929410 | HEIL | N5H9V48*K*AAA* | EA*5X60M24A* | *97VTN1202422A* | Split System | 46000 | 16 | 9 | 2.08 | R-454B | 650
217929363 | HEIL | Q5H9V48*K*AAA* | EA*5X60M24A* | *96VTN1202422B* | Split System | 46000 | 16 | 9 | 2.08 | R-454B | 650
217931142 | HEIL | N5H9V48*K*AAA* | ESH5X60M12A* | *96VSN1202422B* | Split System | 46500 | 16 | 9 | 2.08 | R-454B | 650
217929123 | HEIL | N5H9V48*K*AAA* | EA*5X60M24A* | *80CTL0902120B* | Split System | 46500 | 16 | 9 | 2.08 | R-454B | 650
217931064 | HEIL | N5H9V48*K*AAA* | ESH5X60M12A* | *97CMN1002122B* | Split System | 46500 | 16 | 9 | 2.08 | R-454B | 650
217931181 | HEIL | N5H9V48*K*AAA* | ESH5X60M12A* | *95MSU1002120A* | Split System | 46500 | 16 | 9 | 2.08 | R-454B | 650
217931272 | HEIL | N5H9V48*K*AAA* | ESH5X60M12A* | *97CTN1002122A* | Split System | 46500 | 16 | 9 | 2.08 | R-454B | 650
217931220 | HEIL | N5H9V48*K*AAA* | ESH5X60M12A* | *96CTN1002122B* | Split System | 46500 | 16 | 9 | 2.08 | R-454B | 650
217929128 | HEIL | Q5H9V48*K*AAA* | EA*5X60M24A* | *80CTL0902120B* | Split System | 46500 | 16 | 9 | 2.08 | R-454B | 650
217931147 | HEIL | Q5H9V48*K*AAA* | ESH5X60M12A* | *96VSN1202422B* | Split System | 46500 | 16 | 9 | 2.08 | R-454B | 650
217930821 | HEIL | Q5H9V48*K*AAA* | ESH5X60M12A* | *80CSU1002120B* | Split System | 46500 | 16 | 9 | 2.08 | R-454B | 650
217931069 | HEIL | Q5H9V48*K*AAA* | ESH5X60M12A* | *97CMN1002122B* | Split System | 46500 | 16 | 9 | 2.08 | R-454B | 650
217931225 | HEIL | Q5H9V48*K*AAA* | ESH5X60M12A* | *96CTN1002122B* | Split System | 46500 | 16 | 9 | 2.08 | R-454B | 650
217931277 | HEIL | Q5H9V48*K*AAA* | ESH5X60M12A* | *97CTN1002122A* | Split System | 46500 | 16 | 9 | 2.08 | R-454B | 650
217929488 | HEIL | N5H9V48*K*AAA* | EA*5X61M21A* | *80VSL0701716B* | Split System | 46500 | 16 | 9 | 2.08 | R-454B | 650
217929605 | HEIL | N5H9V48*K*AAA* | EA*5X61M21A* | *80VTL0701716B* | Split System | 46500 | 16 | 9 | 2.08 | R-454B | 650
217929241 | HEIL | N5H9V48*K*AAA* | EA*5X60M24A* | *96VSN1002120B* | Split System | 46500 | 16 | 9 | 2.08 | R-454B | 650
217929610 | HEIL | Q5H9V48*K*AAA* | EA*5X61M21A* | *80VTL0701716B* | Split System | 46500 | 16 | 9 | 2.08 | R-454B | 650
217929246 | HEIL | Q5H9V48*K*AAA* | EA*5X60M24A* | *96VSN1002120B* | Split System | 46500 | 16 | 9 | 2.08 | R-454B | 650
217929493 | HEIL | Q5H9V48*K*AAA* | EA*5X61M21A* | *80VSL0701716B* | Split System | 46500 | 16 | 9 | 2.08 | R-454B | 650
217930178 | HEIL | N5H9V48*K*AAA* | EA*5X61M24A* | *97CTN0802120A* | Split System | 47000 | 16 | 9 | 2.08 | R-454B | 650
217930256 | HEIL | N5H9V48*K*AAA* | EA*5X61M24A* | *96VTN1202422B* | Split System | 47000 | 16 | 9 | 2.08 | R-454B | 650
217929657 | HEIL | N5H9V48*K*AAA* | EA*5X61M21A* | *97CMN0802120B* | Split System | 47000 | 16 | 9 | 2.08 | R-454B | 650
217930139 | HEIL | N5H9V48*K*AAA* | EA*5X61M24A* | *96CTN0802120B* | Split System | 47000 | 16 | 9 | 2.08 | R-454B | 650
217930308 | HEIL | N5H9V48*K*AAA* | EA*5X61M24A* | *97VTN1202422A* | Split System | 47000 | 16 | 9 | 2.08 | R-454B | 650
217930144 | HEIL | Q5H9V48*K*AAA* | EA*5X61M24A* | *96CTN0802120B* | Split System | 47000 | 16 | 9 | 2.08 | R-454B | 650
217929662 | HEIL | Q5H9V48*K*AAA* | EA*5X61M21A* | *97CMN0802120B* | Split System | 47000 | 16 | 9 | 2.08 | R-454B | 650
217930261 | HEIL | Q5H9V48*K*AAA* | EA*5X61M24A* | *96VTN1202422B* | Split System | 47000 | 16 | 9 | 2.08 | R-454B | 650
218372663 | HEIL | H5H0V36*K*AAA* | D(A,C,E)37A3J+TDR | *80CTL1102120B* | Split System | 31200 | 17.5 | 8.5 | 2.43 | R-454B | 650
218372657 | HEIL | H5H0V36*K*AAA* | D(A,C,E)37A3J+TDR | *80CTL0702120B* | Split System | 31000 | 17.5 | 8.5 | 2.44 | R-454B | 650
218372679 | HEIL | H5H0V36*K*AAA* | D(A,C,E)37A3J+TDR | *96CTN0802120B* | Split System | 31000 | 17.5 | 8.5 | 2.44 | R-454B | 650
218372701 | HEIL | H5H0V36*K*AAA* | D(A,C,E)37A3J+TDR | *97CTN0802120A* | Split System | 31000 | 17.5 | 8.5 | 2.44 | R-454B | 650
218372696 | HEIL | H5H0V36*K*AAA* | D(A,C,E)49A3J+TDR | *97CMN1202422B* | Split System | 31000 | 18 | 8.5 | 2.4 | R-454B | 650
218372694 | HEIL | H5H0V36*K*AAA* | D(A,C,E)49A3J+TDR | *97CMN1002122B* | Split System | 31800 | 18 | 8.5 | 2.4 | R-454B | 650
218372704 | HEIL | H5H0V36*K*AAA* | D(A,C,E)49A3J+TDR | *97CTN1002122A* | Split System | 31800 | 18 | 8.5 | 2.4 | R-454B | 650
218372662 | HEIL | H5H0V36*K*AAA* | D(A,C,E)49A3J+TDR | *80CTL0902120B* | Split System | 31800 | 18 | 8.5 | 2.4 | R-454B | 650
218372664 | HEIL | H5H0V36*K*AAA* | D(A,C,E)49A3J+TDR | *80CTL1102120B* | Split System | 31800 | 18 | 8.5 | 2.4 | R-454B | 650
218372682 | HEIL | H5H0V36*K*AAA* | D(A,C,E)49A3J+TDR | *96CTN1002122B* | Split System | 31800 | 18 | 8.5 | 2.4 | R-454B | 650
218372658 | HEIL | H5H0V36*K*AAA* | D(A,C,E)49A3J+TDR | *80CTL0702120B* | Split System | 31600 | 18 | 8.5 | 2.41 | R-454B | 650
218372680 | HEIL | H5H0V36*K*AAA* | D(A,C,E)49A3J+TDR | *96CTN0802120B* | Split System | 31600 | 18 | 8.5 | 2.41 | R-454B | 650
218372702 | HEIL | H5H0V36*K*AAA* | D(A,C,E)49A3J+TDR | *97CTN0802120A* | Split System | 31600 | 18 | 8.5 | 2.41 | R-454B | 650
218372768 | HEIL | H5H0V48*K*AAA* | D(A,C,E)61A3J+TDR | *97CTN1202422A* | Split System | 42000 | 18 | 8.5 | 2.62 | R-454B | 650
218372750 | HEIL | H5H0V48*K*AAA* | D(A,C,E)61A3J+TDR | *96CTN1202422B* | Split System | 42000 | 18 | 8.5 | 2.62 | R-454B | 650
218372760 | HEIL | H5H0V48*K*AAA* | D(A,C,E)61A3J+TDR | *97CMN1202422B* | Split System | 42000 | 18 | 8.5 | 2.64 | R-454B | 650
218372736 | HEIL | H5H0V48*K*AAA* | D(A,C,E)61A3J+TDR | *80CTL1352422B* | Split System | 42000 | 18 | 8.5 | 2.65 | R-454B | 650
218372742 | HEIL | H5H0V48*K*AAA* | D(A,C,E)61A3J+TDR | *95CSU1002122B* | Split System | 42000 | 18 | 8.5 | 2.65 | R-454B | 650
218614992 | ACIQ | ACIQ-48-HPD | AE*L+DM59A4J+TDR |  | Split System | 44000 | 15.5 | 8.5 | 2.81 | R-454B | 650
218362626 | BOSCH | BOHA-36MTB-M18S | D(A,C,E)37D3J+TDR | BGH97M080C4A | Split System | 32200 | 16 | 8.5 | 2.57 | R-454B | 650
218362616 | BOSCH | BOHA-36MTB-M18S | D(A,C,E)37D3J+TDR | BGH97M060B3A | Split System | 30800 | 16 | 8.5 | 2.59 | R-454B | 650
218372614 | HEIL | H5H0V24*K*AAA* | D(A,C,E)37A3J+TDR | *95CSU1002122B* | Split System | 21600 | 16.5 | 8.5 | 2.74 | R-454B | 650
218372619 | HEIL | H5H0V24*K*AAA* | D(A,C,E)31A3J+TDR | *96CTN0801714B* | Split System | 21400 | 17 | 8.5 | 2.7 | R-454B | 650
218372606 | HEIL | H5H0V24*K*AAA* | D(A,C,E)37A3J+TDR | *80CTL0902120B* | Split System | 21600 | 17 | 8.5 | 2.74 | R-454B | 650
218372608 | HEIL | H5H0V24*K*AAA* | D(A,C,E)37A3J+TDR | *80CTL1102120B* | Split System | 21600 | 17 | 8.5 | 2.74 | R-454B | 650
218372638 | HEIL | H5H0V24*K*AAA* | D(A,C,E)37A3J+TDR | *97CTN1002122A* | Split System | 21600 | 17 | 8.5 | 2.74 | R-454B | 650
218372632 | HEIL | H5H0V24*K*AAA* | D(A,C,E)37A3J+TDR | *97CMN1002122B* | Split System | 21600 | 17 | 8.5 | 2.74 | R-454B | 650
218372622 | HEIL | H5H0V24*K*AAA* | D(A,C,E)37A3J+TDR | *96CTN1002122B* | Split System | 21600 | 17 | 8.5 | 2.74 | R-454B | 650
218372602 | HEIL | H5H0V24*K*AAA* | D(A,C,E)37A3J+TDR | *80CTL0702120B* | Split System | 21600 | 17 | 8.5 | 2.75 | R-454B | 650
218372683 | HEIL | H5H0V36*K*AAA* | D(A,C,E)37A3J+TDR | *96CTN1202422B* | Split System | 30200 | 18 | 8.5 | 2.4 | R-454B | 650
218372705 | HEIL | H5H0V36*K*AAA* | D(A,C,E)37A3J+TDR | *97CTN1202422A* | Split System | 30200 | 18 | 8.5 | 2.4 | R-454B | 650
218372706 | HEIL | H5H0V36*K*AAA* | D(A,C,E)49A3J+TDR | *97CTN1202422A* | Split System | 31000 | 18 | 8.5 | 2.4 | R-454B | 650
218372666 | HEIL | H5H0V36*K*AAA* | D(A,C,E)49A3J+TDR | *80CTL1352422B* | Split System | 31000 | 18 | 8.5 | 2.4 | R-454B | 650
218372684 | HEIL | H5H0V36*K*AAA* | D(A,C,E)49A3J+TDR | *96CTN1202422B* | Split System | 31000 | 18 | 8.5 | 2.4 | R-454B | 650
218331048 | CARRIER | 37MUHAQ24AA3 | D(A,C,E)37A3J+TDR | 59SP6B040V14**10 | Split System | 21000 | 15.2 | 8.5 | 2.89 | R-454B | 650
218331038 | CARRIER | 37MUHAQ24AA3 | D(A,C,E)37A3J+TDR | 59SC6A080M21**20 | Split System | 21000 | 15.5 | 8.5 | 2.87 | R-454B | 650
218330954 | CARRIER | 37MUHAQ24AA3 | D(A,C,E)37A3J+TDR | 58S(B,C)*B070M21**16 | Split System | 21200 | 15.5 | 8.5 | 2.89 | R-454B | 650
218330956 | CARRIER | 37MUHAQ24AA3 | D(A,C,E)37A3J+TDR | 58S(B,C)*B090M17**14 | Split System | 21200 | 15.5 | 8.5 | 2.89 | R-454B | 650
218331088 | CARRIER | 37MUHAQ24AA3 | D(A,C,E)37A3J+TDR | 59TP6C100V21**22 | Split System | 21200 | 15.5 | 8.5 | 2.93 | R-454B | 650
218331098 | CARRIER | 37MUHAQ24AA3 | D(A,C,E)37A3J+TDR | 59TP7A100V21**20 | Split System | 20800 | 16 | 8.5 | 2.89 | R-454B | 650
218331016 | CARRIER | 37MUHAQ24AA3 | D(A,C,E)37A3J+TDR | 59SC2E080M17**16 | Split System | 21000 | 16 | 8.5 | 2.89 | R-454B | 650
218330972 | CARRIER | 37MUHAQ24AA3 | D(A,C,E)37A3J+TDR | 58SP*B045V14**12 | Split System | 21000 | 16 | 8.5 | 2.89 | R-454B | 650
218331020 | CARRIER | 37MUHAQ24AA3 | D(A,C,E)37A3J+TDR | 59SC2E100M21**20 | Split System | 21000 | 16 | 8.5 | 2.89 | R-454B | 650
218330952 | CARRIER | 37MUHAQ24AA3 | D(A,C,E)37A3J+TDR | 58S(B,C)*B070M17**16 | Split System | 21200 | 16 | 8.5 | 2.89 | R-454B | 650
218330948 | CARRIER | 37MUHAQ24AA3 | D(A,C,E)37A3J+TDR | 58S(B,C)*B070M14**12 | Split System | 21200 | 16 | 8.5 | 2.89 | R-454B | 650
218330998 | CARRIER | 37MUHAQ24AA3 | D(A,C,E)37A3J+TDR | 58TP*B070V17**16 | Split System | 21200 | 16 | 8.5 | 2.89 | R-454B | 650
218331082 | CARRIER | 37MUHAQ24AA3 | D(A,C,E)37A3J+TDR | 59TP6C080V17**16 | Split System | 21400 | 16 | 8.5 | 2.89 | R-454B | 650
218331056 | CARRIER | 37MUHAQ24AA3 | D(A,C,E)37A3J+TDR | 59SP6B080V17**16 | Split System | 21400 | 16 | 8.5 | 2.89 | R-454B | 650
218331106 | CARRIER | 37MUHAQ24AA3 | D(A,C,E)37A3J+TDR | GG96VTAB48060B** | Split System | 21200 | 16 | 8.5 | 2.9 | R-454B | 650
218361628 | GE Appliances | NS18H24HA5*** | PE(S,T)27J |  | Split System | 20600 | 16 | 8.5 | 2.35 | R-454B | 650
215850011 | COLEMAN | HH824E2S11 | C(A,C,D,E)24C3K+TDR | TM9Y040A10MP11 | Split System | 20800 | 16.5 | 8.5 | 2 | R-454B | 650
215849981 | COLEMAN | HH824E2S11 | D(A,C,E)36A3K+TDR | TM9V040A10MP12 | Split System | 20800 | 16.5 | 8.5 | 2 | R-454B | 650
215849978 | COLEMAN | HH824E2S11 | D(A,C,E)24C3K+TDR | TM9V040A10MP12 | Split System | 21000 | 16.5 | 8.5 | 2 | R-454B | 650
215851122 | COLEMAN | HH860E2S11 | C(A,C,D,E)60A3K+TDR | TP9C080C16MP13 | Split System | 40500 | 17 | 8.5 | 2 | R-454B | 650
215850940 | COLEMAN | HH860E2S11 | D(A,C,E)60A3K+TDR | TM9V080C16MP12 | Split System | 40500 | 17 | 8.5 | 2 | R-454B | 650
215851128 | COLEMAN | HH860E2S11 | D(A,C,E)60A3K+TDR | TP9C080C16MP13 | Split System | 40500 | 17 | 8.5 | 2 | R-454B | 650
215850619 | COLEMAN | HH860E2S11 | D(A,C,E)60A3K+TDR | CP9C080C16MP13 | Split System | 40500 | 17 | 8.5 | 2 | R-454B | 650
215850615 | COLEMAN | HH860E2S11 | C(A,C,D,E)60A3K+TDR | CP9C080C16MP13 | Split System | 40500 | 17 | 8.5 | 2 | R-454B | 650
215850980 | COLEMAN | HH860E2S11 | D(A,C,E)60A3K+TDR | TM9Y080C16MP11 | Split System | 40500 | 17 | 8.5 | 2 | R-454B | 650
215850986 | COLEMAN | HH860E2S11 | C(A,C,D,E)60A3K+TDR | TM9Y100C16MP11 | Split System | 40500 | 17 | 8.5 | 2 | R-454B | 650
215850990 | COLEMAN | HH860E2S11 | D(A,C,E)60A3K+TDR | TM9Y100C16MP11 | Split System | 40500 | 17 | 8.5 | 2 | R-454B | 650
215850976 | COLEMAN | HH860E2S11 | C(A,C,D,E)60A3K+TDR | TM9Y080C16MP11 | Split System | 40500 | 17 | 8.5 | 2 | R-454B | 650
215850996 | COLEMAN | HH860E2S11 | C(A,C,D,E)60A3K+TDR | TM9Y100C20MP11 | Split System | 41000 | 17 | 8.5 | 2 | R-454B | 650
215849895 | COLEMAN | HH824E2S11 | D(A,C,E)36A3K+TDR | TM8Y060A12MP11 | Split System | 20600 | 17.5 | 8.5 | 2 | R-454B | 650
215850364 | COLEMAN | HH836E2S11 | C(A,C,D,E)36B3K+TDR | TM8Y080B12MP11 | Split System | 30600 | 18 | 8.5 | 2 | R-454B | 650
215850439 | COLEMAN | HH836E2S11 | C(A,C,D,E)36B3K+TDR | TM9V080B12MP12 | Split System | 30600 | 18 | 8.5 | 2 | R-454B | 650
215850536 | COLEMAN | HH836E2S11 | C(A,C,D,E)36B3K+TDR | TP9C080B12MP13 | Split System | 30600 | 18 | 8.5 | 2 | R-454B | 650
215850470 | COLEMAN | HH836E2S11 | C(A,C,D,E)36B3K+TDR | TM9Y080B12MP11 | Split System | 30600 | 18 | 8.5 | 2 | R-454B | 650
215850508 | COLEMAN | HH836E2S11 | C(A,C,D,E)36B3K+TDR | TMLE100B12MP11 | Split System | 30800 | 18 | 8.5 | 2 | R-454B | 650
215850315 | COLEMAN | HH836E2S11 | C(A,C,D,E)36B3K+TDR | TM8E100B12MP11 | Split System | 30800 | 18 | 8.5 | 2 | R-454B | 650
215850297 | COLEMAN | HH836E2S11 | C(A,C,D,E)36B3K+TDR | TM8E080B12MP11 | Split System | 30800 | 18 | 8.5 | 2 | R-454B | 650
215850540 | COLEMAN | HH836E2S11 | C(A,C,D,E)36B3K+TDR | TP9C080C16MP13 | Split System | 30800 | 18 | 8.5 | 2 | R-454B | 650
215850493 | COLEMAN | HH836E2S11 | C(A,C,D,E)36B3K+TDR | TMLE080B12MP11 | Split System | 30800 | 18 | 8.5 | 2 | R-454B | 650
215850445 | COLEMAN | HH836E2S11 | C(A,C,D,E)36B3K+TDR | TM9V080C16MP12 | Split System | 30800 | 18 | 8.5 | 2 | R-454B | 650
215850544 | COLEMAN | HH836E2S11 | C(A,C,D,E)36B3K+TDR | TP9C100C16MP13 | Split System | 31000 | 18 | 8.5 | 2 | R-454B | 650
215850303 | COLEMAN | HH836E2S11 | C(A,C,D,E)36B3K+TDR | TM8E080C16MP11 | Split System | 31000 | 18 | 8.5 | 2 | R-454B | 650
215850499 | COLEMAN | HH836E2S11 | C(A,C,D,E)36B3K+TDR | TMLE080C16MP11 | Split System | 31000 | 18 | 8.5 | 2 | R-454B | 650
215850451 | COLEMAN | HH836E2S11 | C(A,C,D,E)36B3K+TDR | TM9V100C16MP12 | Split System | 31000 | 18 | 8.5 | 2 | R-454B | 650
215850560 | COLEMAN | HH836E2S11 | C(A,C,D,E)36B3K+TDR | TPLC100C16MP13 | Split System | 31000 | 18 | 8.5 | 2 | R-454B | 650
215850321 | COLEMAN | HH836E2S11 | C(A,C,D,E)36B3K+TDR | TM8E100C16MP11 | Split System | 31000 | 18 | 8.5 | 2 | R-454B | 650
215850358 | COLEMAN | HH836E2S11 | C(A,C,D,E)36B3K+TDR | TM8V100C16MP12 | Split System | 31000 | 18 | 8.5 | 2 | R-454B | 650
215850556 | COLEMAN | HH836E2S11 | C(A,C,D,E)36B3K+TDR | TPLC080C16MP13 | Split System | 31000 | 18 | 8.5 | 2 | R-454B | 650
215850512 | COLEMAN | HH836E2S11 | C(A,C,D,E)36B3K+TDR | TMLE100C16MP11 | Split System | 31000 | 18 | 8.5 | 2 | R-454B | 650
215850352 | COLEMAN | HH836E2S11 | C(A,C,D,E)36B3K+TDR | TM8V080C16MP12 | Split System | 31000 | 18 | 8.5 | 2 | R-454B | 650
215850476 | COLEMAN | HH836E2S11 | C(A,C,D,E)36B3K+TDR | TM9Y080C16MP11 | Split System | 31200 | 18 | 8.5 | 2 | R-454B | 650
215850584 | COLEMAN | HH836E2S11 | C(A,C,D,E)36B3K+TDR | Z8ES100C20SMPS1 | Split System | 31600 | 18 | 8.5 | 2 | R-454B | 650
215851222 | COLEMAN | HH860E2S11 | D(A,C,E)60A3K+TDR | TPLC120C20MP13 | Split System | 41000 | 18 | 8.5 | 2 | R-454B | 650
215850828 | COLEMAN | HH860E2S11 | D(A,C,E)60A3K+TDR | TM8V100C20MP12 | Split System | 41000 | 18 | 8.5 | 2 | R-454B | 650
215850824 | COLEMAN | HH860E2S11 | C(A,C,D,E)60A3K+TDR | TM8V100C20MP12 | Split System | 41000 | 18 | 8.5 | 2 | R-454B | 650
215850838 | COLEMAN | HH860E2S11 | D(A,C,E)60A3K+TDR | TM8V120C20MP12 | Split System | 41000 | 18 | 8.5 | 2 | R-454B | 650
215850834 | COLEMAN | HH860E2S11 | C(A,C,D,E)60A3K+TDR | TM8V120C20MP12 | Split System | 41000 | 18 | 8.5 | 2 | R-454B | 650
215851154 | COLEMAN | HH860E2S11 | D(A,C,E)60A3K+TDR | TP9C100C20MP13 | Split System | 41000 | 18 | 8.5 | 2 | R-454B | 650
215850958 | COLEMAN | HH860E2S11 | C(A,C,D,E)60B3K+TDR | TM9V100C20MP12 | Split System | 41000 | 18 | 8.5 | 2 | R-454B | 650
215850956 | COLEMAN | HH860E2S11 | C(A,C,D,E)60A3K+TDR | TM9V100C20MP12 | Split System | 41000 | 18 | 8.5 | 2 | R-454B | 650
215850960 | COLEMAN | HH860E2S11 | D(A,C,E)60A3K+TDR | TM9V100C20MP12 | Split System | 41000 | 18 | 8.5 | 2 | R-454B | 650
215851148 | COLEMAN | HH860E2S11 | C(A,C,D,E)60A3K+TDR | TP9C100C20MP13 | Split System | 41000 | 18 | 8.5 | 2 | R-454B | 650
215851207 | COLEMAN | HH860E2S11 | D(A,C,E)60A3K+TDR | TPLC100C20MP13 | Split System | 41000 | 18 | 8.5 | 2 | R-454B | 650
215850635 | COLEMAN | HH860E2S11 | C(A,C,D,E)60A3K+TDR | CP9C100C20MP13 | Split System | 41000 | 18 | 8.5 | 2 | R-454B | 650
215850739 | COLEMAN | HH860E2S11 | D(A,C,E)60A3K+TDR | TM8E080C16MP11 | Split System | 41000 | 18 | 8.5 | 2 | R-454B | 650
215850778 | COLEMAN | HH860E2S11 | D(A,C,E)60A3K+TDR | TM8E120C16MP11 | Split System | 41000 | 18 | 8.5 | 2 | R-454B | 650
215850675 | COLEMAN | HH860E2S11 | C(A,C,D,E)60A3K+TDR | CPLC100C20MP13 | Split System | 41000 | 18 | 8.5 | 2 | R-454B | 650
215850639 | COLEMAN | HH860E2S11 | D(A,C,E)60A3K+TDR | CP9C100C20MP13 | Split System | 41000 | 18 | 8.5 | 2 | R-454B | 650
215850689 | COLEMAN | HH860E2S11 | D(A,C,E)60A3K+TDR | CPLC120C20MP13 | Split System | 41000 | 18 | 8.5 | 2 | R-454B | 650
215850774 | COLEMAN | HH860E2S11 | C(A,C,D,E)60A3K+TDR | TM8E120C16MP11 | Split System | 41000 | 18 | 8.5 | 2 | R-454B | 650
215850735 | COLEMAN | HH860E2S11 | C(A,C,D,E)60A3K+TDR | TM8E080C16MP11 | Split System | 41000 | 18 | 8.5 | 2 | R-454B | 650
215850679 | COLEMAN | HH860E2S11 | D(A,C,E)60A3K+TDR | CPLC100C20MP13 | Split System | 41000 | 18 | 8.5 | 2 | R-454B | 650
215850754 | COLEMAN | HH860E2S11 | C(A,C,D,E)60A3K+TDR | TM8E100C16MP11 | Split System | 41000 | 18 | 8.5 | 2 | R-454B | 650
215850685 | COLEMAN | HH860E2S11 | C(A,C,D,E)60A3K+TDR | CPLC120C20MP13 | Split System | 41000 | 18 | 8.5 | 2 | R-454B | 650
215851016 | COLEMAN | HH860E2S11 | C(A,C,D,E)60A3K+TDR | TMLE080C16MP11 | Split System | 41000 | 18 | 8.5 | 2 | R-454B | 650
215851036 | COLEMAN | HH860E2S11 | C(A,C,D,E)60A3K+TDR | TMLE100C16MP11 | Split System | 41000 | 18 | 8.5 | 2 | R-454B | 650
215851057 | COLEMAN | HH860E2S11 | C(A,C,D,E)60A3K+TDR | TMLE120C16MP11 | Split System | 41000 | 18 | 8.5 | 2 | R-454B | 650
215851020 | COLEMAN | HH860E2S11 | D(A,C,E)60A3K+TDR | TMLE080C16MP11 | Split System | 41000 | 18 | 8.5 | 2 | R-454B | 650
215850758 | COLEMAN | HH860E2S11 | D(A,C,E)60A3K+TDR | TM8E100C16MP11 | Split System | 41000 | 18 | 8.5 | 2 | R-454B | 650
215851061 | COLEMAN | HH860E2S11 | D(A,C,E)60A3K+TDR | TMLE120C16MP11 | Split System | 41000 | 18 | 8.5 | 2 | R-454B | 650
215850719 | COLEMAN | HH860E2S11 | D(A,C,E)60A3K+TDR | TL9E080C16UH11 | Split System | 41000 | 18 | 8.5 | 2 | R-454B | 650
215850715 | COLEMAN | HH860E2S11 | C(A,C,D,E)60A3K+TDR | TL9E080C16UH11 | Split System | 41000 | 18 | 8.5 | 2 | R-454B | 650
215850840 | COLEMAN | HH860E2S11 | D(A,C,E)60B3K+TDR | TM8V120C20MP12 | Split System | 41500 | 18 | 8.5 | 2 | R-454B | 650
215850830 | COLEMAN | HH860E2S11 | D(A,C,E)60B3K+TDR | TM8V100C20MP12 | Split System | 41500 | 18 | 8.5 | 2 | R-454B | 650
215850826 | COLEMAN | HH860E2S11 | C(A,C,D,E)60B3K+TDR | TM8V100C20MP12 | Split System | 41500 | 18 | 8.5 | 2 | R-454B | 650
215850836 | COLEMAN | HH860E2S11 | C(A,C,D,E)60B3K+TDR | TM8V120C20MP12 | Split System | 41500 | 18 | 8.5 | 2 | R-454B | 650
215851342 | COLEMAN | HH860E2S11 | C(A,C,D,E)60A3K+TDR | Z9ES100C16SMPS1 | Split System | 42000 | 18 | 8.5 | 2 | R-454B | 650
218350127 | COLEMAN | HH836E2S11 | D(A,C,E)36A4K+TDR | Z9ET060B12SMPS1 | Split System | 30800 | 18 | 8.5 | 2.68 | R-454B | 650
218350128 | COLEMAN | HH836E2S11 | D(A,C,E)36A4K+TDR | Z9ET080B12SMPS1 | Split System | 31000 | 18 | 8.5 | 2.69 | R-454B | 650
218350137 | COLEMAN | HH860E2S11 | D(A,C,E)60B3K+TDR | Z9ET120D20SMPS1 | Split System | 49500 | 19 | 8.5 | 2.58 | R-454B | 650
218330891 | CARRIER | 37MUHAQ18AA3+TIC2025-0016 | L(E,G)M36DJ |  | Split System | 18000 | 16 | 8.5 | 3.18 | R-454B | 650
215850279 | COLEMAN | HH836E2S11 | C(A,C,D,E)36B3K+TDR | TL8E100C20UH11 | Split System | 31000 | 17 | 8.5 | 2 | R-454B | 650
215851137 | COLEMAN | HH860E2S11 | C(A,C,D,E)60A3K+TDR | TP9C100C16MP13 | Split System | 40500 | 17 | 8.5 | 2 | R-454B | 650
215851141 | COLEMAN | HH860E2S11 | D(A,C,E)60A3K+TDR | TP9C100C16MP13 | Split System | 40500 | 17 | 8.5 | 2 | R-454B | 650
215850655 | COLEMAN | HH860E2S11 | C(A,C,D,E)60A3K+TDR | CPLC080C16MP13 | Split System | 40500 | 17 | 8.5 | 2 | R-454B | 650
215850669 | COLEMAN | HH860E2S11 | D(A,C,E)60A3K+TDR | CPLC100C16MP13 | Split System | 40500 | 17 | 8.5 | 2 | R-454B | 650
215850625 | COLEMAN | HH860E2S11 | C(A,C,D,E)60A3K+TDR | CP9C100C16MP13 | Split System | 40500 | 17 | 8.5 | 2 | R-454B | 650
215850659 | COLEMAN | HH860E2S11 | D(A,C,E)60A3K+TDR | CPLC080C16MP13 | Split System | 40500 | 17 | 8.5 | 2 | R-454B | 650
215850747 | COLEMAN | HH860E2S11 | C(A,C,D,E)60B3K+TDR | TM8E080C20MP11 | Split System | 42500 | 17 | 8.5 | 2 | R-454B | 650
215850751 | COLEMAN | HH860E2S11 | D(A,C,E)60B3K+TDR | TM8E080C20MP11 | Split System | 42500 | 17 | 8.5 | 2 | R-454B | 650
215850770 | COLEMAN | HH860E2S11 | D(A,C,E)60B3K+TDR | TM8E100C20MP11 | Split System | 42500 | 17 | 8.5 | 2 | R-454B | 650
215850766 | COLEMAN | HH860E2S11 | C(A,C,D,E)60B3K+TDR | TM8E100C20MP11 | Split System | 42500 | 17 | 8.5 | 2 | R-454B | 650
215851075 | COLEMAN | HH860E2S11 | D(A,C,E)60B3K+TDR | TMLE120C20MP11 | Split System | 42500 | 17 | 8.5 | 2 | R-454B | 650
215851028 | COLEMAN | HH860E2S11 | C(A,C,D,E)60B3K+TDR | TMLE080C20MP11 | Split System | 42500 | 17 | 8.5 | 2 | R-454B | 650
215851053 | COLEMAN | HH860E2S11 | D(A,C,E)60B3K+TDR | TMLE100C20MP11 | Split System | 42500 | 17 | 8.5 | 2 | R-454B | 650
215851070 | COLEMAN | HH860E2S11 | C(A,C,D,E)60B3K+TDR | TMLE120C20MP11 | Split System | 42500 | 17 | 8.5 | 2 | R-454B | 650
215850790 | COLEMAN | HH860E2S11 | D(A,C,E)60B3K+TDR | TM8E120C20MP11 | Split System | 42500 | 17 | 8.5 | 2 | R-454B | 650
215850786 | COLEMAN | HH860E2S11 | C(A,C,D,E)60B3K+TDR | TM8E120C20MP11 | Split System | 42500 | 17 | 8.5 | 2 | R-454B | 650
215851082 | COLEMAN | HH860E2S11 | C(A,C,D,E)60B3K+TDR | TMLE130D20MP11 | Split System | 43000 | 17 | 8.5 | 2 | R-454B | 650
215851089 | COLEMAN | HH860E2S11 | D(A,C,E)60B3K+TDR | TMLE130D20MP11 | Split System | 43000 | 17 | 8.5 | 2 | R-454B | 650
218159537 | SAMSUNG | AC048FCUPCG | L(E,G)M48FJ |  | Split System | 43500 | 17 | 8.5 | 2.53 | R-454B | 650
218364304 | CHAMPION HEATING AND COOLING | HH824E2S11 | L(E,G)M24CJ |  | Split System | 23000 | 17.5 | 8.5 | 2.64 | R-454B | 650
215850187 | COLEMAN | HH824E2S11 | C(A,C,D,E)24C3K+TDR | Z9ES026A08SMPS1 | Split System | 20800 | 17.5 | 8.5 | 2 | R-454B | 650
215850520 | COLEMAN | HH836E2S11 | C(A,C,D,E)36B3K+TDR | TMLE120C16MP11 | Split System | 30600 | 18 | 8.5 | 2 | R-454B | 650
215850576 | COLEMAN | HH836E2S11 | C(A,C,D,E)36B3K+TDR | Z8ES100B12SMPS1 | Split System | 30600 | 18 | 8.5 | 2 | R-454B | 650
215850370 | COLEMAN | HH836E2S11 | C(A,C,D,E)36B3K+TDR | TM8Y080C16MP11 | Split System | 30800 | 18 | 8.5 | 2 | R-454B | 650
215850377 | COLEMAN | HH836E2S11 | C(A,C,D,E)36B3K+TDR | TM8Y100C16MP11 | Split System | 30800 | 18 | 8.5 | 2 | R-454B | 650
215850389 | COLEMAN | HH836E2S11 | C(A,C,D,E)36B3K+TDR | TM8Y120C20MP11 | Split System | 30800 | 18 | 8.5 | 2 | R-454B | 650
215850568 | COLEMAN | HH836E2S11 | C(A,C,D,E)36B3K+TDR | Z8ES080C16SMPS1 | Split System | 31200 | 18 | 8.5 | 2 | R-454B | 650
215850589 | COLEMAN | HH836E2S11 | C(A,C,D,E)36B3K+TDR | Z8ES120C16SMPS1 | Split System | 31400 | 18 | 8.5 | 2 | R-454B | 650
215850637 | COLEMAN | HH860E2S11 | C(A,C,D,E)60B3K+TDR | CP9C100C20MP13 | Split System | 41000 | 18 | 8.5 | 2 | R-454B | 650
215850597 | COLEMAN | HH836E2S11 | C(A,C,D,E)36B3K+TDR | Z8ET080B12LMPS1 | Split System | 30600 | 19 | 8.5 | 2 | R-454B | 650
215850629 | COLEMAN | HH860E2S11 | D(A,C,E)60A3K+TDR | CP9C100C16MP13 | Split System | 40500 | 16.5 | 8.5 | 2 | R-454B | 650
215849837 | COLEMAN | HH824E2S11 | C(A,C,D,E)24A3K+TDR | TM8E060A12MP11 | Split System | 20200 | 17.5 | 8.5 | 2 | R-454B | 650
215850058 | COLEMAN | HH824E2S11 | C(A,C,D,E)24A3K+TDR | TMLE060A12MP11 | Split System | 20200 | 17.5 | 8.5 | 2 | R-454B | 650
215849807 | COLEMAN | HH824E2S11 | D(A,C,E)36A3K+TDR | TL8E060A12UH11 | Split System | 20600 | 17.5 | 8.5 | 2 | R-454B | 650
215850068 | COLEMAN | HH824E2S11 | D(A,C,E)36A3K+TDR | TMLE060A12MP11 | Split System | 20800 | 17.5 | 8.5 | 2 | R-454B | 650
215849846 | COLEMAN | HH824E2S11 | D(A,C,E)36A3K+TDR | TM8E060A12MP11 | Split System | 20800 | 17.5 | 8.5 | 2 | R-454B | 650
218364306 | CHAMPION HEATING AND COOLING | HH824E2S11 | L(E,G)M24EJ |  | Split System | 23000 | 18 | 8.5 | 2.66 | R-454B | 650
215850178 | COLEMAN | HH824E2S11 | C(A,C,D,E)24A3K+TDR | Z8ET060A12LMPS1 | Split System | 20200 | 18.5 | 8.5 | 2 | R-454B | 650
215850820 | COLEMAN | HH860E2S11 | D(A,C,E)60B3K+TDR | TM8V100C16MP12 | Split System | 41000 | 17 | 8.5 | 2 | R-454B | 650
215850816 | COLEMAN | HH860E2S11 | C(A,C,D,E)60B3K+TDR | TM8V100C16MP12 | Split System | 41000 | 17 | 8.5 | 2 | R-454B | 650
215850695 | COLEMAN | HH860E2S11 | C(A,C,D,E)60A3K+TDR | TL8E080C16UH11 | Split System | 41000 | 17 | 8.5 | 2 | R-454B | 650
215850627 | COLEMAN | HH860E2S11 | C(A,C,D,E)60B3K+TDR | CP9C100C16MP13 | Split System | 41000 | 17 | 8.5 | 2 | R-454B | 650
215850631 | COLEMAN | HH860E2S11 | D(A,C,E)60B3K+TDR | CP9C100C16MP13 | Split System | 41000 | 17 | 8.5 | 2 | R-454B | 650
215850697 | COLEMAN | HH860E2S11 | C(A,C,D,E)60B3K+TDR | TL8E080C16UH11 | Split System | 41500 | 17 | 8.5 | 2 | R-454B | 650
215851164 | COLEMAN | HH860E2S11 | C(A,C,D,E)60B3K+TDR | TP9C120D20MP13 | Split System | 41500 | 18 | 8.5 | 2 | R-454B | 650
215850709 | COLEMAN | HH860E2S11 | D(A,C,E)60A3K+TDR | TL8E100C20UH11 | Split System | 41500 | 18 | 8.5 | 2 | R-454B | 650
215850705 | COLEMAN | HH860E2S11 | C(A,C,D,E)60A3K+TDR | TL8E100C20UH11 | Split System | 41500 | 18 | 8.5 | 2 | R-454B | 650
215850711 | COLEMAN | HH860E2S11 | D(A,C,E)60B3K+TDR | TL8E100C20UH11 | Split System | 42000 | 18 | 8.5 | 2 | R-454B | 650
215850707 | COLEMAN | HH860E2S11 | C(A,C,D,E)60B3K+TDR | TL8E100C20UH11 | Split System | 42000 | 18 | 8.5 | 2 | R-454B | 650
218324968 | TRANE | 5TWX7048A1 | D(A,C,E)60B3J+TDR | S9X1C100D5PSB | Split System | 43500 | 15.2 | 8.5 | 2.13 | R-454B | 650
218324972 | TRANE | 5TWX7048A1 | D(A,C,E)60B3J+TDR | S9X2C100D5PSB | Split System | 43500 | 15.2 | 8.5 | 2.13 | R-454B | 650
218324973 | TRANE | 5TWX7048A1 | D(A,C,E)60B3J+TDR | S9V2C100D5VSB | Split System | 43000 | 15.5 | 8.5 | 2.13 | R-454B | 650
215850054 | COLEMAN | HH824E2S11 | D(A,C,E)36A3K+TDR | TMLE040A12MP11 | Split System | 20800 | 16.5 | 8.5 | 2 | R-454B | 650
215849834 | COLEMAN | HH824E2S11 | D(A,C,E)36A3K+TDR | TM8E040A12MP11 | Split System | 20800 | 16.5 | 8.5 | 2 | R-454B | 650
215849831 | COLEMAN | HH824E2S11 | D(A,C,E)24C3K+TDR | TM8E040A12MP11 | Split System | 21000 | 16.5 | 8.5 | 2 | R-454B | 650
215850051 | COLEMAN | HH824E2S11 | D(A,C,E)24C3K+TDR | TMLE040A12MP11 | Split System | 21000 | 16.5 | 8.5 | 2 | R-454B | 650
218350121 | COLEMAN | HH824E2S11 | D(A,C,E)36A3K+TDR | Z9ET040A10SMPS1 | Split System | 21000 | 16.5 | 8.5 | 2.64 | R-454B | 650
218350122 | COLEMAN | HH824E2S11 | D(A,C,E)36A4K+TDR | Z9ET040A10SMPS1 | Split System | 21200 | 16.5 | 8.5 | 2.67 | R-454B | 650
215850201 | COLEMAN | HH824E2S11 | C(A,C,D,E)24C3K+TDR | Z9ES060B12SMPS1 | Split System | 22200 | 17 | 8.5 | 2 | R-454B | 650
215850036 | COLEMAN | HH824E2S11 | C(A,C,D,E)24C3K+TDR | TM9Y080B12MP11 | Split System | 22200 | 17 | 8.5 | 2 | R-454B | 650
215850023 | COLEMAN | HH824E2S11 | C(A,C,D,E)24C3K+TDR | TM9Y060B12MP11 | Split System | 22200 | 17 | 8.5 | 2 | R-454B | 650
215850026 | COLEMAN | HH824E2S11 | D(A,C,E)24C3K+TDR | TM9Y060B12MP11 | Split System | 22400 | 17 | 8.5 | 2 | R-454B | 650
215851256 | COLEMAN | HH860E2S11 | C(A,C,D,E)60A3K+TDR | Z8ES100C16SMPS1 | Split System | 41000 | 17 | 8.5 | 2 | R-454B | 650
215851260 | COLEMAN | HH860E2S11 | D(A,C,E)60A3K+TDR | Z8ES100C16SMPS1 | Split System | 41000 | 17 | 8.5 | 2 | R-454B | 650
215850731 | COLEMAN | HH860E2S11 | D(A,C,E)60B3K+TDR | TL9E100C20UH11 | Split System | 41500 | 17 | 8.5 | 2 | R-454B | 650
215850727 | COLEMAN | HH860E2S11 | C(A,C,D,E)60B3K+TDR | TL9E100C20UH11 | Split System | 41500 | 17 | 8.5 | 2 | R-454B | 650
215850191 | COLEMAN | HH824E2S11 | C(A,C,D,E)24C3K+TDR | Z9ES040A10SMPS1 | Split System | 20600 | 17.5 | 8.5 | 2 | R-454B | 650
215850155 | COLEMAN | HH824E2S11 | D(A,C,E)36A3K+TDR | Z8ES060A12SMPS1 | Split System | 20800 | 17.5 | 8.5 | 2 | R-454B | 650
215850196 | COLEMAN | HH824E2S11 | D(A,C,E)24C3K+TDR | Z9ES060A10SMPS1 | Split System | 20800 | 17.5 | 8.5 | 2 | R-454B | 650
215850192 | COLEMAN | HH824E2S11 | D(A,C,E)24C3K+TDR | Z9ES040A10SMPS1 | Split System | 20800 | 17.5 | 8.5 | 2 | R-454B | 650
215850152 | COLEMAN | HH824E2S11 | D(A,C,E)24C3K+TDR | Z8ES060A12SMPS1 | Split System | 21000 | 17.5 | 8.5 | 2 | R-454B | 650
215851305 | COLEMAN | HH860E2S11 | C(A,C,D,E)48A3K+TDR | Z8ES130D20SMPS1 | Split System | 40500 | 17.5 | 8.5 | 2 | R-454B | 650
215851282 | COLEMAN | HH860E2S11 | C(A,C,D,E)60A3K+TDR | Z8ES120C16SMPS1 | Split System | 41000 | 18 | 8.5 | 2 | R-454B | 650
215851287 | COLEMAN | HH860E2S11 | D(A,C,E)60A3K+TDR | Z8ES120C16SMPS1 | Split System | 41000 | 18 | 8.5 | 2 | R-454B | 650
215851244 | COLEMAN | HH860E2S11 | C(A,C,D,E)60A3K+TDR | Z8ES080C20SMPS1 | Split System | 41000 | 18 | 8.5 | 2 | R-454B | 650
215851231 | COLEMAN | HH860E2S11 | C(A,C,D,E)60A3K+TDR | Z8ES080C16SMPS1 | Split System | 41500 | 18 | 8.5 | 2 | R-454B | 650
215851274 | COLEMAN | HH860E2S11 | D(A,C,E)60A3K+TDR | Z8ES100C20SMPS1 | Split System | 41500 | 18 | 8.5 | 2 | R-454B | 650
215851268 | COLEMAN | HH860E2S11 | C(A,C,D,E)60A3K+TDR | Z8ES100C20SMPS1 | Split System | 41500 | 18 | 8.5 | 2 | R-454B | 650
215850181 | COLEMAN | HH824E2S11 | D(A,C,E)36A3K+TDR | Z8ET060A12LMPS1 | Split System | 20800 | 18.8 | 8.5 | 2 | R-454B | 650
218324970 | TRANE | 5TWX7048A1 | D(A,C,E)60B3J+TDR | S8V2C080M5PDB | Split System | 43500 | 15.5 | 8.5 | 2.13 | R-454B | 650
218324980 | TRANE | 5TWX7048A1 | D(A,C,E)60B3J+TDR | S8V2C080M5PCB | Split System | 43500 | 15.5 | 8.5 | 2.13 | R-454B | 650
218324971 | TRANE | 5TWX7048A1 | D(A,C,E)60B3J+TDR | S8V2C100M5PDB | Split System | 43500 | 15.5 | 8.5 | 2.14 | R-454B | 650
218324974 | TRANE | 5TWX7048A1 | D(A,C,E)60B3J+TDR | S8V2C100M5PCB | Split System | 43500 | 15.5 | 8.5 | 2.14 | R-454B | 650
218324901 | AMERICAN STANDARD | 5A6H7048A1 | D(A,C,E)60B3J+TDR | S9V2C100D5VSB | Split System | 43000 | 16 | 8.5 | 2.15 | R-454B | 650
218324900 | AMERICAN STANDARD | 5A6H7048A1 | D(A,C,E)60B3J+TDR | S9X1C100D5PSB | Split System | 43500 | 16 | 8.5 | 2.16 | R-454B | 650
218324914 | AMERICAN STANDARD | 5A6H7048A1 | D(A,C,E)60B3J+TDR | S9X2C100D5PSB | Split System | 43500 | 16 | 8.5 | 2.16 | R-454B | 650
218324940 | TRANE | 5TWR7048A1 | D(A,C,E)60B3J+TDR | S9V2C100D5VSB | Split System | 43000 | 16 | 8.5 | 2.15 | R-454B | 650
218324934 | TRANE | 5TWR7048A1 | D(A,C,E)60B3J+TDR | S9X1C100D5PSB | Split System | 43500 | 16 | 8.5 | 2.16 | R-454B | 650
218324935 | TRANE | 5TWR7048A1 | D(A,C,E)60B3J+TDR | S9X2C100D5PSB | Split System | 43500 | 16 | 8.5 | 2.16 | R-454B | 650
218324904 | AMERICAN STANDARD | 5A6H7048A1 | D(A,C,E)60B3J+TDR | S8V2C080M5PCB | Split System | 43500 | 16.5 | 8.5 | 2.16 | R-454B | 650
218324909 | AMERICAN STANDARD | 5A6H7048A1 | D(A,C,E)60B3J+TDR | S8V2C080M5PDB | Split System | 43500 | 16.5 | 8.5 | 2.16 | R-454B | 650
218324943 | TRANE | 5TWR7048A1 | D(A,C,E)60B3J+TDR | S8V2C080M5PCB | Split System | 43500 | 16.5 | 8.5 | 2.16 | R-454B | 650
218324949 | TRANE | 5TWR7048A1 | D(A,C,E)60B3J+TDR | S8V2C080M5PDB | Split System | 43500 | 16.5 | 8.5 | 2.16 | R-454B | 650
215849757 | COLEMAN | HH824E2S11 | C(A,C,D,E)24A3K+TDR | CP9C060B12MP13 | Split System | 21600 | 17 | 8.5 | 2 | R-454B | 650
215849770 | COLEMAN | HH824E2S11 | C(A,C,D,E)24A3K+TDR | CP9C080B12MP13 | Split System | 21600 | 17 | 8.5 | 2 | R-454B | 650
215850098 | COLEMAN | HH824E2S11 | C(A,C,D,E)24C3K+TDR | TP9C060B12MP13 | Split System | 22200 | 17 | 8.5 | 2 | R-454B | 650
215849901 | COLEMAN | HH824E2S11 | C(A,C,D,E)24C3K+TDR | TM8Y080B12MP11 | Split System | 22200 | 17 | 8.5 | 2 | R-454B | 650
215849876 | COLEMAN | HH824E2S11 | C(A,C,D,E)24C3K+TDR | TM8V080B12MP12 | Split System | 22200 | 17 | 8.5 | 2 | R-454B | 650
215849987 | COLEMAN | HH824E2S11 | C(A,C,D,E)24C3K+TDR | TM9V060B12MP12 | Split System | 22200 | 17 | 8.5 | 2 | R-454B | 650
215850074 | COLEMAN | HH824E2S11 | C(A,C,D,E)24C3K+TDR | TMLE080B12MP11 | Split System | 22200 | 17 | 8.5 | 2 | R-454B | 650
215850111 | COLEMAN | HH824E2S11 | C(A,C,D,E)24C3K+TDR | TP9C080B12MP13 | Split System | 22200 | 17 | 8.5 | 2 | R-454B | 650
215849787 | COLEMAN | HH824E2S11 | C(A,C,D,E)24C3K+TDR | CPLC080B12MP13 | Split System | 22200 | 17 | 8.5 | 2 | R-454B | 650
215850214 | COLEMAN | HH824E2S11 | C(A,C,D,E)24C3K+TDR | Z9ES080B12SMPS1 | Split System | 22200 | 17 | 8.5 | 2 | R-454B | 650
215849999 | COLEMAN | HH824E2S11 | C(A,C,D,E)24C3K+TDR | TM9V080B12MP12 | Split System | 22200 | 17 | 8.5 | 2 | R-454B | 650
215850124 | COLEMAN | HH824E2S11 | C(A,C,D,E)24C3K+TDR | TPLC080B12MP13 | Split System | 22200 | 17 | 8.5 | 2 | R-454B | 650
215849852 | COLEMAN | HH824E2S11 | C(A,C,D,E)24C3K+TDR | TM8E080B12MP11 | Split System | 22200 | 17 | 8.5 | 2 | R-454B | 650
215850086 | COLEMAN | HH824E2S11 | C(A,C,D,E)24C3K+TDR | TMLE100B12MP11 | Split System | 22200 | 17 | 8.5 | 2 | R-454B | 650
215849855 | COLEMAN | HH824E2S11 | D(A,C,E)24C3K+TDR | TM8E080B12MP11 | Split System | 22400 | 17 | 8.5 | 2 | R-454B | 650
215849818 | COLEMAN | HH824E2S11 | D(A,C,E)24C3K+TDR | TL9E060B12UH11 | Split System | 22400 | 17 | 8.5 | 2 | R-454B | 650
215850077 | COLEMAN | HH824E2S11 | D(A,C,E)24C3K+TDR | TMLE080B12MP11 | Split System | 22400 | 17 | 8.5 | 2 | R-454B | 650
215850101 | COLEMAN | HH824E2S11 | D(A,C,E)24C3K+TDR | TP9C060B12MP13 | Split System | 22400 | 17 | 8.5 | 2 | R-454B | 650
215849990 | COLEMAN | HH824E2S11 | D(A,C,E)24C3K+TDR | TM9V060B12MP12 | Split System | 22400 | 17 | 8.5 | 2 | R-454B | 650
215849867 | COLEMAN | HH824E2S11 | D(A,C,E)24C3K+TDR | TM8E100B12MP11 | Split System | 22400 | 17 | 8.5 | 2 | R-454B | 650
215850217 | COLEMAN | HH824E2S11 | D(A,C,E)24C3K+TDR | Z9ES080B12SMPS1 | Split System | 22400 | 17 | 8.5 | 2 | R-454B | 650
215850089 | COLEMAN | HH824E2S11 | D(A,C,E)24C3K+TDR | TMLE100B12MP11 | Split System | 22400 | 17 | 8.5 | 2 | R-454B | 650
215850127 | COLEMAN | HH824E2S11 | D(A,C,E)24C3K+TDR | TPLC080B12MP13 | Split System | 22400 | 17 | 8.5 | 2 | R-454B | 650
215849904 | COLEMAN | HH824E2S11 | D(A,C,E)24C3K+TDR | TM8Y080B12MP11 | Split System | 22400 | 17 | 8.5 | 2 | R-454B | 650
215850002 | COLEMAN | HH824E2S11 | D(A,C,E)24C3K+TDR | TM9V080B12MP12 | Split System | 22400 | 17 | 8.5 | 2 | R-454B | 650
215850183 | COLEMAN | HH824E2S11 | C(A,C,D,E)24C3K+TDR | Z8ET080B12LMPS1 | Split System | 22200 | 18 | 8.5 | 2 | R-454B | 650
215850161 | COLEMAN | HH824E2S11 | C(A,C,D,E)24C3K+TDR | Z8ES080B12SMPS1 | Split System | 22200 | 18 | 8.5 | 2 | R-454B | 650
215850184 | COLEMAN | HH824E2S11 | D(A,C,E)24C3K+TDR | Z8ET080B12LMPS1 | Split System | 22400 | 18 | 8.5 | 2 | R-454B | 650
215850164 | COLEMAN | HH824E2S11 | D(A,C,E)24C3K+TDR | Z8ES080B12SMPS1 | Split System | 22400 | 18 | 8.5 | 2 | R-454B | 650
218350125 | COLEMAN | HH824E2S11 | D(A,C,E)36A3K+TDR | Z9ET080B12SMPS1 | Split System | 22400 | 18 | 8.5 | 2.56 | R-454B | 650
218324908 | AMERICAN STANDARD | 5A6H7048A1 | D(A,C,E)60B3J+TDR | S8V2C100M5PDB | Split System | 44000 | 16 | 8.7 | 2.17 | R-454B | 650
218324899 | AMERICAN STANDARD | 5A6H7048A1 | D(A,C,E)60B3J+TDR | S8V2C100M5PCB | Split System | 44000 | 16 | 8.7 | 2.17 | R-454B | 650
218324983 | TRANE | 5TWX7048A1 | D(A,C,E)60B3J+TDR | *DHMC100CCV4 | Split System | 43500 | 16 | 8.7 | 2.1 | R-454B | 650
218324936 | TRANE | 5TWR7048A1 | D(A,C,E)60B3J+TDR | S8V2C100M5PCB | Split System | 44000 | 16 | 8.7 | 2.17 | R-454B | 650
218324942 | TRANE | 5TWR7048A1 | D(A,C,E)60B3J+TDR | S8V2C100M5PDB | Split System | 44000 | 16 | 8.7 | 2.17 | R-454B | 650
218324982 | TRANE | 5TWX7048A1 | D(A,C,E)60B3J+TDR | S9V2C100D4VSB | Split System | 43000 | 16.5 | 8.7 | 2.1 | R-454B | 650
218324969 | TRANE | 5TWX7048A1 | D(A,C,E)60B3J+TDR | S8X1C080M5PSC | Split System | 43500 | 16.5 | 8.7 | 2.1 | R-454B | 650
218324976 | TRANE | 5TWX7048A1 | D(A,C,E)60B3J+TDR | S8X2C080M5PTC | Split System | 43500 | 16.5 | 8.7 | 2.1 | R-454B | 650
218324977 | TRANE | 5TWX7048A1 | D(A,C,E)60B3J+TDR | S8X2C080M5PSC | Split System | 43500 | 16.5 | 8.7 | 2.1 | R-454B | 650
218324981 | TRANE | 5TWX7048A1 | D(A,C,E)60B3J+TDR | S8X2C100M5PTC | Split System | 43500 | 17 | 8.7 | 2.1 | R-454B | 650
218324978 | TRANE | 5TWX7048A1 | D(A,C,E)60B3J+TDR | S8X1C100M5PTC | Split System | 43500 | 17 | 8.7 | 2.1 | R-454B | 650
218324984 | TRANE | 5TWX7048A1 | D(A,C,E)60B3J+TDR | S8X2C100M5PSC | Split System | 43500 | 17 | 8.7 | 2.1 | R-454B | 650
218324903 | AMERICAN STANDARD | 5A6H7048A1 | D(A,C,E)60B3J+TDR | S9V2C100D4VSB | Split System | 43000 | 17.1 | 8.7 | 2.1 | R-454B | 650
218324907 | AMERICAN STANDARD | 5A6H7048A1 | D(A,C,E)60B3J+TDR | S8X1C100M5PSC | Split System | 43500 | 17.1 | 8.7 | 2.1 | R-454B | 650
218324902 | AMERICAN STANDARD | 5A6H7048A1 | D(A,C,E)60B3J+TDR | S8X2C100M5PSC | Split System | 43500 | 17.1 | 8.7 | 2.1 | R-454B | 650
218324910 | AMERICAN STANDARD | 5A6H7048A1 | D(A,C,E)60B3J+TDR | S8X1C080M5PSC | Split System | 43500 | 17.1 | 8.7 | 2.1 | R-454B | 650
218324905 | AMERICAN STANDARD | 5A6H7048A1 | D(A,C,E)60B3J+TDR | S8X1C100M5PTC | Split System | 43500 | 17.1 | 8.7 | 2.1 | R-454B | 650
218324906 | AMERICAN STANDARD | 5A6H7048A1 | D(A,C,E)60B3J+TDR | S8X1C080M5PTC | Split System | 43500 | 17.1 | 8.7 | 2.1 | R-454B | 650
218324911 | AMERICAN STANDARD | 5A6H7048A1 | D(A,C,E)60B3J+TDR | S8X2C100M5PTC | Split System | 43500 | 17.1 | 8.7 | 2.1 | R-454B | 650
218324912 | AMERICAN STANDARD | 5A6H7048A1 | D(A,C,E)60B3J+TDR | S8X2C080M5PTC | Split System | 43500 | 17.1 | 8.7 | 2.1 | R-454B | 650
218324913 | AMERICAN STANDARD | 5A6H7048A1 | D(A,C,E)60B3J+TDR | S8X2C080M5PSC | Split System | 43500 | 17.1 | 8.7 | 2.1 | R-454B | 650
218324948 | TRANE | 5TWR7048A1 | D(A,C,E)60B3J+TDR | S9V2C100D4VSB | Split System | 43000 | 17.1 | 8.7 | 2.1 | R-454B | 650
218324941 | TRANE | 5TWR7048A1 | D(A,C,E)60B3J+TDR | S8X1C100M5PSC | Split System | 43500 | 17.1 | 8.7 | 2.1 | R-454B | 650
218324944 | TRANE | 5TWR7048A1 | D(A,C,E)60B3J+TDR | S8X2C100M5PTC | Split System | 43500 | 17.1 | 8.7 | 2.1 | R-454B | 650
218324946 | TRANE | 5TWR7048A1 | D(A,C,E)60B3J+TDR | S8X2C080M5PTC | Split System | 43500 | 17.1 | 8.7 | 2.1 | R-454B | 650
218324945 | TRANE | 5TWR7048A1 | D(A,C,E)60B3J+TDR | S8X1C080M5PTC | Split System | 43500 | 17.1 | 8.7 | 2.1 | R-454B | 650
218324939 | TRANE | 5TWR7048A1 | D(A,C,E)60B3J+TDR | S8X1C080M5PSC | Split System | 43500 | 17.1 | 8.7 | 2.1 | R-454B | 650
218324937 | TRANE | 5TWR7048A1 | D(A,C,E)60B3J+TDR | S8X2C080M5PSC | Split System | 43500 | 17.1 | 8.7 | 2.1 | R-454B | 650
218324938 | TRANE | 5TWR7048A1 | D(A,C,E)60B3J+TDR | S8X2C100M5PSC | Split System | 43500 | 17.1 | 8.7 | 2.1 | R-454B | 650
218324947 | TRANE | 5TWR7048A1 | D(A,C,E)60B3J+TDR | S8X1C100M5PTC | Split System | 43500 | 17.1 | 8.7 | 2.1 | R-454B | 650
218372596 | HEIL | H5H0V24*K*AAA* | D(A,C,E)37A3J+TDR | *80CTL0451712B* | Split System | 22600 | 16.5 | 9 | 2.69 | R-454B | 650
218372722 | HEIL | H5H0V48*K*AAA* | D(A,C,E)61A3J+TDR | *80CTL0451712B* | Split System | 42000 | 17 | 9 | 2.6 | R-454B | 650
218372738 | HEIL | H5H0V48*K*AAA* | D(A,C,E)61A3J+TDR | *95CSU0601716B* | Split System | 42500 | 17 | 9 | 2.63 | R-454B | 650
218372752 | HEIL | H5H0V48*K*AAA* | D(A,C,E)61A3J+TDR | *97CMN0602120B* | Split System | 42500 | 17 | 9 | 2.63 | R-454B | 650
218372754 | HEIL | H5H0V48*K*AAA* | D(A,C,E)61A3J+TDR | *97CMN0801714B* | Split System | 42500 | 17 | 9 | 2.63 | R-454B | 650
218372720 | HEIL | H5H0V48*K*AAA* | D(A,C,E)61A3J+TDR | *80CSU1002120B* | Split System | 42500 | 17 | 9 | 2.67 | R-454B | 650
218372712 | HEIL | H5H0V48*K*AAA* | D(A,C,E)61A3J+TDR | *80CSU0601716B* | Split System | 42500 | 17 | 9 | 2.68 | R-454B | 650
218372726 | HEIL | H5H0V48*K*AAA* | D(A,C,E)61A3J+TDR | *80CTL0701716B* | Split System | 42500 | 17.5 | 9 | 2.62 | R-454B | 650
218372730 | HEIL | H5H0V48*K*AAA* | D(A,C,E)61A3J+TDR | *80CTL0901716B* | Split System | 42500 | 17.5 | 9 | 2.65 | R-454B | 650
218372756 | HEIL | H5H0V48*K*AAA* | D(A,C,E)61A3J+TDR | *97CMN0802120B* | Split System | 42500 | 17.5 | 9 | 2.68 | R-454B | 650
218372758 | HEIL | H5H0V48*K*AAA* | D(A,C,E)61A3J+TDR | *97CMN1002122B* | Split System | 42500 | 17.5 | 9 | 2.68 | R-454B | 650
218372740 | HEIL | H5H0V48*K*AAA* | D(A,C,E)61A3J+TDR | *95CSU0802120B* | Split System | 42500 | 17.5 | 9 | 2.68 | R-454B | 650
218372746 | HEIL | H5H0V48*K*AAA* | D(A,C,E)61A3J+TDR | *96CTN0802120B* | Split System | 42500 | 17.5 | 9 | 2.68 | R-454B | 650
218372748 | HEIL | H5H0V48*K*AAA* | D(A,C,E)61A3J+TDR | *96CTN1002122B* | Split System | 42500 | 17.5 | 9 | 2.68 | R-454B | 650
218372764 | HEIL | H5H0V48*K*AAA* | D(A,C,E)61A3J+TDR | *97CTN0802120A* | Split System | 42500 | 17.5 | 9 | 2.68 | R-454B | 650
218372728 | HEIL | H5H0V48*K*AAA* | D(A,C,E)61A3J+TDR | *80CTL0702120B* | Split System | 42500 | 17.5 | 9 | 2.68 | R-454B | 650
218372716 | HEIL | H5H0V48*K*AAA* | D(A,C,E)61A3J+TDR | *80CSU0802120B* | Split System | 43000 | 17.5 | 9 | 2.7 | R-454B | 650
218372766 | HEIL | H5H0V48*K*AAA* | D(A,C,E)61A3J+TDR | *97CTN1002122A* | Split System | 42500 | 18 | 9 | 2.68 | R-454B | 650
218372732 | HEIL | H5H0V48*K*AAA* | D(A,C,E)61A3J+TDR | *80CTL0902120B* | Split System | 43000 | 18 | 9 | 2.7 | R-454B | 650
218372734 | HEIL | H5H0V48*K*AAA* | D(A,C,E)61A3J+TDR | *80CTL1102120B* | Split System | 43000 | 18 | 9 | 2.7 | R-454B | 650
218372714 | HEIL | H5H0V48*K*AAA* | D(A,C,E)61A3J+TDR | *80CSU0802120A* | Split System | 43000 | 18 | 9 | 2.7 | R-454B | 650
218372625 | HEIL | H5H0V24*K*AAA* | D(A,C,E)31A3J+TDR | *97CMN0601714B* | Split System | 22800 | 16.5 | 9 | 2.68 | R-454B | 650
218372633 | HEIL | H5H0V24*K*AAA* | D(A,C,E)31A3J+TDR | *97CTN0601716A* | Split System | 22800 | 16.5 | 9 | 2.68 | R-454B | 650
218372634 | HEIL | H5H0V24*K*AAA* | D(A,C,E)37A3J+TDR | *97CTN0601716A* | Split System | 22800 | 16.5 | 9 | 2.69 | R-454B | 650
218372626 | HEIL | H5H0V24*K*AAA* | D(A,C,E)37A3J+TDR | *97CMN0601714B* | Split System | 22800 | 16.5 | 9 | 2.69 | R-454B | 650
218372591 | HEIL | H5H0V24*K*AAA* | D(A,C,E)31A3J+TDR | *80CSU0601716A* | Split System | 22800 | 16.5 | 9 | 2.7 | R-454B | 650
218372599 | HEIL | H5H0V24*K*AAA* | D(A,C,E)31A3J+TDR | *80CTL0701716B* | Split System | 22800 | 16.5 | 9 | 2.7 | R-454B | 650
218372635 | HEIL | H5H0V24*K*AAA* | D(A,C,E)31A3J+TDR | *97CTN0801716A* | Split System | 22800 | 16.5 | 9 | 2.71 | R-454B | 650
218372629 | HEIL | H5H0V24*K*AAA* | D(A,C,E)31A3J+TDR | *97CMN0801714B* | Split System | 22800 | 16.5 | 9 | 2.71 | R-454B | 650
218372587 | HEIL | H5H0V24*K*AAA* | D(A,C,E)31A3J+TDR | *80CSU0401712A* | Split System | 22800 | 16.5 | 9 | 2.71 | R-454B | 650
218372600 | HEIL | H5H0V24*K*AAA* | D(A,C,E)37A3J+TDR | *80CTL0701716B* | Split System | 22800 | 16.5 | 9 | 2.74 | R-454B | 650
218372636 | HEIL | H5H0V24*K*AAA* | D(A,C,E)37A3J+TDR | *97CTN0801716A* | Split System | 22800 | 16.5 | 9 | 2.75 | R-454B | 650
218372588 | HEIL | H5H0V24*K*AAA* | D(A,C,E)37A3J+TDR | *80CSU0401712A* | Split System | 22800 | 16.5 | 9 | 2.75 | R-454B | 650
218372618 | HEIL | H5H0V24*K*AAA* | D(A,C,E)37A3J+TDR | *96CTN0601714B* | Split System | 22800 | 16.5 | 9 | 2.76 | R-454B | 650
218372603 | HEIL | H5H0V24*K*AAA* | D(A,C,E)31A3J+TDR | *80CTL0901716B* | Split System | 22800 | 17 | 9 | 2.7 | R-454B | 650
218372604 | HEIL | H5H0V24*K*AAA* | D(A,C,E)37A3J+TDR | *80CTL0901716B* | Split System | 22800 | 17 | 9 | 2.74 | R-454B | 650
218372598 | HEIL | H5H0V24*K*AAA* | D(A,C,E)37A3J+TDR | *80CTL0701412B* | Split System | 22800 | 17 | 9 | 2.74 | R-454B | 650
218372620 | HEIL | H5H0V24*K*AAA* | D(A,C,E)37A3J+TDR | *96CTN0801714B* | Split System | 21800 | 17 | 9 | 2.72 | R-454B | 650
215849975 | COLEMAN | HH824E2S11 | C(A,C,D,E)24C3K+TDR | TM9V040A10MP12 | Split System | 20800 | 16.5 | 9 | 2 | R-454B | 650
215849889 | COLEMAN | HH824E2S11 | C(A,C,D,E)24C3K+TDR | TM8Y060A12MP11 | Split System | 20600 | 17.5 | 9 | 2 | R-454B | 650
215849892 | COLEMAN | HH824E2S11 | D(A,C,E)24C3K+TDR | TM8Y060A12MP11 | Split System | 20800 | 17.5 | 9 | 2 | R-454B | 650
218361630 | GE Appliances | NS18H24HA5*** | PE(S,T)29J |  | Split System | 21400 | 16 | 9 | 2.41 | R-454B | 650
218361635 | GE Appliances | NS18H24HA5*** | PF(S,T)26J |  | Split System | 21400 | 16 | 9 | 2.41 | R-454B | 650
218361631 | GE Appliances | NS18H24HA5*** | PE(S,T)33J |  | Split System | 21600 | 16 | 9 | 2.42 | R-454B | 650
218361636 | GE Appliances | NS18H24HA5*** | PF(S,T)32J |  | Split System | 21800 | 16 | 9 | 2.47 | R-454B | 650
215849828 | COLEMAN | HH824E2S11 | C(A,C,D,E)24C3K+TDR | TM8E040A12MP11 | Split System | 20800 | 16.5 | 9 | 2 | R-454B | 650
215850149 | COLEMAN | HH824E2S11 | C(A,C,D,E)24C3K+TDR | Z8ES060A12SMPS1 | Split System | 20800 | 17.5 | 9 | 2 | R-454B | 650
218350132 | COLEMAN | HH860E2S11 | D(A,C,E)60B4K+TDR | Z9ET080C16SMPS1 | Split System | 42000 | 18 | 9 | 2.66 | R-454B | 650
218350134 | COLEMAN | HH860E2S11 | D(A,C,E)60B4K+TDR | Z9ET100C20SMPS1 | Split System | 42500 | 18 | 9 | 2.72 | R-454B | 650
218350133 | COLEMAN | HH860E2S11 | D(A,C,E)60B4K+TDR | Z9ET100C16SMPS1 | Split System | 42500 | 19 | 9 | 2.74 | R-454B | 650
218361633 | GE Appliances | NS18H24HA5*** | PE(S,T)35J |  | Split System | 21800 | 17 | 9 | 2.47 | R-454B | 650
218361637 | GE Appliances | NS18H24HA5*** | PF(S,T)33J |  | Split System | 21800 | 17 | 9 | 2.47 | R-454B | 650
215849796 | COLEMAN | HH824E2S11 | C(A,C,D,E)24A3K+TDR | TL8E060A12UH11 | Split System | 20000 | 17.5 | 9 | 2 | R-454B | 650
215850133 | COLEMAN | HH824E2S11 | C(A,C,D,E)24A3K+TDR | Z8ES040A12SMPS1 | Split System | 20000 | 17.5 | 9 | 2 | R-454B | 650
215850142 | COLEMAN | HH824E2S11 | D(A,C,E)36A3K+TDR | Z8ES040A12SMPS1 | Split System | 20600 | 17.5 | 9 | 2 | R-454B | 650
215849800 | COLEMAN | HH824E2S11 | C(A,C,D,E)24C3K+TDR | TL8E060A12UH11 | Split System | 20600 | 17.5 | 9 | 2 | R-454B | 650
215849840 | COLEMAN | HH824E2S11 | C(A,C,D,E)24C3K+TDR | TM8E060A12MP11 | Split System | 20600 | 17.5 | 9 | 2 | R-454B | 650
215850061 | COLEMAN | HH824E2S11 | C(A,C,D,E)24C3K+TDR | TMLE060A12MP11 | Split System | 20600 | 17.5 | 9 | 2 | R-454B | 650
215850065 | COLEMAN | HH824E2S11 | D(A,C,E)24C3K+TDR | TMLE060A12MP11 | Split System | 20800 | 17.5 | 9 | 2 | R-454B | 650
215849803 | COLEMAN | HH824E2S11 | D(A,C,E)24C3K+TDR | TL8E060A12UH11 | Split System | 20800 | 17.5 | 9 | 2 | R-454B | 650
215849843 | COLEMAN | HH824E2S11 | D(A,C,E)24C3K+TDR | TM8E060A12MP11 | Split System | 20800 | 17.5 | 9 | 2 | R-454B | 650
215850170 | COLEMAN | HH824E2S11 | C(A,C,D,E)24A3K+TDR | Z8ES100B12SMPS1 | Split System | 20000 | 18.5 | 9 | 2 | R-454B | 650
215850177 | COLEMAN | HH824E2S11 | D(A,C,E)36A3K+TDR | Z8ES100B12SMPS1 | Split System | 20600 | 18.8 | 9 | 2 | R-454B | 650
218350135 | COLEMAN | HH860E2S11 | D(A,C,E)60B4K+TDR | Z9ET120D20SMPS1 | Split System | 42500 | 17 | 9 | 2.71 | R-454B | 650
218350123 | COLEMAN | HH824E2S11 | D(A,C,E)36A3K+TDR | Z9ET060B12SMPS1 | Split System | 20600 | 17.5 | 9 | 2.89 | R-454B | 650
218364312 | CHAMPION HEATING AND COOLING | HH824E2S11 | L(E,G)M36AJ |  | Split System | 23200 | 18 | 9 | 2.86 | R-454B | 650
218364307 | CHAMPION HEATING AND COOLING | HH824E2S11 | L(E,G)M24FJ |  | Split System | 23200 | 18 | 9 | 2.86 | R-454B | 650
215851312 | COLEMAN | HH860E2S11 | D(A,C,E)60A3K+TDR | Z8ES130D20SMPS1 | Split System | 41500 | 18 | 9 | 2 | R-454B | 650
215851307 | COLEMAN | HH860E2S11 | C(A,C,D,E)60A3K+TDR | Z8ES130D20SMPS1 | Split System | 41500 | 18 | 9 | 2 | R-454B | 650
215851315 | COLEMAN | HH860E2S11 | D(A,C,E)60B3K+TDR | Z8ES130D20SMPS1 | Split System | 42000 | 18 | 9 | 2 | R-454B | 650
215851310 | COLEMAN | HH860E2S11 | C(A,C,D,E)60B3K+TDR | Z8ES130D20SMPS1 | Split System | 42000 | 18 | 9 | 2 | R-454B | 650
218364319 | CHAMPION HEATING AND COOLING | HH860E2S11 | L(E,G)M48BJ |  | Split System | 45000 | 18.5 | 9 | 2.83 | R-454B | 650
215850179 | COLEMAN | HH824E2S11 | C(A,C,D,E)24C3K+TDR | Z8ET060A12LMPS1 | Split System | 20600 | 18.8 | 9 | 2 | R-454B | 650
215850180 | COLEMAN | HH824E2S11 | D(A,C,E)24C3K+TDR | Z8ET060A12LMPS1 | Split System | 20800 | 18.9 | 9 | 2 | R-454B | 650
218364318 | CHAMPION HEATING AND COOLING | HH836E2S11 | L(E,G)M36FJ |  | Split System | 34600 | 19 | 9 | 2.69 | R-454B | 650
215849779 | COLEMAN | HH824E2S11 | D(A,C,E)36A3K+TDR | CP9C080B12MP13 | Split System | 22200 | 17 | 9 | 2 | R-454B | 650
215849773 | COLEMAN | HH824E2S11 | C(A,C,D,E)24C3K+TDR | CP9C080B12MP13 | Split System | 22200 | 17 | 9 | 2 | R-454B | 650
215849761 | COLEMAN | HH824E2S11 | C(A,C,D,E)24C3K+TDR | CP9C060B12MP13 | Split System | 22200 | 17 | 9 | 2 | R-454B | 650
215849790 | COLEMAN | HH824E2S11 | D(A,C,E)24C3K+TDR | CPLC080B12MP13 | Split System | 22400 | 17 | 9 | 2 | R-454B | 650
215849793 | COLEMAN | HH824E2S11 | D(A,C,E)36A3K+TDR | CPLC080B12MP13 | Split System | 22400 | 17 | 9 | 2 | R-454B | 650
215849766 | COLEMAN | HH824E2S11 | D(A,C,E)36A3K+TDR | CP9C060B12MP13 | Split System | 22400 | 17 | 9 | 2 | R-454B | 650
215849776 | COLEMAN | HH824E2S11 | D(A,C,E)24C3K+TDR | CP9C080B12MP13 | Split System | 22400 | 17 | 9 | 2 | R-454B | 650
218350126 | COLEMAN | HH824E2S11 | D(A,C,E)36A4K+TDR | Z9ET080B12SMPS1 | Split System | 22600 | 18 | 9 | 2.63 | R-454B | 650
218364321 | CHAMPION HEATING AND COOLING | HH860E2S11 | L(E,G)M48DJ |  | Split System | 46000 | 19 | 9 | 2.86 | R-454B | 650
218364324 | CHAMPION HEATING AND COOLING | HH860E2S11 | L(E,G)M48GJ |  | Split System | 46000 | 19 | 9 | 2.88 | R-454B | 650
218364323 | CHAMPION HEATING AND COOLING | HH860E2S11 | L(E,G)M48FJ |  | Split System | 47500 | 19 | 9 | 2.89 | R-454B | 650
218364325 | CHAMPION HEATING AND COOLING | HH860E2S11 | L(E,G)M48HJ |  | Split System | 46500 | 19 | 9 | 2.9 | R-454B | 650
218433785 | TRANE | 5TWX7024A1 | DH48T4J | S8V2B060M4PDB | Split System | 24000 | 17.5 | 9 | 2 | R-454B | 650
218433804 | TRANE | 5TWX7024A1 | DH48T4J | *UHMB060CCV3 | Split System | 24000 | 18 | 9 | 2 | R-454B | 650
218350130 | COLEMAN | HH836E2S11 | D(A,C,E)36A4K+TDR | Z9ET100C16SMPS1 | Split System | 30400 | 18.9 | 9.5 | 2.73 | R-454B | 650
218350129 | COLEMAN | HH836E2S11 | D(A,C,E)36A4K+TDR | Z9ET080C16SMPS1 | Split System | 30800 | 18.9 | 9.5 | 2.93 | R-454B | 650
218330914 | CARRIER | 37MUHAQ18AA3 | D(A,C,E)31A3J+TDR | 58SU*B060M17**16 | Split System | 16700 | 15.2 | 9.5 | 3.08 | R-454B | 650
218330895 | CARRIER | 37MUHAQ24AA3+TIC2025-0016 | L(E,G)M36DJ |  | Split System | 23200 | 17.5 | 9.5 | 2.69 | R-454B | 650
215850136 | COLEMAN | HH824E2S11 | C(A,C,D,E)24C3K+TDR | Z8ES040A12SMPS1 | Split System | 20600 | 17.5 | 9.5 | 2 | R-454B | 650
215850139 | COLEMAN | HH824E2S11 | D(A,C,E)24C3K+TDR | Z8ES040A12SMPS1 | Split System | 20800 | 17.5 | 9.5 | 2 | R-454B | 650
215850173 | COLEMAN | HH824E2S11 | C(A,C,D,E)24C3K+TDR | Z8ES100B12SMPS1 | Split System | 20600 | 18.8 | 9.5 | 2 | R-454B | 650
215850176 | COLEMAN | HH824E2S11 | D(A,C,E)24C3K+TDR | Z8ES100B12SMPS1 | Split System | 20800 | 18.9 | 9.5 | 2 | R-454B | 650
218330889 | CARRIER | 37MUHAQ18AA3 | L(E,G)M36DJ |  | Split System | 18000 | 15.5 | 9.5 | 3.27 | R-454B | 650
218350124 | COLEMAN | HH824E2S11 | D(A,C,E)36A4K+TDR | Z9ET060B12SMPS1 | Split System | 21000 | 17.5 | 9.5 | 2.95 | R-454B | 650
218364308 | CHAMPION HEATING AND COOLING | HH824E2S11 | L(E,G)M24GJ |  | Split System | 23600 | 19 | 9.5 | 2.71 | R-454B | 650
218364313 | CHAMPION HEATING AND COOLING | HH824E2S11 | L(E,G)M36BJ |  | Split System | 23600 | 19 | 9.5 | 2.71 | R-454B | 650
218364309 | CHAMPION HEATING AND COOLING | HH824E2S11 | L(E,G)M24HJ |  | Split System | 24000 | 19 | 9.5 | 2.74 | R-454B | 650
218364314 | CHAMPION HEATING AND COOLING | HH824E2S11 | L(E,G)M36CJ |  | Split System | 24000 | 19 | 9.5 | 2.74 | R-454B | 650
218364315 | CHAMPION HEATING AND COOLING | HH824E2S11 | L(E,G)M36DJ |  | Split System | 24000 | 19 | 9.5 | 2.79 | R-454B | 650
218364310 | CHAMPION HEATING AND COOLING | HH824E2S11 | L(E,G)M24IJ |  | Split System | 24000 | 19 | 9.5 | 2.79 | R-454B | 650
218364311 | CHAMPION HEATING AND COOLING | HH824E2S11 | L(E,G)M24JJ |  | Split System | 24000 | 19 | 9.5 | 2.79 | R-454B | 650
218364316 | CHAMPION HEATING AND COOLING | HH824E2S11 | L(E,G)M36EJ |  | Split System | 24000 | 19 | 9.5 | 2.79 | R-454B | 650
218418650 | INNOVAIR | SHV18H2BA | 19HXS**X |  | Split System | 18000 | 16.8 | 10 | 1.8 | R-454B | 650
218325392 | TRANE | 5TWX7036A1 | 5AXAB007AS3+TDR | S9X2B040D3PSB | Split System | 32600 | 16 | 8.1 | 1.97 | R-454B | 650
218325380 | TRANE | 5TWX7036A1 | 5AXAB007AS3+TDR | S9X1B040D3PSB | Split System | 32600 | 16 | 8.1 | 1.97 | R-454B | 650
218325394 | TRANE | 5TWX7036A1 | 5AXAB007AS3+TDR | S9X1B060D3PSB | Split System | 32800 | 16 | 8.1 | 1.98 | R-454B | 650
218325385 | TRANE | 5TWX7036A1 | 5AXAB007AS3+TDR | S9X2B060D3PSB | Split System | 32800 | 16 | 8.1 | 1.98 | R-454B | 650
218325379 | TRANE | 5TWX7036A1 | 5AXAB007AS3+TDR | S9X1B080D4PSB | Split System | 32400 | 16 | 8.1 | 1.96 | R-454B | 650
218325362 | TRANE | 5TWX7024A1 | 5AXAB007AS3+TDR | S8V2A040M3PCB | Split System | 23400 | 17 | 8.1 | 1.83 | R-454B | 650
218325371 | TRANE | 5TWX7024A1 | 5AXAB007AS3+TDR | S8V2B060M4PCB | Split System | 23400 | 17 | 8.1 | 1.83 | R-454B | 650
218325366 | TRANE | 5TWX7024A1 | 5AXAB007AS3+TDR | S8V2A040M3PDB | Split System | 23400 | 17 | 8.1 | 1.83 | R-454B | 650
218325323 | TRANE | 5TWR7024A1 | 5AXAB007AS3+TDR | S9V2B080D4VSB | Split System | 23200 | 17.1 | 8.1 | 1.8 | R-454B | 650
218325331 | TRANE | 5TWR7024A1 | 5AXAB007AS3+TDR | S8V2B080M4PCB | Split System | 23200 | 17.1 | 8.1 | 1.83 | R-454B | 650
218325369 | TRANE | 5TWX7024A1 | 5AXAB007AS3+TDR | S9V2B040D3VSB | Split System | 23400 | 17.1 | 8.1 | 1.83 | R-454B | 650
218325324 | TRANE | 5TWR7024A1 | 5AXAB007AS3+TDR | S9V2B040D3VSB | Split System | 23400 | 17.1 | 8.1 | 1.84 | R-454B | 650
218325360 | TRANE | 5TWX7024A1 | 5AXAB007AS3+TDR | S9X2B060D3PSB | Split System | 23400 | 17.1 | 8.1 | 1.84 | R-454B | 650
218325322 | TRANE | 5TWR7024A1 | 5AXAB007AS3+TDR | S8V2A040M3PCB | Split System | 23400 | 17.1 | 8.1 | 1.84 | R-454B | 650
218325327 | TRANE | 5TWR7024A1 | 5AXAB007AS3+TDR | S8V2A040M3PDB | Split System | 23400 | 17.1 | 8.1 | 1.84 | R-454B | 650
218325325 | TRANE | 5TWR7024A1 | 5AXAB007AS3+TDR | S8V2B060M4PCB | Split System | 23400 | 17.1 | 8.1 | 1.84 | R-454B | 650
218325332 | TRANE | 5TWR7024A1 | 5AXAB007AS3+TDR | S8V2B060M4PDB | Split System | 23400 | 17.1 | 8.1 | 1.84 | R-454B | 650
218325329 | TRANE | 5TWR7024A1 | 5AXAB007AS3+TDR | S9X1B060D3PSB | Split System | 23400 | 17.1 | 8.1 | 1.85 | R-454B | 650
218325326 | TRANE | 5TWR7024A1 | 5AXAB007AS3+TDR | S9X2B060D3PSB | Split System | 23400 | 17.1 | 8.1 | 1.85 | R-454B | 650
218325361 | TRANE | 5TWX7024A1 | 5AXAB007AS3+TDR | *DHMB060CCV3 | Split System | 23400 | 17.5 | 8.1 | 1.8 | R-454B | 650
218325350 | TRANE | 5TWR7036A1 | 5AXAB007AS3+TDR | S9X1B040D3PSB | Split System | 32600 | 16 | 8.2 | 1.98 | R-454B | 650
218325391 | TRANE | 5TWX7036A1 | 5AXAB007AS3+TDR | S9V2B040D3VSB | Split System | 32600 | 16 | 8.2 | 1.97 | R-454B | 650
218325378 | TRANE | 5TWX7036A1 | 5AXAB007AS3+TDR | *DHMB060CCV3 | Split System | 32400 | 16.5 | 8.2 | 1.9 | R-454B | 650
218325357 | TRANE | 5TWR7036A1 | 5AXAB007AS3+TDR | S9X1B060D3PSB | Split System | 32800 | 16.5 | 8.2 | 1.99 | R-454B | 650
218325335 | TRANE | 5TWR7036A1 | 5AXAB007AS3+TDR | S9X2B060D3PSB | Split System | 32800 | 16.5 | 8.2 | 1.99 | R-454B | 650
218325355 | TRANE | 5TWR7036A1 | 5AXAB007AS3+TDR | S8X1A040M3PSC | Split System | 32400 | 17.1 | 8.2 | 1.9 | R-454B | 650
218325395 | TRANE | 5TWX7036A1 | 5AXAB007AS3+TDR | S8X1A040M3PSC | Split System | 32400 | 17.1 | 8.2 | 1.9 | R-454B | 650
218325344 | TRANE | 5TWR7036A1 | 5AXAB007AS3+TDR | S8X2A040M3PSC | Split System | 32400 | 17.1 | 8.2 | 1.9 | R-454B | 650
218325353 | TRANE | 5TWR7036A1 | 5AXAB007AS3+TDR | S8X1A040M3PTC | Split System | 32400 | 17.1 | 8.2 | 1.9 | R-454B | 650
218325356 | TRANE | 5TWR7036A1 | 5AXAB007AS3+TDR | S8X2A040M3PTC | Split System | 32400 | 17.1 | 8.2 | 1.9 | R-454B | 650
218325388 | TRANE | 5TWX7036A1 | 5AXAB007AS3+TDR | S8X2A040M3PSC | Split System | 32400 | 17.1 | 8.2 | 1.9 | R-454B | 650
218325374 | TRANE | 5TWX7036A1 | 5AXAB007AS3+TDR | S8X1A040M3PTC | Split System | 32400 | 17.1 | 8.2 | 1.9 | R-454B | 650
218325338 | TRANE | 5TWR7036A1 | 5AXAB007AS3+TDR | S9X2B080D4PSB | Split System | 32400 | 16 | 8.2 | 1.97 | R-454B | 650
218325349 | TRANE | 5TWR7036A1 | 5AXAB007AS3+TDR | S9X1B080D4PSB | Split System | 32400 | 16 | 8.2 | 1.97 | R-454B | 650
218325384 | TRANE | 5TWX7036A1 | 5AXAB007AS3+TDR | S8V2B060M4PDB | Split System | 32600 | 16 | 8.2 | 1.98 | R-454B | 650
218325382 | TRANE | 5TWX7036A1 | 5AXAB007AS3+TDR | S8V2B080M4PDB | Split System | 32600 | 16 | 8.2 | 1.98 | R-454B | 650
218325396 | TRANE | 5TWX7036A1 | 5AXAB007AS3+TDR | S8V2B060M4PCB | Split System | 32600 | 16 | 8.2 | 1.98 | R-454B | 650
218325347 | TRANE | 5TWR7036A1 | 5AXAB007AS3+TDR | S8V2B060M4PDB | Split System | 32600 | 16 | 8.2 | 1.98 | R-454B | 650
218325340 | TRANE | 5TWR7036A1 | 5AXAB007AS3+TDR | S8V2B060M4PCB | Split System | 32600 | 16 | 8.2 | 1.98 | R-454B | 650
218325352 | TRANE | 5TWR7036A1 | 5AXAB007AS3+TDR | S9V2B040D3VSB | Split System | 32600 | 16 | 8.2 | 1.98 | R-454B | 650
218325341 | TRANE | 5TWR7036A1 | 5AXAB007AS3+TDR | S8V2B080M4PCB | Split System | 32600 | 16 | 8.2 | 1.99 | R-454B | 650
218325390 | TRANE | 5TWX7036A1 | 5AXAB007AS3+TDR | S9V2B060D3VSB | Split System | 32400 | 16.5 | 8.2 | 1.9 | R-454B | 650
218325375 | TRANE | 5TWX7036A1 | 5AXAB007AS3+TDR | *DHMB080CCV3 | Split System | 32600 | 16.5 | 8.2 | 1.9 | R-454B | 650
218325386 | TRANE | 5TWX7036A1 | 5AXAB007AS3+TDR | S9V2B080D4VSB | Split System | 32600 | 16.5 | 8.2 | 1.9 | R-454B | 650
218325337 | TRANE | 5TWR7036A1 | 5AXAB007AS3+TDR | S9V2B080D4VSB | Split System | 32600 | 17 | 8.2 | 1.9 | R-454B | 650
218325372 | TRANE | 5TWX7036A1 | 5AXAB007AS3+TDR | S8X1B060M4PTC | Split System | 32600 | 17.1 | 8.2 | 1.9 | R-454B | 650
218325393 | TRANE | 5TWX7036A1 | 5AXAB007AS3+TDR | S8X2B080M4PSC | Split System | 32600 | 17.1 | 8.2 | 1.9 | R-454B | 650
218325387 | TRANE | 5TWX7036A1 | 5AXAB007AS3+TDR | S8X2B060M4PSC | Split System | 32600 | 17.1 | 8.2 | 1.9 | R-454B | 650
218325339 | TRANE | 5TWR7036A1 | 5AXAB007AS3+TDR | S8X2B060M4PSC | Split System | 32600 | 17.1 | 8.2 | 1.9 | R-454B | 650
218325334 | TRANE | 5TWR7036A1 | 5AXAB007AS3+TDR | S8X1B080M4PSC | Split System | 32600 | 17.1 | 8.2 | 1.9 | R-454B | 650
218325343 | TRANE | 5TWR7036A1 | 5AXAB007AS3+TDR | S8X1B060M4PTC | Split System | 32600 | 17.1 | 8.2 | 1.9 | R-454B | 650
218325389 | TRANE | 5TWX7036A1 | 5AXAB007AS3+TDR | S8X1B080M4PSC | Split System | 32600 | 17.1 | 8.2 | 1.9 | R-454B | 650
218325383 | TRANE | 5TWX7036A1 | 5AXAB007AS3+TDR | S8X1B060M4PSC | Split System | 32600 | 17.1 | 8.2 | 1.9 | R-454B | 650
218325373 | TRANE | 5TWX7036A1 | 5AXAB007AS3+TDR | S8X2B080M4PTC | Split System | 32600 | 17.1 | 8.2 | 1.9 | R-454B | 650
218325358 | TRANE | 5TWR7036A1 | 5AXAB007AS3+TDR | S8X1B080M4PTC | Split System | 32600 | 17.1 | 8.2 | 1.9 | R-454B | 650
218325351 | TRANE | 5TWR7036A1 | 5AXAB007AS3+TDR | S8X1B060M4PSC | Split System | 32600 | 17.1 | 8.2 | 1.9 | R-454B | 650
218325342 | TRANE | 5TWR7036A1 | 5AXAB007AS3+TDR | S8X2B080M4PSC | Split System | 32600 | 17.1 | 8.2 | 1.9 | R-454B | 650
218325354 | TRANE | 5TWR7036A1 | 5AXAB007AS3+TDR | S8X2B060M4PTC | Split System | 32600 | 17.1 | 8.2 | 1.9 | R-454B | 650
218325330 | TRANE | 5TWR7024A1 | 5AXAB007AS3+TDR | *DHMB060CCV3 | Split System | 23400 | 17.1 | 8.2 | 1.8 | R-454B | 650
218325454 | TRANE | 5TWX7048A1 | 5AXAC009AS3+TDR | S9X2C100D5PSB | Split System | 43500 | 15.2 | 8.5 | 2.13 | R-454B | 650
218325691 | TRANE | 5TWX7048A1 | 5AXAC011AS3+TDR | S9X1C100D5PSB | Split System | 43500 | 15.2 | 8.5 | 2.13 | R-454B | 650
218325698 | TRANE | 5TWX7048A1 | 5AXAC011AS3+TDR | S9X2C100D5PSB | Split System | 43500 | 15.2 | 8.5 | 2.13 | R-454B | 650
218325754 | TRANE | 5TWX7048A1 | 5AXAD012AS3+TDR | S9X2C100D5PSB | Split System | 43500 | 15.2 | 8.5 | 2.13 | R-454B | 650
218325492 | TRANE | 5TWX7048A1 | 5AXAC011AS3+TDR | S9V2C100D5VSB | Split System | 43000 | 15.5 | 8.5 | 2.13 | R-454B | 650
218325435 | TRANE | 5TWX7048A1 | 5AXAC009AS3+TDR | S9V2C100D5VSB | Split System | 43000 | 15.5 | 8.5 | 2.13 | R-454B | 650
218325736 | TRANE | 5TWX7048A1 | 5AXAD012AS3+TDR | S9V2C100D5VSB | Split System | 43000 | 15.5 | 8.5 | 2.13 | R-454B | 650
218325442 | TRANE | 5TWX7048A1 | 5AXAC009AS3+TDR | S8V2C080M5PCB | Split System | 43500 | 15.5 | 8.5 | 2.13 | R-454B | 650
218325686 | TRANE | 5TWX7048A1 | 5AXAC011AS3+TDR | S8V2C080M5PCB | Split System | 43500 | 15.5 | 8.5 | 2.13 | R-454B | 650
218325738 | TRANE | 5TWX7048A1 | 5AXAD012AS3+TDR | S8V2C080M5PDB | Split System | 43500 | 15.5 | 8.5 | 2.13 | R-454B | 650
218325743 | TRANE | 5TWX7048A1 | 5AXAD012AS3+TDR | S8V2C080M5PCB | Split System | 43500 | 15.5 | 8.5 | 2.13 | R-454B | 650
218325494 | TRANE | 5TWX7048A1 | 5AXAC011AS3+TDR | S8V2C080M5PDB | Split System | 43500 | 15.5 | 8.5 | 2.13 | R-454B | 650
218325438 | TRANE | 5TWX7048A1 | 5AXAC009AS3+TDR | S8V2C080M5PDB | Split System | 43500 | 15.5 | 8.5 | 2.13 | R-454B | 650
218325495 | TRANE | 5TWX7048A1 | 5AXAC011AS3+TDR | S8V2C100M5PDB | Split System | 43500 | 15.5 | 8.5 | 2.14 | R-454B | 650
218325439 | TRANE | 5TWX7048A1 | 5AXAC009AS3+TDR | S8V2C100M5PDB | Split System | 43500 | 15.5 | 8.5 | 2.14 | R-454B | 650
218325440 | TRANE | 5TWX7048A1 | 5AXAC009AS3+TDR | S8V2C100M5PCB | Split System | 43500 | 15.5 | 8.5 | 2.14 | R-454B | 650
218325741 | TRANE | 5TWX7048A1 | 5AXAD012AS3+TDR | S8V2C100M5PCB | Split System | 43500 | 15.5 | 8.5 | 2.14 | R-454B | 650
218325739 | TRANE | 5TWX7048A1 | 5AXAD012AS3+TDR | S8V2C100M5PDB | Split System | 43500 | 15.5 | 8.5 | 2.14 | R-454B | 650
218325497 | TRANE | 5TWX7048A1 | 5AXAC011AS3+TDR | S8V2C100M5PCB | Split System | 43500 | 15.5 | 8.5 | 2.14 | R-454B | 650
218325425 | TRANE | 5TWR7048A1 | 5AXAC009AS3+TDR | S9V2C100D5VSB | Split System | 43000 | 16 | 8.5 | 2.15 | R-454B | 650
218325726 | TRANE | 5TWR7048A1 | 5AXAD012AS3+TDR | S9V2C100D5VSB | Split System | 43000 | 16 | 8.5 | 2.15 | R-454B | 650
218325482 | TRANE | 5TWR7048A1 | 5AXAC011AS3+TDR | S9V2C100D5VSB | Split System | 43000 | 16 | 8.5 | 2.15 | R-454B | 650
218325487 | TRANE | 5TWR7048A1 | 5AXAC011AS3+TDR | S9X2C100D5PSB | Split System | 43500 | 16 | 8.5 | 2.16 | R-454B | 650
218325485 | TRANE | 5TWR7048A1 | 5AXAC011AS3+TDR | S9X1C100D5PSB | Split System | 43500 | 16 | 8.5 | 2.16 | R-454B | 650
218325428 | TRANE | 5TWR7048A1 | 5AXAC009AS3+TDR | S9X1C100D5PSB | Split System | 43500 | 16 | 8.5 | 2.16 | R-454B | 650
218325431 | TRANE | 5TWR7048A1 | 5AXAC009AS3+TDR | S9X2C100D5PSB | Split System | 43500 | 16 | 8.5 | 2.16 | R-454B | 650
218325732 | TRANE | 5TWR7048A1 | 5AXAD012AS3+TDR | S9X2C100D5PSB | Split System | 43500 | 16 | 8.5 | 2.16 | R-454B | 650
218325479 | TRANE | 5TWR7048A1 | 5AXAC011AS3+TDR | S8V2C080M5PDB | Split System | 43500 | 16.5 | 8.5 | 2.16 | R-454B | 650
218325417 | TRANE | 5TWR7048A1 | 5AXAC009AS3+TDR | S8V2C080M5PCB | Split System | 43500 | 16.5 | 8.5 | 2.16 | R-454B | 650
218325423 | TRANE | 5TWR7048A1 | 5AXAC009AS3+TDR | S8V2C080M5PDB | Split System | 43500 | 16.5 | 8.5 | 2.16 | R-454B | 650
218325723 | TRANE | 5TWR7048A1 | 5AXAD012AS3+TDR | S8V2C080M5PDB | Split System | 43500 | 16.5 | 8.5 | 2.16 | R-454B | 650
218325474 | TRANE | 5TWR7048A1 | 5AXAC011AS3+TDR | S8V2C080M5PCB | Split System | 43500 | 16.5 | 8.5 | 2.16 | R-454B | 650
218325718 | TRANE | 5TWR7048A1 | 5AXAD012AS3+TDR | S8V2C080M5PCB | Split System | 43500 | 16.5 | 8.5 | 2.16 | R-454B | 650
218433826 | TRANE | 5TWX7024A1 | 5PXFH007AC3 | S9V2B040D3VSB | Split System | 21800 | 16 | 8.7 | 2 | R-454B | 650
218433824 | TRANE | 5TWX7024A1 | 5PXFH007AC3 | S9X1B060D3PSB | Split System | 22200 | 16 | 8.7 | 2 | R-454B | 650
218325451 | TRANE | 5TWX7048A1 | 5AXAC009AS3+TDR | *DHMC100CCV4 | Split System | 43500 | 16 | 8.7 | 2.1 | R-454B | 650
218325694 | TRANE | 5TWX7048A1 | 5AXAC011AS3+TDR | *DHMC100CCV4 | Split System | 43500 | 16 | 8.7 | 2.1 | R-454B | 650
218325751 | TRANE | 5TWX7048A1 | 5AXAD012AS3+TDR | *DHMC100CCV4 | Split System | 43500 | 16 | 8.7 | 2.1 | R-454B | 650
218325489 | TRANE | 5TWR7048A1 | 5AXAC011AS3+TDR | S8V2C100M5PCB | Split System | 44000 | 16 | 8.7 | 2.17 | R-454B | 650
218325432 | TRANE | 5TWR7048A1 | 5AXAC009AS3+TDR | S8V2C100M5PCB | Split System | 44000 | 16 | 8.7 | 2.17 | R-454B | 650
218325733 | TRANE | 5TWR7048A1 | 5AXAD012AS3+TDR | S8V2C100M5PCB | Split System | 44000 | 16 | 8.7 | 2.17 | R-454B | 650
218325426 | TRANE | 5TWR7048A1 | 5AXAC009AS3+TDR | S8V2C100M5PDB | Split System | 44000 | 16 | 8.7 | 2.17 | R-454B | 650
218325727 | TRANE | 5TWR7048A1 | 5AXAD012AS3+TDR | S8V2C100M5PDB | Split System | 44000 | 16 | 8.7 | 2.17 | R-454B | 650
218325483 | TRANE | 5TWR7048A1 | 5AXAC011AS3+TDR | S8V2C100M5PDB | Split System | 44000 | 16 | 8.7 | 2.17 | R-454B | 650
218325445 | TRANE | 5TWX7048A1 | 5AXAC009AS3+TDR | S9V2C100D4VSB | Split System | 43000 | 16.5 | 8.7 | 2.1 | R-454B | 650
218325688 | TRANE | 5TWX7048A1 | 5AXAC011AS3+TDR | S9V2C100D4VSB | Split System | 43000 | 16.5 | 8.7 | 2.1 | R-454B | 650
218325745 | TRANE | 5TWX7048A1 | 5AXAD012AS3+TDR | S9V2C100D4VSB | Split System | 43000 | 16.5 | 8.7 | 2.1 | R-454B | 650
218325746 | TRANE | 5TWX7048A1 | 5AXAD012AS3+TDR | S8X1C080M5PSC | Split System | 43500 | 16.5 | 8.7 | 2.1 | R-454B | 650
218325453 | TRANE | 5TWX7048A1 | 5AXAC009AS3+TDR | S8X1C080M5PTC | Split System | 43500 | 16.5 | 8.7 | 2.1 | R-454B | 650
218325690 | TRANE | 5TWX7048A1 | 5AXAC011AS3+TDR | S8X1C080M5PSC | Split System | 43500 | 16.5 | 8.7 | 2.1 | R-454B | 650
218325692 | TRANE | 5TWX7048A1 | 5AXAC011AS3+TDR | S8X2C080M5PTC | Split System | 43500 | 16.5 | 8.7 | 2.1 | R-454B | 650
218325693 | TRANE | 5TWX7048A1 | 5AXAC011AS3+TDR | S8X2C080M5PSC | Split System | 43500 | 16.5 | 8.7 | 2.1 | R-454B | 650
218325446 | TRANE | 5TWX7048A1 | 5AXAC009AS3+TDR | S8X1C080M5PSC | Split System | 43500 | 16.5 | 8.7 | 2.1 | R-454B | 650
218325749 | TRANE | 5TWX7048A1 | 5AXAD012AS3+TDR | S8X2C080M5PTC | Split System | 43500 | 16.5 | 8.7 | 2.1 | R-454B | 650
218325753 | TRANE | 5TWX7048A1 | 5AXAD012AS3+TDR | S8X1C080M5PTC | Split System | 43500 | 16.5 | 8.7 | 2.1 | R-454B | 650
218325450 | TRANE | 5TWX7048A1 | 5AXAC009AS3+TDR | S8X2C080M5PSC | Split System | 43500 | 16.5 | 8.7 | 2.1 | R-454B | 650
218325697 | TRANE | 5TWX7048A1 | 5AXAC011AS3+TDR | S8X1C080M5PTC | Split System | 43500 | 16.5 | 8.7 | 2.1 | R-454B | 650
218325448 | TRANE | 5TWX7048A1 | 5AXAC009AS3+TDR | S8X2C080M5PTC | Split System | 43500 | 16.5 | 8.7 | 2.1 | R-454B | 650
218325452 | TRANE | 5TWX7048A1 | 5AXAC009AS3+TDR | S8X2C100M5PSC | Split System | 43500 | 17 | 8.7 | 2.1 | R-454B | 650
218325687 | TRANE | 5TWX7048A1 | 5AXAC011AS3+TDR | S8X1C100M5PSC | Split System | 43500 | 17 | 8.7 | 2.1 | R-454B | 650
218325493 | TRANE | 5TWX7048A1 | 5AXAC011AS3+TDR | S8X1C100M5PTC | Split System | 43500 | 17 | 8.7 | 2.1 | R-454B | 650
218325752 | TRANE | 5TWX7048A1 | 5AXAD012AS3+TDR | S8X2C100M5PSC | Split System | 43500 | 17 | 8.7 | 2.1 | R-454B | 650
218325444 | TRANE | 5TWX7048A1 | 5AXAC009AS3+TDR | S8X1C100M5PSC | Split System | 43500 | 17 | 8.7 | 2.1 | R-454B | 650
218325685 | TRANE | 5TWX7048A1 | 5AXAC011AS3+TDR | S8X2C100M5PTC | Split System | 43500 | 17 | 8.7 | 2.1 | R-454B | 650
218325744 | TRANE | 5TWX7048A1 | 5AXAD012AS3+TDR | S8X1C100M5PSC | Split System | 43500 | 17 | 8.7 | 2.1 | R-454B | 650
218325737 | TRANE | 5TWX7048A1 | 5AXAD012AS3+TDR | S8X1C100M5PTC | Split System | 43500 | 17 | 8.7 | 2.1 | R-454B | 650
218325436 | TRANE | 5TWX7048A1 | 5AXAC009AS3+TDR | S8X1C100M5PTC | Split System | 43500 | 17 | 8.7 | 2.1 | R-454B | 650
218325695 | TRANE | 5TWX7048A1 | 5AXAC011AS3+TDR | S8X2C100M5PSC | Split System | 43500 | 17 | 8.7 | 2.1 | R-454B | 650
218325441 | TRANE | 5TWX7048A1 | 5AXAC009AS3+TDR | S8X2C100M5PTC | Split System | 43500 | 17 | 8.7 | 2.1 | R-454B | 650
218325742 | TRANE | 5TWX7048A1 | 5AXAD012AS3+TDR | S8X2C100M5PTC | Split System | 43500 | 17 | 8.7 | 2.1 | R-454B | 650
218325491 | TRANE | 5TWR7048A1 | 5AXAC011AS3+TDR | S9V2C100D4VSB | Split System | 43000 | 17.1 | 8.7 | 2.1 | R-454B | 650
218325735 | TRANE | 5TWR7048A1 | 5AXAD012AS3+TDR | S9V2C100D4VSB | Split System | 43000 | 17.1 | 8.7 | 2.1 | R-454B | 650
218325434 | TRANE | 5TWR7048A1 | 5AXAC009AS3+TDR | S9V2C100D4VSB | Split System | 43000 | 17.1 | 8.7 | 2.1 | R-454B | 650
218325477 | TRANE | 5TWR7048A1 | 5AXAC011AS3+TDR | S8X1C080M5PTC | Split System | 43500 | 17.1 | 8.7 | 2.1 | R-454B | 650
218325419 | TRANE | 5TWR7048A1 | 5AXAC009AS3+TDR | S8X2C100M5PSC | Split System | 43500 | 17.1 | 8.7 | 2.1 | R-454B | 650
218325719 | TRANE | 5TWR7048A1 | 5AXAD012AS3+TDR | S8X2C080M5PSC | Split System | 43500 | 17.1 | 8.7 | 2.1 | R-454B | 650
218325418 | TRANE | 5TWR7048A1 | 5AXAC009AS3+TDR | S8X2C080M5PSC | Split System | 43500 | 17.1 | 8.7 | 2.1 | R-454B | 650
218325420 | TRANE | 5TWR7048A1 | 5AXAC009AS3+TDR | S8X1C080M5PTC | Split System | 43500 | 17.1 | 8.7 | 2.1 | R-454B | 650
218325427 | TRANE | 5TWR7048A1 | 5AXAC009AS3+TDR | S8X2C100M5PTC | Split System | 43500 | 17.1 | 8.7 | 2.1 | R-454B | 650
218325486 | TRANE | 5TWR7048A1 | 5AXAC011AS3+TDR | S8X1C100M5PSC | Split System | 43500 | 17.1 | 8.7 | 2.1 | R-454B | 650
218325422 | TRANE | 5TWR7048A1 | 5AXAC009AS3+TDR | S8X1C100M5PTC | Split System | 43500 | 17.1 | 8.7 | 2.1 | R-454B | 650
218325476 | TRANE | 5TWR7048A1 | 5AXAC011AS3+TDR | S8X2C100M5PSC | Split System | 43500 | 17.1 | 8.7 | 2.1 | R-454B | 650
218325475 | TRANE | 5TWR7048A1 | 5AXAC011AS3+TDR | S8X2C080M5PSC | Split System | 43500 | 17.1 | 8.7 | 2.1 | R-454B | 650
218325725 | TRANE | 5TWR7048A1 | 5AXAD012AS3+TDR | S8X1C080M5PSC | Split System | 43500 | 17.1 | 8.7 | 2.1 | R-454B | 650
218325478 | TRANE | 5TWR7048A1 | 5AXAC011AS3+TDR | S8X1C100M5PTC | Split System | 43500 | 17.1 | 8.7 | 2.1 | R-454B | 650
218325721 | TRANE | 5TWR7048A1 | 5AXAD012AS3+TDR | S8X1C080M5PTC | Split System | 43500 | 17.1 | 8.7 | 2.1 | R-454B | 650
218325433 | TRANE | 5TWR7048A1 | 5AXAC009AS3+TDR | S8X2C080M5PTC | Split System | 43500 | 17.1 | 8.7 | 2.1 | R-454B | 650
218325722 | TRANE | 5TWR7048A1 | 5AXAD012AS3+TDR | S8X1C100M5PTC | Split System | 43500 | 17.1 | 8.7 | 2.1 | R-454B | 650
218325728 | TRANE | 5TWR7048A1 | 5AXAD012AS3+TDR | S8X2C100M5PTC | Split System | 43500 | 17.1 | 8.7 | 2.1 | R-454B | 650
218325730 | TRANE | 5TWR7048A1 | 5AXAD012AS3+TDR | S8X1C100M5PSC | Split System | 43500 | 17.1 | 8.7 | 2.1 | R-454B | 650
218325429 | TRANE | 5TWR7048A1 | 5AXAC009AS3+TDR | S8X1C100M5PSC | Split System | 43500 | 17.1 | 8.7 | 2.1 | R-454B | 650
218325424 | TRANE | 5TWR7048A1 | 5AXAC009AS3+TDR | S8X1C080M5PSC | Split System | 43500 | 17.1 | 8.7 | 2.1 | R-454B | 650
218325490 | TRANE | 5TWR7048A1 | 5AXAC011AS3+TDR | S8X2C080M5PTC | Split System | 43500 | 17.1 | 8.7 | 2.1 | R-454B | 650
218325480 | TRANE | 5TWR7048A1 | 5AXAC011AS3+TDR | S8X1C080M5PSC | Split System | 43500 | 17.1 | 8.7 | 2.1 | R-454B | 650
218325734 | TRANE | 5TWR7048A1 | 5AXAD012AS3+TDR | S8X2C080M5PTC | Split System | 43500 | 17.1 | 8.7 | 2.1 | R-454B | 650
218325484 | TRANE | 5TWR7048A1 | 5AXAC011AS3+TDR | S8X2C100M5PTC | Split System | 43500 | 17.1 | 8.7 | 2.1 | R-454B | 650
218433840 | TRANE | 5TWX7024A1 | 5PXFH007AC3 | *DHMB080CCV3 | Split System | 22200 | 16.5 | 9 | 2 | R-454B | 650
218433827 | TRANE | 5TWX7024A1 | 5PXFH007AC3 | S9X1B060U4PSB | Split System | 23800 | 17.1 | 9 | 2 | R-454B | 650
218433828 | TRANE | 5TWX7024A1 | 5PXFH007AC3 | S9X1B040U3PSB | Split System | 23800 | 17.1 | 9 | 2 | R-454B | 650
218433816 | TRANE | 5TWX7024A1 | 5PXFH007AC3 | S8V2B080M4PDB | Split System | 23800 | 17.5 | 9 | 2 | R-454B | 650
218433829 | TRANE | 5TWX7024A1 | 5PXFH007AC3 | S9V2B060U4VSB | Split System | 23800 | 17.5 | 9 | 2 | R-454B | 650
218433830 | TRANE | 5TWX7024A1 | 5PXFH007AC3 | S8V2B080M4PCB | Split System | 23800 | 17.5 | 9 | 2 | R-454B | 650
218433843 | TRANE | 5TWX7024A1 | 5PXFH007AC3 | S9V2B060U3VSB | Split System | 23800 | 18 | 9 | 2 | R-454B | 650
218433842 | TRANE | 5TWX7024A1 | 5PXFH007AC3 | S9V2B080U4VSB | Split System | 23800 | 18 | 9 | 2 | R-454B | 650
218433833 | TRANE | 5TWX7024A1 | 5PXFH007AC3 | L8V1A060U3VSB | Split System | 23800 | 18 | 9 | 2 | R-454B | 650
218433844 | TRANE | 5TWX7024A1 | 5PXFH007AC3 | S9V2B040U3VSB | Split System | 24000 | 18 | 9 | 2 | R-454B | 650
218137763 | Bestcold | MYIRU36NA22BCH19 |  |  | Packaged | 34200 | 18.5 | 8.2 | 1.86 | R-32 | 650
218451091 | ZERO | ZPRV10HPBYFC-18S |  |  | Packaged | 34200 | 18.5 | 8.2 | 1.86 | R-32 | 650
218137765 | Bestcold | MYIRU60NA22BCH19 |  |  | Packaged | 55000 | 18.5 | 8.8 | 1.82 | R-32 | 650
218451093 | ZERO | ZPRV16HPBYFC-18S |  |  | Packaged | 55000 | 18.5 | 8.8 | 1.82 | R-32 | 650
218137764 | Bestcold | MYIRU48NA22BCH19 |  |  | Packaged | 48000 | 19 | 9 | 1.8 | R-32 | 650
218451092 | ZERO | ZPRV14HPBYFC-18S |  |  | Packaged | 48000 | 19 | 9 | 1.8 | R-32 | 650
218619224 | ECOER | ERDA19H-36AD* |  |  | Packaged | 35000 | 18.3 | 9.2 | 1.9 | R-32 | 650
218619208 | YISO | YRHA1-36AD |  |  | Packaged | 35000 | 18.3 | 9.2 | 1.9 | R-32 | 650
218137762 | Bestcold | MYIRU24NA22BCH18 |  |  | Packaged | 24000 | 19 | 9.5 | 1.94 | R-32 | 650
218461336 | ZERO | ZPRV07HPBYFC-18S |  |  | Packaged | 24000 | 19 | 9.5 | 1.94 | R-32 | 650
218451090 | ZERO | ZPRVO7HPBYFC-18S |  |  | Packaged | 24000 | 19 | 9.5 | 1.94 | R-32 | 650
218619223 | ECOER | ERDA19H-60BB* |  |  | Packaged | 56000 | 19 | 9.3 | 1.9 | R-454B | 650
218619207 | YISO | YRHA1-60BB |  |  | Packaged | 56000 | 19 | 9.3 | 1.9 | R-454B | 650
218082621 | First Co. | EVE30***D |  |  | Packaged | 27600 | 15.5 | 8.5 | 2 | R-454B | 650
218082620 | First Co. | EVE24***D |  |  | Packaged | 23400 | 16 | 9 | 2 | R-454B | 650
218082619 | First Co. | EVE18***D |  |  | Packaged | 17300 | 16 | 9 | 2.1 | R-454B | 650
218082618 | First Co. | EVE12***D |  |  | Packaged | 11800 | 17 | 9 | 2.2 | R-454B | 650
218331917 | ACiQ | ACIQ-48TD-HP32 | ACIQ-48TD-AH32 |  | Split System | 48000 | 15.2 | 8.1 | 1.8 | R-32 | 650
218352900 | GREE | HW36H/NHB-D | HND24A/NHA-O |  | Split System | 24000 | 17.5 | 8.8 | 1.9 | R-32 | 650
218631946 | GREE | FTE36HP230V1R32AO | FXA24HPDV1R32AH |  | Split System | 24000 | 17.5 | 8.8 | 1.9 | R-32 | 650
218426378 | TEMP SHIFT | TSHCHH552R5 | TSCC4855D2X |  | Split System | 47000 | 15.2 | 8.1 | 1.83 | R-454B | 650
218374115 | MAXI AIR | MAXS-4260-454 | F32-MVBM60C28 |  | Split System | 52000 | 16 | 8.5 | 1.8 | R-454B | 650
218426377 | TEMP SHIFT | TSHCHH552R5 | TSCC4855C2X |  | Split System | 52000 | 16 | 8.5 | 1.8 | R-454B | 650
218619072 | YORK | YDC36E2D11 | CDM30B5XXS1 |  | Split System | 32200 | 15.2 | 9 | 1.85 | R-454B | 650
218619073 | YORK | YDC36E2D11 | CDM30C5XXS1 |  | Split System | 32200 | 15.2 | 9 | 1.85 | R-454B | 650
218619075 | YORK | YDC36E2D11 | CDM48C5XXS1 |  | Split System | 34000 | 16 | 9 | 1.9 | R-454B | 650
218619076 | YORK | YDC36E2D11 | CDM48D5XXS1 |  | Split System | 34000 | 16 | 9 | 1.9 | R-454B | 650
218619074 | YORK | YDC36E2D11 | CDM48B5XXS1 |  | Split System | 34000 | 16 | 9 | 1.9 | R-454B | 650
218374111 | MAXI AIR | MAXS-2430-454 | F32-MVBM36A24 |  | Split System | 30000 | 15.3 | 9.3 | 1.8 | R-454B | 650
218426374 | TEMP SHIFT | TSHCHH362R5 | TSCC3036C2X |  | Split System | 36000 | 15.8 | 9.4 | 1.9 | R-454B | 650
218426368 | TEMP SHIFT | TSHCHH242R5 | TSCC1824B2X |  | Split System | 24000 | 16 | 9.5 | 1.8 | R-454B | 650
218426366 | TEMP SHIFT | TSHCHH242R5 | TSCC1824A2X |  | Split System | 24000 | 16 | 9.5 | 1.8 | R-454B | 650
218426365 | TEMP SHIFT | TSHCHH182R5 | TSCC1824A2X |  | Split System | 18000 | 16.1 | 9.5 | 2.06 | R-454B | 650
218426367 | TEMP SHIFT | TSHCHH182R5 | TSCC1824B2X |  | Split System | 18000 | 16.1 | 9.5 | 2.06 | R-454B | 650
218374113 | MAXI AIR | MAXS-2430-454 | F32-MVBM36C24 |  | Split System | 29000 | 16 | 9.6 | 1.85 | R-454B | 650
218374112 | MAXI AIR | MAXS-2430-454 | F32-MVBM36B24 |  | Split System | 29000 | 16 | 9.6 | 1.85 | R-454B | 650
217915704 | KEEPRITE | Q5H9V48*K*AAA* | EVM5X49M21A* | *97CTN1002122A* | Split System | 48500 | 16 | 9 | 2.12 | R-454B | 650
217915673 | KEEPRITE | N5H9V48*K*AAA* | EVM5X49M21A* | *96CTN1002122B* | Split System | 48500 | 16 | 9 | 2.12 | R-454B | 650
217916108 | KEEPRITE | Q5H9V48*K*AAA* | EVM5X60M21A* | *96CTN1002122B* | Split System | 48500 | 16 | 9 | 2.12 | R-454B | 650
217917982 | KEEPRITE | Q5H9V48*K*AAA* | EVD5X61M24A* | *97CMN1202422B* | Split System | 49000 | 16 | 9 | 2.12 | R-454B | 650
217918003 | KEEPRITE | N5H9V48*K*AAA* | EVD5X61M24A* | *96VSN1002120B* | Split System | 49000 | 16 | 9 | 2.12 | R-454B | 650
217918200 | KEEPRITE | N5H9V48*K*AAA* | EVD5X61M24A* | *97VTN0802120A* | Split System | 49000 | 16 | 9 | 2.12 | R-454B | 650
217917995 | KEEPRITE | Q5H9V48*K*AAA* | EVD5X61M24A* | *96VSN0802120B* | Split System | 49000 | 16 | 9 | 2.12 | R-454B | 650
217917990 | KEEPRITE | N5H9V48*K*AAA* | EVD5X61M24A* | *96VSN0802120B* | Split System | 49000 | 16 | 9 | 2.12 | R-454B | 650
217918151 | KEEPRITE | Q5H9V48*K*AAA* | EVD5X61M24A* | *96VTN0802120B* | Split System | 49000 | 16 | 9 | 2.12 | R-454B | 650
217918146 | KEEPRITE | N5H9V48*K*AAA* | EVD5X61M24A* | *96VTN0802120B* | Split System | 49000 | 16 | 9 | 2.12 | R-454B | 650
217918008 | KEEPRITE | Q5H9V48*K*AAA* | EVD5X61M24A* | *96VSN1002120B* | Split System | 49000 | 16 | 9 | 2.12 | R-454B | 650
217918205 | KEEPRITE | Q5H9V48*K*AAA* | EVD5X61M24A* | *97VTN0802120A* | Split System | 49000 | 16 | 9 | 2.12 | R-454B | 650
217917598 | KEEPRITE | N5H9V48*K*AAA* | EVD5X61M21A* | *96VSN0802120B* | Split System | 48500 | 16 | 9 | 2.15 | R-454B | 650
217917603 | KEEPRITE | Q5H9V48*K*AAA* | EVD5X61M21A* | *96VSN0802120B* | Split System | 48500 | 16 | 9 | 2.15 | R-454B | 650
217917715 | KEEPRITE | N5H9V48*K*AAA* | EVD5X61M21A* | *96VTN0802120B* | Split System | 48500 | 16 | 9 | 2.15 | R-454B | 650
217916708 | KEEPRITE | Q5H9V48*K*AAA* | EVD5X49M24A* | *80CTL0902120B* | Split System | 48500 | 16 | 9 | 2.15 | R-454B | 650
217917760 | KEEPRITE | Q5H9V48*K*AAA* | EVD5X61M21A* | *97VTN0802120A* | Split System | 48500 | 16 | 9 | 2.15 | R-454B | 650
217917734 | KEEPRITE | Q5H9V48*K*AAA* | EVD5X61M21A* | *96VTN1002120B* | Split System | 49000 | 16 | 9 | 2.15 | R-454B | 650
217917768 | KEEPRITE | N5H9V48*K*AAA* | EVD5X61M21A* | *97VTN1002120A* | Split System | 49000 | 16 | 9 | 2.15 | R-454B | 650
217917773 | KEEPRITE | Q5H9V48*K*AAA* | EVD5X61M21A* | *97VTN1002120A* | Split System | 49000 | 16 | 9 | 2.15 | R-454B | 650
217917964 | KEEPRITE | N5H9V48*K*AAA* | EVD5X61M24A* | *97CMN1002122B* | Split System | 49000 | 16 | 9 | 2.15 | R-454B | 650
217918094 | KEEPRITE | N5H9V48*K*AAA* | EVD5X61M24A* | *96CTN1202422B* | Split System | 49000 | 16 | 9 | 2.15 | R-454B | 650
217917969 | KEEPRITE | Q5H9V48*K*AAA* | EVD5X61M24A* | *97CMN1002122B* | Split System | 49000 | 16 | 9 | 2.15 | R-454B | 650
217918099 | KEEPRITE | Q5H9V48*K*AAA* | EVD5X61M24A* | *96CTN1202422B* | Split System | 49000 | 16 | 9 | 2.15 | R-454B | 650
217918086 | KEEPRITE | Q5H9V48*K*AAA* | EVD5X61M24A* | *96CTN1002122B* | Split System | 49000 | 16 | 9 | 2.15 | R-454B | 650
217918120 | KEEPRITE | N5H9V48*K*AAA* | EVD5X61M24A* | *97CTN1002122A* | Split System | 49000 | 16 | 9 | 2.15 | R-454B | 650
217918021 | KEEPRITE | Q5H9V48*K*AAA* | EVD5X61M24A* | *96VSN1202422B* | Split System | 49000 | 16 | 9 | 2.15 | R-454B | 650
217916287 | TEMPSTAR | N5H9V48*K*AAA* | EVD5X48M21A* | *80MSU0601716A* | Split System | 47000 | 16 | 9 | 2.1 | R-454B | 650
217916292 | TEMPSTAR | Q5H9V48*K*AAA* | EVD5X48M21A* | *80MSU0601716A* | Split System | 47000 | 16 | 9 | 2.1 | R-454B | 650
217915041 | TEMPSTAR | Q5H9V48*K*AAA* | EVM5X48M21A* | *80MSU0802120A* | Split System | 47000 | 16 | 9 | 2.1 | R-454B | 650
217915036 | TEMPSTAR | N5H9V48*K*AAA* | EVM5X48M21A* | *80MSU0802120A* | Split System | 47000 | 16 | 9 | 2.1 | R-454B | 650
217915119 | TEMPSTAR | Q5H9V48*K*AAA* | EVM5X48M21A* | *80VTL1102122B* | Split System | 47000 | 16 | 9 | 2.1 | R-454B | 650
217915114 | TEMPSTAR | N5H9V48*K*AAA* | EVM5X48M21A* | *80VTL1102122B* | Split System | 47000 | 16 | 9 | 2.1 | R-454B | 650
217916070 | TEMPSTAR | Q5H9V48*K*AAA* | EVM5X60M21A* | *95MSU1002120A* | Split System | 48000 | 16 | 9 | 2.1 | R-454B | 650
217916065 | TEMPSTAR | N5H9V48*K*AAA* | EVM5X60M21A* | *95MSU1002120A* | Split System | 48000 | 16 | 9 | 2.1 | R-454B | 650
217916117 | TEMPSTAR | N5H9V48*K*AAA* | EVM5X60M21A* | *97CTN0802120A* | Split System | 48000 | 16 | 9 | 2.1 | R-454B | 650
217915718 | TEMPSTAR | Q5H9V48*K*AAA* | EVM5X49M21A* | *96VTN0802120B* | Split System | 48000 | 16 | 9 | 2.1 | R-454B | 650
217917166 | TEMPSTAR | Q5H9V48*K*AAA* | EVD5X60M21A* | *97CMN0802120B* | Split System | 48000 | 16 | 9 | 2.1 | R-454B | 650
217915753 | TEMPSTAR | N5H9V48*K*AAA* | EVM5X49M21A* | *97VTN0802120A* | Split System | 48000 | 16 | 9 | 2.1 | R-454B | 650
217915601 | TEMPSTAR | Q5H9V48*K*AAA* | EVM5X49M21A* | *96VSN0802120B* | Split System | 48000 | 16 | 9 | 2.1 | R-454B | 650
217915713 | TEMPSTAR | N5H9V48*K*AAA* | EVM5X49M21A* | *96VTN0802120B* | Split System | 48000 | 16 | 9 | 2.1 | R-454B | 650
217915609 | TEMPSTAR | N5H9V48*K*AAA* | EVM5X49M21A* | *96VSN1002120B* | Split System | 48000 | 16 | 9 | 2.1 | R-454B | 650
217916091 | TEMPSTAR | N5H9V48*K*AAA* | EVM5X60M21A* | *96CTN0802120B* | Split System | 48000 | 16 | 9 | 2.1 | R-454B | 650
217916096 | TEMPSTAR | Q5H9V48*K*AAA* | EVM5X60M21A* | *96CTN0802120B* | Split System | 48000 | 16 | 9 | 2.1 | R-454B | 650
217915758 | TEMPSTAR | Q5H9V48*K*AAA* | EVM5X49M21A* | *97VTN0802120A* | Split System | 48000 | 16 | 9 | 2.1 | R-454B | 650
217915614 | TEMPSTAR | Q5H9V48*K*AAA* | EVM5X49M21A* | *96VSN1002120B* | Split System | 48000 | 16 | 9 | 2.1 | R-454B | 650
217917278 | TEMPSTAR | N5H9V48*K*AAA* | EVD5X60M21A* | *97CTN0802120A* | Split System | 48000 | 16 | 9 | 2.1 | R-454B | 650
217917252 | TEMPSTAR | N5H9V48*K*AAA* | EVD5X60M21A* | *96CTN0802120B* | Split System | 48000 | 16 | 9 | 2.1 | R-454B | 650
217917283 | TEMPSTAR | Q5H9V48*K*AAA* | EVD5X60M21A* | *97CTN0802120A* | Split System | 48000 | 16 | 9 | 2.1 | R-454B | 650
217915596 | TEMPSTAR | N5H9V48*K*AAA* | EVM5X49M21A* | *96VSN0802120B* | Split System | 48000 | 16 | 9 | 2.1 | R-454B | 650
217917161 | TEMPSTAR | N5H9V48*K*AAA* | EVD5X60M21A* | *97CMN0802120B* | Split System | 48000 | 16 | 9 | 2.1 | R-454B | 650
217916122 | TEMPSTAR | Q5H9V48*K*AAA* | EVM5X60M21A* | *97CTN0802120A* | Split System | 48000 | 16 | 9 | 2.1 | R-454B | 650
217917257 | TEMPSTAR | Q5H9V48*K*AAA* | EVD5X60M21A* | *96CTN0802120B* | Split System | 48000 | 16 | 9 | 2.1 | R-454B | 650
217915432 | TEMPSTAR | Q5H9V48*K*AAA* | EVM5X49M21A* | *80MSU0601716A* | Split System | 48500 | 16 | 9 | 2.1 | R-454B | 650
217916657 | TEMPSTAR | Q5H9V48*K*AAA* | EVD5X49M24A* | *80VSL0902120B* | Split System | 48500 | 16 | 9 | 2.1 | R-454B | 650
217915640 | TEMPSTAR | Q5H9V48*K*AAA* | EVM5X49M21A* | *95MSU1002120A* | Split System | 48500 | 16 | 9 | 2.1 | R-454B | 650
217916665 | TEMPSTAR | N5H9V48*K*AAA* | EVD5X49M24A* | *80VSL1102122B* | Split System | 48500 | 16 | 9 | 2.1 | R-454B | 650
217916678 | TEMPSTAR | N5H9V48*K*AAA* | EVD5X49M24A* | *80VSL1352422B* | Split System | 48500 | 16 | 9 | 2.1 | R-454B | 650
217915427 | TEMPSTAR | N5H9V48*K*AAA* | EVM5X49M21A* | *80MSU0601716A* | Split System | 48500 | 16 | 9 | 2.1 | R-454B | 650
217916683 | TEMPSTAR | Q5H9V48*K*AAA* | EVD5X49M24A* | *80VSL1352422B* | Split System | 48500 | 16 | 9 | 2.1 | R-454B | 650
217916717 | TEMPSTAR | N5H9V48*K*AAA* | EVD5X49M24A* | *80VTL0902120B* | Split System | 48500 | 16 | 9 | 2.1 | R-454B | 650
217916652 | TEMPSTAR | N5H9V48*K*AAA* | EVD5X49M24A* | *80VSL0902120B* | Split System | 48500 | 16 | 9 | 2.1 | R-454B | 650
217917291 | TEMPSTAR | N5H9V48*K*AAA* | EVD5X60M21A* | *97CTN1002122A* | Split System | 48500 | 16 | 9 | 2.1 | R-454B | 650
217917547 | TEMPSTAR | N5H9V48*K*AAA* | EVD5X61M21A* | *95CSU0802120B* | Split System | 48500 | 16 | 9 | 2.1 | R-454B | 650
217917179 | TEMPSTAR | Q5H9V48*K*AAA* | EVD5X60M21A* | *97CMN1002122B* | Split System | 48500 | 16 | 9 | 2.1 | R-454B | 650
217917265 | TEMPSTAR | N5H9V48*K*AAA* | EVD5X60M21A* | *96CTN1002122B* | Split System | 48500 | 16 | 9 | 2.1 | R-454B | 650
217917552 | TEMPSTAR | Q5H9V48*K*AAA* | EVD5X61M21A* | *95CSU0802120B* | Split System | 48500 | 16 | 9 | 2.1 | R-454B | 650
217917578 | TEMPSTAR | Q5H9V48*K*AAA* | EVD5X61M21A* | *97CMN0802120B* | Split System | 48500 | 16 | 9 | 2.1 | R-454B | 650
217917296 | TEMPSTAR | Q5H9V48*K*AAA* | EVD5X60M21A* | *97CTN1002122A* | Split System | 48500 | 16 | 9 | 2.1 | R-454B | 650
217917174 | TEMPSTAR | N5H9V48*K*AAA* | EVD5X60M21A* | *97CMN1002122B* | Split System | 48500 | 16 | 9 | 2.1 | R-454B | 650
217917573 | TEMPSTAR | N5H9V48*K*AAA* | EVD5X61M21A* | *97CMN0802120B* | Split System | 48500 | 16 | 9 | 2.1 | R-454B | 650
217917270 | TEMPSTAR | Q5H9V48*K*AAA* | EVD5X60M21A* | *96CTN1002122B* | Split System | 48500 | 16 | 9 | 2.1 | R-454B | 650
217918161 | TEMPSTAR | N5H9V48*K*AAA* | EVD5X61M24A* | *96VTN1002120B* | Split System | 49000 | 16 | 9 | 2.1 | R-454B | 650
217918166 | TEMPSTAR | Q5H9V48*K*AAA* | EVD5X61M24A* | *96VTN1002120B* | Split System | 49000 | 16 | 9 | 2.1 | R-454B | 650
217918048 | TEMPSTAR | Q5H9V48*K*AAA* | EVD5X61M24A* | *95MSU1002120A* | Split System | 49000 | 16 | 9 | 2.1 | R-454B | 650
217918214 | TEMPSTAR | N5H9V48*K*AAA* | EVD5X61M24A* | *97VTN1002120A* | Split System | 49000 | 16 | 9 | 2.1 | R-454B | 650
217918043 | TEMPSTAR | N5H9V48*K*AAA* | EVD5X61M24A* | *95MSU1002120A* | Split System | 49000 | 16 | 9 | 2.1 | R-454B | 650
217918219 | TEMPSTAR | Q5H9V48*K*AAA* | EVD5X61M24A* | *97VTN1002120A* | Split System | 49000 | 16 | 9 | 2.1 | R-454B | 650
217916013 | TEMPSTAR | N5H9V48*K*AAA* | EVM5X60M21A* | *97CMN1002122B* | Split System | 48500 | 16 | 9 | 2.12 | R-454B | 650
217915583 | TEMPSTAR | N5H9V48*K*AAA* | EVM5X49M21A* | *97CMN1002122B* | Split System | 48500 | 16 | 9 | 2.12 | R-454B | 650
217916018 | TEMPSTAR | Q5H9V48*K*AAA* | EVM5X60M21A* | *97CMN1002122B* | Split System | 48500 | 16 | 9 | 2.12 | R-454B | 650
217916109 | TEMPSTAR | Q5H9V48*K*AAA* | EVM5X60M21A* | *96CTN1002122B* | Split System | 48500 | 16 | 9 | 2.12 | R-454B | 650
217915700 | TEMPSTAR | N5H9V48*K*AAA* | EVM5X49M21A* | *97CTN1002122A* | Split System | 48500 | 16 | 9 | 2.12 | R-454B | 650
217915705 | TEMPSTAR | Q5H9V48*K*AAA* | EVM5X49M21A* | *97CTN1002122A* | Split System | 48500 | 16 | 9 | 2.12 | R-454B | 650
217915588 | TEMPSTAR | Q5H9V48*K*AAA* | EVM5X49M21A* | *97CMN1002122B* | Split System | 48500 | 16 | 9 | 2.12 | R-454B | 650
217916130 | TEMPSTAR | N5H9V48*K*AAA* | EVM5X60M21A* | *97CTN1002122A* | Split System | 48500 | 16 | 9 | 2.12 | R-454B | 650
217915679 | TEMPSTAR | Q5H9V48*K*AAA* | EVM5X49M21A* | *96CTN1002122B* | Split System | 48500 | 16 | 9 | 2.12 | R-454B | 650
217916104 | TEMPSTAR | N5H9V48*K*AAA* | EVM5X60M21A* | *96CTN1002122B* | Split System | 48500 | 16 | 9 | 2.12 | R-454B | 650
217917983 | TEMPSTAR | Q5H9V48*K*AAA* | EVD5X61M24A* | *97CMN1202422B* | Split System | 49000 | 16 | 9 | 2.12 | R-454B | 650
217917978 | TEMPSTAR | N5H9V48*K*AAA* | EVD5X61M24A* | *97CMN1202422B* | Split System | 49000 | 16 | 9 | 2.12 | R-454B | 650
217918004 | TEMPSTAR | N5H9V48*K*AAA* | EVD5X61M24A* | *96VSN1002120B* | Split System | 49000 | 16 | 9 | 2.12 | R-454B | 650
217918147 | TEMPSTAR | N5H9V48*K*AAA* | EVD5X61M24A* | *96VTN0802120B* | Split System | 49000 | 16 | 9 | 2.12 | R-454B | 650
217918201 | TEMPSTAR | N5H9V48*K*AAA* | EVD5X61M24A* | *97VTN0802120A* | Split System | 49000 | 16 | 9 | 2.12 | R-454B | 650
217918152 | TEMPSTAR | Q5H9V48*K*AAA* | EVD5X61M24A* | *96VTN0802120B* | Split System | 49000 | 16 | 9 | 2.12 | R-454B | 650
217918009 | TEMPSTAR | Q5H9V48*K*AAA* | EVD5X61M24A* | *96VSN1002120B* | Split System | 49000 | 16 | 9 | 2.12 | R-454B | 650
217917996 | TEMPSTAR | Q5H9V48*K*AAA* | EVD5X61M24A* | *96VSN0802120B* | Split System | 49000 | 16 | 9 | 2.12 | R-454B | 650
217917991 | TEMPSTAR | N5H9V48*K*AAA* | EVD5X61M24A* | *96VSN0802120B* | Split System | 49000 | 16 | 9 | 2.12 | R-454B | 650
217918206 | TEMPSTAR | Q5H9V48*K*AAA* | EVD5X61M24A* | *97VTN0802120A* | Split System | 49000 | 16 | 9 | 2.12 | R-454B | 650
217916704 | TEMPSTAR | N5H9V48*K*AAA* | EVD5X49M24A* | *80CTL0902120B* | Split System | 48500 | 16 | 9 | 2.15 | R-454B | 650
217916709 | TEMPSTAR | Q5H9V48*K*AAA* | EVD5X49M24A* | *80CTL0902120B* | Split System | 48500 | 16 | 9 | 2.15 | R-454B | 650
217917716 | TEMPSTAR | N5H9V48*K*AAA* | EVD5X61M21A* | *96VTN0802120B* | Split System | 48500 | 16 | 9 | 2.15 | R-454B | 650
217917599 | TEMPSTAR | N5H9V48*K*AAA* | EVD5X61M21A* | *96VSN0802120B* | Split System | 48500 | 16 | 9 | 2.15 | R-454B | 650
217917761 | TEMPSTAR | Q5H9V48*K*AAA* | EVD5X61M21A* | *97VTN0802120A* | Split System | 48500 | 16 | 9 | 2.15 | R-454B | 650
217917721 | TEMPSTAR | Q5H9V48*K*AAA* | EVD5X61M21A* | *96VTN0802120B* | Split System | 48500 | 16 | 9 | 2.15 | R-454B | 650
217917756 | TEMPSTAR | N5H9V48*K*AAA* | EVD5X61M21A* | *97VTN0802120A* | Split System | 48500 | 16 | 9 | 2.15 | R-454B | 650
217917604 | TEMPSTAR | Q5H9V48*K*AAA* | EVD5X61M21A* | *96VSN0802120B* | Split System | 48500 | 16 | 9 | 2.15 | R-454B | 650
217917769 | TEMPSTAR | N5H9V48*K*AAA* | EVD5X61M21A* | *97VTN1002120A* | Split System | 49000 | 16 | 9 | 2.15 | R-454B | 650
217917730 | TEMPSTAR | N5H9V48*K*AAA* | EVD5X61M21A* | *96VTN1002120B* | Split System | 49000 | 16 | 9 | 2.15 | R-454B | 650
217917774 | TEMPSTAR | Q5H9V48*K*AAA* | EVD5X61M21A* | *97VTN1002120A* | Split System | 49000 | 16 | 9 | 2.15 | R-454B | 650
217917735 | TEMPSTAR | Q5H9V48*K*AAA* | EVD5X61M21A* | *96VTN1002120B* | Split System | 49000 | 16 | 9 | 2.15 | R-454B | 650
217917970 | TEMPSTAR | Q5H9V48*K*AAA* | EVD5X61M24A* | *97CMN1002122B* | Split System | 49000 | 16 | 9 | 2.15 | R-454B | 650
217918087 | TEMPSTAR | Q5H9V48*K*AAA* | EVD5X61M24A* | *96CTN1002122B* | Split System | 49000 | 16 | 9 | 2.15 | R-454B | 650
217918100 | TEMPSTAR | Q5H9V48*K*AAA* | EVD5X61M24A* | *96CTN1202422B* | Split System | 49000 | 16 | 9 | 2.15 | R-454B | 650
217918017 | TEMPSTAR | N5H9V48*K*AAA* | EVD5X61M24A* | *96VSN1202422B* | Split System | 49000 | 16 | 9 | 2.15 | R-454B | 650
217918134 | TEMPSTAR | N5H9V48*K*AAA* | EVD5X61M24A* | *97CTN1202422A* | Split System | 49000 | 16 | 9 | 2.15 | R-454B | 650
217918121 | TEMPSTAR | N5H9V48*K*AAA* | EVD5X61M24A* | *97CTN1002122A* | Split System | 49000 | 16 | 9 | 2.15 | R-454B | 650
217918126 | TEMPSTAR | Q5H9V48*K*AAA* | EVD5X61M24A* | *97CTN1002122A* | Split System | 49000 | 16 | 9 | 2.15 | R-454B | 650
217918139 | TEMPSTAR | Q5H9V48*K*AAA* | EVD5X61M24A* | *97CTN1202422A* | Split System | 49000 | 16 | 9 | 2.15 | R-454B | 650
218017130 | ACIQ | N5H9V48*K*AAA* | ESH5X60M12A* | *80CSU0802120B* | Split System | 46500 | 16.5 | 9 | 2.1 | R-454B | 650
218016544 | ACIQ | N5H9V48*K*AAA* | EA*5X61M21A* | *80VSL1102122B* | Split System | 47000 | 16.5 | 9 | 2.1 | R-454B | 650
218021091 | ACIQ | N5H9V48*K*AAA* | EVD5X48M21A* | *80CSU0802120B* | Split System | 47000 | 16.5 | 9 | 2.1 | R-454B | 650
218021097 | ACIQ | N5H9V48*K*AAA* | EVD5X48M21A* | *80MSU0802120A* | Split System | 47000 | 16.5 | 9 | 2.1 | R-454B | 650
218021197 | ACIQ | N5H9V48*K*AAA* | EVD5X60M21A* | *80MSU1002120A* | Split System | 48500 | 16.5 | 9 | 2.1 | R-454B | 650
218021039 | ACIQ | N5H9V48*K*AAA* | EVM5X60M21A* | *80MSU0601716A* | Split System | 48500 | 16.5 | 9 | 2.1 | R-454B | 650
218021193 | ACIQ | N5H9V48*K*AAA* | EVD5X60M21A* | *80MSU0601716A* | Split System | 48500 | 16.5 | 9 | 2.1 | R-454B | 650
218020986 | ACIQ | N5H9V48*K*AAA* | EVM5X49M21A* | *80MSU1002120A* | Split System | 48500 | 16.5 | 9 | 2.1 | R-454B | 650
218021043 | ACIQ | N5H9V48*K*AAA* | EVM5X60M21A* | *80MSU1002120A* | Split System | 48500 | 16.5 | 9 | 2.1 | R-454B | 650
218021248 | ACIQ | N5H9V48*K*AAA* | EVD5X61M21A* | *80MSU0601716A* | Split System | 49000 | 16.5 | 9 | 2.1 | R-454B | 650
218021243 | ACIQ | N5H9V48*K*AAA* | EVD5X61M21A* | *80CSU1002120B* | Split System | 49000 | 16.5 | 9 | 2.1 | R-454B | 650
218016346 | ACIQ | N5H9V48*K*AAA* | EVD5X61M21A* | *97CTN1002122A* | Split System | 49000 | 16.5 | 9 | 2.1 | R-454B | 650
218016343 | ACIQ | N5H9V48*K*AAA* | EVD5X61M21A* | *96CTN1002122B* | Split System | 49000 | 16.5 | 9 | 2.1 | R-454B | 650
217956140 | AIRQUEST | Q5H9V48*K*AAA* | ESH5X60M12A* | *80MSU0802120A* | Split System | 46500 | 16.5 | 9 | 2.1 | R-454B | 650
217956126 | AIRQUEST | Q5H9V48*K*AAA* | ESH5X60M12A* | *80CSU0802120B* | Split System | 46500 | 16.5 | 9 | 2.1 | R-454B | 650
217955874 | AIRQUEST | Q5H9V48*K*AAA* | EA*5X61M21A* | *80VSL1102122B* | Split System | 47000 | 16.5 | 9 | 2.1 | R-454B | 650
217955360 | AIRQUEST | Q5H9V48*K*AAA* | EVD5X48M21A* | *80CSU0802120B* | Split System | 47000 | 16.5 | 9 | 2.1 | R-454B | 650
217916243 | AIRQUEST | N5H9V48*K*AAA* | EVD5X48M21A* | *80CSU0802120B* | Split System | 47000 | 16.5 | 9 | 2.1 | R-454B | 650
217955368 | AIRQUEST | Q5H9V48*K*AAA* | EVD5X48M21A* | *80MSU0802120A* | Split System | 47000 | 16.5 | 9 | 2.1 | R-454B | 650
217916295 | AIRQUEST | N5H9V48*K*AAA* | EVD5X48M21A* | *80MSU0802120A* | Split System | 47000 | 16.5 | 9 | 2.1 | R-454B | 650
217955300 | AIRQUEST | Q5H9V48*K*AAA* | EVM5X60M21A* | *80MSU0601716A* | Split System | 48500 | 16.5 | 9 | 2.1 | R-454B | 650
217955304 | AIRQUEST | Q5H9V48*K*AAA* | EVM5X60M21A* | *80MSU1002120A* | Split System | 48500 | 16.5 | 9 | 2.1 | R-454B | 650
217955480 | AIRQUEST | Q5H9V48*K*AAA* | EVD5X60M21A* | *80MSU0601716A* | Split System | 48500 | 16.5 | 9 | 2.1 | R-454B | 650
217915448 | AIRQUEST | N5H9V48*K*AAA* | EVM5X49M21A* | *80MSU1002120A* | Split System | 48500 | 16.5 | 9 | 2.1 | R-454B | 650
217955238 | AIRQUEST | Q5H9V48*K*AAA* | EVM5X49M21A* | *80MSU1002120A* | Split System | 48500 | 16.5 | 9 | 2.1 | R-454B | 650
217955484 | AIRQUEST | Q5H9V48*K*AAA* | EVD5X60M21A* | *80MSU1002120A* | Split System | 48500 | 16.5 | 9 | 2.1 | R-454B | 650
217917039 | AIRQUEST | N5H9V48*K*AAA* | EVD5X60M21A* | *80MSU1002120A* | Split System | 48500 | 16.5 | 9 | 2.1 | R-454B | 650
217915878 | AIRQUEST | N5H9V48*K*AAA* | EVM5X60M21A* | *80MSU1002120A* | Split System | 48500 | 16.5 | 9 | 2.1 | R-454B | 650
217917013 | AIRQUEST | N5H9V48*K*AAA* | EVD5X60M21A* | *80MSU0601716A* | Split System | 48500 | 16.5 | 9 | 2.1 | R-454B | 650
217955544 | AIRQUEST | Q5H9V48*K*AAA* | EVD5X61M21A* | *80MSU0601716A* | Split System | 49000 | 16.5 | 9 | 2.1 | R-454B | 650
217917438 | AIRQUEST | N5H9V48*K*AAA* | EVD5X61M21A* | *80MSU0601716A* | Split System | 49000 | 16.5 | 9 | 2.1 | R-454B | 650
217955538 | AIRQUEST | Q5H9V48*K*AAA* | EVD5X61M21A* | *80CSU1002120B* | Split System | 49000 | 16.5 | 9 | 2.1 | R-454B | 650
217917399 | AIRQUEST | N5H9V48*K*AAA* | EVD5X61M21A* | *80CSU1002120B* | Split System | 49000 | 16.5 | 9 | 2.1 | R-454B | 650
217955582 | AIRQUEST | Q5H9V48*K*AAA* | EVD5X61M21A* | *96CTN1002122B* | Split System | 49000 | 16.5 | 9 | 2.1 | R-454B | 650
217955568 | AIRQUEST | Q5H9V48*K*AAA* | EVD5X61M21A* | *97CMN1002122B* | Split System | 49000 | 16.5 | 9 | 2.1 | R-454B | 650
217955586 | AIRQUEST | Q5H9V48*K*AAA* | EVD5X61M21A* | *97CTN1002122A* | Split System | 49000 | 16.5 | 9 | 2.1 | R-454B | 650
217917581 | AIRQUEST | N5H9V48*K*AAA* | EVD5X61M21A* | *97CMN1002122B* | Split System | 49000 | 16.5 | 9 | 2.1 | R-454B | 650
217917698 | AIRQUEST | N5H9V48*K*AAA* | EVD5X61M21A* | *97CTN1002122A* | Split System | 49000 | 16.5 | 9 | 2.1 | R-454B | 650
217917672 | AIRQUEST | N5H9V48*K*AAA* | EVD5X61M21A* | *96CTN1002122B* | Split System | 49000 | 16.5 | 9 | 2.1 | R-454B | 650
217956139 | ARCOAIRE | Q5H9V48*K*AAA* | ESH5X60M12A* | *80MSU0802120A* | Split System | 46500 | 16.5 | 9 | 2.1 | R-454B | 650
217956125 | ARCOAIRE | Q5H9V48*K*AAA* | ESH5X60M12A* | *80CSU0802120B* | Split System | 46500 | 16.5 | 9 | 2.1 | R-454B | 650
217955873 | ARCOAIRE | Q5H9V48*K*AAA* | EA*5X61M21A* | *80VSL1102122B* | Split System | 47000 | 16.5 | 9 | 2.1 | R-454B | 650
217955359 | ARCOAIRE | Q5H9V48*K*AAA* | EVD5X48M21A* | *80CSU0802120B* | Split System | 47000 | 16.5 | 9 | 2.1 | R-454B | 650
217916242 | ARCOAIRE | N5H9V48*K*AAA* | EVD5X48M21A* | *80CSU0802120B* | Split System | 47000 | 16.5 | 9 | 2.1 | R-454B | 650
217955367 | ARCOAIRE | Q5H9V48*K*AAA* | EVD5X48M21A* | *80MSU0802120A* | Split System | 47000 | 16.5 | 9 | 2.1 | R-454B | 650
217916294 | ARCOAIRE | N5H9V48*K*AAA* | EVD5X48M21A* | *80MSU0802120A* | Split System | 47000 | 16.5 | 9 | 2.1 | R-454B | 650
217955479 | ARCOAIRE | Q5H9V48*K*AAA* | EVD5X60M21A* | *80MSU0601716A* | Split System | 48500 | 16.5 | 9 | 2.1 | R-454B | 650
217955237 | ARCOAIRE | Q5H9V48*K*AAA* | EVM5X49M21A* | *80MSU1002120A* | Split System | 48500 | 16.5 | 9 | 2.1 | R-454B | 650
217955303 | ARCOAIRE | Q5H9V48*K*AAA* | EVM5X60M21A* | *80MSU1002120A* | Split System | 48500 | 16.5 | 9 | 2.1 | R-454B | 650
217955299 | ARCOAIRE | Q5H9V48*K*AAA* | EVM5X60M21A* | *80MSU0601716A* | Split System | 48500 | 16.5 | 9 | 2.1 | R-454B | 650
217915877 | ARCOAIRE | N5H9V48*K*AAA* | EVM5X60M21A* | *80MSU1002120A* | Split System | 48500 | 16.5 | 9 | 2.1 | R-454B | 650
217915851 | ARCOAIRE | N5H9V48*K*AAA* | EVM5X60M21A* | *80MSU0601716A* | Split System | 48500 | 16.5 | 9 | 2.1 | R-454B | 650
217955483 | ARCOAIRE | Q5H9V48*K*AAA* | EVD5X60M21A* | *80MSU1002120A* | Split System | 48500 | 16.5 | 9 | 2.1 | R-454B | 650
217915447 | ARCOAIRE | N5H9V48*K*AAA* | EVM5X49M21A* | *80MSU1002120A* | Split System | 48500 | 16.5 | 9 | 2.1 | R-454B | 650
217917038 | ARCOAIRE | N5H9V48*K*AAA* | EVD5X60M21A* | *80MSU1002120A* | Split System | 48500 | 16.5 | 9 | 2.1 | R-454B | 650
217955543 | ARCOAIRE | Q5H9V48*K*AAA* | EVD5X61M21A* | *80MSU0601716A* | Split System | 49000 | 16.5 | 9 | 2.1 | R-454B | 650
217955537 | ARCOAIRE | Q5H9V48*K*AAA* | EVD5X61M21A* | *80CSU1002120B* | Split System | 49000 | 16.5 | 9 | 2.1 | R-454B | 650
217917398 | ARCOAIRE | N5H9V48*K*AAA* | EVD5X61M21A* | *80CSU1002120B* | Split System | 49000 | 16.5 | 9 | 2.1 | R-454B | 650
217955581 | ARCOAIRE | Q5H9V48*K*AAA* | EVD5X61M21A* | *96CTN1002122B* | Split System | 49000 | 16.5 | 9 | 2.1 | R-454B | 650
217955567 | ARCOAIRE | Q5H9V48*K*AAA* | EVD5X61M21A* | *97CMN1002122B* | Split System | 49000 | 16.5 | 9 | 2.1 | R-454B | 650
217955585 | ARCOAIRE | Q5H9V48*K*AAA* | EVD5X61M21A* | *97CTN1002122A* | Split System | 49000 | 16.5 | 9 | 2.1 | R-454B | 650
217917697 | ARCOAIRE | N5H9V48*K*AAA* | EVD5X61M21A* | *97CTN1002122A* | Split System | 49000 | 16.5 | 9 | 2.1 | R-454B | 650
217917580 | ARCOAIRE | N5H9V48*K*AAA* | EVD5X61M21A* | *97CMN1002122B* | Split System | 49000 | 16.5 | 9 | 2.1 | R-454B | 650
217917671 | ARCOAIRE | N5H9V48*K*AAA* | EVD5X61M21A* | *96CTN1002122B* | Split System | 49000 | 16.5 | 9 | 2.1 | R-454B | 650
217916241 | BRYANT HEATING AND COOLING SYSTEMS | 249VAN048**AA* | CVAVA4821XMA* | 83*CB60080C21*** | Split System | 47000 | 16.5 | 9 | 2.1 | R-454B | 650
217916293 | BRYANT HEATING AND COOLING SYSTEMS | 249VAN048**AA* | CVAVA4821XMA* | 83*SB60080M21*** | Split System | 47000 | 16.5 | 9 | 2.1 | R-454B | 650
217915446 | BRYANT HEATING AND COOLING SYSTEMS | 249VAN048**AA* | CVAMA4921XMA* | 83*SB60100M21*** | Split System | 48500 | 16.5 | 9 | 2.1 | R-454B | 650
217917011 | BRYANT HEATING AND COOLING SYSTEMS | 249VAN048**AA* | CVAVA6021XMA* | 83*SB48060M17*** | Split System | 48500 | 16.5 | 9 | 2.1 | R-454B | 650
217917436 | BRYANT HEATING AND COOLING SYSTEMS | 249VAN048**AA* | CVAVA6121XMA* | 83*SB48060M17*** | Split System | 49000 | 16.5 | 9 | 2.1 | R-454B | 650
217917397 | BRYANT HEATING AND COOLING SYSTEMS | 249VAN048**AA* | CVAVA6121XMA* | 83*CB60100C21*** | Split System | 49000 | 16.5 | 9 | 2.1 | R-454B | 650
217917696 | BRYANT HEATING AND COOLING SYSTEMS | 249VAN048**AA* | CVAVA6121XMA* | 987TA66100C21*** | Split System | 49000 | 16.5 | 9 | 2.1 | R-454B | 650
217917579 | BRYANT HEATING AND COOLING SYSTEMS | 249VAN048**AA* | CVAVA6121XMA* | 987MC66100C21*** | Split System | 49000 | 16.5 | 9 | 2.1 | R-454B | 650
217917670 | BRYANT HEATING AND COOLING SYSTEMS | 249VAN048**AA* | CVAVA6121XMA* | 986TD66100C21*** | Split System | 49000 | 16.5 | 9 | 2.1 | R-454B | 650
217914868 | CARRIER | 27VPA948A*030* | CSAH*6012AM* | 58SU*B080M21**20 | Split System | 46500 | 16.5 | 9 | 2.1 | R-454B | 650
217914862 | CARRIER | 27VPA948A*030* | CSAH*6012AM* | 58CU*B080C21**20 | Split System | 46500 | 16.5 | 9 | 2.1 | R-454B | 650
217908015 | CARRIER | 27VPA948A*030* | CVAVA4821XMA* | 58CU*B080C21**20 | Split System | 47000 | 16.5 | 9 | 2.1 | R-454B | 650
217908019 | CARRIER | 27VPA948A*030* | CVAVA4821XMA* | 58SU*B080M21**20 | Split System | 47000 | 16.5 | 9 | 2.1 | R-454B | 650
217907985 | CARRIER | 27VPA948A*030* | CVAMA6021XMA* | 58SU*B060M17**16 | Split System | 48500 | 16.5 | 9 | 2.1 | R-454B | 650
217908077 | CARRIER | 27VPA948A*030* | CVAVA6021XMA* | 58SU*B100M21**20 | Split System | 48500 | 16.5 | 9 | 2.1 | R-454B | 650
217908075 | CARRIER | 27VPA948A*030* | CVAVA6021XMA* | 58SU*B060M17**16 | Split System | 48500 | 16.5 | 9 | 2.1 | R-454B | 650
217907954 | CARRIER | 27VPA948A*030* | CVAMA4921XMA* | 58SU*B100M21**20 | Split System | 48500 | 16.5 | 9 | 2.1 | R-454B | 650
217907987 | CARRIER | 27VPA948A*030* | CVAMA6021XMA* | 58SU*B100M21**20 | Split System | 48500 | 16.5 | 9 | 2.1 | R-454B | 650
217908107 | CARRIER | 27VPA948A*030* | CVAVA6121XMA* | 58SU*B060M17**16 | Split System | 49000 | 16.5 | 9 | 2.1 | R-454B | 650
217908104 | CARRIER | 27VPA948A*030* | CVAVA6121XMA* | 58CU*B100C21**20 | Split System | 49000 | 16.5 | 9 | 2.1 | R-454B | 650
217908125 | CARRIER | 27VPA948A*030* | CVAVA6121XMA* | 59TN6C100C21**22 | Split System | 49000 | 16.5 | 9 | 2.1 | R-454B | 650
217908118 | CARRIER | 27VPA948A*030* | CVAVA6121XMA* | 59MN7C100C21**22 | Split System | 49000 | 16.5 | 9 | 2.1 | R-454B | 650
217908127 | CARRIER | 27VPA948A*030* | CVAVA6121XMA* | 59TN7A100C21**22 | Split System | 49000 | 16.5 | 9 | 2.1 | R-454B | 650
217916249 | COMFORTMAKER | Q5H9V48*K*AAA* | EVD5X48M21A* | *80CSU0802120B* | Split System | 47000 | 16.5 | 9 | 2.1 | R-454B | 650
217916244 | COMFORTMAKER | N5H9V48*K*AAA* | EVD5X48M21A* | *80CSU0802120B* | Split System | 47000 | 16.5 | 9 | 2.1 | R-454B | 650
217916301 | COMFORTMAKER | Q5H9V48*K*AAA* | EVD5X48M21A* | *80MSU0802120A* | Split System | 47000 | 16.5 | 9 | 2.1 | R-454B | 650
217916296 | COMFORTMAKER | N5H9V48*K*AAA* | EVD5X48M21A* | *80MSU0802120A* | Split System | 47000 | 16.5 | 9 | 2.1 | R-454B | 650
217915884 | COMFORTMAKER | Q5H9V48*K*AAA* | EVM5X60M21A* | *80MSU1002120A* | Split System | 48500 | 16.5 | 9 | 2.1 | R-454B | 650
217915879 | COMFORTMAKER | N5H9V48*K*AAA* | EVM5X60M21A* | *80MSU1002120A* | Split System | 48500 | 16.5 | 9 | 2.1 | R-454B | 650
217915858 | COMFORTMAKER | Q5H9V48*K*AAA* | EVM5X60M21A* | *80MSU0601716A* | Split System | 48500 | 16.5 | 9 | 2.1 | R-454B | 650
217917014 | COMFORTMAKER | N5H9V48*K*AAA* | EVD5X60M21A* | *80MSU0601716A* | Split System | 48500 | 16.5 | 9 | 2.1 | R-454B | 650
217917040 | COMFORTMAKER | N5H9V48*K*AAA* | EVD5X60M21A* | *80MSU1002120A* | Split System | 48500 | 16.5 | 9 | 2.1 | R-454B | 650
217915853 | COMFORTMAKER | N5H9V48*K*AAA* | EVM5X60M21A* | *80MSU0601716A* | Split System | 48500 | 16.5 | 9 | 2.1 | R-454B | 650
218356134 | ACIQ | B5H0V36*K*AAA* | EA*5X42M21A*+WALLCON | *96CTN0801714B* | Split System | 33000 | 17.5 | 9 | 1.84 | R-454B | 650
218356112 | ACIQ | B5H0V36*K*AAA* | EA*5X42M21A*+WALLCON | *80CTL0701716B* | Split System | 33000 | 17.5 | 9 | 1.86 | R-454B | 650
218356071 | ACIQ | B5H0V36*K*AAA* | EA*5X37M17A*+WALLCON | *96CTN0601714B* | Split System | 33800 | 17.5 | 9 | 1.86 | R-454B | 650
218355933 | ACIQ | B5H0V36*K*AAA* | EA*5X37M17A*+WALLCON | *97CTN0801716A* | Split System | 33800 | 17.5 | 9 | 1.86 | R-454B | 650
218356056 | ACIQ | B5H0V36*K*AAA* | EA*5X37M17A*+WALLCON | *80CTL0701412B* | Split System | 33800 | 17.5 | 9 | 1.86 | R-454B | 650
218356138 | ACIQ | B5H0V36*K*AAA* | EA*5X43M21A*+WALLCON | *80CTL0451712B* | Split System | 34000 | 17.5 | 9 | 1.86 | R-454B | 650
218356077 | ACIQ | B5H0V36*K*AAA* | EA*5X37M21A*+WALLCON | *80CTL0451712B* | Split System | 34000 | 17.5 | 9 | 1.86 | R-454B | 650
218356167 | ACIQ | B5H0V36*K*AAA* | EA*5X48M21A*+WALLCON | *80CTL0451712B* | Split System | 33400 | 17.5 | 9 | 1.88 | R-454B | 650
218355879 | ACIQ | B5H0V36*K*AAA* | EA*5X48M21A*+WALLCON | *97CTN0601716A* | Split System | 33400 | 17.5 | 9 | 1.88 | R-454B | 650
218356176 | ACIQ | B5H0V36*K*AAA* | EA*5X48M21A*+WALLCON | *97CMN0601714B* | Split System | 33400 | 17.5 | 9 | 1.88 | R-454B | 650
218356178 | ACIQ | B5H0V36*K*AAA* | EA*5X48M21A*+WALLCON | *97CMN0801714B* | Split System | 33600 | 17.5 | 9 | 1.88 | R-454B | 650
218356038 | ACIQ | B5H0V36*K*AAA* | EA*5X48M21A*+WALLCON | *96CTN0601714B* | Split System | 33600 | 17.5 | 9 | 1.88 | R-454B | 650
218356173 | ACIQ | B5H0V36*K*AAA* | EA*5X48M21A*+WALLCON | *95CSU0601716B* | Split System | 33600 | 17.5 | 9 | 1.88 | R-454B | 650
218355880 | ACIQ | B5H0V36*K*AAA* | EA*5X48M21A*+WALLCON | *97CTN0801716A* | Split System | 33600 | 17.5 | 9 | 1.88 | R-454B | 650
218356174 | ACIQ | B5H0V36*K*AAA* | EA*5X48M21A*+WALLCON | *95CSU0802120B* | Split System | 33800 | 17.5 | 9 | 1.88 | R-454B | 650
218356058 | ACIQ | B5H0V36*K*AAA* | EA*5X37M17A*+WALLCON | *80CTL0701716B* | Split System | 33800 | 17.5 | 9 | 1.88 | R-454B | 650
218356074 | ACIQ | B5H0V36*K*AAA* | EA*5X37M17A*+WALLCON | *96CTN0801714B* | Split System | 33800 | 17.5 | 9 | 1.88 | R-454B | 650
218356060 | ACIQ | B5H0V36*K*AAA* | EA*5X37M17A*+WALLCON | *80CTL0901716B* | Split System | 34000 | 17.5 | 9 | 1.88 | R-454B | 650
218356099 | ACIQ | B5H0V36*K*AAA* | EA*5X37M21A*+WALLCON | *97CMN0801714B* | Split System | 34200 | 17.5 | 9 | 1.88 | R-454B | 650
218356105 | ACIQ | B5H0V36*K*AAA* | EA*5X37M21A*+WALLCON | *96CTN0601714B* | Split System | 34200 | 17.5 | 9 | 1.88 | R-454B | 650
218356097 | ACIQ | B5H0V36*K*AAA* | EA*5X37M21A*+WALLCON | *97CMN0602120B* | Split System | 34200 | 17.5 | 9 | 1.88 | R-454B | 650
218355873 | ACIQ | B5H0V36*K*AAA* | EA*5X43M21A*+WALLCON | *97CTN0801716A* | Split System | 34200 | 17.5 | 9 | 1.88 | R-454B | 650
218356089 | ACIQ | B5H0V36*K*AAA* | EA*5X37M21A*+WALLCON | *95CSU0601716B* | Split System | 34200 | 17.5 | 9 | 1.88 | R-454B | 650
218355938 | ACIQ | B5H0V36*K*AAA* | EA*5X37M21A*+WALLCON | *97CTN0801716A* | Split System | 34200 | 17.5 | 9 | 1.88 | R-454B | 650
218355937 | ACIQ | B5H0V36*K*AAA* | EA*5X37M21A*+WALLCON | *97CTN0601716A* | Split System | 34200 | 17.5 | 9 | 1.88 | R-454B | 650
218356095 | ACIQ | B5H0V36*K*AAA* | EA*5X37M21A*+WALLCON | *97CMN0601714B* | Split System | 34200 | 17.5 | 9 | 1.88 | R-454B | 650
218355872 | ACIQ | B5H0V36*K*AAA* | EA*5X43M21A*+WALLCON | *97CTN0601716A* | Split System | 34200 | 17.5 | 9 | 1.88 | R-454B | 650
218356156 | ACIQ | B5H0V36*K*AAA* | EA*5X43M21A*+WALLCON | *97CMN0601714B* | Split System | 34200 | 17.5 | 9 | 1.88 | R-454B | 650
218356152 | ACIQ | B5H0V36*K*AAA* | EA*5X43M21A*+WALLCON | *95CSU0802120B* | Split System | 34400 | 17.5 | 9 | 1.88 | R-454B | 650
218356150 | ACIQ | B5H0V36*K*AAA* | EA*5X43M21A*+WALLCON | *95CSU0601716B* | Split System | 34400 | 17.5 | 9 | 1.88 | R-454B | 650
218356177 | ACIQ | B5H0V36*K*AAA* | EA*5X48M21A*+WALLCON | *97CMN0602120B* | Split System | 33600 | 17.5 | 9 | 1.9 | R-454B | 650
218356059 | ACIQ | B5H0V36*K*AAA* | EA*5X61M21A*+WALLCON | *80CTL0451712B* | Split System | 34400 | 17.5 | 9 | 1.9 | R-454B | 650
218355890 | ACIQ | B5H0V36*K*AAA* | EA*5X61M21A*+WALLCON | *97CTN0601716A* | Split System | 34400 | 17.5 | 9 | 1.9 | R-454B | 650
218355426 | ACIQ | B5H0V48*K*AAA* | EVM5X48M21A*+WALLCON | *95CSU0601716B* | Split System | 46500 | 17.5 | 9 | 1.98 | R-454B | 650
218355559 | ACIQ | B5H0V48*K*AAA* | EVD5X48M21A*+WALLCON | *95CSU0601716B* | Split System | 46500 | 17.5 | 9 | 1.98 | R-454B | 650
218355433 | ACIQ | B5H0V48*K*AAA* | EA*5X48M21A*+WALLCON | *97CMN1002122B* | Split System | 44000 | 17.5 | 9 | 2.04 | R-454B | 650
218355532 | ACIQ | B5H0V48*K*AAA* | EA*5X48M21A*+WALLCON | *80CSU0401712B* | Split System | 44000 | 17.5 | 9 | 2.04 | R-454B | 650
218355436 | ACIQ | B5H0V48*K*AAA* | EA*5X48M21A*+WALLCON | *96CTN1002122B* | Split System | 44000 | 17.5 | 9 | 2.04 | R-454B | 650
218355413 | ACIQ | B5H0V48*K*AAA* | EA*5X48M21A*+WALLCON | *80CTL0701716B* | Split System | 44000 | 17.5 | 9 | 2.04 | R-454B | 650
218355542 | ACIQ | B5H0V48*K*AAA* | EA*5X48M21A*+WALLCON | *97CTN0802120A* | Split System | 44000 | 17.5 | 9 | 2.06 | R-454B | 650
218355417 | ACIQ | B5H0V48*K*AAA* | EA*5X48M21A*+WALLCON | *80CTL0901716B* | Split System | 44000 | 17.5 | 9 | 2.06 | R-454B | 650
218355530 | ACIQ | B5H0V48*K*AAA* | EA*5X48M21A*+WALLCON | *96CTN0802120B* | Split System | 44000 | 17.5 | 9 | 2.06 | R-454B | 650
218355425 | ACIQ | B5H0V48*K*AAA* | EA*5X48M21A*+WALLCON | *95CSU0802120B* | Split System | 44000 | 17.5 | 9 | 2.06 | R-454B | 650
218355536 | ACIQ | B5H0V48*K*AAA* | EA*5X48M21A*+WALLCON | *80CSU0802120B* | Split System | 44500 | 17.5 | 9 | 2.06 | R-454B | 650
218355450 | ACIQ | B5H0V48*K*AAA* | EA*5X60M24A*+WALLCON | *97CMN0602120B* | Split System | 45000 | 17.5 | 9 | 2.06 | R-454B | 650
218355550 | ACIQ | B5H0V48*K*AAA* | EA*5X60M24A*+WALLCON | *80CSU1002120B* | Split System | 45000 | 17.5 | 9 | 2.06 | R-454B | 650
218355474 | ACIQ | B5H0V48*K*AAA* | EA*5X61M21A*+WALLCON | *95CSU0601716B* | Split System | 45500 | 17.5 | 9 | 2.06 | R-454B | 650
218355568 | ACIQ | B5H0V48*K*AAA* | EA*5X61M21A*+WALLCON | *97CTN0801716A* | Split System | 45500 | 17.5 | 9 | 2.06 | R-454B | 650
218355488 | ACIQ | B5H0V48*K*AAA* | EA*5X61M24A*+WALLCON | *97CMN0602120B* | Split System | 45500 | 17.5 | 9 | 2.06 | R-454B | 650
218355477 | ACIQ | B5H0V48*K*AAA* | EA*5X61M21A*+WALLCON | *97CMN0602120B* | Split System | 45500 | 17.5 | 9 | 2.06 | R-454B | 650
218355566 | ACIQ | B5H0V48*K*AAA* | EA*5X61M21A*+WALLCON | *80CSU1002120B* | Split System | 46000 | 17.5 | 9 | 2.06 | R-454B | 650
218355446 | ACIQ | B5H0V48*K*AAA* | EA*5X60M24A*+WALLCON | *95CSU0802120B* | Split System | 45000 | 17.5 | 9 | 2.08 | R-454B | 650
218355480 | ACIQ | B5H0V48*K*AAA* | EA*5X61M21A*+WALLCON | *96CTN0801714B* | Split System | 45500 | 17.5 | 9 | 2.08 | R-454B | 650
218355562 | ACIQ | B5H0V48*K*AAA* | EA*5X61M21A*+WALLCON | *80CSU0601716B* | Split System | 46000 | 17.5 | 9 | 2.08 | R-454B | 650
218161882 | AIRQUEST | B5H0V36*K*AAA* | EA*5X37M17A*+WALLCON | *96CTN0601714B* | Split System | 33800 | 17.5 | 9 | 1.86 | R-454B | 650
218162077 | AIRQUEST | B5H0V36*K*AAA* | EA*5X48M21A*+WALLCON | *96CTN0601714B* | Split System | 33600 | 17.5 | 9 | 1.88 | R-454B | 650
218161985 | ARCOAIRE | B5H0V36*K*AAA* | EA*5X42M21A*+WALLCON | *96CTN0801714B* | Split System | 33000 | 17.5 | 9 | 1.84 | R-454B | 650
218161991 | ARCOAIRE | B5H0V36*K*AAA* | EA*5X43M21A*+WALLCON | *80CTL0451712B* | Split System | 34000 | 17.5 | 9 | 1.86 | R-454B | 650
218162036 | ARCOAIRE | B5H0V36*K*AAA* | EA*5X48M21A*+WALLCON | *80CTL0451712B* | Split System | 33400 | 17.5 | 9 | 1.88 | R-454B | 650
218162054 | ARCOAIRE | B5H0V36*K*AAA* | EA*5X48M21A*+WALLCON | *95CSU0601716B* | Split System | 33600 | 17.5 | 9 | 1.88 | R-454B | 650
218162069 | ARCOAIRE | B5H0V36*K*AAA* | EA*5X48M21A*+WALLCON | *97CMN0801714B* | Split System | 33600 | 17.5 | 9 | 1.88 | R-454B | 650
218161916 | ARCOAIRE | B5H0V36*K*AAA* | EA*5X37M21A*+WALLCON | *97CMN0601714B* | Split System | 34200 | 17.5 | 9 | 1.88 | R-454B | 650
218162066 | ARCOAIRE | B5H0V36*K*AAA* | EA*5X48M21A*+WALLCON | *97CMN0602120B* | Split System | 33600 | 17.5 | 9 | 1.9 | R-454B | 650
215683884 | BRYANT HEATING AND COOLING SYSTEMS | 290VAN036**AA* | CAA**3717AM*+UI | 987MC42080C17*** | Split System | 33800 | 17.5 | 9 | 1.86 | R-454B | 650
215683910 | BRYANT HEATING AND COOLING SYSTEMS | 290VAN036**AA* | CAA**3721AM*+UI | 935CB48060C17*** | Split System | 34200 | 17.5 | 9 | 1.88 | R-454B | 650
215675404 | BRYANT HEATING AND COOLING SYSTEMS | 290VAN048**AA* | CVAMA4821XMA*+UI | 935CB48060C17*** | Split System | 46500 | 17.5 | 9 | 1.98 | R-454B | 650
215674125 | BRYANT HEATING AND COOLING SYSTEMS | 290VAN048**AA* | CAA**4821AM*+UI | 987MC66100C21*** | Split System | 44000 | 17.5 | 9 | 2.04 | R-454B | 650
215681294 | BRYANT HEATING AND COOLING SYSTEMS | 290VAN048**AA* | CAA**4821AM*+UI | 986TD60080C21*** | Split System | 44000 | 17.5 | 9 | 2.06 | R-454B | 650
215674335 | BRYANT HEATING AND COOLING SYSTEMS | 290VAN048**AA* | CAA**6121AM*+UI | 88*TB48070C17*** | Split System | 45500 | 17.5 | 9 | 2.06 | R-454B | 650
215683939 | CARRIER | 27VNA036A*030* | CAA**4221AM*+UI | 58TN*B070C17**16 | Split System | 33000 | 17.5 | 9 | 1.86 | R-454B | 650
215679523 | CARRIER | 27VNA036A*030* | CAA**4821AM*+UI | 59TN7A080C17**16 | Split System | 33600 | 17.5 | 9 | 1.88 | R-454B | 650
215679303 | CARRIER | 27VNA036A*030* | CAA**3721AM*+UI | 59TN7A060C17**16 | Split System | 34200 | 17.5 | 9 | 1.88 | R-454B | 650
215681293 | CARRIER | 27VNA048A*030* | CAA**4821AM*+UI | 59TN6C080C21**20 | Split System | 44000 | 17.5 | 9 | 2.06 | R-454B | 650
215674234 | CARRIER | 27VNA048A*030* | CAA**6024AM*+UI | 59MN7C060C21**20 | Split System | 45000 | 17.5 | 9 | 2.06 | R-454B | 650
215674334 | CARRIER | 27VNA048A*030* | CAA**6121AM*+UI | 58TN*B070C17**16 | Split System | 45500 | 17.5 | 9 | 2.06 | R-454B | 650
215674434 | CARRIER | 27VNA048A*030* | CAA**6121AM*+UI | 59TN6C080C17**14 | Split System | 45500 | 17.5 | 9 | 2.08 | R-454B | 650
215681453 | CARRIER | 27VNA048A*030* | CAA**6121AM*+UI | 58CU*B060C17**16 | Split System | 46000 | 17.5 | 9 | 2.08 | R-454B | 650
218161983 | HEIL | B5H0V36*K*AAA* | EA*5X42M21A*+WALLCON | *96CTN0801714B* | Split System | 33000 | 17.5 | 9 | 1.84 | R-454B | 650
218162034 | HEIL | B5H0V36*K*AAA* | EA*5X48M21A*+WALLCON | *80CTL0451712B* | Split System | 33400 | 17.5 | 9 | 1.88 | R-454B | 650
218162061 | HEIL | B5H0V36*K*AAA* | EA*5X48M21A*+WALLCON | *97CMN0601714B* | Split System | 33400 | 17.5 | 9 | 1.88 | R-454B | 650
218356040 | ACIQ | B5H0V36*K*AAA* | EA*5X48M21A*+WALLCON | *96CTN0801714B* | Split System | 33600 | 18 | 9 | 1.88 | R-454B | 650
218356158 | ACIQ | B5H0V36*K*AAA* | EA*5X43M21A*+WALLCON | *97CMN0801714B* | Split System | 34200 | 18 | 9 | 1.88 | R-454B | 650
218355878 | ACIQ | B5H0V36*K*AAA* | EA*5X48M21A*+WALLCON | *80CSU0601716B* | Split System | 33800 | 18 | 9 | 1.9 | R-454B | 650
218355674 | ACIQ | B5H0V48*K*AAA* | EVD5X48M21A*+WALLCON | *97CTN0801716A* | Split System | 46500 | 18 | 9 | 1.98 | R-454B | 650
218355432 | ACIQ | B5H0V48*K*AAA* | EVM5X48M21A*+WALLCON | *97CMN0602120B* | Split System | 46500 | 18 | 9 | 1.98 | R-454B | 650
218355555 | ACIQ | B5H0V48*K*AAA* | EVD5X48M21A*+WALLCON | *80CTL0701716B* | Split System | 46500 | 18 | 9 | 1.98 | R-454B | 650
218355428 | ACIQ | B5H0V48*K*AAA* | EVM5X48M21A*+WALLCON | *95CSU0802120B* | Split System | 47000 | 18 | 9 | 1.98 | R-454B | 650
218355601 | ACIQ | B5H0V48*K*AAA* | EVD5X60M21A*+WALLCON | *80CTL0451712B* | Split System | 47500 | 18 | 9 | 1.98 | R-454B | 650
218355443 | ACIQ | B5H0V48*K*AAA* | EVM5X49M21A*+WALLCON | *80CTL0451712B* | Split System | 47500 | 18 | 9 | 1.98 | R-454B | 650
218355495 | ACIQ | B5H0V48*K*AAA* | EVM5X60M21A*+WALLCON | *95CSU0601716B* | Split System | 47500 | 18 | 9 | 1.98 | R-454B | 650
218355471 | ACIQ | B5H0V48*K*AAA* | EVM5X60M21A*+WALLCON | *80CTL0451712B* | Split System | 47500 | 18 | 9 | 1.98 | R-454B | 650
218355563 | ACIQ | B5H0V48*K*AAA* | EVD5X48M21A*+WALLCON | *96CTN0801714B* | Split System | 46500 | 18 | 9 | 2 | R-454B | 650
218355437 | ACIQ | B5H0V48*K*AAA* | EVM5X48M21A*+WALLCON | *96CTN0801714B* | Split System | 46500 | 18 | 9 | 2 | R-454B | 650
218355624 | ACIQ | B5H0V48*K*AAA* | EVM5X48M21A*+WALLCON | *97CTN0801716A* | Split System | 46500 | 18 | 9 | 2 | R-454B | 650
218355420 | ACIQ | B5H0V48*K*AAA* | EVM5X48M21A*+WALLCON | *80CTL0701716B* | Split System | 46500 | 18 | 9 | 2 | R-454B | 650
218355679 | ACIQ | B5H0V48*K*AAA* | EVD5X48M24A*+WALLCON | *80CSU1002120B* | Split System | 47000 | 18 | 9 | 2 | R-454B | 650
218355616 | ACIQ | B5H0V48*K*AAA* | EVM5X48M21A*+WALLCON | *80CSU0401712B* | Split System | 47000 | 18 | 9 | 2 | R-454B | 650
218355618 | ACIQ | B5H0V48*K*AAA* | EVM5X48M21A*+WALLCON | *80CSU0601716B* | Split System | 47000 | 18 | 9 | 2 | R-454B | 650
218355671 | ACIQ | B5H0V48*K*AAA* | EVD5X48M21A*+WALLCON | *80CSU0601716B* | Split System | 47000 | 18 | 9 | 2 | R-454B | 650
218355622 | ACIQ | B5H0V48*K*AAA* | EVM5X48M21A*+WALLCON | *80CSU1002120B* | Split System | 47000 | 18 | 9 | 2 | R-454B | 650
218355673 | ACIQ | B5H0V48*K*AAA* | EVD5X48M21A*+WALLCON | *80CSU1002120B* | Split System | 47000 | 18 | 9 | 2.02 | R-454B | 650
218355670 | ACIQ | B5H0V48*K*AAA* | EVD5X48M21A*+WALLCON | *80CSU0401712B* | Split System | 47000 | 18 | 9 | 2.02 | R-454B | 650
218355544 | ACIQ | B5H0V48*K*AAA* | EA*5X48M21A*+WALLCON | *97CTN1002122A* | Split System | 44000 | 18 | 9 | 2.04 | R-454B | 650
218355421 | ACIQ | B5H0V48*K*AAA* | EA*5X48M21A*+WALLCON | *80CTL1102120B* | Split System | 44500 | 18 | 9 | 2.06 | R-454B | 650
218355419 | ACIQ | B5H0V48*K*AAA* | EA*5X48M21A*+WALLCON | *80CTL0902120B* | Split System | 44500 | 18 | 9 | 2.06 | R-454B | 650
218355560 | ACIQ | B5H0V48*K*AAA* | EA*5X61M21A*+WALLCON | *80CSU0401712B* | Split System | 46000 | 18 | 9 | 2.06 | R-454B | 650
218355578 | ACIQ | B5H0V48*K*AAA* | EA*5X61M24A*+WALLCON | *80CSU1002120B* | Split System | 46000 | 18 | 9 | 2.08 | R-454B | 650
218355771 | ACIQ | B5H0V60*K*AAA* | EVD5X60M24A*+WALLCON | *95CSU1002122B* | Split System | 57000 | 18 | 9 | 2.08 | R-454B | 650
218355780 | ACIQ | B5H0V60*K*AAA* | EVM5X60M24A*+WALLCON | *80CSU0802120B* | Split System | 57000 | 18 | 9 | 2.1 | R-454B | 650
218355814 | ACIQ | B5H0V60*K*AAA* | EVD5X60M24A*+WALLCON | *80CSU0802120B* | Split System | 57000 | 18 | 9 | 2.1 | R-454B | 650
215676114 | BRYANT HEATING AND COOLING SYSTEMS | 290VAN048**AA* | CVAVA4821XMA*+UI | 88*TB48070C17*** | Split System | 46500 | 18 | 9 | 1.98 | R-454B | 650
215676154 | BRYANT HEATING AND COOLING SYSTEMS | 290VAN048**AA* | CVAVA4821XMA*+UI | 986TD42080C17*** | Split System | 46500 | 18 | 9 | 2 | R-454B | 650
215674065 | BRYANT HEATING AND COOLING SYSTEMS | 290VAN048**AA* | CAA**4821AM*+UI | 88*TB60110C21*** | Split System | 44500 | 18 | 9 | 2.06 | R-454B | 650
215683064 | BRYANT HEATING AND COOLING SYSTEMS | 290VAN060**AA* | CVAVA6024XMA*+UI | 83*CB60080C21*** | Split System | 57000 | 18 | 9 | 2.1 | R-454B | 650
215681763 | CARRIER | 27VNA048A*030* | CVAMA4821XMA*+UI | 58CU*B060C17**16 | Split System | 47000 | 18 | 9 | 2 | R-454B | 650
215682113 | CARRIER | 27VNA048A*030* | CVAVA4821XMA*+UI | 58CU*B060C17**16 | Split System | 47000 | 18 | 9 | 2 | R-454B | 650
218355638 | ACIQ | B5H0V48*K*AAA* | EVD5X61M21A*+WALLCON | *80CTL0451712B* | Split System | 48000 | 18.5 | 9 | 1.98 | R-454B | 650
218355766 | ACIQ | B5H0V60*K*AAA* | EVD5X60M24A*+WALLCON | *80CTL1102120B* | Split System | 57000 | 18.5 | 9 | 2.08 | R-454B | 650
218355865 | ACIQ | B5H0V60*K*AAA* | EVM5X60M24A*+WALLCON | *80CTL0902120B* | Split System | 57000 | 18.5 | 9 | 2.08 | R-454B | 650
218355867 | ACIQ | B5H0V60*K*AAA* | EVM5X60M24A*+WALLCON | *80CTL1352422B* | Split System | 57000 | 18.5 | 9 | 2.08 | R-454B | 650
218355764 | ACIQ | B5H0V60*K*AAA* | EVD5X60M24A*+WALLCON | *80CTL0902120B* | Split System | 57000 | 18.5 | 9 | 2.08 | R-454B | 650
218355768 | ACIQ | B5H0V60*K*AAA* | EVD5X60M24A*+WALLCON | *80CTL1352422B* | Split System | 57000 | 18.5 | 9 | 2.08 | R-454B | 650
218355857 | ACIQ | B5H0V60*K*AAA* | EVM5X60M21A*+WALLCON | *80CTL1102120B* | Split System | 57000 | 18.5 | 9 | 2.08 | R-454B | 650
218355752 | ACIQ | B5H0V60*K*AAA* | EVD5X60M21A*+WALLCON | *80CTL0902120B* | Split System | 57000 | 18.5 | 9 | 2.08 | R-454B | 650
218355754 | ACIQ | B5H0V60*K*AAA* | EVD5X60M21A*+WALLCON | *80CTL1102120B* | Split System | 57000 | 18.5 | 9 | 2.08 | R-454B | 650
218355856 | ACIQ | B5H0V60*K*AAA* | EVM5X60M21A*+WALLCON | *80CTL0902120B* | Split System | 57000 | 18.5 | 9 | 2.08 | R-454B | 650
218355744 | ACIQ | B5H0V60*K*AAA* | EVM5X61M24A*+WALLCON | *96CTN1002122B* | Split System | 57500 | 18.5 | 9 | 2.08 | R-454B | 650
218355743 | ACIQ | B5H0V60*K*AAA* | EVM5X61M24A*+WALLCON | *97CMN1202422B* | Split System | 57500 | 18.5 | 9 | 2.08 | R-454B | 650
218355853 | ACIQ | B5H0V60*K*AAA* | EVD5X61M24A*+WALLCON | *97CTN1002122A* | Split System | 57500 | 18.5 | 9 | 2.08 | R-454B | 650
218355796 | ACIQ | B5H0V60*K*AAA* | EVM5X61M24A*+WALLCON | *97CTN1002122A* | Split System | 57500 | 18.5 | 9 | 2.08 | R-454B | 650
218355741 | ACIQ | B5H0V60*K*AAA* | EVM5X61M24A*+WALLCON | *97CMN1002122B* | Split System | 57500 | 18.5 | 9 | 2.08 | R-454B | 650
218355805 | ACIQ | B5H0V60*K*AAA* | EVD5X61M24A*+WALLCON | *97CMN1002122B* | Split System | 57500 | 18.5 | 9 | 2.08 | R-454B | 650
218355807 | ACIQ | B5H0V60*K*AAA* | EVD5X61M24A*+WALLCON | *96CTN1002122B* | Split System | 57500 | 18.5 | 9 | 2.08 | R-454B | 650
218355809 | ACIQ | B5H0V60*K*AAA* | EVD5X61M24A*+WALLCON | *96CTN1202422B* | Split System | 57500 | 18.5 | 9 | 2.1 | R-454B | 650
218355791 | ACIQ | B5H0V60*K*AAA* | EVD5X61M21A*+WALLCON | *95CSU1002122B* | Split System | 57500 | 18.5 | 9 | 2.1 | R-454B | 650
218355737 | ACIQ | B5H0V60*K*AAA* | EVM5X61M24A*+WALLCON | *95CSU1002122B* | Split System | 58000 | 18.5 | 9 | 2.1 | R-454B | 650
215677134 | BRYANT HEATING AND COOLING SYSTEMS | 290VAN060**AA* | CVAMA6024XMA*+UI | 88*TB66135C24*** | Split System | 57000 | 18.5 | 9 | 2.08 | R-454B | 650
218355787 | ACIQ | B5H0V60*K*AAA* | EVD5X61M21A*+WALLCON | *80CTL0902120B* | Split System | 57500 | 19 | 9 | 2.08 | R-454B | 650
218355746 | ACIQ | B5H0V60*K*AAA* | EVM5X61M24A*+WALLCON | *96CTN1202422B* | Split System | 57500 | 19 | 9 | 2.1 | R-454B | 650
218355797 | ACIQ | B5H0V60*K*AAA* | EVD5X61M24A*+WALLCON | *80CTL1102120B* | Split System | 58000 | 19 | 9 | 2.1 | R-454B | 650
218355798 | ACIQ | B5H0V60*K*AAA* | EVM5X61M24A*+WALLCON | *97CTN1202422A* | Split System | 58000 | 19 | 9 | 2.1 | R-454B | 650
218355795 | ACIQ | B5H0V60*K*AAA* | EVD5X61M24A*+WALLCON | *80CTL0902120B* | Split System | 58000 | 19 | 9 | 2.1 | R-454B | 650
215682974 | BRYANT HEATING AND COOLING SYSTEMS | 290VAN060**AA* | CVAMA6124XMA*+UI | 987TA66120C24*** | Split System | 58000 | 19 | 9 | 2.1 | R-454B | 650
218155899 | MIDEA | MO1BE-H24B-2A | MAAHE-H24B-AA-UC | C30-2-V | Split System | 24000 | 15.9 | 9 | 1.75 | R-454B | 650
215683234 | BRYANT HEATING AND COOLING SYSTEMS | 290VAN060**AA* | CVAVA6124XMA*+UI | 987TA66120C24*** | Split System | 57500 | 19 | 9 | 2.1 | R-454B | 650
218471423 | AC PRO | SPHP-Y-V048BB | COIL-Y-4860CMTB | FURN-M-R2C100V20A | Split System | 45000 | 15.3 | 9 | 1.8 | R-454B | 650
215865889 | MDV | MOE30-60HFN10-M3X | MVBC-60HWFPN10-MD3E |  | Split System | 54000 | 16 | 9 | 1.8 | R-454B | 650
218355991 | ACIQ | B5H0V24*K*AAA* | EA*5X30M17A*+WALLCON | *97CTN0801716A* | Split System | 23000 | 16.5 | 9 | 1.86 | R-454B | 650
218355990 | ACIQ | B5H0V24*K*AAA* | EA*5X30M17A*+WALLCON | *97CTN0601716A* | Split System | 23000 | 16.5 | 9 | 1.86 | R-454B | 650
218356010 | ACIQ | B5H0V24*K*AAA* | EA*5X24M17A*+WALLCON | *97CMN0601714B* | Split System | 22800 | 16.5 | 9 | 1.94 | R-454B | 650
218356011 | ACIQ | B5H0V24*K*AAA* | EA*5X24M17A*+WALLCON | *97CMN0801714B* | Split System | 22800 | 16.5 | 9 | 1.94 | R-454B | 650
218355982 | ACIQ | B5H0V24*K*AAA* | EA*5X24M17A*+WALLCON | *97CTN0601716A* | Split System | 22800 | 16.5 | 9 | 1.94 | R-454B | 650
218355983 | ACIQ | B5H0V24*K*AAA* | EA*5X24M17A*+WALLCON | *97CTN0801716A* | Split System | 22800 | 16.5 | 9 | 1.94 | R-454B | 650
218356013 | ACIQ | B5H0V24*K*AAA* | EA*5X24M17A*+WALLCON | *96CTN0601714B* | Split System | 22800 | 16.5 | 9 | 1.94 | R-454B | 650
218356008 | ACIQ | B5H0V24*K*AAA* | EA*5X24M17A*+WALLCON | *80CTL0701716B* | Split System | 22800 | 16.5 | 9 | 1.96 | R-454B | 650
218356035 | ACIQ | B5H0V24*K*AAA* | EA*5X36M17A*+WALLCON | *80CTL0451712B* | Split System | 23000 | 16.5 | 9 | 1.98 | R-454B | 650
218355994 | ACIQ | B5H0V24*K*AAA* | EA*5X36M17A*+WALLCON | *97CTN0601716A* | Split System | 23000 | 16.5 | 9 | 1.98 | R-454B | 650
218355998 | ACIQ | B5H0V24*K*AAA* | EA*5X37M17A*+WALLCON | *97CTN0601716A* | Split System | 23600 | 16.5 | 9 | 1.98 | R-454B | 650
218161415 | ARCOAIRE | B5H0V24*K*AAA* | EA*5X24M17A*+WALLCON | *97CMN0801714B* | Split System | 22800 | 16.5 | 9 | 1.94 | R-454B | 650
218161634 | ARCOAIRE | B5H0V24*K*AAA* | EA*5X37M17A*+WALLCON | *97CTN0601716A* | Split System | 23600 | 16.5 | 9 | 1.98 | R-454B | 650
215683590 | BRYANT HEATING AND COOLING SYSTEMS | 290VAN024**AA* | CAA**2417AM*+UI | 987MC42060C17*** | Split System | 22800 | 16.5 | 9 | 1.94 | R-454B | 650
215678293 | CARRIER | 27VNA024A*030* | CAA**3017AM*+UI | 59TN7A080C17**16 | Split System | 23000 | 16.5 | 9 | 1.86 | R-454B | 650
215678203 | CARRIER | 27VNA024A*030* | CAA**2417AM*+UI | 59TN7A060C17**16 | Split System | 22800 | 16.5 | 9 | 1.94 | R-454B | 650
215683585 | CARRIER | 27VNA024A*030* | CAA**2417AM*+UI | 58TN*B070C17**16 | Split System | 22800 | 16.5 | 9 | 1.96 | R-454B | 650
218159716 | MIDEA | MDV-V60WMN10T(A) | MVME48C2MN10TD |  | Split System | 48000 | 16.5 | 9 | 1.95 | R-454B | 650
218445378 | VillaTherm | VHPSD-UCHA-60HDCSN4 | VAH-UCHA-60HDC-A |  | Split System | 54000 | 16.7 | 9 | 2.2 | R-454B | 650
218445374 | VillaTherm | VHPSD-UCHA-60HDCSN4 | VAH-UCHA-60HDC |  | Split System | 54000 | 16.7 | 9 | 2.2 | R-454B | 650
218356003 | ACIQ | B5H0V24*K*AAA* | EA*5X24M14A*+WALLCON | *80CTL0701412B* | Split System | 22800 | 17 | 9 | 1.94 | R-454B | 650
218356009 | ACIQ | B5H0V24*K*AAA* | EA*5X24M17A*+WALLCON | *80CTL0901716B* | Split System | 22800 | 17 | 9 | 1.96 | R-454B | 650
218356007 | ACIQ | B5H0V24*K*AAA* | EA*5X24M17A*+WALLCON | *80CTL0701412B* | Split System | 22800 | 17 | 9 | 1.96 | R-454B | 650
218356028 | ACIQ | B5H0V24*K*AAA* | EA*5X30M17A*+WALLCON | *80CTL0701716B* | Split System | 23000 | 17 | 9 | 1.96 | R-454B | 650
218355955 | ACIQ | B5H0V24*K*AAA* | EA*5X36M17A*+WALLCON | *96CTN0601714B* | Split System | 23000 | 17 | 9 | 1.96 | R-454B | 650
218355953 | ACIQ | B5H0V24*K*AAA* | EA*5X36M17A*+WALLCON | *97CMN0801714B* | Split System | 23000 | 17 | 9 | 1.98 | R-454B | 650
218355995 | ACIQ | B5H0V24*K*AAA* | EA*5X36M17A*+WALLCON | *97CTN0801716A* | Split System | 23000 | 17 | 9 | 1.98 | R-454B | 650
218356027 | ACIQ | B5H0V24*K*AAA* | EA*5X30M17A*+WALLCON | *80CTL0701412B* | Split System | 23000 | 17 | 9 | 1.98 | R-454B | 650
218356029 | ACIQ | B5H0V24*K*AAA* | EA*5X30M17A*+WALLCON | *80CTL0901716B* | Split System | 23000 | 17 | 9 | 1.98 | R-454B | 650
218356034 | ACIQ | B5H0V24*K*AAA* | EA*5X30M17A*+WALLCON | *96CTN0801714B* | Split System | 23000 | 17 | 9 | 1.98 | R-454B | 650
218355952 | ACIQ | B5H0V24*K*AAA* | EA*5X36M17A*+WALLCON | *97CMN0601714B* | Split System | 23000 | 17 | 9 | 1.98 | R-454B | 650
218355949 | ACIQ | B5H0V24*K*AAA* | EA*5X36M17A*+WALLCON | *80CTL0701412B* | Split System | 23200 | 17 | 9 | 1.98 | R-454B | 650
218355956 | ACIQ | B5H0V24*K*AAA* | EA*5X36M17A*+WALLCON | *96CTN0801714B* | Split System | 23200 | 17 | 9 | 1.98 | R-454B | 650
218355961 | ACIQ | B5H0V24*K*AAA* | EA*5X37M17A*+WALLCON | *97CMN0601714B* | Split System | 23600 | 17 | 9 | 1.98 | R-454B | 650
218355957 | ACIQ | B5H0V24*K*AAA* | EA*5X37M17A*+WALLCON | *80CTL0451712B* | Split System | 23600 | 17 | 9 | 1.98 | R-454B | 650
218355999 | ACIQ | B5H0V24*K*AAA* | EA*5X37M17A*+WALLCON | *97CTN0801716A* | Split System | 23800 | 17 | 9 | 2 | R-454B | 650
218355996 | ACIQ | B5H0V24*K*AAA* | EA*5X37M17A*+WALLCON | *80CSU0401712B* | Split System | 23800 | 17 | 9 | 2 | R-454B | 650
218356014 | ACIQ | B5H0V24*K*AAA* | EA*5X25M17A*+WALLCON | *80CTL0451712B* | Split System | 23800 | 17 | 9 | 2 | R-454B | 650
218355986 | ACIQ | B5H0V24*K*AAA* | EA*5X25M17A*+WALLCON | *97CTN0601716A* | Split System | 23800 | 17 | 9 | 2 | R-454B | 650
218161498 | AIRQUEST | B5H0V24*K*AAA* | EA*5X36M17A*+WALLCON | *97CMN0801714B* | Split System | 23000 | 17 | 9 | 1.98 | R-454B | 650
218161531 | AIRQUEST | B5H0V24*K*AAA* | EA*5X37M17A*+WALLCON | *96CTN0601714B* | Split System | 23800 | 17 | 9 | 2 | R-454B | 650
215683584 | BRYANT HEATING AND COOLING SYSTEMS | 290VAN024**AA* | CAA**2417AM*+UI | 88*TB36070C14*** | Split System | 22800 | 17 | 9 | 1.96 | R-454B | 650
215683632 | BRYANT HEATING AND COOLING SYSTEMS | 290VAN024**AA* | CAA**3017AM*+UI | 88*TB48090C17*** | Split System | 23000 | 17 | 9 | 1.98 | R-454B | 650
215683678 | BRYANT HEATING AND COOLING SYSTEMS | 290VAN024**AA* | CAA**3717AM*+UI | 987MC42060C17*** | Split System | 23600 | 17 | 9 | 1.98 | R-454B | 650
215683583 | CARRIER | 27VNA024A*030* | CAA**2417AM*+UI | 58TN*B070C14**12 | Split System | 22800 | 17 | 9 | 1.96 | R-454B | 650
215683641 | CARRIER | 27VNA024A*030* | CAA**3017AM*+UI | 59TN6C080C17**14 | Split System | 23000 | 17 | 9 | 1.98 | R-454B | 650
215683677 | CARRIER | 27VNA024A*030* | CAA**3717AM*+UI | 59MN7C060C17**14 | Split System | 23600 | 17 | 9 | 1.98 | R-454B | 650
218161626 | HEIL | B5H0V24*K*AAA* | EA*5X37M17A*+WALLCON | *80CSU0401712B* | Split System | 23800 | 17 | 9 | 2 | R-454B | 650
218355945 | ACIQ | B5H0V36*K*AAA* | EA*5X42M21A*+WALLCON | *97CTN1002122A* | Split System | 33200 | 17.5 | 9 | 1.84 | R-454B | 650
218356136 | ACIQ | B5H0V36*K*AAA* | EA*5X42M21A*+WALLCON | *96CTN1002122B* | Split System | 33200 | 17.5 | 9 | 1.84 | R-454B | 650
218356131 | ACIQ | B5H0V36*K*AAA* | EA*5X42M21A*+WALLCON | *97CMN1002122B* | Split System | 33200 | 17.5 | 9 | 1.84 | R-454B | 650
218356124 | ACIQ | B5H0V36*K*AAA* | EA*5X42M21A*+WALLCON | *95CSU1002122B* | Split System | 33200 | 17.5 | 9 | 1.84 | R-454B | 650
218355944 | ACIQ | B5H0V36*K*AAA* | EA*5X42M21A*+WALLCON | *97CTN0802120A* | Split System | 33200 | 17.5 | 9 | 1.86 | R-454B | 650
218356129 | ACIQ | B5H0V36*K*AAA* | EA*5X42M21A*+WALLCON | *97CMN0802120B* | Split System | 33200 | 17.5 | 9 | 1.86 | R-454B | 650
218355941 | ACIQ | B5H0V36*K*AAA* | EA*5X42M21A*+WALLCON | *96CTN0802120B* | Split System | 33200 | 17.5 | 9 | 1.86 | R-454B | 650
218356091 | ACIQ | B5H0V36*K*AAA* | EA*5X37M21A*+WALLCON | *95CSU0802120B* | Split System | 34400 | 17.5 | 9 | 1.9 | R-454B | 650
218356069 | ACIQ | B5H0V36*K*AAA* | EA*5X61M21A*+WALLCON | *95CSU0601716B* | Split System | 34600 | 17.5 | 9 | 1.9 | R-454B | 650
218355935 | ACIQ | B5H0V36*K*AAA* | EA*5X37M21A*+WALLCON | *80CSU0401712B* | Split System | 34600 | 17.5 | 9 | 1.9 | R-454B | 650
218355936 | ACIQ | B5H0V36*K*AAA* | EA*5X37M21A*+WALLCON | *80CSU0601716B* | Split System | 34600 | 17.5 | 9 | 1.9 | R-454B | 650
218355486 | ACIQ | B5H0V48*K*AAA* | EA*5X61M24A*+WALLCON | *95CSU0802120B* | Split System | 46000 | 17.5 | 9 | 2.08 | R-454B | 650
218161975 | AIRQUEST | B5H0V36*K*AAA* | EA*5X42M21A*+WALLCON | *97CMN0802120B* | Split System | 33200 | 17.5 | 9 | 1.86 | R-454B | 650
218161976 | ARCOAIRE | B5H0V36*K*AAA* | EA*5X42M21A*+WALLCON | *97CMN0802120B* | Split System | 33200 | 17.5 | 9 | 1.86 | R-454B | 650
215674515 | BRYANT HEATING AND COOLING SYSTEMS | 290VAN048**AA* | CAA**6124AM*+UI | 935CB60080C21*** | Split System | 46000 | 17.5 | 9 | 2.08 | R-454B | 650
215683969 | CARRIER | 27VNA036A*030* | CAA**4221AM*+UI | 59TN6C100C21**22 | Split System | 33200 | 17.5 | 9 | 1.84 | R-454B | 650
218161908 | HEIL | B5H0V36*K*AAA* | EA*5X37M21A*+WALLCON | *95CSU0802120B* | Split System | 34400 | 17.5 | 9 | 1.9 | R-454B | 650
218356119 | ACIQ | B5H0V36*K*AAA* | EA*5X42M21A*+WALLCON | *80CTL1102120B* | Split System | 33200 | 18 | 9 | 1.84 | R-454B | 650
218356116 | ACIQ | B5H0V36*K*AAA* | EA*5X42M21A*+WALLCON | *80CTL0901716B* | Split System | 33200 | 18 | 9 | 1.86 | R-454B | 650
218356117 | ACIQ | B5H0V36*K*AAA* | EA*5X42M21A*+WALLCON | *80CTL0902120B* | Split System | 33200 | 18 | 9 | 1.86 | R-454B | 650
218356168 | ACIQ | B5H0V36*K*AAA* | EA*5X48M21A*+WALLCON | *80CTL0701716B* | Split System | 33600 | 18 | 9 | 1.88 | R-454B | 650
218355876 | ACIQ | B5H0V36*K*AAA* | EA*5X48M21A*+WALLCON | *96CTN0802120B* | Split System | 33800 | 18 | 9 | 1.88 | R-454B | 650
218356169 | ACIQ | B5H0V36*K*AAA* | EA*5X48M21A*+WALLCON | *80CTL0702120B* | Split System | 33800 | 18 | 9 | 1.88 | R-454B | 650
218356036 | ACIQ | B5H0V36*K*AAA* | EA*5X48M21A*+WALLCON | *97CMN0802120B* | Split System | 33800 | 18 | 9 | 1.88 | R-454B | 650
218355881 | ACIQ | B5H0V36*K*AAA* | EA*5X48M21A*+WALLCON | *97CTN0802120A* | Split System | 33800 | 18 | 9 | 1.88 | R-454B | 650
218356170 | ACIQ | B5H0V36*K*AAA* | EA*5X48M21A*+WALLCON | *80CTL0901716B* | Split System | 33800 | 18 | 9 | 1.88 | R-454B | 650
218355946 | ACIQ | B5H0V36*K*AAA* | EA*5X43M21A*+WALLCON | *96CTN0802120B* | Split System | 34400 | 18 | 9 | 1.88 | R-454B | 650
218356144 | ACIQ | B5H0V36*K*AAA* | EA*5X43M21A*+WALLCON | *80CTL0901716B* | Split System | 34400 | 18 | 9 | 1.88 | R-454B | 650
218355934 | ACIQ | B5H0V36*K*AAA* | EA*5X37M21A*+WALLCON | *96CTN0802120B* | Split System | 34400 | 18 | 9 | 1.88 | R-454B | 650
218356081 | ACIQ | B5H0V36*K*AAA* | EA*5X37M21A*+WALLCON | *80CTL0702120B* | Split System | 34400 | 18 | 9 | 1.88 | R-454B | 650
218356083 | ACIQ | B5H0V36*K*AAA* | EA*5X37M21A*+WALLCON | *80CTL0901716B* | Split System | 34400 | 18 | 9 | 1.88 | R-454B | 650
218355874 | ACIQ | B5H0V36*K*AAA* | EA*5X43M21A*+WALLCON | *97CTN0802120A* | Split System | 34400 | 18 | 9 | 1.88 | R-454B | 650
218356142 | ACIQ | B5H0V36*K*AAA* | EA*5X43M21A*+WALLCON | *80CTL0702120B* | Split System | 34400 | 18 | 9 | 1.88 | R-454B | 650
218355939 | ACIQ | B5H0V36*K*AAA* | EA*5X37M21A*+WALLCON | *97CTN0802120A* | Split System | 34400 | 18 | 9 | 1.88 | R-454B | 650
218356160 | ACIQ | B5H0V36*K*AAA* | EA*5X43M21A*+WALLCON | *97CMN0802120B* | Split System | 34600 | 18 | 9 | 1.88 | R-454B | 650
218355882 | ACIQ | B5H0V36*K*AAA* | EA*5X48M21A*+WALLCON | *97CTN1002122A* | Split System | 33800 | 18 | 9 | 1.9 | R-454B | 650
218356171 | ACIQ | B5H0V36*K*AAA* | EA*5X48M21A*+WALLCON | *80CTL0902120B* | Split System | 33800 | 18 | 9 | 1.9 | R-454B | 650
218356037 | ACIQ | B5H0V36*K*AAA* | EA*5X48M21A*+WALLCON | *97CMN1002122B* | Split System | 33800 | 18 | 9 | 1.9 | R-454B | 650
218356041 | ACIQ | B5H0V36*K*AAA* | EA*5X48M21A*+WALLCON | *96CTN1002122B* | Split System | 33800 | 18 | 9 | 1.9 | R-454B | 650
218356172 | ACIQ | B5H0V36*K*AAA* | EA*5X48M21A*+WALLCON | *80CTL1102120B* | Split System | 33800 | 18 | 9 | 1.9 | R-454B | 650
218356175 | ACIQ | B5H0V36*K*AAA* | EA*5X48M21A*+WALLCON | *95CSU1002122B* | Split System | 33800 | 18 | 9 | 1.9 | R-454B | 650
218355877 | ACIQ | B5H0V36*K*AAA* | EA*5X48M21A*+WALLCON | *80CSU0401712B* | Split System | 34000 | 18 | 9 | 1.9 | R-454B | 650
218356049 | ACIQ | B5H0V36*K*AAA* | EA*5X60M24A*+WALLCON | *97CMN0602120B* | Split System | 34200 | 18 | 9 | 1.9 | R-454B | 650
218356047 | ACIQ | B5H0V36*K*AAA* | EA*5X60M24A*+WALLCON | *95CSU0802120B* | Split System | 34400 | 18 | 9 | 1.9 | R-454B | 650
218356051 | ACIQ | B5H0V36*K*AAA* | EA*5X60M24A*+WALLCON | *97CMN0802120B* | Split System | 34400 | 18 | 9 | 1.9 | R-454B | 650
218355884 | ACIQ | B5H0V36*K*AAA* | EA*5X60M24A*+WALLCON | *97CTN0802120A* | Split System | 34400 | 18 | 9 | 1.9 | R-454B | 650
218356043 | ACIQ | B5H0V36*K*AAA* | EA*5X60M24A*+WALLCON | *80CTL0702120B* | Split System | 34400 | 18 | 9 | 1.9 | R-454B | 650
218355883 | ACIQ | B5H0V36*K*AAA* | EA*5X60M24A*+WALLCON | *96CTN0802120B* | Split System | 34400 | 18 | 9 | 1.9 | R-454B | 650
218356078 | ACIQ | B5H0V36*K*AAA* | EA*5X61M21A*+WALLCON | *97CMN0601714B* | Split System | 34400 | 18 | 9 | 1.9 | R-454B | 650
218356107 | ACIQ | B5H0V36*K*AAA* | EA*5X37M21A*+WALLCON | *96CTN0801714B* | Split System | 34400 | 18 | 9 | 1.9 | R-454B | 650
218356079 | ACIQ | B5H0V36*K*AAA* | EA*5X37M21A*+WALLCON | *80CTL0701716B* | Split System | 34400 | 18 | 9 | 1.9 | R-454B | 650
218356080 | ACIQ | B5H0V36*K*AAA* | EA*5X61M21A*+WALLCON | *97CMN0602120B* | Split System | 34600 | 18 | 9 | 1.9 | R-454B | 650
218356088 | ACIQ | B5H0V36*K*AAA* | EA*5X61M21A*+WALLCON | *96CTN0601714B* | Split System | 34600 | 18 | 9 | 1.9 | R-454B | 650
218356090 | ACIQ | B5H0V36*K*AAA* | EA*5X61M21A*+WALLCON | *96CTN0801714B* | Split System | 34600 | 18 | 9 | 1.9 | R-454B | 650
218356082 | ACIQ | B5H0V36*K*AAA* | EA*5X61M21A*+WALLCON | *97CMN0801714B* | Split System | 34600 | 18 | 9 | 1.9 | R-454B | 650
218356106 | ACIQ | B5H0V36*K*AAA* | EA*5X61M24A*+WALLCON | *97CMN0602120B* | Split System | 34600 | 18 | 9 | 1.9 | R-454B | 650
218356061 | ACIQ | B5H0V36*K*AAA* | EA*5X61M21A*+WALLCON | *80CTL0701716B* | Split System | 34600 | 18 | 9 | 1.9 | R-454B | 650
218356087 | ACIQ | B5H0V36*K*AAA* | EA*5X37M21A*+WALLCON | *80CTL1102120B* | Split System | 34600 | 18 | 9 | 1.9 | R-454B | 650
218356146 | ACIQ | B5H0V36*K*AAA* | EA*5X43M21A*+WALLCON | *80CTL0902120B* | Split System | 34600 | 18 | 9 | 1.9 | R-454B | 650
218356093 | ACIQ | B5H0V36*K*AAA* | EA*5X37M21A*+WALLCON | *95CSU1002122B* | Split System | 34600 | 18 | 9 | 1.9 | R-454B | 650
218355875 | ACIQ | B5H0V36*K*AAA* | EA*5X43M21A*+WALLCON | *97CTN1002122A* | Split System | 34600 | 18 | 9 | 1.9 | R-454B | 650
218356085 | ACIQ | B5H0V36*K*AAA* | EA*5X37M21A*+WALLCON | *80CTL0902120B* | Split System | 34600 | 18 | 9 | 1.9 | R-454B | 650
218356103 | ACIQ | B5H0V36*K*AAA* | EA*5X37M21A*+WALLCON | *97CMN1002122B* | Split System | 34600 | 18 | 9 | 1.9 | R-454B | 650
218356162 | ACIQ | B5H0V36*K*AAA* | EA*5X43M21A*+WALLCON | *97CMN1002122B* | Split System | 34600 | 18 | 9 | 1.9 | R-454B | 650
218356166 | ACIQ | B5H0V36*K*AAA* | EA*5X43M21A*+WALLCON | *96CTN1002122B* | Split System | 34600 | 18 | 9 | 1.9 | R-454B | 650
218356154 | ACIQ | B5H0V36*K*AAA* | EA*5X43M21A*+WALLCON | *95CSU1002122B* | Split System | 34600 | 18 | 9 | 1.9 | R-454B | 650
218356109 | ACIQ | B5H0V36*K*AAA* | EA*5X37M21A*+WALLCON | *96CTN1002122B* | Split System | 34600 | 18 | 9 | 1.9 | R-454B | 650
218355947 | ACIQ | B5H0V36*K*AAA* | EA*5X43M21A*+WALLCON | *80CSU0401712B* | Split System | 34600 | 18 | 9 | 1.9 | R-454B | 650
218355948 | ACIQ | B5H0V36*K*AAA* | EA*5X43M21A*+WALLCON | *80CSU0601716B* | Split System | 34600 | 18 | 9 | 1.9 | R-454B | 650
218355940 | ACIQ | B5H0V36*K*AAA* | EA*5X37M21A*+WALLCON | *97CTN1002122A* | Split System | 34600 | 18 | 9 | 1.9 | R-454B | 650
218356148 | ACIQ | B5H0V36*K*AAA* | EA*5X43M21A*+WALLCON | *80CTL1102120B* | Split System | 34600 | 18 | 9 | 1.9 | R-454B | 650
218356048 | ACIQ | B5H0V36*K*AAA* | EA*5X60M24A*+WALLCON | *95CSU1002122B* | Split System | 34400 | 18 | 9 | 1.92 | R-454B | 650
218355891 | ACIQ | B5H0V36*K*AAA* | EA*5X61M21A*+WALLCON | *97CTN0801716A* | Split System | 34600 | 18 | 9 | 1.92 | R-454B | 650
218356073 | ACIQ | B5H0V36*K*AAA* | EA*5X61M21A*+WALLCON | *95CSU0802120B* | Split System | 34800 | 18 | 9 | 1.92 | R-454B | 650
218356084 | ACIQ | B5H0V36*K*AAA* | EA*5X61M21A*+WALLCON | *97CMN0802120B* | Split System | 34800 | 18 | 9 | 1.92 | R-454B | 650
218356102 | ACIQ | B5H0V36*K*AAA* | EA*5X61M24A*+WALLCON | *95CSU0802120B* | Split System | 34800 | 18 | 9 | 1.92 | R-454B | 650
218355888 | ACIQ | B5H0V36*K*AAA* | EA*5X61M21A*+WALLCON | *80CSU0401712B* | Split System | 35000 | 18 | 9 | 1.92 | R-454B | 650
218355889 | ACIQ | B5H0V36*K*AAA* | EA*5X61M21A*+WALLCON | *80CSU0601716B* | Split System | 35000 | 18 | 9 | 1.92 | R-454B | 650
218356076 | ACIQ | B5H0V36*K*AAA* | EA*5X61M21A*+WALLCON | *95CSU1002122B* | Split System | 35000 | 18 | 9 | 1.92 | R-454B | 650
218355613 | ACIQ | B5H0V48*K*AAA* | EVD5X60M21A*+WALLCON | *95CSU0601716B* | Split System | 47500 | 18 | 9 | 1.98 | R-454B | 650
218355455 | ACIQ | B5H0V48*K*AAA* | EVM5X49M21A*+WALLCON | *95CSU0601716B* | Split System | 47500 | 18 | 9 | 1.98 | R-454B | 650
218355575 | ACIQ | B5H0V48*K*AAA* | EVD5X48M24A*+WALLCON | *95CSU0802120B* | Split System | 47000 | 18 | 9 | 2.02 | R-454B | 650
218355430 | ACIQ | B5H0V48*K*AAA* | EVM5X48M21A*+WALLCON | *95CSU1002122B* | Split System | 47000 | 18 | 9 | 2.02 | R-454B | 650
218355460 | ACIQ | B5H0V48*K*AAA* | EA*5X60M24A*+WALLCON | *96CTN1202422B* | Split System | 45000 | 18 | 9 | 2.06 | R-454B | 650
218355458 | ACIQ | B5H0V48*K*AAA* | EA*5X60M24A*+WALLCON | *96CTN1002122B* | Split System | 45000 | 18 | 9 | 2.06 | R-454B | 650
218355546 | ACIQ | B5H0V48*K*AAA* | EA*5X60M24A*+WALLCON | *96CTN0802120B* | Split System | 45000 | 18 | 9 | 2.06 | R-454B | 650
218355556 | ACIQ | B5H0V48*K*AAA* | EA*5X60M24A*+WALLCON | *97CTN1202422A* | Split System | 45000 | 18 | 9 | 2.06 | R-454B | 650
218355452 | ACIQ | B5H0V48*K*AAA* | EA*5X60M24A*+WALLCON | *97CMN0802120B* | Split System | 45000 | 18 | 9 | 2.06 | R-454B | 650
218355454 | ACIQ | B5H0V48*K*AAA* | EA*5X60M24A*+WALLCON | *97CMN1002122B* | Split System | 45000 | 18 | 9 | 2.06 | R-454B | 650
218355554 | ACIQ | B5H0V48*K*AAA* | EA*5X60M24A*+WALLCON | *97CTN1002122A* | Split System | 45000 | 18 | 9 | 2.06 | R-454B | 650
218355456 | ACIQ | B5H0V48*K*AAA* | EA*5X60M24A*+WALLCON | *97CMN1202422B* | Split System | 45000 | 18 | 9 | 2.06 | R-454B | 650
218355552 | ACIQ | B5H0V48*K*AAA* | EA*5X60M24A*+WALLCON | *97CTN0802120A* | Split System | 45000 | 18 | 9 | 2.06 | R-454B | 650
218355466 | ACIQ | B5H0V48*K*AAA* | EA*5X61M21A*+WALLCON | *80CTL0702120B* | Split System | 46000 | 18 | 9 | 2.06 | R-454B | 650
218355468 | ACIQ | B5H0V48*K*AAA* | EA*5X61M21A*+WALLCON | *80CTL0901716B* | Split System | 46000 | 18 | 9 | 2.06 | R-454B | 650
218355442 | ACIQ | B5H0V48*K*AAA* | EA*5X60M24A*+WALLCON | *80CTL1102120B* | Split System | 45000 | 18 | 9 | 2.08 | R-454B | 650
218355444 | ACIQ | B5H0V48*K*AAA* | EA*5X60M24A*+WALLCON | *80CTL1352422B* | Split System | 45000 | 18 | 9 | 2.08 | R-454B | 650
218355438 | ACIQ | B5H0V48*K*AAA* | EA*5X60M24A*+WALLCON | *80CTL0702120B* | Split System | 45000 | 18 | 9 | 2.08 | R-454B | 650
218355448 | ACIQ | B5H0V48*K*AAA* | EA*5X60M24A*+WALLCON | *95CSU1002122B* | Split System | 45000 | 18 | 9 | 2.08 | R-454B | 650
218355440 | ACIQ | B5H0V48*K*AAA* | EA*5X60M24A*+WALLCON | *80CTL0902120B* | Split System | 45000 | 18 | 9 | 2.08 | R-454B | 650
218355564 | ACIQ | B5H0V48*K*AAA* | EA*5X61M21A*+WALLCON | *80CSU0802120B* | Split System | 46000 | 18 | 9 | 2.08 | R-454B | 650
218355576 | ACIQ | B5H0V48*K*AAA* | EA*5X61M24A*+WALLCON | *80CSU0802120B* | Split System | 46000 | 18 | 9 | 2.08 | R-454B | 650
218355481 | ACIQ | B5H0V48*K*AAA* | EA*5X61M21A*+WALLCON | *96CTN1002122B* | Split System | 46000 | 18 | 9 | 2.08 | R-454B | 650
218355572 | ACIQ | B5H0V48*K*AAA* | EA*5X61M21A*+WALLCON | *97CTN1002122A* | Split System | 46000 | 18 | 9 | 2.08 | R-454B | 650
218355487 | ACIQ | B5H0V48*K*AAA* | EA*5X61M24A*+WALLCON | *95CSU1002122B* | Split System | 46000 | 18 | 9 | 2.08 | R-454B | 650
218355383 | ACIQ | B5H0V48*K*AAA* | EA*5X61M24A*+WALLCON | *97CMN1202422B* | Split System | 46000 | 18 | 9 | 2.08 | R-454B | 650
218355558 | ACIQ | B5H0V48*K*AAA* | EA*5X61M21A*+WALLCON | *96CTN0802120B* | Split System | 46000 | 18 | 9 | 2.08 | R-454B | 650
218355476 | ACIQ | B5H0V48*K*AAA* | EA*5X61M21A*+WALLCON | *95CSU1002122B* | Split System | 46000 | 18 | 9 | 2.08 | R-454B | 650
218355478 | ACIQ | B5H0V48*K*AAA* | EA*5X61M21A*+WALLCON | *97CMN0802120B* | Split System | 46000 | 18 | 9 | 2.08 | R-454B | 650
218355381 | ACIQ | B5H0V48*K*AAA* | EA*5X61M24A*+WALLCON | *97CMN0802120B* | Split System | 46000 | 18 | 9 | 2.08 | R-454B | 650
218355482 | ACIQ | B5H0V48*K*AAA* | EA*5X61M24A*+WALLCON | *80CTL0702120B* | Split System | 46000 | 18 | 9 | 2.08 | R-454B | 650
218355570 | ACIQ | B5H0V48*K*AAA* | EA*5X61M21A*+WALLCON | *97CTN0802120A* | Split System | 46000 | 18 | 9 | 2.08 | R-454B | 650
218355574 | ACIQ | B5H0V48*K*AAA* | EA*5X61M24A*+WALLCON | *96CTN0802120B* | Split System | 46000 | 18 | 9 | 2.08 | R-454B | 650
218162083 | AIRQUEST | B5H0V36*K*AAA* | EA*5X48M21A*+WALLCON | *96CTN1002122B* | Split System | 33800 | 18 | 9 | 1.9 | R-454B | 650
218162059 | AIRQUEST | B5H0V36*K*AAA* | EA*5X48M21A*+WALLCON | *95CSU1002122B* | Split System | 33800 | 18 | 9 | 1.9 | R-454B | 650
218162074 | AIRQUEST | B5H0V36*K*AAA* | EA*5X48M21A*+WALLCON | *97CMN1002122B* | Split System | 33800 | 18 | 9 | 1.9 | R-454B | 650
218162149 | AIRQUEST | B5H0V36*K*AAA* | EA*5X61M21A*+WALLCON | *97CMN0602120B* | Split System | 34600 | 18 | 9 | 1.9 | R-454B | 650
218162032 | AIRQUEST | B5H0V36*K*AAA* | EA*5X43M21A*+WALLCON | *96CTN1002122B* | Split System | 34600 | 18 | 9 | 1.9 | R-454B | 650
218161952 | ARCOAIRE | B5H0V36*K*AAA* | EA*5X42M21A*+WALLCON | *80CTL0902120B* | Split System | 33200 | 18 | 9 | 1.86 | R-454B | 650
218161895 | ARCOAIRE | B5H0V36*K*AAA* | EA*5X37M21A*+WALLCON | *80CTL0702120B* | Split System | 34400 | 18 | 9 | 1.88 | R-454B | 650
218162000 | ARCOAIRE | B5H0V36*K*AAA* | EA*5X43M21A*+WALLCON | *80CTL0901716B* | Split System | 34400 | 18 | 9 | 1.88 | R-454B | 650
218162051 | ARCOAIRE | B5H0V36*K*AAA* | EA*5X48M21A*+WALLCON | *80CTL1102120B* | Split System | 33800 | 18 | 9 | 1.9 | R-454B | 650
218162075 | ARCOAIRE | B5H0V36*K*AAA* | EA*5X48M21A*+WALLCON | *97CMN1002122B* | Split System | 33800 | 18 | 9 | 1.9 | R-454B | 650
218162150 | ARCOAIRE | B5H0V36*K*AAA* | EA*5X61M21A*+WALLCON | *97CMN0602120B* | Split System | 34600 | 18 | 9 | 1.9 | R-454B | 650
218161904 | ARCOAIRE | B5H0V36*K*AAA* | EA*5X37M21A*+WALLCON | *80CTL1102120B* | Split System | 34600 | 18 | 9 | 1.9 | R-454B | 650
218162006 | ARCOAIRE | B5H0V36*K*AAA* | EA*5X43M21A*+WALLCON | *80CTL1102120B* | Split System | 34600 | 18 | 9 | 1.9 | R-454B | 650
218161901 | ARCOAIRE | B5H0V36*K*AAA* | EA*5X37M21A*+WALLCON | *80CTL0902120B* | Split System | 34600 | 18 | 9 | 1.9 | R-454B | 650
218162141 | ARCOAIRE | B5H0V36*K*AAA* | EA*5X61M21A*+WALLCON | *95CSU0802120B* | Split System | 34800 | 18 | 9 | 1.92 | R-454B | 650
215683982 | BRYANT HEATING AND COOLING SYSTEMS | 290VAN036**AA* | CAA**4321AM*+UI | 88*TB60070C21*** | Split System | 34400 | 18 | 9 | 1.88 | R-454B | 650
215679464 | BRYANT HEATING AND COOLING SYSTEMS | 290VAN036**AA* | CAA**4321AM*+UI | 987TA60080C21*** | Split System | 34400 | 18 | 9 | 1.88 | R-454B | 650
215683914 | BRYANT HEATING AND COOLING SYSTEMS | 290VAN036**AA* | CAA**3721AM*+UI | 935CB66100C21*** | Split System | 34600 | 18 | 9 | 1.9 | R-454B | 650
215679474 | BRYANT HEATING AND COOLING SYSTEMS | 290VAN036**AA* | CAA**4321AM*+UI | 987TA66100C21*** | Split System | 34600 | 18 | 9 | 1.9 | R-454B | 650
215684002 | BRYANT HEATING AND COOLING SYSTEMS | 290VAN036**AA* | CAA**4321AM*+UI | 987MC66100C21*** | Split System | 34600 | 18 | 9 | 1.9 | R-454B | 650
215679604 | BRYANT HEATING AND COOLING SYSTEMS | 290VAN036**AA* | CAA**6121AM*+UI | 83*CB36040C17*** | Split System | 35000 | 18 | 9 | 1.92 | R-454B | 650
215679614 | BRYANT HEATING AND COOLING SYSTEMS | 290VAN036**AA* | CAA**6121AM*+UI | 83*CB48060C17*** | Split System | 35000 | 18 | 9 | 1.92 | R-454B | 650
215681504 | BRYANT HEATING AND COOLING SYSTEMS | 290VAN048**AA* | CAA**6121AM*+UI | 987TA66100C21*** | Split System | 46000 | 18 | 9 | 2.08 | R-454B | 650
215681494 | BRYANT HEATING AND COOLING SYSTEMS | 290VAN048**AA* | CAA**6121AM*+UI | 987TA60080C21*** | Split System | 46000 | 18 | 9 | 2.08 | R-454B | 650
215681434 | BRYANT HEATING AND COOLING SYSTEMS | 290VAN048**AA* | CAA**6121AM*+UI | 986TD60080C21*** | Split System | 46000 | 18 | 9 | 2.08 | R-454B | 650
215683943 | CARRIER | 27VNA036A*030* | CAA**4221AM*+UI | 58TN*B090C17**16 | Split System | 33200 | 18 | 9 | 1.86 | R-454B | 650
215679463 | CARRIER | 27VNA036A*030* | CAA**4321AM*+UI | 59TN7A080C21**20 | Split System | 34400 | 18 | 9 | 1.88 | R-454B | 650
215683923 | CARRIER | 27VNA036A*030* | CAA**3721AM*+UI | 59MN7C100C21**22 | Split System | 34600 | 18 | 9 | 1.9 | R-454B | 650
215683985 | CARRIER | 27VNA036A*030* | CAA**4321AM*+UI | 58TN*B090C21**20 | Split System | 34600 | 18 | 9 | 1.9 | R-454B | 650
215674274 | CARRIER | 27VNA048A*030* | CAA**6024AM*+UI | 59TN6C100C21**22 | Split System | 45000 | 18 | 9 | 2.06 | R-454B | 650
215681403 | CARRIER | 27VNA048A*030* | CAA**6024AM*+UI | 59TN7A080C21**20 | Split System | 45000 | 18 | 9 | 2.06 | R-454B | 650
215674224 | CARRIER | 27VNA048A*030* | CAA**6024AM*+UI | 59CU5B100C21**22 | Split System | 45000 | 18 | 9 | 2.08 | R-454B | 650
215674184 | CARRIER | 27VNA048A*030* | CAA**6024AM*+UI | 58TN*B090C21**20 | Split System | 45000 | 18 | 9 | 2.08 | R-454B | 650
215674474 | CARRIER | 27VNA048A*030* | CAA**6124AM*+UI | 58TN*B070C21**20 | Split System | 46000 | 18 | 9 | 2.08 | R-454B | 650
215853498 | CHAMPION HEATING AND COOLING | HH860E2S11 | CTM60D5CJS1 | Z9ES120D20SMPS1 | Split System | 53000 | 18 | 9 | 2 | R-454B | 650
215853467 | COLEMAN | HH860E2S11 | CTM60D5CJS1 | Z9ES120D20SMPS1 | Split System | 53000 | 18 | 9 | 2 | R-454B | 650
215853487 | FRASER-JOHNSTON | HH860E2S11 | CTM60D5CJS1 | Z9ES120D20SMPS1 | Split System | 53000 | 18 | 9 | 2 | R-454B | 650
218162043 | HEIL | B5H0V36*K*AAA* | EA*5X48M21A*+WALLCON | *80CTL0901716B* | Split System | 33800 | 18 | 9 | 1.88 | R-454B | 650
218162022 | HEIL | B5H0V36*K*AAA* | EA*5X43M21A*+WALLCON | *97CMN0802120B* | Split System | 34600 | 18 | 9 | 1.88 | R-454B | 650
218162106 | HEIL | B5H0V36*K*AAA* | EA*5X60M24A*+WALLCON | *97CMN0802120B* | Split System | 34400 | 18 | 9 | 1.9 | R-454B | 650
218162124 | HEIL | B5H0V36*K*AAA* | EA*5X61M21A*+WALLCON | *80CTL0701716B* | Split System | 34600 | 18 | 9 | 1.9 | R-454B | 650
218162004 | HEIL | B5H0V36*K*AAA* | EA*5X43M21A*+WALLCON | *80CTL1102120B* | Split System | 34600 | 18 | 9 | 1.9 | R-454B | 650
218162013 | HEIL | B5H0V36*K*AAA* | EA*5X43M21A*+WALLCON | *95CSU1002122B* | Split System | 34600 | 18 | 9 | 1.9 | R-454B | 650
218162181 | HEIL | B5H0V36*K*AAA* | EA*5X61M24A*+WALLCON | *95CSU0802120B* | Split System | 34800 | 18 | 9 | 1.92 | R-454B | 650
215853478 | LUXAIRE | HH860E2S11 | CTM60D5CJS1 | Z9ES120D20SMPS1 | Split System | 53000 | 18 | 9 | 2 | R-454B | 650
215853260 | YORK | HH860E2S11 | CTM60D5CJS1 | Y91E120D20SMPS1 | Split System | 53000 | 18 | 9 | 2 | R-454B | 650
218356237 | ACIQ | B5H0V36*K*AAA* | FCMA5B36L0C*+WALLCON |  | Split System | 33400 | 18.5 | 9 | 1.86 | R-454B | 650
218356053 | ACIQ | B5H0V36*K*AAA* | EA*5X60M24A*+WALLCON | *97CMN1202422B* | Split System | 34400 | 18.5 | 9 | 1.9 | R-454B | 650
218356065 | ACIQ | B5H0V36*K*AAA* | EA*5X61M21A*+WALLCON | *80CTL0901716B* | Split System | 34800 | 18.5 | 9 | 1.92 | R-454B | 650
218356094 | ACIQ | B5H0V36*K*AAA* | EA*5X61M24A*+WALLCON | *80CTL0702120B* | Split System | 34800 | 18.5 | 9 | 1.92 | R-454B | 650
218356063 | ACIQ | B5H0V36*K*AAA* | EA*5X61M21A*+WALLCON | *80CTL0702120B* | Split System | 34800 | 18.5 | 9 | 1.92 | R-454B | 650
218356104 | ACIQ | B5H0V36*K*AAA* | EA*5X61M24A*+WALLCON | *95CSU1002122B* | Split System | 35000 | 18.5 | 9 | 1.92 | R-454B | 650
218355669 | ACIQ | B5H0V48*K*AAA* | EVD5X48M21A*+WALLCON | *96CTN0802120B* | Split System | 47000 | 18.5 | 9 | 1.98 | R-454B | 650
218355675 | ACIQ | B5H0V48*K*AAA* | EVD5X48M21A*+WALLCON | *97CTN0802120A* | Split System | 47000 | 18.5 | 9 | 1.98 | R-454B | 650
218355592 | ACIQ | B5H0V48*K*AAA* | EVD5X49M24A*+WALLCON | *97CMN0602120B* | Split System | 47500 | 18.5 | 9 | 1.98 | R-454B | 650
218355619 | ACIQ | B5H0V48*K*AAA* | EVD5X60M21A*+WALLCON | *97CMN0602120B* | Split System | 47500 | 18.5 | 9 | 1.98 | R-454B | 650
218355694 | ACIQ | B5H0V48*K*AAA* | EVD5X60M21A*+WALLCON | *97CTN0801716A* | Split System | 47500 | 18.5 | 9 | 1.98 | R-454B | 650
218355621 | ACIQ | B5H0V48*K*AAA* | EVD5X60M21A*+WALLCON | *97CMN0801714B* | Split System | 47500 | 18.5 | 9 | 1.98 | R-454B | 650
218355501 | ACIQ | B5H0V48*K*AAA* | EVM5X60M21A*+WALLCON | *97CMN0602120B* | Split System | 47500 | 18.5 | 9 | 1.98 | R-454B | 650
218355646 | ACIQ | B5H0V48*K*AAA* | EVM5X49M21A*+WALLCON | *97CTN0801716A* | Split System | 47500 | 18.5 | 9 | 1.98 | R-454B | 650
218355503 | ACIQ | B5H0V48*K*AAA* | EVM5X60M21A*+WALLCON | *97CMN0801714B* | Split System | 47500 | 18.5 | 9 | 1.98 | R-454B | 650
218355635 | ACIQ | B5H0V48*K*AAA* | EVD5X60M24A*+WALLCON | *97CMN0602120B* | Split System | 47500 | 18.5 | 9 | 1.98 | R-454B | 650
218355461 | ACIQ | B5H0V48*K*AAA* | EVM5X49M21A*+WALLCON | *97CMN0801714B* | Split System | 47500 | 18.5 | 9 | 1.98 | R-454B | 650
218355459 | ACIQ | B5H0V48*K*AAA* | EVM5X49M21A*+WALLCON | *97CMN0602120B* | Split System | 47500 | 18.5 | 9 | 1.98 | R-454B | 650
218355654 | ACIQ | B5H0V48*K*AAA* | EVM5X60M21A*+WALLCON | *97CTN0801716A* | Split System | 47500 | 18.5 | 9 | 1.98 | R-454B | 650
218355502 | ACIQ | B5H0V48*K*AAA* | EVD5X61M21A*+WALLCON | *97CMN0801714B* | Split System | 48000 | 18.5 | 9 | 1.98 | R-454B | 650
218355583 | ACIQ | B5H0V48*K*AAA* | EVD5X48M24A*+WALLCON | *96CTN1202422B* | Split System | 47000 | 18.5 | 9 | 2 | R-454B | 650
218355676 | ACIQ | B5H0V48*K*AAA* | EVD5X48M21A*+WALLCON | *97CTN1002122A* | Split System | 47000 | 18.5 | 9 | 2 | R-454B | 650
218355435 | ACIQ | B5H0V48*K*AAA* | EVM5X48M21A*+WALLCON | *97CMN1002122B* | Split System | 47000 | 18.5 | 9 | 2 | R-454B | 650
218355626 | ACIQ | B5H0V48*K*AAA* | EVM5X48M21A*+WALLCON | *97CTN1002122A* | Split System | 47000 | 18.5 | 9 | 2 | R-454B | 650
218355565 | ACIQ | B5H0V48*K*AAA* | EVD5X48M21A*+WALLCON | *96CTN1002122B* | Split System | 47000 | 18.5 | 9 | 2 | R-454B | 650
218355581 | ACIQ | B5H0V48*K*AAA* | EVD5X48M24A*+WALLCON | *97CMN1202422B* | Split System | 47000 | 18.5 | 9 | 2 | R-454B | 650
218355439 | ACIQ | B5H0V48*K*AAA* | EVM5X48M21A*+WALLCON | *96CTN0802120B* | Split System | 47000 | 18.5 | 9 | 2 | R-454B | 650
218355434 | ACIQ | B5H0V48*K*AAA* | EVM5X48M21A*+WALLCON | *97CMN0802120B* | Split System | 47000 | 18.5 | 9 | 2 | R-454B | 650
218355441 | ACIQ | B5H0V48*K*AAA* | EVM5X48M21A*+WALLCON | *96CTN1002122B* | Split System | 47000 | 18.5 | 9 | 2 | R-454B | 650
218355561 | ACIQ | B5H0V48*K*AAA* | EVD5X48M21A*+WALLCON | *97CMN1002122B* | Split System | 47000 | 18.5 | 9 | 2 | R-454B | 650
218355677 | ACIQ | B5H0V48*K*AAA* | EVD5X48M24A*+WALLCON | *96CTN0802120B* | Split System | 47000 | 18.5 | 9 | 2 | R-454B | 650
218355620 | ACIQ | B5H0V48*K*AAA* | EVM5X48M21A*+WALLCON | *80CSU0802120B* | Split System | 47000 | 18.5 | 9 | 2 | R-454B | 650
218355557 | ACIQ | B5H0V48*K*AAA* | EVD5X48M21A*+WALLCON | *80CTL1102120B* | Split System | 47000 | 18.5 | 9 | 2 | R-454B | 650
218355680 | ACIQ | B5H0V48*K*AAA* | EVD5X48M24A*+WALLCON | *97CTN0802120A* | Split System | 47000 | 18.5 | 9 | 2 | R-454B | 650
218355682 | ACIQ | B5H0V48*K*AAA* | EVD5X48M24A*+WALLCON | *97CTN1202422A* | Split System | 47000 | 18.5 | 9 | 2 | R-454B | 650
218355422 | ACIQ | B5H0V48*K*AAA* | EVM5X48M21A*+WALLCON | *80CTL0902120B* | Split System | 47000 | 18.5 | 9 | 2 | R-454B | 650
218355424 | ACIQ | B5H0V48*K*AAA* | EVM5X48M21A*+WALLCON | *80CTL1102120B* | Split System | 47000 | 18.5 | 9 | 2 | R-454B | 650
218355633 | ACIQ | B5H0V48*K*AAA* | EVD5X60M24A*+WALLCON | *95CSU0802120B* | Split System | 47500 | 18.5 | 9 | 2 | R-454B | 650
218355521 | ACIQ | B5H0V48*K*AAA* | EVM5X60M24A*+WALLCON | *95CSU0802120B* | Split System | 47500 | 18.5 | 9 | 2 | R-454B | 650
218355615 | ACIQ | B5H0V48*K*AAA* | EVD5X60M21A*+WALLCON | *95CSU0802120B* | Split System | 48000 | 18.5 | 9 | 2 | R-454B | 650
218355699 | ACIQ | B5H0V48*K*AAA* | EVD5X60M24A*+WALLCON | *80CSU1002120B* | Split System | 48000 | 18.5 | 9 | 2 | R-454B | 650
218355685 | ACIQ | B5H0V48*K*AAA* | EVD5X49M24A*+WALLCON | *80CSU1002120B* | Split System | 48000 | 18.5 | 9 | 2 | R-454B | 650
218355653 | ACIQ | B5H0V48*K*AAA* | EVM5X60M21A*+WALLCON | *80CSU1002120B* | Split System | 48000 | 18.5 | 9 | 2 | R-454B | 650
218355494 | ACIQ | B5H0V48*K*AAA* | EVD5X61M21A*+WALLCON | *95CSU0601716B* | Split System | 48000 | 18.5 | 9 | 2 | R-454B | 650
218355651 | ACIQ | B5H0V48*K*AAA* | EVM5X60M21A*+WALLCON | *80CSU0601716B* | Split System | 48000 | 18.5 | 9 | 2 | R-454B | 650
218355445 | ACIQ | B5H0V48*K*AAA* | EVM5X49M21A*+WALLCON | *80CTL0701716B* | Split System | 48000 | 18.5 | 9 | 2 | R-454B | 650
218355603 | ACIQ | B5H0V48*K*AAA* | EVD5X60M21A*+WALLCON | *80CTL0701716B* | Split System | 48000 | 18.5 | 9 | 2 | R-454B | 650
218355642 | ACIQ | B5H0V48*K*AAA* | EVM5X49M21A*+WALLCON | *80CSU0401712B* | Split System | 48000 | 18.5 | 9 | 2 | R-454B | 650
218355473 | ACIQ | B5H0V48*K*AAA* | EVM5X60M21A*+WALLCON | *80CTL0701716B* | Split System | 48000 | 18.5 | 9 | 2 | R-454B | 650
218355500 | ACIQ | B5H0V48*K*AAA* | EVD5X61M21A*+WALLCON | *97CMN0602120B* | Split System | 48000 | 18.5 | 9 | 2 | R-454B | 650
218355659 | ACIQ | B5H0V48*K*AAA* | EVM5X60M24A*+WALLCON | *80CSU1002120B* | Split System | 48000 | 18.5 | 9 | 2 | R-454B | 650
218355650 | ACIQ | B5H0V48*K*AAA* | EVM5X60M21A*+WALLCON | *80CSU0401712B* | Split System | 48000 | 18.5 | 9 | 2 | R-454B | 650
218355693 | ACIQ | B5H0V48*K*AAA* | EVD5X60M21A*+WALLCON | *80CSU1002120B* | Split System | 48000 | 18.5 | 9 | 2 | R-454B | 650
218355691 | ACIQ | B5H0V48*K*AAA* | EVD5X60M21A*+WALLCON | *80CSU0601716B* | Split System | 48000 | 18.5 | 9 | 2 | R-454B | 650
218355708 | ACIQ | B5H0V48*K*AAA* | EVD5X61M21A*+WALLCON | *97CTN0801716A* | Split System | 48000 | 18.5 | 9 | 2 | R-454B | 650
218355497 | ACIQ | B5H0V48*K*AAA* | EVM5X60M21A*+WALLCON | *95CSU0802120B* | Split System | 48000 | 18.5 | 9 | 2 | R-454B | 650
218355690 | ACIQ | B5H0V48*K*AAA* | EVD5X60M21A*+WALLCON | *80CSU0401712B* | Split System | 48000 | 18.5 | 9 | 2 | R-454B | 650
218355643 | ACIQ | B5H0V48*K*AAA* | EVM5X49M21A*+WALLCON | *80CSU0601716B* | Split System | 48000 | 18.5 | 9 | 2 | R-454B | 650
218355645 | ACIQ | B5H0V48*K*AAA* | EVM5X49M21A*+WALLCON | *80CSU1002120B* | Split System | 48000 | 18.5 | 9 | 2 | R-454B | 650
218355496 | ACIQ | B5H0V48*K*AAA* | EVD5X61M21A*+WALLCON | *95CSU0802120B* | Split System | 48500 | 18.5 | 9 | 2 | R-454B | 650
218355567 | ACIQ | B5H0V48*K*AAA* | EVD5X48M24A*+WALLCON | *80CTL0702120B* | Split System | 47000 | 18.5 | 9 | 2.02 | R-454B | 650
218355577 | ACIQ | B5H0V48*K*AAA* | EVD5X48M24A*+WALLCON | *95CSU1002122B* | Split System | 47000 | 18.5 | 9 | 2.02 | R-454B | 650
218355672 | ACIQ | B5H0V48*K*AAA* | EVD5X48M21A*+WALLCON | *80CSU0802120B* | Split System | 47000 | 18.5 | 9 | 2.02 | R-454B | 650
218355509 | ACIQ | B5H0V48*K*AAA* | EVM5X60M21A*+WALLCON | *96CTN0801714B* | Split System | 47500 | 18.5 | 9 | 2.02 | R-454B | 650
218355678 | ACIQ | B5H0V48*K*AAA* | EVD5X48M24A*+WALLCON | *80CSU0802120B* | Split System | 47500 | 18.5 | 9 | 2.02 | R-454B | 650
218355627 | ACIQ | B5H0V48*K*AAA* | EVD5X60M21A*+WALLCON | *96CTN0801714B* | Split System | 47500 | 18.5 | 9 | 2.02 | R-454B | 650
218355467 | ACIQ | B5H0V48*K*AAA* | EVM5X49M21A*+WALLCON | *96CTN0801714B* | Split System | 48000 | 18.5 | 9 | 2.02 | R-454B | 650
218355385 | ACIQ | B5H0V48*K*AAA* | EA*5X61M24A*+WALLCON | *96CTN1202422B* | Split System | 46000 | 18.5 | 9 | 2.06 | R-454B | 650
218355384 | ACIQ | B5H0V48*K*AAA* | EA*5X61M24A*+WALLCON | *96CTN1002122B* | Split System | 46000 | 18.5 | 9 | 2.06 | R-454B | 650
218355584 | ACIQ | B5H0V48*K*AAA* | EA*5X61M24A*+WALLCON | *97CTN1202422A* | Split System | 46000 | 18.5 | 9 | 2.06 | R-454B | 650
218355382 | ACIQ | B5H0V48*K*AAA* | EA*5X61M24A*+WALLCON | *97CMN1002122B* | Split System | 46000 | 18.5 | 9 | 2.06 | R-454B | 650
218355472 | ACIQ | B5H0V48*K*AAA* | EA*5X61M21A*+WALLCON | *80CTL1102120B* | Split System | 46000 | 18.5 | 9 | 2.06 | R-454B | 650
218355470 | ACIQ | B5H0V48*K*AAA* | EA*5X61M21A*+WALLCON | *80CTL0902120B* | Split System | 46000 | 18.5 | 9 | 2.06 | R-454B | 650
218355485 | ACIQ | B5H0V48*K*AAA* | EA*5X61M24A*+WALLCON | *80CTL1352422B* | Split System | 46000 | 18.5 | 9 | 2.08 | R-454B | 650
218355484 | ACIQ | B5H0V48*K*AAA* | EA*5X61M24A*+WALLCON | *80CTL1102120B* | Split System | 46000 | 18.5 | 9 | 2.08 | R-454B | 650
218355483 | ACIQ | B5H0V48*K*AAA* | EA*5X61M24A*+WALLCON | *80CTL0902120B* | Split System | 46000 | 18.5 | 9 | 2.08 | R-454B | 650
215676654 | BRYANT HEATING AND COOLING SYSTEMS | 290VAN048**AA* | CVAVA6024XMA*+UI | 987MC60060C21*** | Split System | 47500 | 18.5 | 9 | 1.98 | R-454B | 650
215675394 | BRYANT HEATING AND COOLING SYSTEMS | 290VAN048**AA* | CVAMA4821XMA*+UI | 88*TB60110C21*** | Split System | 47000 | 18.5 | 9 | 2 | R-454B | 650
215675384 | BRYANT HEATING AND COOLING SYSTEMS | 290VAN048**AA* | CVAMA4821XMA*+UI | 88*TB60090C21*** | Split System | 47000 | 18.5 | 9 | 2 | R-454B | 650
215676254 | BRYANT HEATING AND COOLING SYSTEMS | 290VAN048**AA* | CVAVA4824XMA*+UI | 987MC60080C21*** | Split System | 47000 | 18.5 | 9 | 2 | R-454B | 650
215681994 | BRYANT HEATING AND COOLING SYSTEMS | 290VAN048**AA* | CVAMA6024XMA*+UI | 83*CB60100C21*** | Split System | 48000 | 18.5 | 9 | 2 | R-454B | 650
215676774 | BRYANT HEATING AND COOLING SYSTEMS | 290VAN048**AA* | CVAVA6121XMA*+UI | 935CB60080C21*** | Split System | 48500 | 18.5 | 9 | 2 | R-454B | 650
215676564 | BRYANT HEATING AND COOLING SYSTEMS | 290VAN048**AA* | CVAVA6021XMA*+UI | 986TD42080C17*** | Split System | 47500 | 18.5 | 9 | 2.02 | R-454B | 650
215674375 | BRYANT HEATING AND COOLING SYSTEMS | 290VAN048**AA* | CAA**6121AM*+UI | 88*TB60110C21*** | Split System | 46000 | 18.5 | 9 | 2.06 | R-454B | 650
215674661 | BRYANT HEATING AND COOLING SYSTEMS | 290VAN048**AA* | CAA**6124AM*+UI | 986TD66120C24*** | Split System | 46000 | 18.5 | 9 | 2.06 | R-454B | 650
215674365 | BRYANT HEATING AND COOLING SYSTEMS | 290VAN048**AA* | CAA**6121AM*+UI | 88*TB60090C21*** | Split System | 46000 | 18.5 | 9 | 2.06 | R-454B | 650
215681554 | BRYANT HEATING AND COOLING SYSTEMS | 290VAN048**AA* | CAA**6124AM*+UI | 987TA66100C21*** | Split System | 46000 | 18.5 | 9 | 2.06 | R-454B | 650
215669672 | CARRIER | 27VNA036A*030* | CAA**6124AM*+UI | 59CU5B100C21**22 | Split System | 35000 | 18.5 | 9 | 1.92 | R-454B | 650
215675393 | CARRIER | 27VNA048A*030* | CVAMA4821XMA*+UI | 58TN*B110C21**20 | Split System | 47000 | 18.5 | 9 | 2 | R-454B | 650
215676163 | CARRIER | 27VNA048A*030* | CVAVA4821XMA*+UI | 59TN6C100C21**22 | Split System | 47000 | 18.5 | 9 | 2 | R-454B | 650
215676263 | CARRIER | 27VNA048A*030* | CVAVA4824XMA*+UI | 59MN7C120C24**22 | Split System | 47000 | 18.5 | 9 | 2 | R-454B | 650
215681803 | CARRIER | 27VNA048A*030* | CVAMA4821XMA*+UI | 59TN7A100C21**22 | Split System | 47000 | 18.5 | 9 | 2 | R-454B | 650
215682223 | CARRIER | 27VNA048A*030* | CVAVA4824XMA*+UI | 59TN7A120C24**22 | Split System | 47000 | 18.5 | 9 | 2 | R-454B | 650
215676763 | CARRIER | 27VNA048A*030* | CVAVA6121XMA*+UI | 59CU5B060C17**16 | Split System | 48000 | 18.5 | 9 | 2 | R-454B | 650
215675703 | CARRIER | 27VNA048A*030* | CVAMA6021XMA*+UI | 58TN*B070C17**16 | Split System | 48000 | 18.5 | 9 | 2 | R-454B | 650
215676563 | CARRIER | 27VNA048A*030* | CVAVA6021XMA*+UI | 59TN6C080C17**14 | Split System | 47500 | 18.5 | 9 | 2.02 | R-454B | 650
215675643 | CARRIER | 27VNA048A*030* | CVAMA4921XMA*+UI | 59TN6C080C17**14 | Split System | 48000 | 18.5 | 9 | 2.02 | R-454B | 650
215674594 | CARRIER | 27VNA048A*030* | CAA**6124AM*+UI | 59MN7C100C21**22 | Split System | 46000 | 18.5 | 9 | 2.06 | R-454B | 650
215681553 | CARRIER | 27VNA048A*030* | CAA**6124AM*+UI | 59TN7A100C21**22 | Split System | 46000 | 18.5 | 9 | 2.06 | R-454B | 650
218162460 | HEIL | B5H0V36*K*AAA* | FCMA5B36L0C*+WALLCON |  | Split System | 33400 | 18.5 | 9 | 1.86 | R-454B | 650
218355681 | ACIQ | B5H0V48*K*AAA* | EVD5X48M24A*+WALLCON | *97CTN1002122A* | Split System | 47000 | 19 | 9 | 1.98 | R-454B | 650
218355489 | ACIQ | B5H0V48*K*AAA* | EVM5X60M21A*+WALLCON | *80CTL0901716B* | Split System | 48000 | 19 | 9 | 1.98 | R-454B | 650
218355607 | ACIQ | B5H0V48*K*AAA* | EVD5X60M21A*+WALLCON | *80CTL0901716B* | Split System | 48000 | 19 | 9 | 1.98 | R-454B | 650
218355518 | ACIQ | B5H0V48*K*AAA* | EVD5X61M24A*+WALLCON | *97CMN0602120B* | Split System | 48000 | 19 | 9 | 1.98 | R-454B | 650
218355639 | ACIQ | B5H0V48*K*AAA* | EVD5X61M21A*+WALLCON | *80CTL0701716B* | Split System | 48500 | 19 | 9 | 1.98 | R-454B | 650
218355543 | ACIQ | B5H0V48*K*AAA* | EVM5X61M24A*+WALLCON | *97CMN0602120B* | Split System | 48500 | 19 | 9 | 1.98 | R-454B | 650
218355573 | ACIQ | B5H0V48*K*AAA* | EVD5X48M24A*+WALLCON | *80CTL1352422B* | Split System | 47000 | 19 | 9 | 2 | R-454B | 650
218355569 | ACIQ | B5H0V48*K*AAA* | EVD5X48M24A*+WALLCON | *80CTL0902120B* | Split System | 47000 | 19 | 9 | 2 | R-454B | 650
218355571 | ACIQ | B5H0V48*K*AAA* | EVD5X48M24A*+WALLCON | *80CTL1102120B* | Split System | 47000 | 19 | 9 | 2 | R-454B | 650
218355513 | ACIQ | B5H0V48*K*AAA* | EVM5X60M24A*+WALLCON | *80CTL0702120B* | Split System | 47500 | 19 | 9 | 2 | R-454B | 650
218355585 | ACIQ | B5H0V48*K*AAA* | EVD5X49M24A*+WALLCON | *80CTL0702120B* | Split System | 47500 | 19 | 9 | 2 | R-454B | 650
218355630 | ACIQ | B5H0V48*K*AAA* | EVD5X60M24A*+WALLCON | *80CTL0702120B* | Split System | 47500 | 19 | 9 | 2 | R-454B | 650
218355447 | ACIQ | B5H0V48*K*AAA* | EVM5X49M21A*+WALLCON | *80CTL0702120B* | Split System | 48000 | 19 | 9 | 2 | R-454B | 650
218355463 | ACIQ | B5H0V48*K*AAA* | EVM5X49M21A*+WALLCON | *97CMN0802120B* | Split System | 48000 | 19 | 9 | 2 | R-454B | 650
218355700 | ACIQ | B5H0V48*K*AAA* | EVD5X60M24A*+WALLCON | *97CTN0802120A* | Split System | 48000 | 19 | 9 | 2 | R-454B | 650
218355701 | ACIQ | B5H0V48*K*AAA* | EVD5X60M24A*+WALLCON | *97CTN1002122A* | Split System | 48000 | 19 | 9 | 2 | R-454B | 650
218355597 | ACIQ | B5H0V48*K*AAA* | EVD5X49M24A*+WALLCON | *96CTN1002122B* | Split System | 48000 | 19 | 9 | 2 | R-454B | 650
218355657 | ACIQ | B5H0V48*K*AAA* | EVM5X60M24A*+WALLCON | *96CTN0802120B* | Split System | 48000 | 19 | 9 | 2 | R-454B | 650
218355594 | ACIQ | B5H0V48*K*AAA* | EVD5X49M24A*+WALLCON | *97CMN0802120B* | Split System | 48000 | 19 | 9 | 2 | R-454B | 650
218355595 | ACIQ | B5H0V48*K*AAA* | EVD5X49M24A*+WALLCON | *97CMN1002122B* | Split System | 48000 | 19 | 9 | 2 | R-454B | 650
218355629 | ACIQ | B5H0V48*K*AAA* | EVD5X60M21A*+WALLCON | *96CTN1002122B* | Split System | 48000 | 19 | 9 | 2 | R-454B | 650
218355628 | ACIQ | B5H0V48*K*AAA* | EVM5X49M21A*+WALLCON | *96CTN0802120B* | Split System | 48000 | 19 | 9 | 2 | R-454B | 650
218355596 | ACIQ | B5H0V48*K*AAA* | EVD5X49M24A*+WALLCON | *97CMN1202422B* | Split System | 48000 | 19 | 9 | 2 | R-454B | 650
218355507 | ACIQ | B5H0V48*K*AAA* | EVM5X60M21A*+WALLCON | *97CMN1002122B* | Split System | 48000 | 19 | 9 | 2 | R-454B | 650
218355623 | ACIQ | B5H0V48*K*AAA* | EVD5X60M21A*+WALLCON | *97CMN0802120B* | Split System | 48000 | 19 | 9 | 2 | R-454B | 650
218355689 | ACIQ | B5H0V48*K*AAA* | EVD5X60M21A*+WALLCON | *96CTN0802120B* | Split System | 48000 | 19 | 9 | 2 | R-454B | 650
218355660 | ACIQ | B5H0V48*K*AAA* | EVM5X60M24A*+WALLCON | *97CTN0802120A* | Split System | 48000 | 19 | 9 | 2 | R-454B | 650
218355647 | ACIQ | B5H0V48*K*AAA* | EVM5X49M21A*+WALLCON | *97CTN0802120A* | Split System | 48000 | 19 | 9 | 2 | R-454B | 650
218355649 | ACIQ | B5H0V48*K*AAA* | EVM5X60M21A*+WALLCON | *96CTN0802120B* | Split System | 48000 | 19 | 9 | 2 | R-454B | 650
218355661 | ACIQ | B5H0V48*K*AAA* | EVM5X60M24A*+WALLCON | *97CTN1002122A* | Split System | 48000 | 19 | 9 | 2 | R-454B | 650
218355527 | ACIQ | B5H0V48*K*AAA* | EVM5X60M24A*+WALLCON | *97CMN1202422B* | Split System | 48000 | 19 | 9 | 2 | R-454B | 650
218355605 | ACIQ | B5H0V48*K*AAA* | EVD5X60M21A*+WALLCON | *80CTL0702120B* | Split System | 48000 | 19 | 9 | 2 | R-454B | 650
218355655 | ACIQ | B5H0V48*K*AAA* | EVM5X60M21A*+WALLCON | *97CTN0802120A* | Split System | 48000 | 19 | 9 | 2 | R-454B | 650
218355475 | ACIQ | B5H0V48*K*AAA* | EVM5X60M21A*+WALLCON | *80CTL0702120B* | Split System | 48000 | 19 | 9 | 2 | R-454B | 650
218355686 | ACIQ | B5H0V48*K*AAA* | EVD5X49M24A*+WALLCON | *97CTN0802120A* | Split System | 48000 | 19 | 9 | 2 | R-454B | 650
218355505 | ACIQ | B5H0V48*K*AAA* | EVM5X60M21A*+WALLCON | *97CMN0802120B* | Split System | 48000 | 19 | 9 | 2 | R-454B | 650
218355683 | ACIQ | B5H0V48*K*AAA* | EVD5X49M24A*+WALLCON | *96CTN0802120B* | Split System | 48000 | 19 | 9 | 2 | R-454B | 650
218355511 | ACIQ | B5H0V48*K*AAA* | EVM5X60M21A*+WALLCON | *96CTN1002122B* | Split System | 48000 | 19 | 9 | 2 | R-454B | 650
218355625 | ACIQ | B5H0V48*K*AAA* | EVD5X60M21A*+WALLCON | *97CMN1002122B* | Split System | 48000 | 19 | 9 | 2 | R-454B | 650
218355636 | ACIQ | B5H0V48*K*AAA* | EVD5X60M24A*+WALLCON | *97CMN1202422B* | Split System | 48000 | 19 | 9 | 2 | R-454B | 650
218355695 | ACIQ | B5H0V48*K*AAA* | EVD5X60M21A*+WALLCON | *97CTN0802120A* | Split System | 48000 | 19 | 9 | 2 | R-454B | 650
218355539 | ACIQ | B5H0V48*K*AAA* | EVM5X61M24A*+WALLCON | *95CSU0802120B* | Split System | 48500 | 19 | 9 | 2 | R-454B | 650
218355641 | ACIQ | B5H0V48*K*AAA* | EVD5X61M21A*+WALLCON | *80CTL0901716B* | Split System | 48500 | 19 | 9 | 2 | R-454B | 650
218355523 | ACIQ | B5H0V48*K*AAA* | EVM5X60M24A*+WALLCON | *95CSU1002122B* | Split System | 48000 | 19 | 9 | 2.02 | R-454B | 650
218355457 | ACIQ | B5H0V48*K*AAA* | EVM5X49M21A*+WALLCON | *95CSU1002122B* | Split System | 48000 | 19 | 9 | 2.02 | R-454B | 650
218355506 | ACIQ | B5H0V48*K*AAA* | EVD5X61M21A*+WALLCON | *96CTN0801714B* | Split System | 48000 | 19 | 9 | 2.02 | R-454B | 650
218355591 | ACIQ | B5H0V48*K*AAA* | EVD5X49M24A*+WALLCON | *95CSU1002122B* | Split System | 48000 | 19 | 9 | 2.02 | R-454B | 650
218355634 | ACIQ | B5H0V48*K*AAA* | EVD5X60M24A*+WALLCON | *95CSU1002122B* | Split System | 48000 | 19 | 9 | 2.02 | R-454B | 650
218355705 | ACIQ | B5H0V48*K*AAA* | EVD5X61M21A*+WALLCON | *80CSU0601716B* | Split System | 48500 | 19 | 9 | 2.1 | R-454B | 650
218355617 | ACIQ | B5H0V48*K*AAA* | EVD5X60M21A*+WALLCON | *95CSU1002122B* | Split System | 48000 | 19 | 9 | 2.12 | R-454B | 650
218355658 | ACIQ | B5H0V48*K*AAA* | EVM5X60M24A*+WALLCON | *80CSU0802120B* | Split System | 48000 | 19 | 9 | 2.12 | R-454B | 650
218355684 | ACIQ | B5H0V48*K*AAA* | EVD5X49M24A*+WALLCON | *80CSU0802120B* | Split System | 48000 | 19 | 9 | 2.12 | R-454B | 650
218355698 | ACIQ | B5H0V48*K*AAA* | EVD5X60M24A*+WALLCON | *80CSU0802120B* | Split System | 48000 | 19 | 9 | 2.12 | R-454B | 650
218355499 | ACIQ | B5H0V48*K*AAA* | EVM5X60M21A*+WALLCON | *95CSU1002122B* | Split System | 48000 | 19 | 9 | 2.12 | R-454B | 650
218355644 | ACIQ | B5H0V48*K*AAA* | EVM5X49M21A*+WALLCON | *80CSU0802120B* | Split System | 48500 | 19 | 9 | 2.12 | R-454B | 650
218355692 | ACIQ | B5H0V48*K*AAA* | EVD5X60M21A*+WALLCON | *80CSU0802120B* | Split System | 48500 | 19 | 9 | 2.12 | R-454B | 650
218355665 | ACIQ | B5H0V48*K*AAA* | EVM5X61M24A*+WALLCON | *80CSU1002120B* | Split System | 48500 | 19 | 9 | 2.12 | R-454B | 650
218355652 | ACIQ | B5H0V48*K*AAA* | EVM5X60M21A*+WALLCON | *80CSU0802120B* | Split System | 48500 | 19 | 9 | 2.12 | R-454B | 650
218355704 | ACIQ | B5H0V48*K*AAA* | EVD5X61M21A*+WALLCON | *80CSU0401712B* | Split System | 48500 | 19 | 9 | 2.12 | R-454B | 650
218355713 | ACIQ | B5H0V48*K*AAA* | EVD5X61M24A*+WALLCON | *80CSU1002120B* | Split System | 48500 | 19 | 9 | 2.12 | R-454B | 650
218355707 | ACIQ | B5H0V48*K*AAA* | EVD5X61M21A*+WALLCON | *80CSU1002120B* | Split System | 48500 | 19 | 9 | 2.12 | R-454B | 650
218355706 | ACIQ | B5H0V48*K*AAA* | EVD5X61M21A*+WALLCON | *80CSU0802120B* | Split System | 49000 | 19 | 9 | 2.12 | R-454B | 650
215676214 | BRYANT HEATING AND COOLING SYSTEMS | 290VAN048**AA* | CVAVA4824XMA*+UI | 88*TB60110C21*** | Split System | 47000 | 19 | 9 | 2 | R-454B | 650
215675814 | BRYANT HEATING AND COOLING SYSTEMS | 290VAN048**AA* | CVAMA6021XMA*+UI | 987MC66100C21*** | Split System | 48000 | 19 | 9 | 2 | R-454B | 650
215676664 | BRYANT HEATING AND COOLING SYSTEMS | 290VAN048**AA* | CVAVA6024XMA*+UI | 987MC66120C24*** | Split System | 48000 | 19 | 9 | 2 | R-454B | 650
215682414 | BRYANT HEATING AND COOLING SYSTEMS | 290VAN048**AA* | CVAVA6024XMA*+UI | 987TA66100C21*** | Split System | 48000 | 19 | 9 | 2 | R-454B | 650
215676374 | BRYANT HEATING AND COOLING SYSTEMS | 290VAN048**AA* | CVAVA4924XMA*+UI | 987MC66120C24*** | Split System | 48000 | 19 | 9 | 2 | R-454B | 650
215676454 | BRYANT HEATING AND COOLING SYSTEMS | 290VAN048**AA* | CVAVA6021XMA*+UI | 88*TB60070C21*** | Split System | 48000 | 19 | 9 | 2 | R-454B | 650
215676014 | BRYANT HEATING AND COOLING SYSTEMS | 290VAN048**AA* | CVAMA6124XMA*+UI | 935CB60080C21*** | Split System | 48500 | 19 | 9 | 2 | R-454B | 650
215682054 | BRYANT HEATING AND COOLING SYSTEMS | 290VAN048**AA* | CVAMA6124XMA*+UI | 83*CB60100C21*** | Split System | 48500 | 19 | 9 | 2.12 | R-454B | 650
215676463 | CARRIER | 27VNA048A*030* | CVAVA6021XMA*+UI | 58TN*B090C17**16 | Split System | 48000 | 19 | 9 | 1.98 | R-454B | 650
215676713 | CARRIER | 27VNA048A*030* | CVAVA6121XMA*+UI | 58TN*B070C17**16 | Split System | 48500 | 19 | 9 | 1.98 | R-454B | 650
215676203 | CARRIER | 27VNA048A*030* | CVAVA4824XMA*+UI | 58TN*B090C21**20 | Split System | 47000 | 19 | 9 | 2 | R-454B | 650
215675863 | CARRIER | 27VNA048A*030* | CVAMA6024XMA*+UI | 58TN*B070C21**20 | Split System | 47500 | 19 | 9 | 2 | R-454B | 650
215675713 | CARRIER | 27VNA048A*030* | CVAMA6021XMA*+UI | 58TN*B070C21**20 | Split System | 48000 | 19 | 9 | 2 | R-454B | 650
215682003 | CARRIER | 27VNA048A*030* | CVAMA6024XMA*+UI | 59TN7A080C21**20 | Split System | 48000 | 19 | 9 | 2 | R-454B | 650
215676733 | CARRIER | 27VNA048A*030* | CVAVA6121XMA*+UI | 58TN*B090C17**16 | Split System | 48500 | 19 | 9 | 2 | R-454B | 650
215675593 | CARRIER | 27VNA048A*030* | CVAMA4921XMA*+UI | 59CU5B100C21**22 | Split System | 48000 | 19 | 9 | 2.02 | R-454B | 650
215675913 | CARRIER | 27VNA048A*030* | CVAMA6024XMA*+UI | 59CU5B100C21**22 | Split System | 48000 | 19 | 9 | 2.02 | R-454B | 650
215676513 | CARRIER | 27VNA048A*030* | CVAVA6021XMA*+UI | 59CU5B100C21**22 | Split System | 48000 | 19 | 9 | 2.12 | R-454B | 650
215682463 | CARRIER | 27VNA048A*030* | CVAVA6121XMA*+UI | 58CU*B080C21**20 | Split System | 49000 | 19 | 9 | 2.12 | R-454B | 650
215867859 | TCL | THH36TEI2NAI0D24 | THH36IEI2NAI0H24 |  | Split System | 34000 | 19 | 9 | 1.9 | R-454B | 650
215869484 | TCL | H36TDH18XAC | H36AHH18XAE |  | Split System | 34000 | 19 | 9 | 1.9 | R-454B | 650
218155693 | MIDEA | MO1HE-H24B-2A | MAAHE-H24B-BA | ML296UH045XV36B* | Split System | 24000 | 16.6 | 9 | 1.8 | R-454B | 650
218155774 | MIDEA | MO1BE-H24B-2A | MAAHE-H24B-BA | ML196UH070XE36B* | Split System | 24000 | 16 | 9 | 1.75 | R-454B | 650
218452606 | AIRQUEST | D5CUHAH24AAK+TIC2025-0016 | FM(C,U)5S24**AL* |  | Split System | 23600 | 16.5 | 9 | 2 | R-454B | 650
218609451 | AIRQUEST | D5CUHAH24AAK+KSAIC0701230 | FM(C,U)5S24**AL* |  | Split System | 23600 | 16.5 | 9 | 2 | R-454B | 650
218452607 | ARCOAIRE | D5CUHAH24AAK+TIC2025-0016 | FM(C,U)5S24**AL* |  | Split System | 23600 | 16.5 | 9 | 2 | R-454B | 650
218609452 | ARCOAIRE | D5CUHAH24AAK+KSAIC0701230 | FM(C,U)5S24**AL* |  | Split System | 23600 | 16.5 | 9 | 2 | R-454B | 650
218452604 | BRYANT HEATING AND COOLING SYSTEMS | 37MUHAQ24AA3+TIC2025-0016 | FM(C,U)5S24**AL* |  | Split System | 23600 | 16.5 | 9 | 2 | R-454B | 650
218609449 | BRYANT HEATING AND COOLING SYSTEMS | 37MUHAQ24AA3+KSAIC0701230 | FM(C,U)5S24**AL* |  | Split System | 23600 | 16.5 | 9 | 2 | R-454B | 650
218609448 | CARRIER | 37MUHAQ24AA3+KSAIC0701230 | FM(C,U)5S24**AL* |  | Split System | 23600 | 16.5 | 9 | 2 | R-454B | 650
218452608 | COMFORTMAKER | D5CUHAH24AAK+TIC2025-0016 | FM(C,U)5S24**AL* |  | Split System | 23600 | 16.5 | 9 | 2 | R-454B | 650
218609453 | COMFORTMAKER | D5CUHAH24AAK+KSAIC0701230 | FM(C,U)5S24**AL* |  | Split System | 23600 | 16.5 | 9 | 2 | R-454B | 650
218452609 | DAY & NIGHT | D5CUHAH24AAK+TIC2025-0016 | FM(C,U)5S24**AL* |  | Split System | 23600 | 16.5 | 9 | 2 | R-454B | 650
218609454 | DAY & NIGHT | D5CUHAH24AAK+KSAIC0701230 | FM(C,U)5S24**AL* |  | Split System | 23600 | 16.5 | 9 | 2 | R-454B | 650
218452605 | HEIL | D5CUHAH24AAK+TIC2025-0016 | FM(C,U)5S24**AL* |  | Split System | 23600 | 16.5 | 9 | 2 | R-454B | 650
218609450 | HEIL | D5CUHAH24AAK+KSAIC0701230 | FM(C,U)5S24**AL* |  | Split System | 23600 | 16.5 | 9 | 2 | R-454B | 650
218452610 | KEEPRITE | D5CUHAH24AAK+TIC2025-0016 | FM(C,U)5S24**AL* |  | Split System | 23600 | 16.5 | 9 | 2 | R-454B | 650
218609455 | KEEPRITE | D5CUHAH24AAK+KSAIC0701230 | FM(C,U)5S24**AL* |  | Split System | 23600 | 16.5 | 9 | 2 | R-454B | 650
218452611 | TEMPSTAR | D5CUHAH24AAK+TIC2025-0016 | FM(C,U)5S24**AL* |  | Split System | 23600 | 16.5 | 9 | 2 | R-454B | 650
218609456 | TEMPSTAR | D5CUHAH24AAK+KSAIC0701230 | FM(C,U)5S24**AL* |  | Split System | 23600 | 16.5 | 9 | 2 | R-454B | 650
218355951 | ACIQ | B5H0V24*K*AAA* | EA*5X36M17A*+WALLCON | *80CTL0901716B* | Split System | 23200 | 17 | 9 | 1.98 | R-454B | 650
218355960 | ACIQ | B5H0V24*K*AAA* | EA*5X37M17A*+WALLCON | *80CTL0901716B* | Split System | 23800 | 17 | 9 | 2 | R-454B | 650
218355962 | ACIQ | B5H0V24*K*AAA* | EA*5X37M17A*+WALLCON | *97CMN0801714B* | Split System | 23800 | 17 | 9 | 2 | R-454B | 650
218356019 | ACIQ | B5H0V24*K*AAA* | EA*5X25M17A*+WALLCON | *97CMN0801714B* | Split System | 23800 | 17 | 9 | 2 | R-454B | 650
218355965 | ACIQ | B5H0V24*K*AAA* | EA*5X37M17A*+WALLCON | *96CTN0801714B* | Split System | 23800 | 17 | 9 | 2 | R-454B | 650
218355966 | ACIQ | B5H0V24*K*AAA* | EA*5X37M21A*+WALLCON | *80CTL0451712B* | Split System | 23800 | 17 | 9 | 2 | R-454B | 650
218356018 | ACIQ | B5H0V24*K*AAA* | EA*5X25M17A*+WALLCON | *97CMN0601714B* | Split System | 23800 | 17 | 9 | 2 | R-454B | 650
218355959 | ACIQ | B5H0V24*K*AAA* | EA*5X37M17A*+WALLCON | *80CTL0701716B* | Split System | 23800 | 17 | 9 | 2 | R-454B | 650
218356002 | ACIQ | B5H0V24*K*AAA* | EA*5X37M21A*+WALLCON | *97CTN0801716A* | Split System | 24000 | 17 | 9 | 2 | R-454B | 650
218356021 | ACIQ | B5H0V24*K*AAA* | EA*5X25M17A*+WALLCON | *96CTN0601714B* | Split System | 23800 | 17 | 9 | 2.02 | R-454B | 650
218355987 | ACIQ | B5H0V24*K*AAA* | EA*5X25M17A*+WALLCON | *97CTN0801716A* | Split System | 23800 | 17 | 9 | 2.02 | R-454B | 650
218355985 | ACIQ | B5H0V24*K*AAA* | EA*5X25M17A*+WALLCON | *80CSU0601716B* | Split System | 24000 | 17 | 9 | 2.02 | R-454B | 650
218355972 | ACIQ | B5H0V24*K*AAA* | EA*5X37M21A*+WALLCON | *95CSU1002122B* | Split System | 24000 | 17 | 9 | 2.02 | R-454B | 650
218356001 | ACIQ | B5H0V24*K*AAA* | EA*5X37M21A*+WALLCON | *97CTN0601716A* | Split System | 24000 | 17 | 9 | 2.02 | R-454B | 650
218355973 | ACIQ | B5H0V24*K*AAA* | EA*5X37M21A*+WALLCON | *97CMN0601714B* | Split System | 24000 | 17 | 9 | 2.02 | R-454B | 650
218355974 | ACIQ | B5H0V24*K*AAA* | EA*5X37M21A*+WALLCON | *97CMN0602120B* | Split System | 24000 | 17 | 9 | 2.02 | R-454B | 650
218161649 | ARCOAIRE | B5H0V24*K*AAA* | EA*5X37M21A*+WALLCON | *97CTN0801716A* | Split System | 24000 | 17 | 9 | 2 | R-454B | 650
215683614 | BRYANT HEATING AND COOLING SYSTEMS | 290VAN024**AA* | CAA**2517AM*+UI | 986TD42060C17*** | Split System | 23800 | 17 | 9 | 2.02 | R-454B | 650
215683691 | CARRIER | 27VNA024A*030* | CAA**3721AM*+UI | 58TN*B045C17**12 | Split System | 23800 | 17 | 9 | 2 | R-454B | 650
215678253 | CARRIER | 27VNA024A*030* | CAA**2517AM*+UI | 59TN7A080C17**16 | Split System | 23800 | 17 | 9 | 2.02 | R-454B | 650
218161434 | HEIL | B5H0V24*K*AAA* | EA*5X25M17A*+WALLCON | *97CMN0601714B* | Split System | 23800 | 17 | 9 | 2 | R-454B | 650
218161533 | HEIL | B5H0V24*K*AAA* | EA*5X37M17A*+WALLCON | *96CTN0801714B* | Split System | 23800 | 17 | 9 | 2 | R-454B | 650
218355958 | ACIQ | B5H0V24*K*AAA* | EA*5X37M17A*+WALLCON | *80CTL0701412B* | Split System | 23800 | 17.5 | 9 | 2 | R-454B | 650
218356022 | ACIQ | B5H0V24*K*AAA* | EA*5X25M17A*+WALLCON | *96CTN0801714B* | Split System | 24000 | 17.5 | 9 | 2 | R-454B | 650
218355975 | ACIQ | B5H0V24*K*AAA* | EA*5X37M21A*+WALLCON | *97CMN0801714B* | Split System | 24000 | 17.5 | 9 | 2 | R-454B | 650
218355977 | ACIQ | B5H0V24*K*AAA* | EA*5X37M21A*+WALLCON | *96CTN0601714B* | Split System | 24000 | 17.5 | 9 | 2 | R-454B | 650
218355969 | ACIQ | B5H0V24*K*AAA* | EA*5X37M21A*+WALLCON | *80CTL0901716B* | Split System | 24000 | 17.5 | 9 | 2.02 | R-454B | 650
218355971 | ACIQ | B5H0V24*K*AAA* | EA*5X37M21A*+WALLCON | *80CTL1102120B* | Split System | 24000 | 17.5 | 9 | 2.02 | R-454B | 650
218355976 | ACIQ | B5H0V24*K*AAA* | EA*5X37M21A*+WALLCON | *97CMN1002122B* | Split System | 24000 | 17.5 | 9 | 2.02 | R-454B | 650
218355978 | ACIQ | B5H0V24*K*AAA* | EA*5X37M21A*+WALLCON | *96CTN0801714B* | Split System | 24000 | 17.5 | 9 | 2.02 | R-454B | 650
218355979 | ACIQ | B5H0V24*K*AAA* | EA*5X37M21A*+WALLCON | *96CTN1002122B* | Split System | 24000 | 17.5 | 9 | 2.02 | R-454B | 650
218356004 | ACIQ | B5H0V24*K*AAA* | EA*5X37M21A*+WALLCON | *97CTN1002122A* | Split System | 24000 | 17.5 | 9 | 2.02 | R-454B | 650
218355970 | ACIQ | B5H0V24*K*AAA* | EA*5X37M21A*+WALLCON | *80CTL0902120B* | Split System | 24000 | 17.5 | 9 | 2.02 | R-454B | 650
218355968 | ACIQ | B5H0V24*K*AAA* | EA*5X37M21A*+WALLCON | *80CTL0702120B* | Split System | 24000 | 17.5 | 9 | 2.02 | R-454B | 650
218355967 | ACIQ | B5H0V24*K*AAA* | EA*5X37M21A*+WALLCON | *80CTL0701716B* | Split System | 24000 | 17.5 | 9 | 2.02 | R-454B | 650
218356000 | ACIQ | B5H0V24*K*AAA* | EA*5X37M21A*+WALLCON | *80CSU0601716B* | Split System | 24200 | 17.5 | 9 | 2.02 | R-454B | 650
215683714 | BRYANT HEATING AND COOLING SYSTEMS | 290VAN024**AA* | CAA**3721AM*+UI | 986TD42060C17*** | Split System | 24000 | 17.5 | 9 | 2 | R-454B | 650
215683696 | BRYANT HEATING AND COOLING SYSTEMS | 290VAN024**AA* | CAA**3721AM*+UI | 88*TB60070C21*** | Split System | 24000 | 17.5 | 9 | 2.02 | R-454B | 650
215683712 | BRYANT HEATING AND COOLING SYSTEMS | 290VAN024**AA* | CAA**3721AM*+UI | 987MC66100C21*** | Split System | 24000 | 17.5 | 9 | 2.02 | R-454B | 650
215683700 | BRYANT HEATING AND COOLING SYSTEMS | 290VAN024**AA* | CAA**3721AM*+UI | 88*TB60090C21*** | Split System | 24000 | 17.5 | 9 | 2.02 | R-454B | 650
215683671 | CARRIER | 27VNA024A*030* | CAA**3717AM*+UI | 58TN*B070C14**12 | Split System | 23800 | 17.5 | 9 | 2 | R-454B | 650
215683603 | CARRIER | 27VNA024A*030* | CAA**2517AM*+UI | 58TN*B070C17**16 | Split System | 24000 | 17.5 | 9 | 2 | R-454B | 650
215683699 | CARRIER | 27VNA024A*030* | CAA**3721AM*+UI | 58TN*B090C21**20 | Split System | 24000 | 17.5 | 9 | 2.02 | R-454B | 650
215683715 | CARRIER | 27VNA024A*030* | CAA**3721AM*+UI | 59TN6C080C17**14 | Split System | 24000 | 17.5 | 9 | 2.02 | R-454B | 650
218161551 | HEIL | B5H0V24*K*AAA* | EA*5X37M21A*+WALLCON | *80CTL1102120B* | Split System | 24000 | 17.5 | 9 | 2.02 | R-454B | 650
218356055 | ACIQ | B5H0V36*K*AAA* | EA*5X60M24A*+WALLCON | *96CTN1002122B* | Split System | 34400 | 18 | 9 | 1.9 | R-454B | 650
218356052 | ACIQ | B5H0V36*K*AAA* | EA*5X60M24A*+WALLCON | *97CMN1002122B* | Split System | 34400 | 18 | 9 | 1.9 | R-454B | 650
218355887 | ACIQ | B5H0V36*K*AAA* | EA*5X61M21A*+WALLCON | *96CTN0802120B* | Split System | 34800 | 18 | 9 | 1.92 | R-454B | 650
218355894 | ACIQ | B5H0V36*K*AAA* | EA*5X61M24A*+WALLCON | *96CTN0802120B* | Split System | 34800 | 18 | 9 | 1.92 | R-454B | 650
218356108 | ACIQ | B5H0V36*K*AAA* | EA*5X61M24A*+WALLCON | *97CMN0802120B* | Split System | 34800 | 18 | 9 | 1.92 | R-454B | 650
218355895 | ACIQ | B5H0V36*K*AAA* | EA*5X61M24A*+WALLCON | *97CTN0802120A* | Split System | 34800 | 18 | 9 | 1.92 | R-454B | 650
218355892 | ACIQ | B5H0V36*K*AAA* | EA*5X61M21A*+WALLCON | *97CTN0802120A* | Split System | 34800 | 18 | 9 | 1.92 | R-454B | 650
218162191 | AIRQUEST | B5H0V36*K*AAA* | EA*5X61M24A*+WALLCON | *97CMN0802120B* | Split System | 34800 | 18 | 9 | 1.92 | R-454B | 650
218162111 | ARCOAIRE | B5H0V36*K*AAA* | EA*5X60M24A*+WALLCON | *97CMN1002122B* | Split System | 34400 | 18 | 9 | 1.9 | R-454B | 650
215669402 | CARRIER | 27VNA036A*030* | CAA**6024AM*+UI | 59TN6C100C21**22 | Split System | 34400 | 18 | 9 | 1.9 | R-454B | 650
218162115 | HEIL | B5H0V36*K*AAA* | EA*5X60M24A*+WALLCON | *96CTN1002122B* | Split System | 34400 | 18 | 9 | 1.9 | R-454B | 650
218355885 | ACIQ | B5H0V36*K*AAA* | EA*5X60M24A*+WALLCON | *97CTN1002122A* | Split System | 34400 | 18.5 | 9 | 1.9 | R-454B | 650
218356057 | ACIQ | B5H0V36*K*AAA* | EA*5X60M24A*+WALLCON | *96CTN1202422B* | Split System | 34400 | 18.5 | 9 | 1.9 | R-454B | 650
218355886 | ACIQ | B5H0V36*K*AAA* | EA*5X60M24A*+WALLCON | *97CTN1202422A* | Split System | 34400 | 18.5 | 9 | 1.9 | R-454B | 650
218356044 | ACIQ | B5H0V36*K*AAA* | EA*5X60M24A*+WALLCON | *80CTL0902120B* | Split System | 34400 | 18.5 | 9 | 1.92 | R-454B | 650
218356046 | ACIQ | B5H0V36*K*AAA* | EA*5X60M24A*+WALLCON | *80CTL1352422B* | Split System | 34400 | 18.5 | 9 | 1.92 | R-454B | 650
218356045 | ACIQ | B5H0V36*K*AAA* | EA*5X60M24A*+WALLCON | *80CTL1102120B* | Split System | 34400 | 18.5 | 9 | 1.92 | R-454B | 650
218356086 | ACIQ | B5H0V36*K*AAA* | EA*5X61M21A*+WALLCON | *97CMN1002122B* | Split System | 34800 | 18.5 | 9 | 1.92 | R-454B | 650
218355893 | ACIQ | B5H0V36*K*AAA* | EA*5X61M21A*+WALLCON | *97CTN1002122A* | Split System | 34800 | 18.5 | 9 | 1.92 | R-454B | 650
218356111 | ACIQ | B5H0V36*K*AAA* | EA*5X61M24A*+WALLCON | *97CMN1202422B* | Split System | 34800 | 18.5 | 9 | 1.92 | R-454B | 650
218356092 | ACIQ | B5H0V36*K*AAA* | EA*5X61M21A*+WALLCON | *96CTN1002122B* | Split System | 34800 | 18.5 | 9 | 1.92 | R-454B | 650
218356110 | ACIQ | B5H0V36*K*AAA* | EA*5X61M24A*+WALLCON | *97CMN1002122B* | Split System | 35000 | 18.5 | 9 | 1.92 | R-454B | 650
218355896 | ACIQ | B5H0V36*K*AAA* | EA*5X61M24A*+WALLCON | *97CTN1002122A* | Split System | 35000 | 18.5 | 9 | 1.92 | R-454B | 650
218356096 | ACIQ | B5H0V36*K*AAA* | EA*5X61M24A*+WALLCON | *80CTL0902120B* | Split System | 35000 | 18.5 | 9 | 1.92 | R-454B | 650
218356113 | ACIQ | B5H0V36*K*AAA* | EA*5X61M24A*+WALLCON | *96CTN1002122B* | Split System | 35000 | 18.5 | 9 | 1.92 | R-454B | 650
218355897 | ACIQ | B5H0V36*K*AAA* | EA*5X61M24A*+WALLCON | *97CTN1202422A* | Split System | 35000 | 18.5 | 9 | 1.92 | R-454B | 650
218356115 | ACIQ | B5H0V36*K*AAA* | EA*5X61M24A*+WALLCON | *96CTN1202422B* | Split System | 35000 | 18.5 | 9 | 1.92 | R-454B | 650
218356098 | ACIQ | B5H0V36*K*AAA* | EA*5X61M24A*+WALLCON | *80CTL1102120B* | Split System | 35000 | 18.5 | 9 | 1.92 | R-454B | 650
218162167 | AIRQUEST | B5H0V36*K*AAA* | EA*5X61M21A*+WALLCON | *96CTN1002122B* | Split System | 34800 | 18.5 | 9 | 1.92 | R-454B | 650
218162200 | AIRQUEST | B5H0V36*K*AAA* | EA*5X61M24A*+WALLCON | *96CTN1002122B* | Split System | 35000 | 18.5 | 9 | 1.92 | R-454B | 650
218162194 | AIRQUEST | B5H0V36*K*AAA* | EA*5X61M24A*+WALLCON | *97CMN1002122B* | Split System | 35000 | 18.5 | 9 | 1.92 | R-454B | 650
218162177 | ARCOAIRE | B5H0V36*K*AAA* | EA*5X61M24A*+WALLCON | *80CTL1102120B* | Split System | 35000 | 18.5 | 9 | 1.92 | R-454B | 650
215679654 | BRYANT HEATING AND COOLING SYSTEMS | 290VAN036**AA* | CAA**6121AM*+UI | 987TA66100C21*** | Split System | 34800 | 18.5 | 9 | 1.92 | R-454B | 650
215669653 | BRYANT HEATING AND COOLING SYSTEMS | 290VAN036**AA* | CAA**6124AM*+UI | 88*TB66135C24*** | Split System | 35000 | 18.5 | 9 | 1.92 | R-454B | 650
215679573 | CARRIER | 27VNA036A*030* | CAA**6024AM*+UI | 59TN7A100C21**22 | Split System | 34400 | 18.5 | 9 | 1.9 | R-454B | 650
215679683 | CARRIER | 27VNA036A*030* | CAA**6124AM*+UI | 59TN7A100C21**22 | Split System | 35000 | 18.5 | 9 | 1.92 | R-454B | 650
218355632 | ACIQ | B5H0V48*K*AAA* | EVD5X60M24A*+WALLCON | *80CTL1102120B* | Split System | 48000 | 19 | 9 | 2 | R-454B | 650
218355451 | ACIQ | B5H0V48*K*AAA* | EVM5X49M21A*+WALLCON | *80CTL0902120B* | Split System | 48000 | 19 | 9 | 2 | R-454B | 650
218355453 | ACIQ | B5H0V48*K*AAA* | EVM5X49M21A*+WALLCON | *80CTL1102120B* | Split System | 48000 | 19 | 9 | 2 | R-454B | 650
218355469 | ACIQ | B5H0V48*K*AAA* | EVM5X49M21A*+WALLCON | *96CTN1002122B* | Split System | 48000 | 19 | 9 | 2 | R-454B | 650
218355519 | ACIQ | B5H0V48*K*AAA* | EVM5X60M24A*+WALLCON | *80CTL1352422B* | Split System | 48000 | 19 | 9 | 2 | R-454B | 650
218355662 | ACIQ | B5H0V48*K*AAA* | EVM5X60M24A*+WALLCON | *97CTN1202422A* | Split System | 48000 | 19 | 9 | 2 | R-454B | 650
218355515 | ACIQ | B5H0V48*K*AAA* | EVM5X60M24A*+WALLCON | *80CTL0902120B* | Split System | 48000 | 19 | 9 | 2 | R-454B | 650
218355599 | ACIQ | B5H0V48*K*AAA* | EVD5X49M24A*+WALLCON | *96CTN1202422B* | Split System | 48000 | 19 | 9 | 2 | R-454B | 650
218355590 | ACIQ | B5H0V48*K*AAA* | EVD5X49M24A*+WALLCON | *80CTL1352422B* | Split System | 48000 | 19 | 9 | 2 | R-454B | 650
218355656 | ACIQ | B5H0V48*K*AAA* | EVM5X60M21A*+WALLCON | *97CTN1002122A* | Split System | 48000 | 19 | 9 | 2 | R-454B | 650
218355517 | ACIQ | B5H0V48*K*AAA* | EVM5X60M24A*+WALLCON | *80CTL1102120B* | Split System | 48000 | 19 | 9 | 2 | R-454B | 650
218355637 | ACIQ | B5H0V48*K*AAA* | EVD5X60M24A*+WALLCON | *96CTN1202422B* | Split System | 48000 | 19 | 9 | 2 | R-454B | 650
218355586 | ACIQ | B5H0V48*K*AAA* | EVD5X49M24A*+WALLCON | *80CTL0902120B* | Split System | 48000 | 19 | 9 | 2 | R-454B | 650
218355702 | ACIQ | B5H0V48*K*AAA* | EVD5X60M24A*+WALLCON | *97CTN1202422A* | Split System | 48000 | 19 | 9 | 2 | R-454B | 650
218355631 | ACIQ | B5H0V48*K*AAA* | EVD5X60M24A*+WALLCON | *80CTL0902120B* | Split System | 48000 | 19 | 9 | 2 | R-454B | 650
218355687 | ACIQ | B5H0V48*K*AAA* | EVD5X49M24A*+WALLCON | *97CTN1002122A* | Split System | 48000 | 19 | 9 | 2 | R-454B | 650
218355525 | ACIQ | B5H0V48*K*AAA* | EVM5X60M24A*+WALLCON | *97CMN1002122B* | Split System | 48000 | 19 | 9 | 2 | R-454B | 650
218355588 | ACIQ | B5H0V48*K*AAA* | EVD5X49M24A*+WALLCON | *80CTL1102120B* | Split System | 48000 | 19 | 9 | 2 | R-454B | 650
218355696 | ACIQ | B5H0V48*K*AAA* | EVD5X60M21A*+WALLCON | *97CTN1002122A* | Split System | 48000 | 19 | 9 | 2 | R-454B | 650
218355688 | ACIQ | B5H0V48*K*AAA* | EVD5X49M24A*+WALLCON | *97CTN1202422A* | Split System | 48000 | 19 | 9 | 2 | R-454B | 650
218355465 | ACIQ | B5H0V48*K*AAA* | EVM5X49M21A*+WALLCON | *97CMN1002122B* | Split System | 48000 | 19 | 9 | 2 | R-454B | 650
218355493 | ACIQ | B5H0V48*K*AAA* | EVM5X60M21A*+WALLCON | *80CTL1102120B* | Split System | 48000 | 19 | 9 | 2 | R-454B | 650
218355510 | ACIQ | B5H0V48*K*AAA* | EVD5X61M24A*+WALLCON | *80CTL0702120B* | Split System | 48500 | 19 | 9 | 2 | R-454B | 650
218355703 | ACIQ | B5H0V48*K*AAA* | EVD5X61M21A*+WALLCON | *96CTN0802120B* | Split System | 48500 | 19 | 9 | 2 | R-454B | 650
218355709 | ACIQ | B5H0V48*K*AAA* | EVD5X61M21A*+WALLCON | *97CTN0802120A* | Split System | 48500 | 19 | 9 | 2 | R-454B | 650
218355640 | ACIQ | B5H0V48*K*AAA* | EVD5X61M21A*+WALLCON | *80CTL0702120B* | Split System | 48500 | 19 | 9 | 2 | R-454B | 650
218355541 | ACIQ | B5H0V48*K*AAA* | EVM5X61M24A*+WALLCON | *95CSU1002122B* | Split System | 48500 | 19 | 9 | 2.1 | R-454B | 650
218355516 | ACIQ | B5H0V48*K*AAA* | EVD5X61M24A*+WALLCON | *95CSU1002122B* | Split System | 48500 | 19 | 9 | 2.1 | R-454B | 650
218355712 | ACIQ | B5H0V48*K*AAA* | EVD5X61M24A*+WALLCON | *80CSU0802120B* | Split System | 49000 | 19 | 9 | 2.12 | R-454B | 650
218355664 | ACIQ | B5H0V48*K*AAA* | EVM5X61M24A*+WALLCON | *80CSU0802120B* | Split System | 49000 | 19 | 9 | 2.12 | R-454B | 650
215675654 | BRYANT HEATING AND COOLING SYSTEMS | 290VAN048**AA* | CVAMA4921XMA*+UI | 986TD66100C21*** | Split System | 48000 | 19 | 9 | 2 | R-454B | 650
215681964 | BRYANT HEATING AND COOLING SYSTEMS | 290VAN048**AA* | CVAMA6021XMA*+UI | 987TA66100C21*** | Split System | 48000 | 19 | 9 | 2 | R-454B | 650
215676304 | BRYANT HEATING AND COOLING SYSTEMS | 290VAN048**AA* | CVAVA4924XMA*+UI | 88*TB60090C21*** | Split System | 48000 | 19 | 9 | 2 | R-454B | 650
215676674 | BRYANT HEATING AND COOLING SYSTEMS | 290VAN048**AA* | CVAVA6024XMA*+UI | 986TD66120C24*** | Split System | 48000 | 19 | 9 | 2 | R-454B | 650
215676673 | CARRIER | 27VNA048A*030* | CVAVA6024XMA*+UI | 59TN6C120C24**22 | Split System | 48000 | 19 | 9 | 2 | R-454B | 650
215682423 | CARRIER | 27VNA048A*030* | CVAVA6024XMA*+UI | 59TN7A120C24**22 | Split System | 48000 | 19 | 9 | 2 | R-454B | 650
215676723 | CARRIER | 27VNA048A*030* | CVAVA6121XMA*+UI | 58TN*B070C21**20 | Split System | 48500 | 19 | 9 | 2 | R-454B | 650
215676023 | CARRIER | 27VNA048A*030* | CVAMA6124XMA*+UI | 59CU5B100C21**22 | Split System | 48500 | 19 | 9 | 2.1 | R-454B | 650
218158149 | SAMSUNG | AC060FCUPCG | HH60MACC11H1 |  | Split System | 55000 | 17 | 9 | 1.98 | R-454B | 650
218156450 | MIDEA | MO1HE-H24B-2A | MAAHE-H24B-BA-UC | ML296DF045XV36B* | Split System | 24000 | 16.3 | 9.1 | 1.8 | R-454B | 650
218155149 | MIDEA | MO1HE-H24B-2A | MAAHE-H24B-AA | C45-2-V | Split System | 24000 | 16.6 | 9.1 | 1.8 | R-454B | 650
218425118 | MRCOOL | CENTRAL-24-HP-C-230B00-O | **AECMPT24A2AA | GR9S960403AN | Split System | 24000 | 16.2 | 9.1 | 1.8 | R-454B | 650
218425058 | MRCOOL | CENTRAL-24-HP-C-230B00-O | MCMP1824AOTB | GR9S960403AN | Split System | 24000 | 16.2 | 9.1 | 1.8 | R-454B | 650
218425042 | MRCOOL | MVP-24-HP-C-230A00-O | MCMP1824AOTB | GR9S960403AN | Split System | 24000 | 16.2 | 9.1 | 1.8 | R-454B | 650
218425117 | MRCOOL | CENTRAL-24-HP-C-230B00-O | **AECMPT24A2AA | GR9S920403AN | Split System | 24000 | 17.1 | 9.1 | 1.8 | R-454B | 650
218425101 | MRCOOL | MVP-24-HP-C-230A00-O | **AECMPT24A2AA | GR9S920403AN | Split System | 24000 | 17.1 | 9.1 | 1.8 | R-454B | 650
218425060 | MRCOOL | CENTRAL-24-HP-C-230B00-O | MCMP1824AOTB | GR9T960403AN | Split System | 24000 | 17.6 | 9.1 | 1.8 | R-454B | 650
218425120 | MRCOOL | CENTRAL-24-HP-C-230B00-O | **AECMPT24A2AA | GR9T960403AN | Split System | 24000 | 17.6 | 9.1 | 1.8 | R-454B | 650
218425044 | MRCOOL | MVP-24-HP-C-230A00-O | MCMP1824AOTB | GR9T960403AN | Split System | 24000 | 17.6 | 9.1 | 1.8 | R-454B | 650
218155999 | MIDEA | MO1HE-H24B-2A | MAAHE-H24B-BA-UC | S9X1B040U3PSB** | Split System | 24000 | 16.4 | 9.1 | 1.8 | R-454B | 650
218155768 | MIDEA | MO1BE-H24B-2A | MAAHE-H24B-BA | ML193DF070XE36B* | Split System | 24000 | 17 | 9.1 | 1.8 | R-454B | 650
218155815 | MIDEA | MO1SE-H36B-2A | MAAHE-H36B-CA | ML296UH090XV48C* | Split System | 36000 | 15.5 | 9.1 | 1.8 | R-454B | 650
218155723 | MIDEA | MO1SE-H36B-2A | MAAHE-H36B-CA | ML296UH090XV48B* | Split System | 36000 | 15.5 | 9.1 | 1.8 | R-454B | 650
218155866 | MIDEA | MO1BE-H24B-2A | MAAHE-H24B-BA-UC | MGV96U080B3C | Split System | 24000 | 17.6 | 9.1 | 1.9 | R-454B | 650
218155718 | MIDEA | MO1SE-H36B-2A | MAAHE-H36B-CA | ML196DF090XE48B* | Split System | 36000 | 15.3 | 9.1 | 1.8 | R-454B | 650
218159666 | TOSHIBA CARRIER | MCY-MUB0488HS2P-UL | MMD-UB0481HP-UL |  | Split System | 44000 | 15.5 | 9.15 | 2.1 | R-454B | 650
218444697 | MDV | MOX430-30HFN10-M3 | MVBC-30HWFN50-MB3F |  | Split System | 30000 | 17.7 | 9.2 | 1.98 | R-454B | 650
218451219 | MIDEA | MO1AE-H30B-2A | MAUAE-H30B-2A |  | Split System | 30000 | 17.7 | 9.2 | 1.98 | R-454B | 650
218155708 | MIDEA | MO1HE-H24B-2A | MAAHE-H24B-BA | GD9T960403BN | Split System | 24000 | 15.8 | 9.2 | 1.8 | R-454B | 650
218425128 | MRCOOL | CENTRAL-24-HP-C-230B00-O | **AECMPT24B2AA | GD9S960403BN | Split System | 24000 | 15.8 | 9.2 | 1.8 | R-454B | 650
218425130 | MRCOOL | CENTRAL-24-HP-C-230B00-O | **AECMPT24B2AA | GD9T960403BN | Split System | 24000 | 15.8 | 9.2 | 1.8 | R-454B | 650
218425114 | MRCOOL | MVP-24-HP-C-230A00-O | **AECMPT24B2AA | GD9T960403BN | Split System | 24000 | 15.8 | 9.2 | 1.8 | R-454B | 650
218425112 | MRCOOL | MVP-24-HP-C-230A00-O | **AECMPT24B2AA | GD9S960403BN | Split System | 24000 | 15.8 | 9.2 | 1.8 | R-454B | 650
218155784 | MIDEA | MO1BE-H24B-2A | MAAHE-H24B-AA | GR9T960303AN | Split System | 24000 | 17.4 | 9.2 | 1.8 | R-454B | 650
218425119 | MRCOOL | CENTRAL-24-HP-C-230B00-O | **AECMPT24A2AA | GR9T960303AN | Split System | 24000 | 17.4 | 9.2 | 1.8 | R-454B | 650
218425066 | MRCOOL | CENTRAL-24-HP-C-230B00-O | MCMP1824BOTB | GR9T960603BN | Split System | 24000 | 15.8 | 9.2 | 1.8 | R-454B | 650
218425126 | MRCOOL | CENTRAL-24-HP-C-230B00-O | **AECMPT24B2AA | GR9T960603BN | Split System | 24000 | 15.8 | 9.2 | 1.8 | R-454B | 650
218425110 | MRCOOL | MVP-24-HP-C-230A00-O | **AECMPT24B2AA | GR9T960603BN | Split System | 24000 | 15.8 | 9.2 | 1.8 | R-454B | 650
218425124 | MRCOOL | CENTRAL-24-HP-C-230B00-O | **AECMPT24B2AA | GR9S960603BN | Split System | 24000 | 15.9 | 9.2 | 1.8 | R-454B | 650
218425064 | MRCOOL | CENTRAL-24-HP-C-230B00-O | MCMP1824BOTB | GR9S960603BN | Split System | 24000 | 15.9 | 9.2 | 1.8 | R-454B | 650
218425048 | MRCOOL | MVP-24-HP-C-230A00-O | MCMP1824BOTB | GR9S960603BN | Split System | 24000 | 15.9 | 9.2 | 1.8 | R-454B | 650
218425108 | MRCOOL | MVP-24-HP-C-230A00-O | **AECMPT24B2AA | GR9S960603BN | Split System | 24000 | 15.9 | 9.2 | 1.8 | R-454B | 650
218425127 | MRCOOL | CENTRAL-24-HP-C-230B00-O | **AECMPT24B2AA | GR9T960803BN | Split System | 24000 | 16 | 9.2 | 1.8 | R-454B | 650
218425061 | MRCOOL | CENTRAL-24-HP-C-230B00-O | MCMP1824AOTB | GR9T960603AN | Split System | 24000 | 16.5 | 9.2 | 1.8 | R-454B | 650
218425105 | MRCOOL | MVP-24-HP-C-230A00-O | **AECMPT24A2AA | GR9T960603AN | Split System | 24000 | 16.5 | 9.2 | 1.8 | R-454B | 650
218155216 | MIDEA | MO1BE-H24B-2A | MAAHE-H24B-BA | MGV80M080B4A | Split System | 24000 | 16.7 | 9.2 | 1.8 | R-454B | 650
218156275 | MIDEA | MO1BE-H24B-2A | MAAHE-H24B-AA-UC | RL18040A12MPS1 | Split System | 24000 | 16.9 | 9.2 | 1.8 | R-454B | 650
218155715 | MIDEA | MO1SE-H36B-2A | MAAHE-H36B-CA | ML193UH090XE36C* | Split System | 36000 | 15.6 | 9.2 | 1.8 | R-454B | 650
218156551 | MIDEA | MO1BE-H24B-2A | MAAHE-H24B-BA-UC | GD9T960803BN | Split System | 24000 | 15.9 | 9.3 | 1.8 | R-454B | 650
218155793 | MIDEA | MO1BE-H24B-2A | MAAHE-H24B-BA | GD9T960803BN | Split System | 24000 | 15.9 | 9.3 | 1.8 | R-454B | 650
218425072 | MRCOOL | CENTRAL-24-HP-C-230B00-O | MCMP1824BOTB | GD9T960803BN | Split System | 24000 | 15.9 | 9.3 | 1.8 | R-454B | 650
218425116 | MRCOOL | MVP-24-HP-C-230A00-O | **AECMPT24B2AA | GD9T960803BN | Split System | 24000 | 15.9 | 9.3 | 1.8 | R-454B | 650
218425056 | MRCOOL | MVP-24-HP-C-230A00-O | MCMP1824BOTB | GD9T960803BN | Split System | 24000 | 15.9 | 9.3 | 1.8 | R-454B | 650
218213789 | AIRQUEST | D5CURAH36AAK | D5MUWAQ36XA3 |  | Split System | 36000 | 16.7 | 9.3 | 1.99 | R-454B | 650
218213741 | ARCOAIRE | D5CURAH36AAK | D5MUWAQ36XA3 |  | Split System | 36000 | 16.7 | 9.3 | 1.99 | R-454B | 650
218213747 | COMFORTMAKER | D5CURAH36AAK | D5MUWAQ36XA3 |  | Split System | 36000 | 16.7 | 9.3 | 1.99 | R-454B | 650
218213753 | DAY & NIGHT | D5CURAH36AAK | D5MUWAQ36XA3 |  | Split System | 36000 | 16.7 | 9.3 | 1.99 | R-454B | 650
218213801 | Grandaire | D5CURAH36AAK | D5MUWAQ36XA3 |  | Split System | 36000 | 16.7 | 9.3 | 1.99 | R-454B | 650
218213759 | HEIL | D5CURAH36AAK | D5MUWAQ36XA3 |  | Split System | 36000 | 16.7 | 9.3 | 1.99 | R-454B | 650
218213765 | KEEPRITE | D5CURAH36AAK | D5MUWAQ36XA3 |  | Split System | 36000 | 16.7 | 9.3 | 1.99 | R-454B | 650
218213771 | KENMORE | D5CURAH36AAK | D5MUWAQ36XA3 |  | Split System | 36000 | 16.7 | 9.3 | 1.99 | R-454B | 650
218213795 | LPS Legacy | D5CURAH36AAK | D5MUWAQ36XA3 |  | Split System | 36000 | 16.7 | 9.3 | 1.99 | R-454B | 650
218213783 | SMART COMFORT | D5CURAH36AAK | D5MUWAQ36XA3 |  | Split System | 36000 | 16.7 | 9.3 | 1.99 | R-454B | 650
218213777 | TEMPSTAR | D5CURAH36AAK | D5MUWAQ36XA3 |  | Split System | 36000 | 16.7 | 9.3 | 1.99 | R-454B | 650
218155700 | MIDEA | MO1HE-H24B-2A | MAAHE-H24B-BA | GR9S960803BN | Split System | 24000 | 15.9 | 9.3 | 1.8 | R-454B | 650
218425063 | MRCOOL | CENTRAL-24-HP-C-230B00-O | MCMP1824BOTB | GR9S920803BN | Split System | 24000 | 15.9 | 9.3 | 1.8 | R-454B | 650
218425065 | MRCOOL | CENTRAL-24-HP-C-230B00-O | MCMP1824BOTB | GR9S960803BN | Split System | 24000 | 15.9 | 9.3 | 1.8 | R-454B | 650
218425047 | MRCOOL | MVP-24-HP-C-230A00-O | MCMP1824BOTB | GR9S920803BN | Split System | 24000 | 15.9 | 9.3 | 1.8 | R-454B | 650
218425049 | MRCOOL | MVP-24-HP-C-230A00-O | MCMP1824BOTB | GR9S960803BN | Split System | 24000 | 15.9 | 9.3 | 1.8 | R-454B | 650
218425131 | MRCOOL | CENTRAL-24-HP-C-230B00-O | **AECMPT24B2AA | GD9T960603BN | Split System | 24000 | 16.1 | 9.3 | 1.8 | R-454B | 650
218425115 | MRCOOL | MVP-24-HP-C-230A00-O | **AECMPT24B2AA | GD9T960603BN | Split System | 24000 | 16.1 | 9.3 | 1.8 | R-454B | 650
218155790 | MIDEA | MO1BE-H24B-2A | MAAHE-H24B-BA | GD9S960603BN | Split System | 24000 | 17 | 9.3 | 1.8 | R-454B | 650
218425129 | MRCOOL | CENTRAL-24-HP-C-230B00-O | **AECMPT24B2AA | GD9S960603BN | Split System | 24000 | 17 | 9.3 | 1.8 | R-454B | 650
218425069 | MRCOOL | CENTRAL-24-HP-C-230B00-O | MCMP1824BOTB | GD9S960603BN | Split System | 24000 | 17 | 9.3 | 1.8 | R-454B | 650
218425062 | MRCOOL | CENTRAL-24-HP-C-230B00-O | MCMP1824BOTB | GR9S920603BN | Split System | 24000 | 16.2 | 9.3 | 1.8 | R-454B | 650
218425122 | MRCOOL | CENTRAL-24-HP-C-230B00-O | **AECMPT24B2AA | GR9S920603BN | Split System | 24000 | 16.2 | 9.3 | 1.8 | R-454B | 650
218425106 | MRCOOL | MVP-24-HP-C-230A00-O | **AECMPT24B2AA | GR9S920603BN | Split System | 24000 | 16.2 | 9.3 | 1.8 | R-454B | 650
215869482 | GE Appliances | NS18H60HA5*** | NAM60V1TA5**** |  | Split System | 55000 | 16 | 9.4 | 1.75 | R-454B | 650
218155518 | MIDEA | MO1BE-H24B-2A | MAAHE-H24B-AA | RL18060A12MPS1 | Split System | 24000 | 17.7 | 9.4 | 1.8 | R-454B | 650
218155499 | MIDEA | MO1SE-H36B-2A | MAAHE-H36B-BA | RL18080B12MPS1 | Split System | 36000 | 16.4 | 9.4 | 1.8 | R-454B | 650
218156052 | MIDEA | MO1SE-H36B-2A | MAAHE-H36B-CA-UC | S9V2C080U5VS*** | Split System | 36000 | 16 | 9.4 | 1.8 | R-454B | 650
218452705 | AIRQUEST | D5CURAH24AAK | FM(C,U)5S30**AL* |  | Split System | 24800 | 15.5 | 9.5 | 2 | R-454B | 650
218609514 | AIRQUEST | D5CURAH24AAK+KSAIC0701230 | FM(C,U)5S30**AL* |  | Split System | 24800 | 15.5 | 9.5 | 2 | R-454B | 650
218609523 | AIRQUEST | D5CURAH24AAK+KSAIC0701230 | FM(C,U)5S36**AL* |  | Split System | 24800 | 15.5 | 9.5 | 2 | R-454B | 650
218452715 | ARCOAIRE | D5CURAH24AAK | FM(C,U)5S36**AL* |  | Split System | 24800 | 15.5 | 9.5 | 2 | R-454B | 650
218452706 | ARCOAIRE | D5CURAH24AAK | FM(C,U)5S30**AL* |  | Split System | 24800 | 15.5 | 9.5 | 2 | R-454B | 650
218609515 | ARCOAIRE | D5CURAH24AAK+KSAIC0701230 | FM(C,U)5S30**AL* |  | Split System | 24800 | 15.5 | 9.5 | 2 | R-454B | 650
218609524 | ARCOAIRE | D5CURAH24AAK+KSAIC0701230 | FM(C,U)5S36**AL* |  | Split System | 24800 | 15.5 | 9.5 | 2 | R-454B | 650
218452712 | BRYANT HEATING AND COOLING SYSTEMS | 37MURAQ24AA3 | FM(C,U)5S36**AL* |  | Split System | 24800 | 15.5 | 9.5 | 2 | R-454B | 650
218452703 | BRYANT HEATING AND COOLING SYSTEMS | 37MURAQ24AA3 | FM(C,U)5S30**AL* |  | Split System | 24800 | 15.5 | 9.5 | 2 | R-454B | 650
218609512 | BRYANT HEATING AND COOLING SYSTEMS | 37MURAQ24AA3+KSAIC0701230 | FM(C,U)5S30**AL* |  | Split System | 24800 | 15.5 | 9.5 | 2 | R-454B | 650
218609521 | BRYANT HEATING AND COOLING SYSTEMS | 37MURAQ24AA3+KSAIC0701230 | FM(C,U)5S36**AL* |  | Split System | 24800 | 15.5 | 9.5 | 2 | R-454B | 650
218609520 | CARRIER | 37MURAQ24AA3+KSAIC0701230 | FM(C,U)5S36**AL* |  | Split System | 24800 | 15.5 | 9.5 | 2 | R-454B | 650
218452716 | COMFORTMAKER | D5CURAH24AAK | FM(C,U)5S36**AL* |  | Split System | 24800 | 15.5 | 9.5 | 2 | R-454B | 650
218452707 | COMFORTMAKER | D5CURAH24AAK | FM(C,U)5S30**AL* |  | Split System | 24800 | 15.5 | 9.5 | 2 | R-454B | 650
218609516 | COMFORTMAKER | D5CURAH24AAK+KSAIC0701230 | FM(C,U)5S30**AL* |  | Split System | 24800 | 15.5 | 9.5 | 2 | R-454B | 650
218609525 | COMFORTMAKER | D5CURAH24AAK+KSAIC0701230 | FM(C,U)5S36**AL* |  | Split System | 24800 | 15.5 | 9.5 | 2 | R-454B | 650
218452717 | DAY & NIGHT | D5CURAH24AAK | FM(C,U)5S36**AL* |  | Split System | 24800 | 15.5 | 9.5 | 2 | R-454B | 650
218452708 | DAY & NIGHT | D5CURAH24AAK | FM(C,U)5S30**AL* |  | Split System | 24800 | 15.5 | 9.5 | 2 | R-454B | 650
218609526 | DAY & NIGHT | D5CURAH24AAK+KSAIC0701230 | FM(C,U)5S36**AL* |  | Split System | 24800 | 15.5 | 9.5 | 2 | R-454B | 650
218609517 | DAY & NIGHT | D5CURAH24AAK+KSAIC0701230 | FM(C,U)5S30**AL* |  | Split System | 24800 | 15.5 | 9.5 | 2 | R-454B | 650
218452704 | HEIL | D5CURAH24AAK | FM(C,U)5S30**AL* |  | Split System | 24800 | 15.5 | 9.5 | 2 | R-454B | 650
217909255 | COMFORTMAKER | N5H9V36*K*AAA* | EVM5X36M17A* | *96VTN0801716B* | Split System | 35400 | 15.2 | 8.5 | 2.02 | R-454B | 650
217909285 | COMFORTMAKER | N5H9V36*K*AAA* | EVM5X36M17A* | *97VTN0801716A* | Split System | 35400 | 15.2 | 8.5 | 2.02 | R-454B | 650
217911340 | COMFORTMAKER | N5H9V36*K*AAA* | EVD5X36M17A* | *96VSN0801716B* | Split System | 35400 | 15.2 | 8.5 | 2.02 | R-454B | 650
217911492 | COMFORTMAKER | N5H9V36*K*AAA* | EVD5X36M17A* | *97VTN0801716A* | Split System | 35400 | 15.2 | 8.5 | 2.02 | R-454B | 650
217909292 | COMFORTMAKER | Q5H9V36*K*AAA* | EVM5X36M17A* | *97VTN0801716A* | Split System | 35400 | 15.2 | 8.5 | 2.02 | R-454B | 650
217911499 | COMFORTMAKER | Q5H9V36*K*AAA* | EVD5X36M17A* | *97VTN0801716A* | Split System | 35400 | 15.2 | 8.5 | 2.02 | R-454B | 650
217913359 | COMFORTMAKER | Q5H9V36*K*AAA* | EVD5X42M17A* | *96CTN0601714B* | Split System | 35400 | 15.2 | 8.5 | 2.02 | R-454B | 650
217909140 | COMFORTMAKER | Q5H9V36*K*AAA* | EVM5X36M17A* | *96VSN0801716B* | Split System | 35400 | 15.2 | 8.5 | 2.02 | R-454B | 650
217911347 | COMFORTMAKER | Q5H9V36*K*AAA* | EVD5X36M17A* | *96VSN0801716B* | Split System | 35400 | 15.2 | 8.5 | 2.02 | R-454B | 650
217911462 | COMFORTMAKER | N5H9V36*K*AAA* | EVD5X36M17A* | *96VTN0801716B* | Split System | 35400 | 15.2 | 8.5 | 2.02 | R-454B | 650
217913352 | COMFORTMAKER | N5H9V36*K*AAA* | EVD5X42M17A* | *96CTN0601714B* | Split System | 35400 | 15.2 | 8.5 | 2.02 | R-454B | 650
217913277 | COMFORTMAKER | N5H9V36*K*AAA* | EVD5X42M17A* | *97CMN0601714B* | Split System | 35400 | 15.2 | 8.5 | 2.02 | R-454B | 650
217913284 | COMFORTMAKER | Q5H9V36*K*AAA* | EVD5X42M17A* | *97CMN0601714B* | Split System | 35400 | 15.2 | 8.5 | 2.02 | R-454B | 650
217913307 | COMFORTMAKER | N5H9V36*K*AAA* | EVD5X42M17A* | *96VSN0601716B* | Split System | 35600 | 15.2 | 8.5 | 2.02 | R-454B | 650
217913444 | COMFORTMAKER | N5H9V36*K*AAA* | EVD5X42M17A* | *97VTN0601716A* | Split System | 35600 | 15.2 | 8.5 | 2.02 | R-454B | 650
217913314 | COMFORTMAKER | Q5H9V36*K*AAA* | EVD5X42M17A* | *96VSN0601716B* | Split System | 35600 | 15.2 | 8.5 | 2.02 | R-454B | 650
217913413 | COMFORTMAKER | N5H9V36*K*AAA* | EVD5X42M17A* | *96VTN0601716B* | Split System | 35600 | 15.2 | 8.5 | 2.02 | R-454B | 650
217913420 | COMFORTMAKER | Q5H9V36*K*AAA* | EVD5X42M17A* | *96VTN0601716B* | Split System | 35600 | 15.2 | 8.5 | 2.02 | R-454B | 650
217911589 | COMFORTMAKER | Q5H9V36*K*AAA* | EVD5X36M21A* | *80VSL0701716B* | Split System | 35800 | 15.2 | 8.5 | 2.02 | R-454B | 650
217911784 | COMFORTMAKER | Q5H9V36*K*AAA* | EVD5X36M21A* | *80VTL0701716B* | Split System | 35800 | 15.2 | 8.5 | 2.02 | R-454B | 650
217911777 | COMFORTMAKER | N5H9V36*K*AAA* | EVD5X36M21A* | *80VTL0701716B* | Split System | 35800 | 15.2 | 8.5 | 2.02 | R-454B | 650
217911582 | COMFORTMAKER | N5H9V36*K*AAA* | EVD5X36M21A* | *80VSL0701716B* | Split System | 35800 | 15.2 | 8.5 | 2.02 | R-454B | 650
217913556 | COMFORTMAKER | Q5H9V36*K*AAA* | EVD5X42M21A* | *80VSL0701716B* | Split System | 35800 | 15.2 | 8.5 | 2.02 | R-454B | 650
217913549 | COMFORTMAKER | N5H9V36*K*AAA* | EVD5X42M21A* | *80VSL0701716B* | Split System | 35800 | 15.2 | 8.5 | 2.02 | R-454B | 650
217913744 | COMFORTMAKER | N5H9V36*K*AAA* | EVD5X42M21A* | *80VTL0701716B* | Split System | 36000 | 15.2 | 8.5 | 2.02 | R-454B | 650
217911739 | COMFORTMAKER | Q5H9V36*K*AAA* | EVD5X36M21A* | *80CTL0901716B* | Split System | 36000 | 15.2 | 8.5 | 2.02 | R-454B | 650
217913751 | COMFORTMAKER | Q5H9V36*K*AAA* | EVD5X42M21A* | *80VTL0701716B* | Split System | 36000 | 15.2 | 8.5 | 2.02 | R-454B | 650
217913699 | COMFORTMAKER | N5H9V36*K*AAA* | EVD5X42M21A* | *80CTL0901716B* | Split System | 36000 | 15.2 | 8.5 | 2.02 | R-454B | 650
217911732 | COMFORTMAKER | N5H9V36*K*AAA* | EVD5X36M21A* | *80CTL0901716B* | Split System | 36000 | 15.2 | 8.5 | 2.02 | R-454B | 650
217913706 | COMFORTMAKER | Q5H9V36*K*AAA* | EVD5X42M21A* | *80CTL0901716B* | Split System | 36000 | 15.2 | 8.5 | 2.02 | R-454B | 650
217910408 | COMFORTMAKER | Q5H9V36*K*AAA* | EVM5X48M21A* | *80VSL0701716B* | Split System | 36400 | 15.2 | 8.5 | 2.02 | R-454B | 650
217912375 | COMFORTMAKER | Q5H9V36*K*AAA* | EVD5X37M21A* | *80VTL0701716B* | Split System | 36400 | 15.2 | 8.5 | 2.02 | R-454B | 650
217912269 | COMFORTMAKER | Q5H9V36*K*AAA* | EVD5X37M21A* | *80VSL0701716B* | Split System | 36400 | 15.2 | 8.5 | 2.02 | R-454B | 650
217914175 | COMFORTMAKER | Q5H9V36*K*AAA* | EVD5X48M21A* | *80VSL0701716B* | Split System | 36400 | 15.2 | 8.5 | 2.02 | R-454B | 650
217912262 | COMFORTMAKER | N5H9V36*K*AAA* | EVD5X37M21A* | *80VSL0701716B* | Split System | 36400 | 15.2 | 8.5 | 2.02 | R-454B | 650
217912367 | COMFORTMAKER | N5H9V36*K*AAA* | EVD5X37M21A* | *80VTL0701716B* | Split System | 36400 | 15.2 | 8.5 | 2.02 | R-454B | 650
217914168 | COMFORTMAKER | N5H9V36*K*AAA* | EVD5X48M21A* | *80VSL0701716B* | Split System | 36400 | 15.2 | 8.5 | 2.02 | R-454B | 650
217910401 | COMFORTMAKER | N5H9V36*K*AAA* | EVM5X48M21A* | *80VSL0701716B* | Split System | 36400 | 15.2 | 8.5 | 2.02 | R-454B | 650
217909850 | COMFORTMAKER | Q5H9V36*K*AAA* | EVM5X43M21A* | *96VSN0401712B* | Split System | 34200 | 15.2 | 8.5 | 2.06 | R-454B | 650
217910113 | COMFORTMAKER | N5H9V36*K*AAA* | EVM5X43M21A* | *96VTN0401712B* | Split System | 34200 | 15.2 | 8.5 | 2.06 | R-454B | 650
217909843 | COMFORTMAKER | N5H9V36*K*AAA* | EVM5X43M21A* | *96VSN0401712B* | Split System | 34200 | 15.2 | 8.5 | 2.06 | R-454B | 650
217910120 | COMFORTMAKER | Q5H9V36*K*AAA* | EVM5X43M21A* | *96VTN0401712B* | Split System | 34200 | 15.2 | 8.5 | 2.06 | R-454B | 650
217922189 | DAY & NIGHT | N5H9V36*K*AAA* | EA*5X36M17A* | *80VSL0901716B* | Split System | 33600 | 15.2 | 8.5 | 2 | R-454B | 650
217922121 | DAY & NIGHT | Q5H9V36*K*AAA* | EA*5X36M17A* | *80CSU0401712B* | Split System | 33600 | 15.2 | 8.5 | 2 | R-454B | 650
217922286 | DAY & NIGHT | Q5H9V36*K*AAA* | EA*5X36M17A* | *80CTL0901716B* | Split System | 33600 | 15.2 | 8.5 | 2 | R-454B | 650
217923859 | DAY & NIGHT | N5H9V36*K*AAA* | EA*5X42M21A* | *80CSU0601716B* | Split System | 34400 | 15.2 | 8.5 | 2 | R-454B | 650
217923889 | DAY & NIGHT | N5H9V36*K*AAA* | EA*5X42M21A* | *80CSU1002120B* | Split System | 34400 | 15.2 | 8.5 | 2 | R-454B | 650
217909164 | DAY & NIGHT | N5H9V36*K*AAA* | EVM5X36M17A* | *95MSU0601716A* | Split System | 35400 | 15.2 | 8.5 | 2 | R-454B | 650
217909171 | DAY & NIGHT | Q5H9V36*K*AAA* | EVM5X36M17A* | *95MSU0601716A* | Split System | 35400 | 15.2 | 8.5 | 2 | R-454B | 650
217911378 | DAY & NIGHT | Q5H9V36*K*AAA* | EVD5X36M17A* | *95MSU0601716A* | Split System | 35400 | 15.2 | 8.5 | 2 | R-454B | 650
217911371 | DAY & NIGHT | N5H9V36*K*AAA* | EVD5X36M17A* | *95MSU0601716A* | Split System | 35400 | 15.2 | 8.5 | 2 | R-454B | 650
217913201 | DAY & NIGHT | N5H9V36*K*AAA* | EVD5X42M17A* | *80CTL0701412B* | Split System | 35600 | 15.2 | 8.5 | 2 | R-454B | 650
217913208 | DAY & NIGHT | Q5H9V36*K*AAA* | EVD5X42M17A* | *80CTL0701412B* | Split System | 35600 | 15.2 | 8.5 | 2 | R-454B | 650
217910559 | DAY & NIGHT | Q5H9V36*K*AAA* | EVM5X48M21A* | *80VTL0701716B* | Split System | 36400 | 15.2 | 8.5 | 2 | R-454B | 650
217910552 | DAY & NIGHT | N5H9V36*K*AAA* | EVM5X48M21A* | *80VTL0701716B* | Split System | 36400 | 15.2 | 8.5 | 2 | R-454B | 650
217914349 | DAY & NIGHT | N5H9V36*K*AAA* | EVD5X48M21A* | *80VTL0701716B* | Split System | 36400 | 15.2 | 8.5 | 2 | R-454B | 650
217914356 | DAY & NIGHT | Q5H9V36*K*AAA* | EVD5X48M21A* | *80VTL0701716B* | Split System | 36400 | 15.2 | 8.5 | 2 | R-454B | 650
217909186 | DAY & NIGHT | Q5H9V36*K*AAA* | EVM5X36M17A* | *96CTN0601714B* | Split System | 35200 | 15.2 | 8.5 | 2.02 | R-454B | 650
217911311 | DAY & NIGHT | N5H9V36*K*AAA* | EVD5X36M17A* | *97CMN0801714B* | Split System | 35200 | 15.2 | 8.5 | 2.02 | R-454B | 650
217909111 | DAY & NIGHT | Q5H9V36*K*AAA* | EVM5X36M17A* | *97CMN0801714B* | Split System | 35200 | 15.2 | 8.5 | 2.02 | R-454B | 650
217909104 | DAY & NIGHT | N5H9V36*K*AAA* | EVM5X36M17A* | *97CMN0801714B* | Split System | 35200 | 15.2 | 8.5 | 2.02 | R-454B | 650
217909179 | DAY & NIGHT | N5H9V36*K*AAA* | EVM5X36M17A* | *96CTN0601714B* | Split System | 35200 | 15.2 | 8.5 | 2.02 | R-454B | 650
217911438 | DAY & NIGHT | Q5H9V36*K*AAA* | EVD5X36M17A* | *97CTN0801716A* | Split System | 35200 | 15.2 | 8.5 | 2.02 | R-454B | 650
217911393 | DAY & NIGHT | Q5H9V36*K*AAA* | EVD5X36M17A* | *96CTN0601714B* | Split System | 35200 | 15.2 | 8.5 | 2.02 | R-454B | 650
217911386 | DAY & NIGHT | N5H9V36*K*AAA* | EVD5X36M17A* | *96CTN0601714B* | Split System | 35200 | 15.2 | 8.5 | 2.02 | R-454B | 650
217911431 | DAY & NIGHT | N5H9V36*K*AAA* | EVD5X36M17A* | *97CTN0801716A* | Split System | 35200 | 15.2 | 8.5 | 2.02 | R-454B | 650
217911318 | DAY & NIGHT | Q5H9V36*K*AAA* | EVD5X36M17A* | *97CMN0801714B* | Split System | 35200 | 15.2 | 8.5 | 2.02 | R-454B | 650
217909263 | DAY & NIGHT | Q5H9V36*K*AAA* | EVM5X36M17A* | *96VTN0801716B* | Split System | 35400 | 15.2 | 8.5 | 2.02 | R-454B | 650
217909141 | DAY & NIGHT | Q5H9V36*K*AAA* | EVM5X36M17A* | *96VSN0801716B* | Split System | 35400 | 15.2 | 8.5 | 2.02 | R-454B | 650
217909256 | DAY & NIGHT | N5H9V36*K*AAA* | EVM5X36M17A* | *96VTN0801716B* | Split System | 35400 | 15.2 | 8.5 | 2.02 | R-454B | 650
217911470 | DAY & NIGHT | Q5H9V36*K*AAA* | EVD5X36M17A* | *96VTN0801716B* | Split System | 35400 | 15.2 | 8.5 | 2.02 | R-454B | 650
217909286 | DAY & NIGHT | N5H9V36*K*AAA* | EVM5X36M17A* | *97VTN0801716A* | Split System | 35400 | 15.2 | 8.5 | 2.02 | R-454B | 650
217911341 | DAY & NIGHT | N5H9V36*K*AAA* | EVD5X36M17A* | *96VSN0801716B* | Split System | 35400 | 15.2 | 8.5 | 2.02 | R-454B | 650
217911348 | DAY & NIGHT | Q5H9V36*K*AAA* | EVD5X36M17A* | *96VSN0801716B* | Split System | 35400 | 15.2 | 8.5 | 2.02 | R-454B | 650
217913360 | DAY & NIGHT | Q5H9V36*K*AAA* | EVD5X42M17A* | *96CTN0601714B* | Split System | 35400 | 15.2 | 8.5 | 2.02 | R-454B | 650
217911493 | DAY & NIGHT | N5H9V36*K*AAA* | EVD5X36M17A* | *97VTN0801716A* | Split System | 35400 | 15.2 | 8.5 | 2.02 | R-454B | 650
217911500 | DAY & NIGHT | Q5H9V36*K*AAA* | EVD5X36M17A* | *97VTN0801716A* | Split System | 35400 | 15.2 | 8.5 | 2.02 | R-454B | 650
217911463 | DAY & NIGHT | N5H9V36*K*AAA* | EVD5X36M17A* | *96VTN0801716B* | Split System | 35400 | 15.2 | 8.5 | 2.02 | R-454B | 650
217909134 | DAY & NIGHT | N5H9V36*K*AAA* | EVM5X36M17A* | *96VSN0801716B* | Split System | 35400 | 15.2 | 8.5 | 2.02 | R-454B | 650
217909293 | DAY & NIGHT | Q5H9V36*K*AAA* | EVM5X36M17A* | *97VTN0801716A* | Split System | 35400 | 15.2 | 8.5 | 2.02 | R-454B | 650
217913278 | DAY & NIGHT | N5H9V36*K*AAA* | EVD5X42M17A* | *97CMN0601714B* | Split System | 35400 | 15.2 | 8.5 | 2.02 | R-454B | 650
217913308 | DAY & NIGHT | N5H9V36*K*AAA* | EVD5X42M17A* | *96VSN0601716B* | Split System | 35600 | 15.2 | 8.5 | 2.02 | R-454B | 650
217913414 | DAY & NIGHT | N5H9V36*K*AAA* | EVD5X42M17A* | *96VTN0601716B* | Split System | 35600 | 15.2 | 8.5 | 2.02 | R-454B | 650
217913315 | DAY & NIGHT | Q5H9V36*K*AAA* | EVD5X42M17A* | *96VSN0601716B* | Split System | 35600 | 15.2 | 8.5 | 2.02 | R-454B | 650
217913445 | DAY & NIGHT | N5H9V36*K*AAA* | EVD5X42M17A* | *97VTN0601716A* | Split System | 35600 | 15.2 | 8.5 | 2.02 | R-454B | 650
217911785 | DAY & NIGHT | Q5H9V36*K*AAA* | EVD5X36M21A* | *80VTL0701716B* | Split System | 35800 | 15.2 | 8.5 | 2.02 | R-454B | 650
217911778 | DAY & NIGHT | N5H9V36*K*AAA* | EVD5X36M21A* | *80VTL0701716B* | Split System | 35800 | 15.2 | 8.5 | 2.02 | R-454B | 650
217911583 | DAY & NIGHT | N5H9V36*K*AAA* | EVD5X36M21A* | *80VSL0701716B* | Split System | 35800 | 15.2 | 8.5 | 2.02 | R-454B | 650
217911590 | DAY & NIGHT | Q5H9V36*K*AAA* | EVD5X36M21A* | *80VSL0701716B* | Split System | 35800 | 15.2 | 8.5 | 2.02 | R-454B | 650
217913557 | DAY & NIGHT | Q5H9V36*K*AAA* | EVD5X42M21A* | *80VSL0701716B* | Split System | 35800 | 15.2 | 8.5 | 2.02 | R-454B | 650
217913550 | DAY & NIGHT | N5H9V36*K*AAA* | EVD5X42M21A* | *80VSL0701716B* | Split System | 35800 | 15.2 | 8.5 | 2.02 | R-454B | 650
217913745 | DAY & NIGHT | N5H9V36*K*AAA* | EVD5X42M21A* | *80VTL0701716B* | Split System | 36000 | 15.2 | 8.5 | 2.02 | R-454B | 650
217911740 | DAY & NIGHT | Q5H9V36*K*AAA* | EVD5X36M21A* | *80CTL0901716B* | Split System | 36000 | 15.2 | 8.5 | 2.02 | R-454B | 650
217913707 | DAY & NIGHT | Q5H9V36*K*AAA* | EVD5X42M21A* | *80CTL0901716B* | Split System | 36000 | 15.2 | 8.5 | 2.02 | R-454B | 650
217911733 | DAY & NIGHT | N5H9V36*K*AAA* | EVD5X36M21A* | *80CTL0901716B* | Split System | 36000 | 15.2 | 8.5 | 2.02 | R-454B | 650
217913700 | DAY & NIGHT | N5H9V36*K*AAA* | EVD5X42M21A* | *80CTL0901716B* | Split System | 36000 | 15.2 | 8.5 | 2.02 | R-454B | 650
217913752 | DAY & NIGHT | Q5H9V36*K*AAA* | EVD5X42M21A* | *80VTL0701716B* | Split System | 36000 | 15.2 | 8.5 | 2.02 | R-454B | 650
217910402 | DAY & NIGHT | N5H9V36*K*AAA* | EVM5X48M21A* | *80VSL0701716B* | Split System | 36400 | 15.2 | 8.5 | 2.02 | R-454B | 650
217912270 | DAY & NIGHT | Q5H9V36*K*AAA* | EVD5X37M21A* | *80VSL0701716B* | Split System | 36400 | 15.2 | 8.5 | 2.02 | R-454B | 650
217910409 | DAY & NIGHT | Q5H9V36*K*AAA* | EVM5X48M21A* | *80VSL0701716B* | Split System | 36400 | 15.2 | 8.5 | 2.02 | R-454B | 650
217912376 | DAY & NIGHT | Q5H9V36*K*AAA* | EVD5X37M21A* | *80VTL0701716B* | Split System | 36400 | 15.2 | 8.5 | 2.02 | R-454B | 650
217912263 | DAY & NIGHT | N5H9V36*K*AAA* | EVD5X37M21A* | *80VSL0701716B* | Split System | 36400 | 15.2 | 8.5 | 2.02 | R-454B | 650
217914176 | DAY & NIGHT | Q5H9V36*K*AAA* | EVD5X48M21A* | *80VSL0701716B* | Split System | 36400 | 15.2 | 8.5 | 2.02 | R-454B | 650
217914169 | DAY & NIGHT | N5H9V36*K*AAA* | EVD5X48M21A* | *80VSL0701716B* | Split System | 36400 | 15.2 | 8.5 | 2.02 | R-454B | 650
217909851 | DAY & NIGHT | Q5H9V36*K*AAA* | EVM5X43M21A* | *96VSN0401712B* | Split System | 34200 | 15.2 | 8.5 | 2.06 | R-454B | 650
217909844 | DAY & NIGHT | N5H9V36*K*AAA* | EVM5X43M21A* | *96VSN0401712B* | Split System | 34200 | 15.2 | 8.5 | 2.06 | R-454B | 650
217910114 | DAY & NIGHT | N5H9V36*K*AAA* | EVM5X43M21A* | *96VTN0401712B* | Split System | 34200 | 15.2 | 8.5 | 2.06 | R-454B | 650
217910121 | DAY & NIGHT | Q5H9V36*K*AAA* | EVM5X43M21A* | *96VTN0401712B* | Split System | 34200 | 15.2 | 8.5 | 2.06 | R-454B | 650
217922190 | HEIL | N5H9V36*K*AAA* | EA*5X36M17A* | *80VSL0901716B* | Split System | 33600 | 15.2 | 8.5 | 2 | R-454B | 650
217922287 | HEIL | Q5H9V36*K*AAA* | EA*5X36M17A* | *80CTL0901716B* | Split System | 33600 | 15.2 | 8.5 | 2 | R-454B | 650
217924138 | HEIL | Q5H9V36*K*AAA* | EA*5X42M21A* | *95CSU1002122B* | Split System | 34400 | 15.2 | 8.5 | 2 | R-454B | 650
217909172 | HEIL | Q5H9V36*K*AAA* | EVM5X36M17A* | *95MSU0601716A* | Split System | 35400 | 15.2 | 8.5 | 2 | R-454B | 650
217911372 | HEIL | N5H9V36*K*AAA* | EVD5X36M17A* | *95MSU0601716A* | Split System | 35400 | 15.2 | 8.5 | 2 | R-454B | 650
217911379 | HEIL | Q5H9V36*K*AAA* | EVD5X36M17A* | *95MSU0601716A* | Split System | 35400 | 15.2 | 8.5 | 2 | R-454B | 650
217909165 | HEIL | N5H9V36*K*AAA* | EVM5X36M17A* | *95MSU0601716A* | Split System | 35400 | 15.2 | 8.5 | 2 | R-454B | 650
217913209 | HEIL | Q5H9V36*K*AAA* | EVD5X42M17A* | *80CTL0701412B* | Split System | 35600 | 15.2 | 8.5 | 2 | R-454B | 650
217913202 | HEIL | N5H9V36*K*AAA* | EVD5X42M17A* | *80CTL0701412B* | Split System | 35600 | 15.2 | 8.5 | 2 | R-454B | 650
217910560 | HEIL | Q5H9V36*K*AAA* | EVM5X48M21A* | *80VTL0701716B* | Split System | 36400 | 15.2 | 8.5 | 2 | R-454B | 650
217910553 | HEIL | N5H9V36*K*AAA* | EVM5X48M21A* | *80VTL0701716B* | Split System | 36400 | 15.2 | 8.5 | 2 | R-454B | 650
217914350 | HEIL | N5H9V36*K*AAA* | EVD5X48M21A* | *80VTL0701716B* | Split System | 36400 | 15.2 | 8.5 | 2 | R-454B | 650
217914357 | HEIL | Q5H9V36*K*AAA* | EVD5X48M21A* | *80VTL0701716B* | Split System | 36400 | 15.2 | 8.5 | 2 | R-454B | 650
217909105 | HEIL | N5H9V36*K*AAA* | EVM5X36M17A* | *97CMN0801714B* | Split System | 35200 | 15.2 | 8.5 | 2.02 | R-454B | 650
217909180 | HEIL | N5H9V36*K*AAA* | EVM5X36M17A* | *96CTN0601714B* | Split System | 35200 | 15.2 | 8.5 | 2.02 | R-454B | 650
217909112 | HEIL | Q5H9V36*K*AAA* | EVM5X36M17A* | *97CMN0801714B* | Split System | 35200 | 15.2 | 8.5 | 2.02 | R-454B | 650
217909187 | HEIL | Q5H9V36*K*AAA* | EVM5X36M17A* | *96CTN0601714B* | Split System | 35200 | 15.2 | 8.5 | 2.02 | R-454B | 650
217911394 | HEIL | Q5H9V36*K*AAA* | EVD5X36M17A* | *96CTN0601714B* | Split System | 35200 | 15.2 | 8.5 | 2.02 | R-454B | 650
217911319 | HEIL | Q5H9V36*K*AAA* | EVD5X36M17A* | *97CMN0801714B* | Split System | 35200 | 15.2 | 8.5 | 2.02 | R-454B | 650
217911432 | HEIL | N5H9V36*K*AAA* | EVD5X36M17A* | *97CTN0801716A* | Split System | 35200 | 15.2 | 8.5 | 2.02 | R-454B | 650
217911387 | HEIL | N5H9V36*K*AAA* | EVD5X36M17A* | *96CTN0601714B* | Split System | 35200 | 15.2 | 8.5 | 2.02 | R-454B | 650
217911439 | HEIL | Q5H9V36*K*AAA* | EVD5X36M17A* | *97CTN0801716A* | Split System | 35200 | 15.2 | 8.5 | 2.02 | R-454B | 650
217911312 | HEIL | N5H9V36*K*AAA* | EVD5X36M17A* | *97CMN0801714B* | Split System | 35200 | 15.2 | 8.5 | 2.02 | R-454B | 650
217909257 | HEIL | N5H9V36*K*AAA* | EVM5X36M17A* | *96VTN0801716B* | Split System | 35400 | 15.2 | 8.5 | 2.02 | R-454B | 650
217909294 | HEIL | Q5H9V36*K*AAA* | EVM5X36M17A* | *97VTN0801716A* | Split System | 35400 | 15.2 | 8.5 | 2.02 | R-454B | 650
217911349 | HEIL | Q5H9V36*K*AAA* | EVD5X36M17A* | *96VSN0801716B* | Split System | 35400 | 15.2 | 8.5 | 2.02 | R-454B | 650
217911501 | HEIL | Q5H9V36*K*AAA* | EVD5X36M17A* | *97VTN0801716A* | Split System | 35400 | 15.2 | 8.5 | 2.02 | R-454B | 650
217909135 | HEIL | N5H9V36*K*AAA* | EVM5X36M17A* | *96VSN0801716B* | Split System | 35400 | 15.2 | 8.5 | 2.02 | R-454B | 650
217909287 | HEIL | N5H9V36*K*AAA* | EVM5X36M17A* | *97VTN0801716A* | Split System | 35400 | 15.2 | 8.5 | 2.02 | R-454B | 650
217911471 | HEIL | Q5H9V36*K*AAA* | EVD5X36M17A* | *96VTN0801716B* | Split System | 35400 | 15.2 | 8.5 | 2.02 | R-454B | 650
217911342 | HEIL | N5H9V36*K*AAA* | EVD5X36M17A* | *96VSN0801716B* | Split System | 35400 | 15.2 | 8.5 | 2.02 | R-454B | 650
217911494 | HEIL | N5H9V36*K*AAA* | EVD5X36M17A* | *97VTN0801716A* | Split System | 35400 | 15.2 | 8.5 | 2.02 | R-454B | 650
217913354 | HEIL | N5H9V36*K*AAA* | EVD5X42M17A* | *96CTN0601714B* | Split System | 35400 | 15.2 | 8.5 | 2.02 | R-454B | 650
217909142 | HEIL | Q5H9V36*K*AAA* | EVM5X36M17A* | *96VSN0801716B* | Split System | 35400 | 15.2 | 8.5 | 2.02 | R-454B | 650
217909264 | HEIL | Q5H9V36*K*AAA* | EVM5X36M17A* | *96VTN0801716B* | Split System | 35400 | 15.2 | 8.5 | 2.02 | R-454B | 650
217913361 | HEIL | Q5H9V36*K*AAA* | EVD5X42M17A* | *96CTN0601714B* | Split System | 35400 | 15.2 | 8.5 | 2.02 | R-454B | 650
217911464 | HEIL | N5H9V36*K*AAA* | EVD5X36M17A* | *96VTN0801716B* | Split System | 35400 | 15.2 | 8.5 | 2.02 | R-454B | 650
217913279 | HEIL | N5H9V36*K*AAA* | EVD5X42M17A* | *97CMN0601714B* | Split System | 35400 | 15.2 | 8.5 | 2.02 | R-454B | 650
217913286 | HEIL | Q5H9V36*K*AAA* | EVD5X42M17A* | *97CMN0601714B* | Split System | 35400 | 15.2 | 8.5 | 2.02 | R-454B | 650
217913316 | HEIL | Q5H9V36*K*AAA* | EVD5X42M17A* | *96VSN0601716B* | Split System | 35600 | 15.2 | 8.5 | 2.02 | R-454B | 650
217913446 | HEIL | N5H9V36*K*AAA* | EVD5X42M17A* | *97VTN0601716A* | Split System | 35600 | 15.2 | 8.5 | 2.02 | R-454B | 650
217913309 | HEIL | N5H9V36*K*AAA* | EVD5X42M17A* | *96VSN0601716B* | Split System | 35600 | 15.2 | 8.5 | 2.02 | R-454B | 650
217913415 | HEIL | N5H9V36*K*AAA* | EVD5X42M17A* | *96VTN0601716B* | Split System | 35600 | 15.2 | 8.5 | 2.02 | R-454B | 650
217913422 | HEIL | Q5H9V36*K*AAA* | EVD5X42M17A* | *96VTN0601716B* | Split System | 35600 | 15.2 | 8.5 | 2.02 | R-454B | 650
217913453 | HEIL | Q5H9V36*K*AAA* | EVD5X42M17A* | *97VTN0601716A* | Split System | 35600 | 15.2 | 8.5 | 2.02 | R-454B | 650
217911786 | HEIL | Q5H9V36*K*AAA* | EVD5X36M21A* | *80VTL0701716B* | Split System | 35800 | 15.2 | 8.5 | 2.02 | R-454B | 650
217911584 | HEIL | N5H9V36*K*AAA* | EVD5X36M21A* | *80VSL0701716B* | Split System | 35800 | 15.2 | 8.5 | 2.02 | R-454B | 650
217911779 | HEIL | N5H9V36*K*AAA* | EVD5X36M21A* | *80VTL0701716B* | Split System | 35800 | 15.2 | 8.5 | 2.02 | R-454B | 650
217911591 | HEIL | Q5H9V36*K*AAA* | EVD5X36M21A* | *80VSL0701716B* | Split System | 35800 | 15.2 | 8.5 | 2.02 | R-454B | 650
217913558 | HEIL | Q5H9V36*K*AAA* | EVD5X42M21A* | *80VSL0701716B* | Split System | 35800 | 15.2 | 8.5 | 2.02 | R-454B | 650
217913551 | HEIL | N5H9V36*K*AAA* | EVD5X42M21A* | *80VSL0701716B* | Split System | 35800 | 15.2 | 8.5 | 2.02 | R-454B | 650
217913746 | HEIL | N5H9V36*K*AAA* | EVD5X42M21A* | *80VTL0701716B* | Split System | 36000 | 15.2 | 8.5 | 2.02 | R-454B | 650
217913753 | HEIL | Q5H9V36*K*AAA* | EVD5X42M21A* | *80VTL0701716B* | Split System | 36000 | 15.2 | 8.5 | 2.02 | R-454B | 650
217911734 | HEIL | N5H9V36*K*AAA* | EVD5X36M21A* | *80CTL0901716B* | Split System | 36000 | 15.2 | 8.5 | 2.02 | R-454B | 650
217913708 | HEIL | Q5H9V36*K*AAA* | EVD5X42M21A* | *80CTL0901716B* | Split System | 36000 | 15.2 | 8.5 | 2.02 | R-454B | 650
217913701 | HEIL | N5H9V36*K*AAA* | EVD5X42M21A* | *80CTL0901716B* | Split System | 36000 | 15.2 | 8.5 | 2.02 | R-454B | 650
217911741 | HEIL | Q5H9V36*K*AAA* | EVD5X36M21A* | *80CTL0901716B* | Split System | 36000 | 15.2 | 8.5 | 2.02 | R-454B | 650
217912369 | HEIL | N5H9V36*K*AAA* | EVD5X37M21A* | *80VTL0701716B* | Split System | 36400 | 15.2 | 8.5 | 2.02 | R-454B | 650
217910403 | HEIL | N5H9V36*K*AAA* | EVM5X48M21A* | *80VSL0701716B* | Split System | 36400 | 15.2 | 8.5 | 2.02 | R-454B | 650
217912271 | HEIL | Q5H9V36*K*AAA* | EVD5X37M21A* | *80VSL0701716B* | Split System | 36400 | 15.2 | 8.5 | 2.02 | R-454B | 650
217914177 | HEIL | Q5H9V36*K*AAA* | EVD5X48M21A* | *80VSL0701716B* | Split System | 36400 | 15.2 | 8.5 | 2.02 | R-454B | 650
217912377 | HEIL | Q5H9V36*K*AAA* | EVD5X37M21A* | *80VTL0701716B* | Split System | 36400 | 15.2 | 8.5 | 2.02 | R-454B | 650
217914170 | HEIL | N5H9V36*K*AAA* | EVD5X48M21A* | *80VSL0701716B* | Split System | 36400 | 15.2 | 8.5 | 2.02 | R-454B | 650
217910410 | HEIL | Q5H9V36*K*AAA* | EVM5X48M21A* | *80VSL0701716B* | Split System | 36400 | 15.2 | 8.5 | 2.02 | R-454B | 650
217909852 | HEIL | Q5H9V36*K*AAA* | EVM5X43M21A* | *96VSN0401712B* | Split System | 34200 | 15.2 | 8.5 | 2.06 | R-454B | 650
217910122 | HEIL | Q5H9V36*K*AAA* | EVM5X43M21A* | *96VTN0401712B* | Split System | 34200 | 15.2 | 8.5 | 2.06 | R-454B | 650
217909845 | HEIL | N5H9V36*K*AAA* | EVM5X43M21A* | *96VSN0401712B* | Split System | 34200 | 15.2 | 8.5 | 2.06 | R-454B | 650
217910115 | HEIL | N5H9V36*K*AAA* | EVM5X43M21A* | *96VTN0401712B* | Split System | 34200 | 15.2 | 8.5 | 2.06 | R-454B | 650
217923891 | KEEPRITE | N5H9V36*K*AAA* | EA*5X42M21A* | *80CSU1002120B* | Split System | 34400 | 15.2 | 8.5 | 2 | R-454B | 650
217909166 | KEEPRITE | N5H9V36*K*AAA* | EVM5X36M17A* | *95MSU0601716A* | Split System | 35400 | 15.2 | 8.5 | 2 | R-454B | 650
217911380 | KEEPRITE | Q5H9V36*K*AAA* | EVD5X36M17A* | *95MSU0601716A* | Split System | 35400 | 15.2 | 8.5 | 2 | R-454B | 650
217909173 | KEEPRITE | Q5H9V36*K*AAA* | EVM5X36M17A* | *95MSU0601716A* | Split System | 35400 | 15.2 | 8.5 | 2 | R-454B | 650
217911373 | KEEPRITE | N5H9V36*K*AAA* | EVD5X36M17A* | *95MSU0601716A* | Split System | 35400 | 15.2 | 8.5 | 2 | R-454B | 650
217913203 | KEEPRITE | N5H9V36*K*AAA* | EVD5X42M17A* | *80CTL0701412B* | Split System | 35600 | 15.2 | 8.5 | 2 | R-454B | 650
217913210 | KEEPRITE | Q5H9V36*K*AAA* | EVD5X42M17A* | *80CTL0701412B* | Split System | 35600 | 15.2 | 8.5 | 2 | R-454B | 650
217910554 | KEEPRITE | N5H9V36*K*AAA* | EVM5X48M21A* | *80VTL0701716B* | Split System | 36400 | 15.2 | 8.5 | 2 | R-454B | 650
217914351 | KEEPRITE | N5H9V36*K*AAA* | EVD5X48M21A* | *80VTL0701716B* | Split System | 36400 | 15.2 | 8.5 | 2 | R-454B | 650
217914358 | KEEPRITE | Q5H9V36*K*AAA* | EVD5X48M21A* | *80VTL0701716B* | Split System | 36400 | 15.2 | 8.5 | 2 | R-454B | 650
217910561 | KEEPRITE | Q5H9V36*K*AAA* | EVM5X48M21A* | *80VTL0701716B* | Split System | 36400 | 15.2 | 8.5 | 2 | R-454B | 650
217909181 | KEEPRITE | N5H9V36*K*AAA* | EVM5X36M17A* | *96CTN0601714B* | Split System | 35200 | 15.2 | 8.5 | 2.02 | R-454B | 650
217909106 | KEEPRITE | N5H9V36*K*AAA* | EVM5X36M17A* | *97CMN0801714B* | Split System | 35200 | 15.2 | 8.5 | 2.02 | R-454B | 650
217909188 | KEEPRITE | Q5H9V36*K*AAA* | EVM5X36M17A* | *96CTN0601714B* | Split System | 35200 | 15.2 | 8.5 | 2.02 | R-454B | 650
217911433 | KEEPRITE | N5H9V36*K*AAA* | EVD5X36M17A* | *97CTN0801716A* | Split System | 35200 | 15.2 | 8.5 | 2.02 | R-454B | 650
217909113 | KEEPRITE | Q5H9V36*K*AAA* | EVM5X36M17A* | *97CMN0801714B* | Split System | 35200 | 15.2 | 8.5 | 2.02 | R-454B | 650
217911388 | KEEPRITE | N5H9V36*K*AAA* | EVD5X36M17A* | *96CTN0601714B* | Split System | 35200 | 15.2 | 8.5 | 2.02 | R-454B | 650
217911320 | KEEPRITE | Q5H9V36*K*AAA* | EVD5X36M17A* | *97CMN0801714B* | Split System | 35200 | 15.2 | 8.5 | 2.02 | R-454B | 650
217911440 | KEEPRITE | Q5H9V36*K*AAA* | EVD5X36M17A* | *97CTN0801716A* | Split System | 35200 | 15.2 | 8.5 | 2.02 | R-454B | 650
217911313 | KEEPRITE | N5H9V36*K*AAA* | EVD5X36M17A* | *97CMN0801714B* | Split System | 35200 | 15.2 | 8.5 | 2.02 | R-454B | 650
217909295 | KEEPRITE | Q5H9V36*K*AAA* | EVM5X36M17A* | *97VTN0801716A* | Split System | 35400 | 15.2 | 8.5 | 2.02 | R-454B | 650
217909265 | KEEPRITE | Q5H9V36*K*AAA* | EVM5X36M17A* | *96VTN0801716B* | Split System | 35400 | 15.2 | 8.5 | 2.02 | R-454B | 650
217909136 | KEEPRITE | N5H9V36*K*AAA* | EVM5X36M17A* | *96VSN0801716B* | Split System | 35400 | 15.2 | 8.5 | 2.02 | R-454B | 650
217909258 | KEEPRITE | N5H9V36*K*AAA* | EVM5X36M17A* | *96VTN0801716B* | Split System | 35400 | 15.2 | 8.5 | 2.02 | R-454B | 650
217909143 | KEEPRITE | Q5H9V36*K*AAA* | EVM5X36M17A* | *96VSN0801716B* | Split System | 35400 | 15.2 | 8.5 | 2.02 | R-454B | 650
217909288 | KEEPRITE | N5H9V36*K*AAA* | EVM5X36M17A* | *97VTN0801716A* | Split System | 35400 | 15.2 | 8.5 | 2.02 | R-454B | 650
217911465 | KEEPRITE | N5H9V36*K*AAA* | EVD5X36M17A* | *96VTN0801716B* | Split System | 35400 | 15.2 | 8.5 | 2.02 | R-454B | 650
217911502 | KEEPRITE | Q5H9V36*K*AAA* | EVD5X36M17A* | *97VTN0801716A* | Split System | 35400 | 15.2 | 8.5 | 2.02 | R-454B | 650
217911343 | KEEPRITE | N5H9V36*K*AAA* | EVD5X36M17A* | *96VSN0801716B* | Split System | 35400 | 15.2 | 8.5 | 2.02 | R-454B | 650
217911495 | KEEPRITE | N5H9V36*K*AAA* | EVD5X36M17A* | *97VTN0801716A* | Split System | 35400 | 15.2 | 8.5 | 2.02 | R-454B | 650
217913355 | KEEPRITE | N5H9V36*K*AAA* | EVD5X42M17A* | *96CTN0601714B* | Split System | 35400 | 15.2 | 8.5 | 2.02 | R-454B | 650
217911472 | KEEPRITE | Q5H9V36*K*AAA* | EVD5X36M17A* | *96VTN0801716B* | Split System | 35400 | 15.2 | 8.5 | 2.02 | R-454B | 650
217913362 | KEEPRITE | Q5H9V36*K*AAA* | EVD5X42M17A* | *96CTN0601714B* | Split System | 35400 | 15.2 | 8.5 | 2.02 | R-454B | 650
217911350 | KEEPRITE | Q5H9V36*K*AAA* | EVD5X36M17A* | *96VSN0801716B* | Split System | 35400 | 15.2 | 8.5 | 2.02 | R-454B | 650
217913280 | KEEPRITE | N5H9V36*K*AAA* | EVD5X42M17A* | *97CMN0601714B* | Split System | 35400 | 15.2 | 8.5 | 2.02 | R-454B | 650
217913287 | KEEPRITE | Q5H9V36*K*AAA* | EVD5X42M17A* | *97CMN0601714B* | Split System | 35400 | 15.2 | 8.5 | 2.02 | R-454B | 650
217913423 | KEEPRITE | Q5H9V36*K*AAA* | EVD5X42M17A* | *96VTN0601716B* | Split System | 35600 | 15.2 | 8.5 | 2.02 | R-454B | 650
217913447 | KEEPRITE | N5H9V36*K*AAA* | EVD5X42M17A* | *97VTN0601716A* | Split System | 35600 | 15.2 | 8.5 | 2.02 | R-454B | 650
217913317 | KEEPRITE | Q5H9V36*K*AAA* | EVD5X42M17A* | *96VSN0601716B* | Split System | 35600 | 15.2 | 8.5 | 2.02 | R-454B | 650
217913416 | KEEPRITE | N5H9V36*K*AAA* | EVD5X42M17A* | *96VTN0601716B* | Split System | 35600 | 15.2 | 8.5 | 2.02 | R-454B | 650
217913454 | KEEPRITE | Q5H9V36*K*AAA* | EVD5X42M17A* | *97VTN0601716A* | Split System | 35600 | 15.2 | 8.5 | 2.02 | R-454B | 650
217913310 | KEEPRITE | N5H9V36*K*AAA* | EVD5X42M17A* | *96VSN0601716B* | Split System | 35600 | 15.2 | 8.5 | 2.02 | R-454B | 650
217911585 | KEEPRITE | N5H9V36*K*AAA* | EVD5X36M21A* | *80VSL0701716B* | Split System | 35800 | 15.2 | 8.5 | 2.02 | R-454B | 650
217911780 | KEEPRITE | N5H9V36*K*AAA* | EVD5X36M21A* | *80VTL0701716B* | Split System | 35800 | 15.2 | 8.5 | 2.02 | R-454B | 650
217911592 | KEEPRITE | Q5H9V36*K*AAA* | EVD5X36M21A* | *80VSL0701716B* | Split System | 35800 | 15.2 | 8.5 | 2.02 | R-454B | 650
217911787 | KEEPRITE | Q5H9V36*K*AAA* | EVD5X36M21A* | *80VTL0701716B* | Split System | 35800 | 15.2 | 8.5 | 2.02 | R-454B | 650
217913559 | KEEPRITE | Q5H9V36*K*AAA* | EVD5X42M21A* | *80VSL0701716B* | Split System | 35800 | 15.2 | 8.5 | 2.02 | R-454B | 650
217913552 | KEEPRITE | N5H9V36*K*AAA* | EVD5X42M21A* | *80VSL0701716B* | Split System | 35800 | 15.2 | 8.5 | 2.02 | R-454B | 650
217911742 | KEEPRITE | Q5H9V36*K*AAA* | EVD5X36M21A* | *80CTL0901716B* | Split System | 36000 | 15.2 | 8.5 | 2.02 | R-454B | 650
217911735 | KEEPRITE | N5H9V36*K*AAA* | EVD5X36M21A* | *80CTL0901716B* | Split System | 36000 | 15.2 | 8.5 | 2.02 | R-454B | 650
217913709 | KEEPRITE | Q5H9V36*K*AAA* | EVD5X42M21A* | *80CTL0901716B* | Split System | 36000 | 15.2 | 8.5 | 2.02 | R-454B | 650
217913747 | KEEPRITE | N5H9V36*K*AAA* | EVD5X42M21A* | *80VTL0701716B* | Split System | 36000 | 15.2 | 8.5 | 2.02 | R-454B | 650
217913702 | KEEPRITE | N5H9V36*K*AAA* | EVD5X42M21A* | *80CTL0901716B* | Split System | 36000 | 15.2 | 8.5 | 2.02 | R-454B | 650
217912272 | KEEPRITE | Q5H9V36*K*AAA* | EVD5X37M21A* | *80VSL0701716B* | Split System | 36400 | 15.2 | 8.5 | 2.02 | R-454B | 650
217912378 | KEEPRITE | Q5H9V36*K*AAA* | EVD5X37M21A* | *80VTL0701716B* | Split System | 36400 | 15.2 | 8.5 | 2.02 | R-454B | 650
217910404 | KEEPRITE | N5H9V36*K*AAA* | EVM5X48M21A* | *80VSL0701716B* | Split System | 36400 | 15.2 | 8.5 | 2.02 | R-454B | 650
217910411 | KEEPRITE | Q5H9V36*K*AAA* | EVM5X48M21A* | *80VSL0701716B* | Split System | 36400 | 15.2 | 8.5 | 2.02 | R-454B | 650
217912265 | KEEPRITE | N5H9V36*K*AAA* | EVD5X37M21A* | *80VSL0701716B* | Split System | 36400 | 15.2 | 8.5 | 2.02 | R-454B | 650
217912370 | KEEPRITE | N5H9V36*K*AAA* | EVD5X37M21A* | *80VTL0701716B* | Split System | 36400 | 15.2 | 8.5 | 2.02 | R-454B | 650
217914178 | KEEPRITE | Q5H9V36*K*AAA* | EVD5X48M21A* | *80VSL0701716B* | Split System | 36400 | 15.2 | 8.5 | 2.02 | R-454B | 650
217914171 | KEEPRITE | N5H9V36*K*AAA* | EVD5X48M21A* | *80VSL0701716B* | Split System | 36400 | 15.2 | 8.5 | 2.02 | R-454B | 650
217909853 | KEEPRITE | Q5H9V36*K*AAA* | EVM5X43M21A* | *96VSN0401712B* | Split System | 34200 | 15.2 | 8.5 | 2.06 | R-454B | 650
217909846 | KEEPRITE | N5H9V36*K*AAA* | EVM5X43M21A* | *96VSN0401712B* | Split System | 34200 | 15.2 | 8.5 | 2.06 | R-454B | 650
217910116 | KEEPRITE | N5H9V36*K*AAA* | EVM5X43M21A* | *96VTN0401712B* | Split System | 34200 | 15.2 | 8.5 | 2.06 | R-454B | 650
217910123 | KEEPRITE | Q5H9V36*K*AAA* | EVM5X43M21A* | *96VTN0401712B* | Split System | 34200 | 15.2 | 8.5 | 2.06 | R-454B | 650
217922117 | TEMPSTAR | N5H9V36*K*AAA* | EA*5X36M17A* | *80CSU0401712B* | Split System | 33600 | 15.2 | 8.5 | 2 | R-454B | 650
217923862 | TEMPSTAR | N5H9V36*K*AAA* | EA*5X42M21A* | *80CSU0601716B* | Split System | 34400 | 15.2 | 8.5 | 2 | R-454B | 650
217924140 | TEMPSTAR | Q5H9V36*K*AAA* | EA*5X42M21A* | *95CSU1002122B* | Split System | 34400 | 15.2 | 8.5 | 2 | R-454B | 650
217909167 | TEMPSTAR | N5H9V36*K*AAA* | EVM5X36M17A* | *95MSU0601716A* | Split System | 35400 | 15.2 | 8.5 | 2 | R-454B | 650
217911374 | TEMPSTAR | N5H9V36*K*AAA* | EVD5X36M17A* | *95MSU0601716A* | Split System | 35400 | 15.2 | 8.5 | 2 | R-454B | 650
217911381 | TEMPSTAR | Q5H9V36*K*AAA* | EVD5X36M17A* | *95MSU0601716A* | Split System | 35400 | 15.2 | 8.5 | 2 | R-454B | 650
217909174 | TEMPSTAR | Q5H9V36*K*AAA* | EVM5X36M17A* | *95MSU0601716A* | Split System | 35400 | 15.2 | 8.5 | 2 | R-454B | 650
217913204 | TEMPSTAR | N5H9V36*K*AAA* | EVD5X42M17A* | *80CTL0701412B* | Split System | 35600 | 15.2 | 8.5 | 2 | R-454B | 650
217913211 | TEMPSTAR | Q5H9V36*K*AAA* | EVD5X42M17A* | *80CTL0701412B* | Split System | 35600 | 15.2 | 8.5 | 2 | R-454B | 650
217910562 | TEMPSTAR | Q5H9V36*K*AAA* | EVM5X48M21A* | *80VTL0701716B* | Split System | 36400 | 15.2 | 8.5 | 2 | R-454B | 650
217914352 | TEMPSTAR | N5H9V36*K*AAA* | EVD5X48M21A* | *80VTL0701716B* | Split System | 36400 | 15.2 | 8.5 | 2 | R-454B | 650
217914359 | TEMPSTAR | Q5H9V36*K*AAA* | EVD5X48M21A* | *80VTL0701716B* | Split System | 36400 | 15.2 | 8.5 | 2 | R-454B | 650
217910555 | TEMPSTAR | N5H9V36*K*AAA* | EVM5X48M21A* | *80VTL0701716B* | Split System | 36400 | 15.2 | 8.5 | 2 | R-454B | 650
217909114 | TEMPSTAR | Q5H9V36*K*AAA* | EVM5X36M17A* | *97CMN0801714B* | Split System | 35200 | 15.2 | 8.5 | 2.02 | R-454B | 650
217909107 | TEMPSTAR | N5H9V36*K*AAA* | EVM5X36M17A* | *97CMN0801714B* | Split System | 35200 | 15.2 | 8.5 | 2.02 | R-454B | 650
217909182 | TEMPSTAR | N5H9V36*K*AAA* | EVM5X36M17A* | *96CTN0601714B* | Split System | 35200 | 15.2 | 8.5 | 2.02 | R-454B | 650
217911321 | TEMPSTAR | Q5H9V36*K*AAA* | EVD5X36M17A* | *97CMN0801714B* | Split System | 35200 | 15.2 | 8.5 | 2.02 | R-454B | 650
217911389 | TEMPSTAR | N5H9V36*K*AAA* | EVD5X36M17A* | *96CTN0601714B* | Split System | 35200 | 15.2 | 8.5 | 2.02 | R-454B | 650
217909189 | TEMPSTAR | Q5H9V36*K*AAA* | EVM5X36M17A* | *96CTN0601714B* | Split System | 35200 | 15.2 | 8.5 | 2.02 | R-454B | 650
217911441 | TEMPSTAR | Q5H9V36*K*AAA* | EVD5X36M17A* | *97CTN0801716A* | Split System | 35200 | 15.2 | 8.5 | 2.02 | R-454B | 650
217911434 | TEMPSTAR | N5H9V36*K*AAA* | EVD5X36M17A* | *97CTN0801716A* | Split System | 35200 | 15.2 | 8.5 | 2.02 | R-454B | 650
217911396 | TEMPSTAR | Q5H9V36*K*AAA* | EVD5X36M17A* | *96CTN0601714B* | Split System | 35200 | 15.2 | 8.5 | 2.02 | R-454B | 650
217909266 | TEMPSTAR | Q5H9V36*K*AAA* | EVM5X36M17A* | *96VTN0801716B* | Split System | 35400 | 15.2 | 8.5 | 2.02 | R-454B | 650
217909137 | TEMPSTAR | N5H9V36*K*AAA* | EVM5X36M17A* | *96VSN0801716B* | Split System | 35400 | 15.2 | 8.5 | 2.02 | R-454B | 650
217909144 | TEMPSTAR | Q5H9V36*K*AAA* | EVM5X36M17A* | *96VSN0801716B* | Split System | 35400 | 15.2 | 8.5 | 2.02 | R-454B | 650
217909296 | TEMPSTAR | Q5H9V36*K*AAA* | EVM5X36M17A* | *97VTN0801716A* | Split System | 35400 | 15.2 | 8.5 | 2.02 | R-454B | 650
217911466 | TEMPSTAR | N5H9V36*K*AAA* | EVD5X36M17A* | *96VTN0801716B* | Split System | 35400 | 15.2 | 8.5 | 2.02 | R-454B | 650
217911503 | TEMPSTAR | Q5H9V36*K*AAA* | EVD5X36M17A* | *97VTN0801716A* | Split System | 35400 | 15.2 | 8.5 | 2.02 | R-454B | 650
217911344 | TEMPSTAR | N5H9V36*K*AAA* | EVD5X36M17A* | *96VSN0801716B* | Split System | 35400 | 15.2 | 8.5 | 2.02 | R-454B | 650
217909289 | TEMPSTAR | N5H9V36*K*AAA* | EVM5X36M17A* | *97VTN0801716A* | Split System | 35400 | 15.2 | 8.5 | 2.02 | R-454B | 650
217911351 | TEMPSTAR | Q5H9V36*K*AAA* | EVD5X36M17A* | *96VSN0801716B* | Split System | 35400 | 15.2 | 8.5 | 2.02 | R-454B | 650
217911473 | TEMPSTAR | Q5H9V36*K*AAA* | EVD5X36M17A* | *96VTN0801716B* | Split System | 35400 | 15.2 | 8.5 | 2.02 | R-454B | 650
217911496 | TEMPSTAR | N5H9V36*K*AAA* | EVD5X36M17A* | *97VTN0801716A* | Split System | 35400 | 15.2 | 8.5 | 2.02 | R-454B | 650
217913356 | TEMPSTAR | N5H9V36*K*AAA* | EVD5X42M17A* | *96CTN0601714B* | Split System | 35400 | 15.2 | 8.5 | 2.02 | R-454B | 650
217913363 | TEMPSTAR | Q5H9V36*K*AAA* | EVD5X42M17A* | *96CTN0601714B* | Split System | 35400 | 15.2 | 8.5 | 2.02 | R-454B | 650
217909259 | TEMPSTAR | N5H9V36*K*AAA* | EVM5X36M17A* | *96VTN0801716B* | Split System | 35400 | 15.2 | 8.5 | 2.02 | R-454B | 650
217913288 | TEMPSTAR | Q5H9V36*K*AAA* | EVD5X42M17A* | *97CMN0601714B* | Split System | 35400 | 15.2 | 8.5 | 2.02 | R-454B | 650
217913281 | TEMPSTAR | N5H9V36*K*AAA* | EVD5X42M17A* | *97CMN0601714B* | Split System | 35400 | 15.2 | 8.5 | 2.02 | R-454B | 650
217913311 | TEMPSTAR | N5H9V36*K*AAA* | EVD5X42M17A* | *96VSN0601716B* | Split System | 35600 | 15.2 | 8.5 | 2.02 | R-454B | 650
217913417 | TEMPSTAR | N5H9V36*K*AAA* | EVD5X42M17A* | *96VTN0601716B* | Split System | 35600 | 15.2 | 8.5 | 2.02 | R-454B | 650
217913448 | TEMPSTAR | N5H9V36*K*AAA* | EVD5X42M17A* | *97VTN0601716A* | Split System | 35600 | 15.2 | 8.5 | 2.02 | R-454B | 650
217913455 | TEMPSTAR | Q5H9V36*K*AAA* | EVD5X42M17A* | *97VTN0601716A* | Split System | 35600 | 15.2 | 8.5 | 2.02 | R-454B | 650
217913424 | TEMPSTAR | Q5H9V36*K*AAA* | EVD5X42M17A* | *96VTN0601716B* | Split System | 35600 | 15.2 | 8.5 | 2.02 | R-454B | 650
217913318 | TEMPSTAR | Q5H9V36*K*AAA* | EVD5X42M17A* | *96VSN0601716B* | Split System | 35600 | 15.2 | 8.5 | 2.02 | R-454B | 650
217911586 | TEMPSTAR | N5H9V36*K*AAA* | EVD5X36M21A* | *80VSL0701716B* | Split System | 35800 | 15.2 | 8.5 | 2.02 | R-454B | 650
217911593 | TEMPSTAR | Q5H9V36*K*AAA* | EVD5X36M21A* | *80VSL0701716B* | Split System | 35800 | 15.2 | 8.5 | 2.02 | R-454B | 650
217911788 | TEMPSTAR | Q5H9V36*K*AAA* | EVD5X36M21A* | *80VTL0701716B* | Split System | 35800 | 15.2 | 8.5 | 2.02 | R-454B | 650
217911781 | TEMPSTAR | N5H9V36*K*AAA* | EVD5X36M21A* | *80VTL0701716B* | Split System | 35800 | 15.2 | 8.5 | 2.02 | R-454B | 650
217913560 | TEMPSTAR | Q5H9V36*K*AAA* | EVD5X42M21A* | *80VSL0701716B* | Split System | 35800 | 15.2 | 8.5 | 2.02 | R-454B | 650
217913703 | TEMPSTAR | N5H9V36*K*AAA* | EVD5X42M21A* | *80CTL0901716B* | Split System | 36000 | 15.2 | 8.5 | 2.02 | R-454B | 650
217913710 | TEMPSTAR | Q5H9V36*K*AAA* | EVD5X42M21A* | *80CTL0901716B* | Split System | 36000 | 15.2 | 8.5 | 2.02 | R-454B | 650
217911736 | TEMPSTAR | N5H9V36*K*AAA* | EVD5X36M21A* | *80CTL0901716B* | Split System | 36000 | 15.2 | 8.5 | 2.02 | R-454B | 650
217911743 | TEMPSTAR | Q5H9V36*K*AAA* | EVD5X36M21A* | *80CTL0901716B* | Split System | 36000 | 15.2 | 8.5 | 2.02 | R-454B | 650
217913748 | TEMPSTAR | N5H9V36*K*AAA* | EVD5X42M21A* | *80VTL0701716B* | Split System | 36000 | 15.2 | 8.5 | 2.02 | R-454B | 650
217910405 | TEMPSTAR | N5H9V36*K*AAA* | EVM5X48M21A* | *80VSL0701716B* | Split System | 36400 | 15.2 | 8.5 | 2.02 | R-454B | 650
217912371 | TEMPSTAR | N5H9V36*K*AAA* | EVD5X37M21A* | *80VTL0701716B* | Split System | 36400 | 15.2 | 8.5 | 2.02 | R-454B | 650
217914179 | TEMPSTAR | Q5H9V36*K*AAA* | EVD5X48M21A* | *80VSL0701716B* | Split System | 36400 | 15.2 | 8.5 | 2.02 | R-454B | 650
217912266 | TEMPSTAR | N5H9V36*K*AAA* | EVD5X37M21A* | *80VSL0701716B* | Split System | 36400 | 15.2 | 8.5 | 2.02 | R-454B | 650
217912379 | TEMPSTAR | Q5H9V36*K*AAA* | EVD5X37M21A* | *80VTL0701716B* | Split System | 36400 | 15.2 | 8.5 | 2.02 | R-454B | 650
217912273 | TEMPSTAR | Q5H9V36*K*AAA* | EVD5X37M21A* | *80VSL0701716B* | Split System | 36400 | 15.2 | 8.5 | 2.02 | R-454B | 650
217910412 | TEMPSTAR | Q5H9V36*K*AAA* | EVM5X48M21A* | *80VSL0701716B* | Split System | 36400 | 15.2 | 8.5 | 2.02 | R-454B | 650
217909847 | TEMPSTAR | N5H9V36*K*AAA* | EVM5X43M21A* | *96VSN0401712B* | Split System | 34200 | 15.2 | 8.5 | 2.06 | R-454B | 650
217910124 | TEMPSTAR | Q5H9V36*K*AAA* | EVM5X43M21A* | *96VTN0401712B* | Split System | 34200 | 15.2 | 8.5 | 2.06 | R-454B | 650
217909854 | TEMPSTAR | Q5H9V36*K*AAA* | EVM5X43M21A* | *96VSN0401712B* | Split System | 34200 | 15.2 | 8.5 | 2.06 | R-454B | 650
217910117 | TEMPSTAR | N5H9V36*K*AAA* | EVM5X43M21A* | *96VTN0401712B* | Split System | 34200 | 15.2 | 8.5 | 2.06 | R-454B | 650
218017734 | ACIQ | N5H9V36*K*AAA* | EA*5X36M17A* | *80MSU0601716A* | Split System | 33600 | 15.5 | 8.5 | 2 | R-454B | 650
218018084 | ACIQ | N5H9V36*K*AAA* | EA*5X42M21A* | *80CSU0401712B* | Split System | 34400 | 15.5 | 8.5 | 2 | R-454B | 650
218017407 | ACIQ | N5H9V36*K*AAA* | EVD5X42M17A* | *96VSN0801716B* | Split System | 35600 | 15.5 | 8.5 | 2 | R-454B | 650
218017431 | ACIQ | N5H9V36*K*AAA* | EVD5X42M17A* | *96VTN0801716B* | Split System | 35600 | 15.5 | 8.5 | 2 | R-454B | 650
218017438 | ACIQ | N5H9V36*K*AAA* | EVD5X42M17A* | *97VTN0801716A* | Split System | 35600 | 15.5 | 8.5 | 2 | R-454B | 650
218017017 | ACIQ | N5H9V36*K*AAA* | EVD5X36M17A* | *96CTN0801714B* | Split System | 35200 | 15.5 | 8.5 | 2.02 | R-454B | 650
218019532 | ACIQ | N5H9V36*K*AAA* | EVM5X36M17A* | *96CTN0801714B* | Split System | 35200 | 15.5 | 8.5 | 2.02 | R-454B | 650
218017402 | ACIQ | N5H9V36*K*AAA* | EVD5X42M17A* | *97CMN0801714B* | Split System | 35600 | 15.5 | 8.5 | 2.02 | R-454B | 650
217913328 | AIRQUEST | Q5H9V36*K*AAA* | EVD5X42M17A* | *96VSN0801716B* | Split System | 35600 | 15.5 | 8.5 | 2 | R-454B | 650
217913428 | AIRQUEST | N5H9V36*K*AAA* | EVD5X42M17A* | *96VTN0801716B* | Split System | 35600 | 15.5 | 8.5 | 2 | R-454B | 650
217913435 | AIRQUEST | Q5H9V36*K*AAA* | EVD5X42M17A* | *96VTN0801716B* | Split System | 35600 | 15.5 | 8.5 | 2 | R-454B | 650
217913321 | AIRQUEST | N5H9V36*K*AAA* | EVD5X42M17A* | *96VSN0801716B* | Split System | 35600 | 15.5 | 8.5 | 2 | R-454B | 650
217913465 | AIRQUEST | Q5H9V36*K*AAA* | EVD5X42M17A* | *97VTN0801716A* | Split System | 35600 | 15.5 | 8.5 | 2 | R-454B | 650
217913458 | AIRQUEST | N5H9V36*K*AAA* | EVD5X42M17A* | *97VTN0801716A* | Split System | 35600 | 15.5 | 8.5 | 2 | R-454B | 650
217909199 | AIRQUEST | Q5H9V36*K*AAA* | EVM5X36M17A* | *96CTN0801714B* | Split System | 35200 | 15.5 | 8.5 | 2.02 | R-454B | 650
217909192 | AIRQUEST | N5H9V36*K*AAA* | EVM5X36M17A* | *96CTN0801714B* | Split System | 35200 | 15.5 | 8.5 | 2.02 | R-454B | 650
217911406 | AIRQUEST | Q5H9V36*K*AAA* | EVD5X36M17A* | *96CTN0801714B* | Split System | 35200 | 15.5 | 8.5 | 2.02 | R-454B | 650
217913291 | AIRQUEST | N5H9V36*K*AAA* | EVD5X42M17A* | *97CMN0801714B* | Split System | 35600 | 15.5 | 8.5 | 2.02 | R-454B | 650
217913298 | AIRQUEST | Q5H9V36*K*AAA* | EVD5X42M17A* | *97CMN0801714B* | Split System | 35600 | 15.5 | 8.5 | 2.02 | R-454B | 650
217923841 | ARCOAIRE | N5H9V36*K*AAA* | EA*5X42M21A* | *80CSU0401712B* | Split System | 34400 | 15.5 | 8.5 | 2 | R-454B | 650
217913464 | ARCOAIRE | Q5H9V36*K*AAA* | EVD5X42M17A* | *97VTN0801716A* | Split System | 35600 | 15.5 | 8.5 | 2 | R-454B | 650
217913327 | ARCOAIRE | Q5H9V36*K*AAA* | EVD5X42M17A* | *96VSN0801716B* | Split System | 35600 | 15.5 | 8.5 | 2 | R-454B | 650
217913427 | ARCOAIRE | N5H9V36*K*AAA* | EVD5X42M17A* | *96VTN0801716B* | Split System | 35600 | 15.5 | 8.5 | 2 | R-454B | 650
217913457 | ARCOAIRE | N5H9V36*K*AAA* | EVD5X42M17A* | *97VTN0801716A* | Split System | 35600 | 15.5 | 8.5 | 2 | R-454B | 650
217913320 | ARCOAIRE | N5H9V36*K*AAA* | EVD5X42M17A* | *96VSN0801716B* | Split System | 35600 | 15.5 | 8.5 | 2 | R-454B | 650
217909198 | ARCOAIRE | Q5H9V36*K*AAA* | EVM5X36M17A* | *96CTN0801714B* | Split System | 35200 | 15.5 | 8.5 | 2.02 | R-454B | 650
217911398 | ARCOAIRE | N5H9V36*K*AAA* | EVD5X36M17A* | *96CTN0801714B* | Split System | 35200 | 15.5 | 8.5 | 2.02 | R-454B | 650
217909191 | ARCOAIRE | N5H9V36*K*AAA* | EVM5X36M17A* | *96CTN0801714B* | Split System | 35200 | 15.5 | 8.5 | 2.02 | R-454B | 650
217911405 | ARCOAIRE | Q5H9V36*K*AAA* | EVD5X36M17A* | *96CTN0801714B* | Split System | 35200 | 15.5 | 8.5 | 2.02 | R-454B | 650
217913297 | ARCOAIRE | Q5H9V36*K*AAA* | EVD5X42M17A* | *97CMN0801714B* | Split System | 35600 | 15.5 | 8.5 | 2.02 | R-454B | 650
217913290 | ARCOAIRE | N5H9V36*K*AAA* | EVD5X42M17A* | *97CMN0801714B* | Split System | 35600 | 15.5 | 8.5 | 2.02 | R-454B | 650
217913319 | BRYANT HEATING AND COOLING SYSTEMS | 249VAN036**AA* | CVAVA4217XMA* | 926SB48080V17*** | Split System | 35600 | 15.5 | 8.5 | 2 | R-454B | 650
217913456 | BRYANT HEATING AND COOLING SYSTEMS | 249VAN036**AA* | CVAVA4217XMA* | 927TA48080V17*** | Split System | 35600 | 15.5 | 8.5 | 2 | R-454B | 650
217913426 | BRYANT HEATING AND COOLING SYSTEMS | 249VAN036**AA* | CVAVA4217XMA* | 926TC48080V17*** | Split System | 35600 | 15.5 | 8.5 | 2 | R-454B | 650
217909190 | BRYANT HEATING AND COOLING SYSTEMS | 249VAN036**AA* | CVAMA3617XMA* | 986TD42080C17*** | Split System | 35200 | 15.5 | 8.5 | 2.02 | R-454B | 650
217911397 | BRYANT HEATING AND COOLING SYSTEMS | 249VAN036**AA* | CVAVA3617XMA* | 986TD42080C17*** | Split System | 35200 | 15.5 | 8.5 | 2.02 | R-454B | 650
217913289 | BRYANT HEATING AND COOLING SYSTEMS | 249VAN036**AA* | CVAVA4217XMA* | 987MC42080C17*** | Split System | 35600 | 15.5 | 8.5 | 2.02 | R-454B | 650
217908412 | CARRIER | 27VPA936A*030* | CAA**3617AM* | 58SU*B060M17**16 | Split System | 33600 | 15.5 | 8.5 | 2 | R-454B | 650
217908532 | CARRIER | 27VPA936A*030* | CAA**4221AM* | 58CU*B040C17**12 | Split System | 34400 | 15.5 | 8.5 | 2 | R-454B | 650
217907822 | CARRIER | 27VPA936A*030* | CVAVA4217XMA* | 59SP6B080V17**16 | Split System | 35600 | 15.5 | 8.5 | 2 | R-454B | 650
217907829 | CARRIER | 27VPA936A*030* | CVAVA4217XMA* | 59TP6C080V17**16 | Split System | 35600 | 15.5 | 8.5 | 2 | R-454B | 650
217913425 | CARRIER | 27VPA936A*030* | CVAVA4217XMA* | GG96VTAB48080B** | Split System | 35600 | 15.5 | 8.5 | 2 | R-454B | 650
217907831 | CARRIER | 27VPA936A*030* | CVAVA4217XMA* | 59TP7A080V17**16 | Split System | 35600 | 15.5 | 8.5 | 2 | R-454B | 650
217907539 | CARRIER | 27VPA936A*030* | CVAMA3617XMA* | 59TN6C080C17**14 | Split System | 35200 | 15.5 | 8.5 | 2.02 | R-454B | 650
217907690 | CARRIER | 27VPA936A*030* | CVAVA3617XMA* | 59TN6C080C17**14 | Split System | 35200 | 15.5 | 8.5 | 2.02 | R-454B | 650
217907820 | CARRIER | 27VPA936A*030* | CVAVA4217XMA* | 59MN7C080C17**14 | Split System | 35600 | 15.5 | 8.5 | 2.02 | R-454B | 650
217922218 | COMFORTMAKER | N5H9V36*K*AAA* | EA*5X36M17A* | *80MSU0601716A* | Split System | 33600 | 15.5 | 8.5 | 2 | R-454B | 650
217913329 | COMFORTMAKER | Q5H9V36*K*AAA* | EVD5X42M17A* | *96VSN0801716B* | Split System | 35600 | 15.5 | 8.5 | 2 | R-454B | 650
217913459 | COMFORTMAKER | N5H9V36*K*AAA* | EVD5X42M17A* | *97VTN0801716A* | Split System | 35600 | 15.5 | 8.5 | 2 | R-454B | 650
217913466 | COMFORTMAKER | Q5H9V36*K*AAA* | EVD5X42M17A* | *97VTN0801716A* | Split System | 35600 | 15.5 | 8.5 | 2 | R-454B | 650
217913429 | COMFORTMAKER | N5H9V36*K*AAA* | EVD5X42M17A* | *96VTN0801716B* | Split System | 35600 | 15.5 | 8.5 | 2 | R-454B | 650
217913436 | COMFORTMAKER | Q5H9V36*K*AAA* | EVD5X42M17A* | *96VTN0801716B* | Split System | 35600 | 15.5 | 8.5 | 2 | R-454B | 650
217913322 | COMFORTMAKER | N5H9V36*K*AAA* | EVD5X42M17A* | *96VSN0801716B* | Split System | 35600 | 15.5 | 8.5 | 2 | R-454B | 650
217909200 | COMFORTMAKER | Q5H9V36*K*AAA* | EVM5X36M17A* | *96CTN0801714B* | Split System | 35200 | 15.5 | 8.5 | 2.02 | R-454B | 650
217911407 | COMFORTMAKER | Q5H9V36*K*AAA* | EVD5X36M17A* | *96CTN0801714B* | Split System | 35200 | 15.5 | 8.5 | 2.02 | R-454B | 650
217909193 | COMFORTMAKER | N5H9V36*K*AAA* | EVM5X36M17A* | *96CTN0801714B* | Split System | 35200 | 15.5 | 8.5 | 2.02 | R-454B | 650
217911400 | COMFORTMAKER | N5H9V36*K*AAA* | EVD5X36M17A* | *96CTN0801714B* | Split System | 35200 | 15.5 | 8.5 | 2.02 | R-454B | 650
217913292 | COMFORTMAKER | N5H9V36*K*AAA* | EVD5X42M17A* | *97CMN0801714B* | Split System | 35600 | 15.5 | 8.5 | 2.02 | R-454B | 650
217913299 | COMFORTMAKER | Q5H9V36*K*AAA* | EVD5X42M17A* | *97CMN0801714B* | Split System | 35600 | 15.5 | 8.5 | 2.02 | R-454B | 650
217922226 | DAY & NIGHT | Q5H9V36*K*AAA* | EA*5X36M17A* | *80MSU0601716A* | Split System | 33600 | 15.5 | 8.5 | 2 | R-454B | 650
217922219 | DAY & NIGHT | N5H9V36*K*AAA* | EA*5X36M17A* | *80MSU0601716A* | Split System | 33600 | 15.5 | 8.5 | 2 | R-454B | 650
217913323 | DAY & NIGHT | N5H9V36*K*AAA* | EVD5X42M17A* | *96VSN0801716B* | Split System | 35600 | 15.5 | 8.5 | 2 | R-454B | 650
217913330 | DAY & NIGHT | Q5H9V36*K*AAA* | EVD5X42M17A* | *96VSN0801716B* | Split System | 35600 | 15.5 | 8.5 | 2 | R-454B | 650
217913437 | DAY & NIGHT | Q5H9V36*K*AAA* | EVD5X42M17A* | *96VTN0801716B* | Split System | 35600 | 15.5 | 8.5 | 2 | R-454B | 650
217913460 | DAY & NIGHT | N5H9V36*K*AAA* | EVD5X42M17A* | *97VTN0801716A* | Split System | 35600 | 15.5 | 8.5 | 2 | R-454B | 650
217913430 | DAY & NIGHT | N5H9V36*K*AAA* | EVD5X42M17A* | *96VTN0801716B* | Split System | 35600 | 15.5 | 8.5 | 2 | R-454B | 650
217913467 | DAY & NIGHT | Q5H9V36*K*AAA* | EVD5X42M17A* | *97VTN0801716A* | Split System | 35600 | 15.5 | 8.5 | 2 | R-454B | 650
217909201 | DAY & NIGHT | Q5H9V36*K*AAA* | EVM5X36M17A* | *96CTN0801714B* | Split System | 35200 | 15.5 | 8.5 | 2.02 | R-454B | 650
217911401 | DAY & NIGHT | N5H9V36*K*AAA* | EVD5X36M17A* | *96CTN0801714B* | Split System | 35200 | 15.5 | 8.5 | 2.02 | R-454B | 650
217911408 | DAY & NIGHT | Q5H9V36*K*AAA* | EVD5X36M17A* | *96CTN0801714B* | Split System | 35200 | 15.5 | 8.5 | 2.02 | R-454B | 650
217909194 | DAY & NIGHT | N5H9V36*K*AAA* | EVM5X36M17A* | *96CTN0801714B* | Split System | 35200 | 15.5 | 8.5 | 2.02 | R-454B | 650
217913300 | DAY & NIGHT | Q5H9V36*K*AAA* | EVD5X42M17A* | *97CMN0801714B* | Split System | 35600 | 15.5 | 8.5 | 2.02 | R-454B | 650
217913293 | DAY & NIGHT | N5H9V36*K*AAA* | EVD5X42M17A* | *97CMN0801714B* | Split System | 35600 | 15.5 | 8.5 | 2.02 | R-454B | 650
217922220 | HEIL | N5H9V36*K*AAA* | EA*5X36M17A* | *80MSU0601716A* | Split System | 33600 | 15.5 | 8.5 | 2 | R-454B | 650
217913461 | HEIL | N5H9V36*K*AAA* | EVD5X42M17A* | *97VTN0801716A* | Split System | 35600 | 15.5 | 8.5 | 2 | R-454B | 650
217913331 | HEIL | Q5H9V36*K*AAA* | EVD5X42M17A* | *96VSN0801716B* | Split System | 35600 | 15.5 | 8.5 | 2 | R-454B | 650
217913324 | HEIL | N5H9V36*K*AAA* | EVD5X42M17A* | *96VSN0801716B* | Split System | 35600 | 15.5 | 8.5 | 2 | R-454B | 650
217913431 | HEIL | N5H9V36*K*AAA* | EVD5X42M17A* | *96VTN0801716B* | Split System | 35600 | 15.5 | 8.5 | 2 | R-454B | 650
217913438 | HEIL | Q5H9V36*K*AAA* | EVD5X42M17A* | *96VTN0801716B* | Split System | 35600 | 15.5 | 8.5 | 2 | R-454B | 650
217909195 | HEIL | N5H9V36*K*AAA* | EVM5X36M17A* | *96CTN0801714B* | Split System | 35200 | 15.5 | 8.5 | 2.02 | R-454B | 650
217909202 | HEIL | Q5H9V36*K*AAA* | EVM5X36M17A* | *96CTN0801714B* | Split System | 35200 | 15.5 | 8.5 | 2.02 | R-454B | 650
217911409 | HEIL | Q5H9V36*K*AAA* | EVD5X36M17A* | *96CTN0801714B* | Split System | 35200 | 15.5 | 8.5 | 2.02 | R-454B | 650
217911402 | HEIL | N5H9V36*K*AAA* | EVD5X36M17A* | *96CTN0801714B* | Split System | 35200 | 15.5 | 8.5 | 2.02 | R-454B | 650
217913294 | HEIL | N5H9V36*K*AAA* | EVD5X42M17A* | *97CMN0801714B* | Split System | 35600 | 15.5 | 8.5 | 2.02 | R-454B | 650
217913301 | HEIL | Q5H9V36*K*AAA* | EVD5X42M17A* | *97CMN0801714B* | Split System | 35600 | 15.5 | 8.5 | 2.02 | R-454B | 650
217922221 | KEEPRITE | N5H9V36*K*AAA* | EA*5X36M17A* | *80MSU0601716A* | Split System | 33600 | 15.5 | 8.5 | 2 | R-454B | 650
217913325 | KEEPRITE | N5H9V36*K*AAA* | EVD5X42M17A* | *96VSN0801716B* | Split System | 35600 | 15.5 | 8.5 | 2 | R-454B | 650
217913332 | KEEPRITE | Q5H9V36*K*AAA* | EVD5X42M17A* | *96VSN0801716B* | Split System | 35600 | 15.5 | 8.5 | 2 | R-454B | 650
217913439 | KEEPRITE | Q5H9V36*K*AAA* | EVD5X42M17A* | *96VTN0801716B* | Split System | 35600 | 15.5 | 8.5 | 2 | R-454B | 650
217913462 | KEEPRITE | N5H9V36*K*AAA* | EVD5X42M17A* | *97VTN0801716A* | Split System | 35600 | 15.5 | 8.5 | 2 | R-454B | 650
217913432 | KEEPRITE | N5H9V36*K*AAA* | EVD5X42M17A* | *96VTN0801716B* | Split System | 35600 | 15.5 | 8.5 | 2 | R-454B | 650
217913469 | KEEPRITE | Q5H9V36*K*AAA* | EVD5X42M17A* | *97VTN0801716A* | Split System | 35600 | 15.5 | 8.5 | 2 | R-454B | 650
217909196 | KEEPRITE | N5H9V36*K*AAA* | EVM5X36M17A* | *96CTN0801714B* | Split System | 35200 | 15.5 | 8.5 | 2.02 | R-454B | 650
217911403 | KEEPRITE | N5H9V36*K*AAA* | EVD5X36M17A* | *96CTN0801714B* | Split System | 35200 | 15.5 | 8.5 | 2.02 | R-454B | 650
217909203 | KEEPRITE | Q5H9V36*K*AAA* | EVM5X36M17A* | *96CTN0801714B* | Split System | 35200 | 15.5 | 8.5 | 2.02 | R-454B | 650
217911410 | KEEPRITE | Q5H9V36*K*AAA* | EVD5X36M17A* | *96CTN0801714B* | Split System | 35200 | 15.5 | 8.5 | 2.02 | R-454B | 650
217913295 | KEEPRITE | N5H9V36*K*AAA* | EVD5X42M17A* | *97CMN0801714B* | Split System | 35600 | 15.5 | 8.5 | 2.02 | R-454B | 650
217913302 | KEEPRITE | Q5H9V36*K*AAA* | EVD5X42M17A* | *97CMN0801714B* | Split System | 35600 | 15.5 | 8.5 | 2.02 | R-454B | 650
217922229 | TEMPSTAR | Q5H9V36*K*AAA* | EA*5X36M17A* | *80MSU0601716A* | Split System | 33600 | 15.5 | 8.5 | 2 | R-454B | 650
217913463 | TEMPSTAR | N5H9V36*K*AAA* | EVD5X42M17A* | *97VTN0801716A* | Split System | 35600 | 15.5 | 8.5 | 2 | R-454B | 650
217913333 | TEMPSTAR | Q5H9V36*K*AAA* | EVD5X42M17A* | *96VSN0801716B* | Split System | 35600 | 15.5 | 8.5 | 2 | R-454B | 650
217913440 | TEMPSTAR | Q5H9V36*K*AAA* | EVD5X42M17A* | *96VTN0801716B* | Split System | 35600 | 15.5 | 8.5 | 2 | R-454B | 650
217913326 | TEMPSTAR | N5H9V36*K*AAA* | EVD5X42M17A* | *96VSN0801716B* | Split System | 35600 | 15.5 | 8.5 | 2 | R-454B | 650
217913433 | TEMPSTAR | N5H9V36*K*AAA* | EVD5X42M17A* | *96VTN0801716B* | Split System | 35600 | 15.5 | 8.5 | 2 | R-454B | 650
217909197 | TEMPSTAR | N5H9V36*K*AAA* | EVM5X36M17A* | *96CTN0801714B* | Split System | 35200 | 15.5 | 8.5 | 2.02 | R-454B | 650
217911411 | TEMPSTAR | Q5H9V36*K*AAA* | EVD5X36M17A* | *96CTN0801714B* | Split System | 35200 | 15.5 | 8.5 | 2.02 | R-454B | 650
217909204 | TEMPSTAR | Q5H9V36*K*AAA* | EVM5X36M17A* | *96CTN0801714B* | Split System | 35200 | 15.5 | 8.5 | 2.02 | R-454B | 650
217911404 | TEMPSTAR | N5H9V36*K*AAA* | EVD5X36M17A* | *96CTN0801714B* | Split System | 35200 | 15.5 | 8.5 | 2.02 | R-454B | 650
217913296 | TEMPSTAR | N5H9V36*K*AAA* | EVD5X42M17A* | *97CMN0801714B* | Split System | 35600 | 15.5 | 8.5 | 2.02 | R-454B | 650
217913303 | TEMPSTAR | Q5H9V36*K*AAA* | EVD5X42M17A* | *97CMN0801714B* | Split System | 35600 | 15.5 | 8.5 | 2.02 | R-454B | 650
217642705 | GE | NS21H48MA5-**A | NCHC51CT5*-**+TDR | NF95X100S5C* | Split System | 45500 | 18 | 8.5 | 2.02 | R-454B | 650
217642530 | GE | NS21H36MA5-**A | NCU[C,U]36BT5*-**+TDR | NF97U045V3B* | Split System | 33200 | 18 | 8.5 | 2.04 | R-454B | 650
218036460 | AMERICAN STANDARD | 5A6V8X24A1 | 5PX*BD06AS3 | S9V2B060D3VSB+VCKIT | Split System | 22000 | 18.1 | 8.5 | 2.25 | R-454B | 650
218415065 | AIRQUEST | B5H3V60*K*AAA* | EA*5X61M24A*+WALLCON | *96CTN1002122B* | Split System | 57000 | 18.5 | 8.5 | 2.04 | R-454B | 650
218415050 | ARCOAIRE | B5H3V60*K*AAA* | EA*5X61M24A*+WALLCON | *97CMN1002122B* | Split System | 57000 | 18.5 | 8.5 | 2.04 | R-454B | 650
218415067 | COMFORTMAKER | B5H3V60*K*AAA* | EA*5X61M24A*+WALLCON | *96CTN1002122B* | Split System | 57000 | 18.5 | 8.5 | 2.04 | R-454B | 650
218415076 | DAY & NIGHT | B5H3V60*K*AAA* | EA*5X61M24A*+WALLCON | *96CTN1202422B* | Split System | 57000 | 18.5 | 8.5 | 2.04 | R-454B | 650
218415052 | DAY & NIGHT | B5H3V60*K*AAA* | EA*5X61M24A*+WALLCON | *97CMN1002122B* | Split System | 57000 | 18.5 | 8.5 | 2.04 | R-454B | 650
218415072 | HEIL | B5H3V60*K*AAA* | EA*5X61M24A*+WALLCON | *96CTN1202422B* | Split System | 57000 | 18.5 | 8.5 | 2.04 | R-454B | 650
218415053 | KEEPRITE | B5H3V60*K*AAA* | EA*5X61M24A*+WALLCON | *97CMN1002122B* | Split System | 57000 | 18.5 | 8.5 | 2.04 | R-454B | 650
218415069 | KEEPRITE | B5H3V60*K*AAA* | EA*5X61M24A*+WALLCON | *96CTN1002122B* | Split System | 57000 | 18.5 | 8.5 | 2.04 | R-454B | 650
218415079 | TEMPSTAR | B5H3V60*K*AAA* | EA*5X61M24A*+WALLCON | *96CTN1202422B* | Split System | 57000 | 18.5 | 8.5 | 2.04 | R-454B | 650
218415055 | TEMPSTAR | B5H3V60*K*AAA* | EA*5X61M24A*+WALLCON | *97CMN1002122B* | Split System | 57000 | 18.5 | 8.5 | 2.04 | R-454B | 650
218415071 | TEMPSTAR | B5H3V60*K*AAA* | EA*5X61M24A*+WALLCON | *96CTN1002122B* | Split System | 57000 | 18.5 | 8.5 | 2.04 | R-454B | 650
218415011 | COMFORTMAKER | B5H3V60*K*AAA* | EA*5X61M24A*+WALLCON | *80CTL1102120B* | Split System | 57000 | 19 | 8.5 | 2.04 | R-454B | 650
218415019 | COMFORTMAKER | B5H3V60*K*AAA* | EA*5X61M24A*+WALLCON | *80CTL1352422B* | Split System | 57000 | 19 | 8.5 | 2.04 | R-454B | 650
218415003 | COMFORTMAKER | B5H3V60*K*AAA* | EA*5X61M24A*+WALLCON | *80CTL0902120B* | Split System | 57000 | 19 | 8.5 | 2.06 | R-454B | 650
218415020 | DAY & NIGHT | B5H3V60*K*AAA* | EA*5X61M24A*+WALLCON | *80CTL1352422B* | Split System | 57000 | 19 | 8.5 | 2.04 | R-454B | 650
218415004 | DAY & NIGHT | B5H3V60*K*AAA* | EA*5X61M24A*+WALLCON | *80CTL0902120B* | Split System | 57000 | 19 | 8.5 | 2.06 | R-454B | 650
217642505 | GE | NS21H60MA5-**A | NAM60V1TA5*-** |  | Split System | 54000 | 19 | 8.5 | 2.16 | R-454B | 650
218415016 | HEIL | B5H3V60*K*AAA* | EA*5X61M24A*+WALLCON | *80CTL1352422B* | Split System | 57000 | 19 | 8.5 | 2.04 | R-454B | 650
218415000 | HEIL | B5H3V60*K*AAA* | EA*5X61M24A*+WALLCON | *80CTL0902120B* | Split System | 57000 | 19 | 8.5 | 2.06 | R-454B | 650
218415013 | KEEPRITE | B5H3V60*K*AAA* | EA*5X61M24A*+WALLCON | *80CTL1102120B* | Split System | 57000 | 19 | 8.5 | 2.04 | R-454B | 650
218415005 | KEEPRITE | B5H3V60*K*AAA* | EA*5X61M24A*+WALLCON | *80CTL0902120B* | Split System | 57000 | 19 | 8.5 | 2.06 | R-454B | 650
218415015 | TEMPSTAR | B5H3V60*K*AAA* | EA*5X61M24A*+WALLCON | *80CTL1102120B* | Split System | 57000 | 19 | 8.5 | 2.04 | R-454B | 650
218416338 | AIRQUEST | B5H3V36*K*AAA* | EVM5X44M21A*+WALLCON | *96CTN0601714B* | Split System | 35200 | 21 | 8.5 | 2.06 | R-454B | 650
218416354 | AIRQUEST | B5H3V36*K*AAA* | EVM5X49M21A*+WALLCON | *96CTN0601714B* | Split System | 35200 | 21 | 8.5 | 2.06 | R-454B | 650
218416370 | AIRQUEST | B5H3V36*K*AAA* | EVM5X60M21A*+WALLCON | *96CTN0601714B* | Split System | 35200 | 21 | 8.5 | 2.06 | R-454B | 650
218416339 | ARCOAIRE | B5H3V36*K*AAA* | EVM5X44M21A*+WALLCON | *96CTN0601714B* | Split System | 35200 | 21 | 8.5 | 2.06 | R-454B | 650
218416371 | ARCOAIRE | B5H3V36*K*AAA* | EVM5X60M21A*+WALLCON | *96CTN0601714B* | Split System | 35200 | 21 | 8.5 | 2.06 | R-454B | 650
218416419 | ARCOAIRE | B5H3V36*K*AAA* | EVD5X60M21A*+WALLCON | *96CTN0601714B* | Split System | 35200 | 21 | 8.5 | 2.06 | R-454B | 650
218416363 | ARCOAIRE | B5H3V36*K*AAA* | EVM5X60M21A*+WALLCON | *97CMN0601714B* | Split System | 35200 | 21 | 8.5 | 2.08 | R-454B | 650
218416331 | ARCOAIRE | B5H3V36*K*AAA* | EVM5X44M21A*+WALLCON | *97CMN0601714B* | Split System | 35200 | 21 | 8.5 | 2.08 | R-454B | 650
218416411 | ARCOAIRE | B5H3V36*K*AAA* | EVD5X60M21A*+WALLCON | *97CMN0601714B* | Split System | 35200 | 21 | 8.5 | 2.08 | R-454B | 650
218416372 | COMFORTMAKER | B5H3V36*K*AAA* | EVM5X60M21A*+WALLCON | *96CTN0601714B* | Split System | 35200 | 21 | 8.5 | 2.06 | R-454B | 650
218416332 | COMFORTMAKER | B5H3V36*K*AAA* | EVM5X44M21A*+WALLCON | *97CMN0601714B* | Split System | 35200 | 21 | 8.5 | 2.08 | R-454B | 650
218416364 | COMFORTMAKER | B5H3V36*K*AAA* | EVM5X60M21A*+WALLCON | *97CMN0601714B* | Split System | 35200 | 21 | 8.5 | 2.08 | R-454B | 650
218416341 | DAY & NIGHT | B5H3V36*K*AAA* | EVM5X44M21A*+WALLCON | *96CTN0601714B* | Split System | 35200 | 21 | 8.5 | 2.06 | R-454B | 650
218416421 | DAY & NIGHT | B5H3V36*K*AAA* | EVD5X60M21A*+WALLCON | *96CTN0601714B* | Split System | 35200 | 21 | 8.5 | 2.06 | R-454B | 650
218416373 | DAY & NIGHT | B5H3V36*K*AAA* | EVM5X60M21A*+WALLCON | *96CTN0601714B* | Split System | 35200 | 21 | 8.5 | 2.06 | R-454B | 650
218416365 | DAY & NIGHT | B5H3V36*K*AAA* | EVM5X60M21A*+WALLCON | *97CMN0601714B* | Split System | 35200 | 21 | 8.5 | 2.08 | R-454B | 650
218416353 | HEIL | B5H3V36*K*AAA* | EVM5X49M21A*+WALLCON | *96CTN0601714B* | Split System | 35200 | 21 | 8.5 | 2.06 | R-454B | 650
218416417 | HEIL | B5H3V36*K*AAA* | EVD5X60M21A*+WALLCON | *96CTN0601714B* | Split System | 35200 | 21 | 8.5 | 2.06 | R-454B | 650
218416329 | HEIL | B5H3V36*K*AAA* | EVM5X44M21A*+WALLCON | *97CMN0601714B* | Split System | 35200 | 21 | 8.5 | 2.08 | R-454B | 650
218416345 | HEIL | B5H3V36*K*AAA* | EVM5X49M21A*+WALLCON | *97CMN0601714B* | Split System | 35200 | 21 | 8.5 | 2.08 | R-454B | 650
218416374 | KEEPRITE | B5H3V36*K*AAA* | EVM5X60M21A*+WALLCON | *96CTN0601714B* | Split System | 35200 | 21 | 8.5 | 2.06 | R-454B | 650
218416334 | KEEPRITE | B5H3V36*K*AAA* | EVM5X44M21A*+WALLCON | *97CMN0601714B* | Split System | 35200 | 21 | 8.5 | 2.08 | R-454B | 650
218416366 | KEEPRITE | B5H3V36*K*AAA* | EVM5X60M21A*+WALLCON | *97CMN0601714B* | Split System | 35200 | 21 | 8.5 | 2.08 | R-454B | 650
218416414 | KEEPRITE | B5H3V36*K*AAA* | EVD5X60M21A*+WALLCON | *97CMN0601714B* | Split System | 35200 | 21 | 8.5 | 2.08 | R-454B | 650
218416350 | KEEPRITE | B5H3V36*K*AAA* | EVM5X49M21A*+WALLCON | *97CMN0601714B* | Split System | 35200 | 21 | 8.5 | 2.08 | R-454B | 650
218416424 | TEMPSTAR | B5H3V36*K*AAA* | EVD5X60M21A*+WALLCON | *96CTN0601714B* | Split System | 35200 | 21 | 8.5 | 2.06 | R-454B | 650
218416416 | TEMPSTAR | B5H3V36*K*AAA* | EVD5X60M21A*+WALLCON | *97CMN0601714B* | Split System | 35200 | 21 | 8.5 | 2.08 | R-454B | 650
218416352 | TEMPSTAR | B5H3V36*K*AAA* | EVM5X49M21A*+WALLCON | *97CMN0601714B* | Split System | 35200 | 21 | 8.5 | 2.08 | R-454B | 650
218416336 | TEMPSTAR | B5H3V36*K*AAA* | EVM5X44M21A*+WALLCON | *97CMN0601714B* | Split System | 35200 | 21 | 8.5 | 2.08 | R-454B | 650
218416368 | TEMPSTAR | B5H3V36*K*AAA* | EVM5X60M21A*+WALLCON | *97CMN0601714B* | Split System | 35200 | 21 | 8.5 | 2.08 | R-454B | 650
218416449 | HEIL | B5H3V36*K*AAA* | EVD5X61M21A*+WALLCON | *97CMN0601714B* | Split System | 35600 | 21.5 | 8.5 | 2.08 | R-454B | 650
218416454 | KEEPRITE | B5H3V36*K*AAA* | EVD5X61M21A*+WALLCON | *97CMN0601714B* | Split System | 35600 | 21.5 | 8.5 | 2.08 | R-454B | 650
218416456 | TEMPSTAR | B5H3V36*K*AAA* | EVD5X61M21A*+WALLCON | *97CMN0601714B* | Split System | 35600 | 21.5 | 8.5 | 2.08 | R-454B | 650
218020717 | ACIQ | N5H9V36*K*AAA* | ESH5X42M12A* | *80MSU0802120A* | Split System | 35400 | 15.2 | 8.5 | 1.95 | R-454B | 650
218017395 | ACIQ | N5H9V36*K*AAA* | EVD5X42M17A* | *95CSU0601716B* | Split System | 35600 | 15.2 | 8.5 | 2 | R-454B | 650
218019501 | ACIQ | N5H9V36*K*AAA* | EVM5X36M17A* | *80VSL0701412B* | Split System | 35200 | 15.2 | 8.5 | 2.02 | R-454B | 650
218019513 | ACIQ | N5H9V36*K*AAA* | EVM5X36M17A* | *80CTL0701716B* | Split System | 35200 | 15.2 | 8.5 | 2.04 | R-454B | 650
218016997 | ACIQ | N5H9V36*K*AAA* | EVD5X36M17A* | *80CTL0701716B* | Split System | 35200 | 15.2 | 8.5 | 2.04 | R-454B | 650
217913268 | AIRQUEST | Q5H9V36*K*AAA* | EVD5X42M17A* | *95CSU0601716B* | Split System | 35600 | 15.2 | 8.5 | 2 | R-454B | 650
217913261 | AIRQUEST | N5H9V36*K*AAA* | EVD5X42M17A* | *95CSU0601716B* | Split System | 35600 | 15.2 | 8.5 | 2 | R-454B | 650
217908927 | AIRQUEST | Q5H9V36*K*AAA* | EVM5X36M17A* | *80VSL0701412B* | Split System | 35200 | 15.2 | 8.5 | 2.02 | R-454B | 650
217908920 | AIRQUEST | N5H9V36*K*AAA* | EVM5X36M17A* | *80VSL0701412B* | Split System | 35200 | 15.2 | 8.5 | 2.02 | R-454B | 650
217909032 | AIRQUEST | Q5H9V36*K*AAA* | EVM5X36M17A* | *80CTL0701716B* | Split System | 35200 | 15.2 | 8.5 | 2.04 | R-454B | 650
217909025 | AIRQUEST | N5H9V36*K*AAA* | EVM5X36M17A* | *80CTL0701716B* | Split System | 35200 | 15.2 | 8.5 | 2.04 | R-454B | 650
217911239 | AIRQUEST | Q5H9V36*K*AAA* | EVD5X36M17A* | *80CTL0701716B* | Split System | 35200 | 15.2 | 8.5 | 2.04 | R-454B | 650
217911232 | AIRQUEST | N5H9V36*K*AAA* | EVD5X36M17A* | *80CTL0701716B* | Split System | 35200 | 15.2 | 8.5 | 2.04 | R-454B | 650
217913260 | ARCOAIRE | N5H9V36*K*AAA* | EVD5X42M17A* | *95CSU0601716B* | Split System | 35600 | 15.2 | 8.5 | 2 | R-454B | 650
217908926 | ARCOAIRE | Q5H9V36*K*AAA* | EVM5X36M17A* | *80VSL0701412B* | Split System | 35200 | 15.2 | 8.5 | 2.02 | R-454B | 650
217908919 | ARCOAIRE | N5H9V36*K*AAA* | EVM5X36M17A* | *80VSL0701412B* | Split System | 35200 | 15.2 | 8.5 | 2.02 | R-454B | 650
217909031 | ARCOAIRE | Q5H9V36*K*AAA* | EVM5X36M17A* | *80CTL0701716B* | Split System | 35200 | 15.2 | 8.5 | 2.04 | R-454B | 650
217911231 | ARCOAIRE | N5H9V36*K*AAA* | EVD5X36M17A* | *80CTL0701716B* | Split System | 35200 | 15.2 | 8.5 | 2.04 | R-454B | 650
217909024 | ARCOAIRE | N5H9V36*K*AAA* | EVM5X36M17A* | *80CTL0701716B* | Split System | 35200 | 15.2 | 8.5 | 2.04 | R-454B | 650
217911238 | ARCOAIRE | Q5H9V36*K*AAA* | EVD5X36M17A* | *80CTL0701716B* | Split System | 35200 | 15.2 | 8.5 | 2.04 | R-454B | 650
217913259 | BRYANT HEATING AND COOLING SYSTEMS | 249VAN036**AA* | CVAVA4217XMA* | 935CB48060C17*** | Split System | 35600 | 15.2 | 8.5 | 2 | R-454B | 650
217909053 | BRYANT HEATING AND COOLING SYSTEMS | 249VAN036**AA* | CVAMA3617XMA* | 82*TB36070V14*** | Split System | 35200 | 15.2 | 8.5 | 2.02 | R-454B | 650
217908918 | BRYANT HEATING AND COOLING SYSTEMS | 249VAN036**AA* | CVAMA3617XMA* | 82*SB36070V14*** | Split System | 35200 | 15.2 | 8.5 | 2.02 | R-454B | 650
217909023 | BRYANT HEATING AND COOLING SYSTEMS | 249VAN036**AA* | CVAMA3617XMA* | 88*TB48070C17*** | Split System | 35200 | 15.2 | 8.5 | 2.04 | R-454B | 650
217911230 | BRYANT HEATING AND COOLING SYSTEMS | 249VAN036**AA* | CVAVA3617XMA* | 88*TB48070C17*** | Split System | 35200 | 15.2 | 8.5 | 2.04 | R-454B | 650
217908763 | CARRIER | 27VPA936A*030* | CSAH*4212AM* | 58SU*B080M21**20 | Split System | 35400 | 15.2 | 8.5 | 1.95 | R-454B | 650
217907818 | CARRIER | 27VPA936A*030* | CVAVA4217XMA* | 59CU5B060C17**16 | Split System | 35600 | 15.2 | 8.5 | 2 | R-454B | 650
217907528 | CARRIER | 27VPA936A*030* | CVAMA3617XMA* | 58TP*B070V14**12 | Split System | 35200 | 15.2 | 8.5 | 2.02 | R-454B | 650
217907519 | CARRIER | 27VPA936A*030* | CVAMA3617XMA* | 58SP*B070V14**12 | Split System | 35200 | 15.2 | 8.5 | 2.02 | R-454B | 650
217907526 | CARRIER | 27VPA936A*030* | CVAMA3617XMA* | 58TN*B070C17**16 | Split System | 35200 | 15.2 | 8.5 | 2.04 | R-454B | 650
217907677 | CARRIER | 27VPA936A*030* | CVAVA3617XMA* | 58TN*B070C17**16 | Split System | 35200 | 15.2 | 8.5 | 2.04 | R-454B | 650
217913262 | COMFORTMAKER | N5H9V36*K*AAA* | EVD5X42M17A* | *95CSU0601716B* | Split System | 35600 | 15.2 | 8.5 | 2 | R-454B | 650
217913269 | COMFORTMAKER | Q5H9V36*K*AAA* | EVD5X42M17A* | *95CSU0601716B* | Split System | 35600 | 15.2 | 8.5 | 2 | R-454B | 650
217908921 | COMFORTMAKER | N5H9V36*K*AAA* | EVM5X36M17A* | *80VSL0701412B* | Split System | 35200 | 15.2 | 8.5 | 2.02 | R-454B | 650
217908928 | COMFORTMAKER | Q5H9V36*K*AAA* | EVM5X36M17A* | *80VSL0701412B* | Split System | 35200 | 15.2 | 8.5 | 2.02 | R-454B | 650
217909033 | COMFORTMAKER | Q5H9V36*K*AAA* | EVM5X36M17A* | *80CTL0701716B* | Split System | 35200 | 15.2 | 8.5 | 2.04 | R-454B | 650
217909026 | COMFORTMAKER | N5H9V36*K*AAA* | EVM5X36M17A* | *80CTL0701716B* | Split System | 35200 | 15.2 | 8.5 | 2.04 | R-454B | 650
217911233 | COMFORTMAKER | N5H9V36*K*AAA* | EVD5X36M17A* | *80CTL0701716B* | Split System | 35200 | 15.2 | 8.5 | 2.04 | R-454B | 650
217911240 | COMFORTMAKER | Q5H9V36*K*AAA* | EVD5X36M17A* | *80CTL0701716B* | Split System | 35200 | 15.2 | 8.5 | 2.04 | R-454B | 650
217913270 | DAY & NIGHT | Q5H9V36*K*AAA* | EVD5X42M17A* | *95CSU0601716B* | Split System | 35600 | 15.2 | 8.5 | 2 | R-454B | 650
217913263 | DAY & NIGHT | N5H9V36*K*AAA* | EVD5X42M17A* | *95CSU0601716B* | Split System | 35600 | 15.2 | 8.5 | 2 | R-454B | 650
217908922 | DAY & NIGHT | N5H9V36*K*AAA* | EVM5X36M17A* | *80VSL0701412B* | Split System | 35200 | 15.2 | 8.5 | 2.02 | R-454B | 650
217908929 | DAY & NIGHT | Q5H9V36*K*AAA* | EVM5X36M17A* | *80VSL0701412B* | Split System | 35200 | 15.2 | 8.5 | 2.02 | R-454B | 650
217909027 | DAY & NIGHT | N5H9V36*K*AAA* | EVM5X36M17A* | *80CTL0701716B* | Split System | 35200 | 15.2 | 8.5 | 2.04 | R-454B | 650
217909034 | DAY & NIGHT | Q5H9V36*K*AAA* | EVM5X36M17A* | *80CTL0701716B* | Split System | 35200 | 15.2 | 8.5 | 2.04 | R-454B | 650
217911241 | DAY & NIGHT | Q5H9V36*K*AAA* | EVD5X36M17A* | *80CTL0701716B* | Split System | 35200 | 15.2 | 8.5 | 2.04 | R-454B | 650
217911234 | DAY & NIGHT | N5H9V36*K*AAA* | EVD5X36M17A* | *80CTL0701716B* | Split System | 35200 | 15.2 | 8.5 | 2.04 | R-454B | 650
217913264 | HEIL | N5H9V36*K*AAA* | EVD5X42M17A* | *95CSU0601716B* | Split System | 35600 | 15.2 | 8.5 | 2 | R-454B | 650
217913271 | HEIL | Q5H9V36*K*AAA* | EVD5X42M17A* | *95CSU0601716B* | Split System | 35600 | 15.2 | 8.5 | 2 | R-454B | 650
217908930 | HEIL | Q5H9V36*K*AAA* | EVM5X36M17A* | *80VSL0701412B* | Split System | 35200 | 15.2 | 8.5 | 2.02 | R-454B | 650
217908923 | HEIL | N5H9V36*K*AAA* | EVM5X36M17A* | *80VSL0701412B* | Split System | 35200 | 15.2 | 8.5 | 2.02 | R-454B | 650
217909035 | HEIL | Q5H9V36*K*AAA* | EVM5X36M17A* | *80CTL0701716B* | Split System | 35200 | 15.2 | 8.5 | 2.04 | R-454B | 650
217911242 | HEIL | Q5H9V36*K*AAA* | EVD5X36M17A* | *80CTL0701716B* | Split System | 35200 | 15.2 | 8.5 | 2.04 | R-454B | 650
217911235 | HEIL | N5H9V36*K*AAA* | EVD5X36M17A* | *80CTL0701716B* | Split System | 35200 | 15.2 | 8.5 | 2.04 | R-454B | 650
217909028 | HEIL | N5H9V36*K*AAA* | EVM5X36M17A* | *80CTL0701716B* | Split System | 35200 | 15.2 | 8.5 | 2.04 | R-454B | 650
217913272 | KEEPRITE | Q5H9V36*K*AAA* | EVD5X42M17A* | *95CSU0601716B* | Split System | 35600 | 15.2 | 8.5 | 2 | R-454B | 650
217913265 | KEEPRITE | N5H9V36*K*AAA* | EVD5X42M17A* | *95CSU0601716B* | Split System | 35600 | 15.2 | 8.5 | 2 | R-454B | 650
217908931 | KEEPRITE | Q5H9V36*K*AAA* | EVM5X36M17A* | *80VSL0701412B* | Split System | 35200 | 15.2 | 8.5 | 2.02 | R-454B | 650
217908924 | KEEPRITE | N5H9V36*K*AAA* | EVM5X36M17A* | *80VSL0701412B* | Split System | 35200 | 15.2 | 8.5 | 2.02 | R-454B | 650
217909036 | KEEPRITE | Q5H9V36*K*AAA* | EVM5X36M17A* | *80CTL0701716B* | Split System | 35200 | 15.2 | 8.5 | 2.04 | R-454B | 650
217909029 | KEEPRITE | N5H9V36*K*AAA* | EVM5X36M17A* | *80CTL0701716B* | Split System | 35200 | 15.2 | 8.5 | 2.04 | R-454B | 650
217911243 | KEEPRITE | Q5H9V36*K*AAA* | EVD5X36M17A* | *80CTL0701716B* | Split System | 35200 | 15.2 | 8.5 | 2.04 | R-454B | 650
217911236 | KEEPRITE | N5H9V36*K*AAA* | EVD5X36M17A* | *80CTL0701716B* | Split System | 35200 | 15.2 | 8.5 | 2.04 | R-454B | 650
217913273 | TEMPSTAR | Q5H9V36*K*AAA* | EVD5X42M17A* | *95CSU0601716B* | Split System | 35600 | 15.2 | 8.5 | 2 | R-454B | 650
217913266 | TEMPSTAR | N5H9V36*K*AAA* | EVD5X42M17A* | *95CSU0601716B* | Split System | 35600 | 15.2 | 8.5 | 2 | R-454B | 650
217908932 | TEMPSTAR | Q5H9V36*K*AAA* | EVM5X36M17A* | *80VSL0701412B* | Split System | 35200 | 15.2 | 8.5 | 2.02 | R-454B | 650
217908925 | TEMPSTAR | N5H9V36*K*AAA* | EVM5X36M17A* | *80VSL0701412B* | Split System | 35200 | 15.2 | 8.5 | 2.02 | R-454B | 650
217909030 | TEMPSTAR | N5H9V36*K*AAA* | EVM5X36M17A* | *80CTL0701716B* | Split System | 35200 | 15.2 | 8.5 | 2.04 | R-454B | 650
217909037 | TEMPSTAR | Q5H9V36*K*AAA* | EVM5X36M17A* | *80CTL0701716B* | Split System | 35200 | 15.2 | 8.5 | 2.04 | R-454B | 650
217911244 | TEMPSTAR | Q5H9V36*K*AAA* | EVD5X36M17A* | *80CTL0701716B* | Split System | 35200 | 15.2 | 8.5 | 2.04 | R-454B | 650
217911237 | TEMPSTAR | N5H9V36*K*AAA* | EVD5X36M17A* | *80CTL0701716B* | Split System | 35200 | 15.2 | 8.5 | 2.04 | R-454B | 650
218019517 | ACIQ | N5H9V36*K*AAA* | EVM5X36M17A* | *80VTL0701716B* | Split System | 35400 | 15.5 | 8.5 | 2 | R-454B | 650
218017359 | ACIQ | N5H9V36*K*AAA* | EVD5X42M17A* | *80VSL0701412B* | Split System | 35600 | 15.5 | 8.5 | 2 | R-454B | 650
218017410 | ACIQ | N5H9V36*K*AAA* | EVD5X42M17A* | *95MSU0601716A* | Split System | 35800 | 15.5 | 8.5 | 2 | R-454B | 650
218017384 | ACIQ | N5H9V36*K*AAA* | EVD5X42M17A* | *80CTL0701716B* | Split System | 35800 | 15.5 | 8.5 | 2 | R-454B | 650
218017550 | ACIQ | N5H9V36*K*AAA* | EVD5X42M21A* | *96VTN0802120B* | Split System | 36200 | 15.5 | 8.5 | 2 | R-454B | 650
218017530 | ACIQ | N5H9V36*K*AAA* | EVD5X42M21A* | *96VSN0802120B* | Split System | 36200 | 15.5 | 8.5 | 2 | R-454B | 650
218017565 | ACIQ | N5H9V36*K*AAA* | EVD5X42M21A* | *97VTN0802120A* | Split System | 36200 | 15.5 | 8.5 | 2 | R-454B | 650
218017291 | ACIQ | N5H9V36*K*AAA* | EVD5X38M17A* | *80CTL0451712B* | Split System | 36600 | 15.5 | 8.5 | 2 | R-454B | 650
218016996 | ACIQ | N5H9V36*K*AAA* | EVD5X36M17A* | *80CTL0701412B* | Split System | 35200 | 15.5 | 8.5 | 2.02 | R-454B | 650
218019512 | ACIQ | N5H9V36*K*AAA* | EVM5X36M17A* | *80CTL0701412B* | Split System | 35200 | 15.5 | 8.5 | 2.02 | R-454B | 650
217909056 | AIRQUEST | N5H9V36*K*AAA* | EVM5X36M17A* | *80VTL0701716B* | Split System | 35400 | 15.5 | 8.5 | 2 | R-454B | 650
217909063 | AIRQUEST | Q5H9V36*K*AAA* | EVM5X36M17A* | *80VTL0701716B* | Split System | 35400 | 15.5 | 8.5 | 2 | R-454B | 650
217911263 | AIRQUEST | N5H9V36*K*AAA* | EVD5X36M17A* | *80VTL0701716B* | Split System | 35400 | 15.5 | 8.5 | 2 | R-454B | 650
217911270 | AIRQUEST | Q5H9V36*K*AAA* | EVD5X36M17A* | *80VTL0701716B* | Split System | 35400 | 15.5 | 8.5 | 2 | R-454B | 650
217913109 | AIRQUEST | N5H9V36*K*AAA* | EVD5X42M17A* | *80VSL0701412B* | Split System | 35600 | 15.5 | 8.5 | 2 | R-454B | 650
217913116 | AIRQUEST | Q5H9V36*K*AAA* | EVD5X42M17A* | *80VSL0701412B* | Split System | 35600 | 15.5 | 8.5 | 2 | R-454B | 650
217913343 | AIRQUEST | Q5H9V36*K*AAA* | EVD5X42M17A* | *95MSU0601716A* | Split System | 35800 | 15.5 | 8.5 | 2 | R-454B | 650
217913221 | AIRQUEST | Q5H9V36*K*AAA* | EVD5X42M17A* | *80CTL0701716B* | Split System | 35800 | 15.5 | 8.5 | 2 | R-454B | 650
217913336 | AIRQUEST | N5H9V36*K*AAA* | EVD5X42M17A* | *95MSU0601716A* | Split System | 35800 | 15.5 | 8.5 | 2 | R-454B | 650
217913214 | AIRQUEST | N5H9V36*K*AAA* | EVD5X42M17A* | *80CTL0701716B* | Split System | 35800 | 15.5 | 8.5 | 2 | R-454B | 650
217914054 | AIRQUEST | Q5H9V36*K*AAA* | EVD5X42M21A* | *97VTN0802120A* | Split System | 36200 | 15.5 | 8.5 | 2 | R-454B | 650
217913971 | AIRQUEST | N5H9V36*K*AAA* | EVD5X42M21A* | *96VTN0802120B* | Split System | 36200 | 15.5 | 8.5 | 2 | R-454B | 650
217913856 | AIRQUEST | Q5H9V36*K*AAA* | EVD5X42M21A* | *96VSN0802120B* | Split System | 36200 | 15.5 | 8.5 | 2 | R-454B | 650
217913978 | AIRQUEST | Q5H9V36*K*AAA* | EVD5X42M21A* | *96VTN0802120B* | Split System | 36200 | 15.5 | 8.5 | 2 | R-454B | 650
217914047 | AIRQUEST | N5H9V36*K*AAA* | EVD5X42M21A* | *97VTN0802120A* | Split System | 36200 | 15.5 | 8.5 | 2 | R-454B | 650
217913849 | AIRQUEST | N5H9V36*K*AAA* | EVD5X42M21A* | *96VSN0802120B* | Split System | 36200 | 15.5 | 8.5 | 2 | R-454B | 650
217912797 | AIRQUEST | Q5H9V36*K*AAA* | EVD5X38M17A* | *80CTL0451712B* | Split System | 36600 | 15.5 | 8.5 | 2 | R-454B | 650
217912790 | AIRQUEST | N5H9V36*K*AAA* | EVD5X38M17A* | *80CTL0451712B* | Split System | 36600 | 15.5 | 8.5 | 2 | R-454B | 650
217909017 | AIRQUEST | Q5H9V36*K*AAA* | EVM5X36M17A* | *80CTL0701412B* | Split System | 35200 | 15.5 | 8.5 | 2.02 | R-454B | 650
217909010 | AIRQUEST | N5H9V36*K*AAA* | EVM5X36M17A* | *80CTL0701412B* | Split System | 35200 | 15.5 | 8.5 | 2.02 | R-454B | 650
217911217 | AIRQUEST | N5H9V36*K*AAA* | EVD5X36M17A* | *80CTL0701412B* | Split System | 35200 | 15.5 | 8.5 | 2.02 | R-454B | 650
217911224 | AIRQUEST | Q5H9V36*K*AAA* | EVD5X36M17A* | *80CTL0701412B* | Split System | 35200 | 15.5 | 8.5 | 2.02 | R-454B | 650
217909062 | ARCOAIRE | Q5H9V36*K*AAA* | EVM5X36M17A* | *80VTL0701716B* | Split System | 35400 | 15.5 | 8.5 | 2 | R-454B | 650
217909055 | ARCOAIRE | N5H9V36*K*AAA* | EVM5X36M17A* | *80VTL0701716B* | Split System | 35400 | 15.5 | 8.5 | 2 | R-454B | 650
217911269 | ARCOAIRE | Q5H9V36*K*AAA* | EVD5X36M17A* | *80VTL0701716B* | Split System | 35400 | 15.5 | 8.5 | 2 | R-454B | 650
217913108 | ARCOAIRE | N5H9V36*K*AAA* | EVD5X42M17A* | *80VSL0701412B* | Split System | 35600 | 15.5 | 8.5 | 2 | R-454B | 650
217913115 | ARCOAIRE | Q5H9V36*K*AAA* | EVD5X42M17A* | *80VSL0701412B* | Split System | 35600 | 15.5 | 8.5 | 2 | R-454B | 650
217913342 | ARCOAIRE | Q5H9V36*K*AAA* | EVD5X42M17A* | *95MSU0601716A* | Split System | 35800 | 15.5 | 8.5 | 2 | R-454B | 650
217913220 | ARCOAIRE | Q5H9V36*K*AAA* | EVD5X42M17A* | *80CTL0701716B* | Split System | 35800 | 15.5 | 8.5 | 2 | R-454B | 650
217913213 | ARCOAIRE | N5H9V36*K*AAA* | EVD5X42M17A* | *80CTL0701716B* | Split System | 35800 | 15.5 | 8.5 | 2 | R-454B | 650
217913335 | ARCOAIRE | N5H9V36*K*AAA* | EVD5X42M17A* | *95MSU0601716A* | Split System | 35800 | 15.5 | 8.5 | 2 | R-454B | 650
217913848 | ARCOAIRE | N5H9V36*K*AAA* | EVD5X42M21A* | *96VSN0802120B* | Split System | 36200 | 15.5 | 8.5 | 2 | R-454B | 650
217914053 | ARCOAIRE | Q5H9V36*K*AAA* | EVD5X42M21A* | *97VTN0802120A* | Split System | 36200 | 15.5 | 8.5 | 2 | R-454B | 650
217913977 | ARCOAIRE | Q5H9V36*K*AAA* | EVD5X42M21A* | *96VTN0802120B* | Split System | 36200 | 15.5 | 8.5 | 2 | R-454B | 650
217914046 | ARCOAIRE | N5H9V36*K*AAA* | EVD5X42M21A* | *97VTN0802120A* | Split System | 36200 | 15.5 | 8.5 | 2 | R-454B | 650
217913970 | ARCOAIRE | N5H9V36*K*AAA* | EVD5X42M21A* | *96VTN0802120B* | Split System | 36200 | 15.5 | 8.5 | 2 | R-454B | 650
217912796 | ARCOAIRE | Q5H9V36*K*AAA* | EVD5X38M17A* | *80CTL0451712B* | Split System | 36600 | 15.5 | 8.5 | 2 | R-454B | 650
217912789 | ARCOAIRE | N5H9V36*K*AAA* | EVD5X38M17A* | *80CTL0451712B* | Split System | 36600 | 15.5 | 8.5 | 2 | R-454B | 650
217911216 | ARCOAIRE | N5H9V36*K*AAA* | EVD5X36M17A* | *80CTL0701412B* | Split System | 35200 | 15.5 | 8.5 | 2.02 | R-454B | 650
217909009 | ARCOAIRE | N5H9V36*K*AAA* | EVM5X36M17A* | *80CTL0701412B* | Split System | 35200 | 15.5 | 8.5 | 2.02 | R-454B | 650
217911223 | ARCOAIRE | Q5H9V36*K*AAA* | EVD5X36M17A* | *80CTL0701412B* | Split System | 35200 | 15.5 | 8.5 | 2.02 | R-454B | 650
217909016 | ARCOAIRE | Q5H9V36*K*AAA* | EVM5X36M17A* | *80CTL0701412B* | Split System | 35200 | 15.5 | 8.5 | 2.02 | R-454B | 650
217909054 | BRYANT HEATING AND COOLING SYSTEMS | 249VAN036**AA* | CVAMA3617XMA* | 82*TB48070V17*** | Split System | 35400 | 15.5 | 8.5 | 2 | R-454B | 650
217911261 | BRYANT HEATING AND COOLING SYSTEMS | 249VAN036**AA* | CVAVA3617XMA* | 82*TB48070V17*** | Split System | 35400 | 15.5 | 8.5 | 2 | R-454B | 650
217913242 | BRYANT HEATING AND COOLING SYSTEMS | 249VAN036**AA* | CVAVA4217XMA* | 82*TB36070V14*** | Split System | 35600 | 15.5 | 8.5 | 2 | R-454B | 650
217913107 | BRYANT HEATING AND COOLING SYSTEMS | 249VAN036**AA* | CVAVA4217XMA* | 82*SB36070V14*** | Split System | 35600 | 15.5 | 8.5 | 2 | R-454B | 650
217913212 | BRYANT HEATING AND COOLING SYSTEMS | 249VAN036**AA* | CVAVA4217XMA* | 88*TB48070C17*** | Split System | 35800 | 15.5 | 8.5 | 2 | R-454B | 650
217913334 | BRYANT HEATING AND COOLING SYSTEMS | 249VAN036**AA* | CVAVA4217XMA* | 935SB48060M17*** | Split System | 35800 | 15.5 | 8.5 | 2 | R-454B | 650
217913969 | BRYANT HEATING AND COOLING SYSTEMS | 249VAN036**AA* | CVAVA4221XMA* | 926TC60080V21*** | Split System | 36200 | 15.5 | 8.5 | 2 | R-454B | 650
217914045 | BRYANT HEATING AND COOLING SYSTEMS | 249VAN036**AA* | CVAVA4221XMA* | 927TA60080V21*** | Split System | 36200 | 15.5 | 8.5 | 2 | R-454B | 650
217913847 | BRYANT HEATING AND COOLING SYSTEMS | 249VAN036**AA* | CVAVA4221XMA* | 926SB60080V21*** | Split System | 36200 | 15.5 | 8.5 | 2 | R-454B | 650
217912788 | BRYANT HEATING AND COOLING SYSTEMS | 249VAN036**AA* | CVAVA3817XMA* | 88*TB36045C17*** | Split System | 36600 | 15.5 | 8.5 | 2 | R-454B | 650
217911215 | BRYANT HEATING AND COOLING SYSTEMS | 249VAN036**AA* | CVAVA3617XMA* | 88*TB36070C14*** | Split System | 35200 | 15.5 | 8.5 | 2.02 | R-454B | 650
217909008 | BRYANT HEATING AND COOLING SYSTEMS | 249VAN036**AA* | CVAMA3617XMA* | 88*TB36070C14*** | Split System | 35200 | 15.5 | 8.5 | 2.02 | R-454B | 650
217907680 | CARRIER | 27VPA936A*030* | CVAVA3617XMA* | 58TP*B070V17**16 | Split System | 35400 | 15.5 | 8.5 | 2 | R-454B | 650
217907529 | CARRIER | 27VPA936A*030* | CVAMA3617XMA* | 58TP*B070V17**16 | Split System | 35400 | 15.5 | 8.5 | 2 | R-454B | 650
217907815 | CARRIER | 27VPA936A*030* | CVAVA4217XMA* | 58TP*B070V14**12 | Split System | 35600 | 15.5 | 8.5 | 2 | R-454B | 650
217907806 | CARRIER | 27VPA936A*030* | CVAVA4217XMA* | 58SP*B070V14**12 | Split System | 35600 | 15.5 | 8.5 | 2 | R-454B | 650
217907813 | CARRIER | 27VPA936A*030* | CVAVA4217XMA* | 58TN*B070C17**16 | Split System | 35800 | 15.5 | 8.5 | 2 | R-454B | 650
217907823 | CARRIER | 27VPA936A*030* | CVAVA4217XMA* | 59SU5B060M17**16 | Split System | 35800 | 15.5 | 8.5 | 2 | R-454B | 650
217907866 | CARRIER | 27VPA936A*030* | CVAVA4221XMA* | 59TP6C080V21**20 | Split System | 36200 | 15.5 | 8.5 | 2 | R-454B | 650
217907858 | CARRIER | 27VPA936A*030* | CVAVA4221XMA* | 59SP6B080V21**20 | Split System | 36200 | 15.5 | 8.5 | 2 | R-454B | 650
217907871 | CARRIER | 27VPA936A*030* | CVAVA4221XMA* | 59TP7A080V21**20 | Split System | 36200 | 15.5 | 8.5 | 2 | R-454B | 650
217907783 | CARRIER | 27VPA936A*030* | CVAVA3817XMA* | 58TN*B045C17**12 | Split System | 36600 | 15.5 | 8.5 | 2 | R-454B | 650
217907525 | CARRIER | 27VPA936A*030* | CVAMA3617XMA* | 58TN*B070C14**12 | Split System | 35200 | 15.5 | 8.5 | 2.02 | R-454B | 650
217907676 | CARRIER | 27VPA936A*030* | CVAVA3617XMA* | 58TN*B070C14**12 | Split System | 35200 | 15.5 | 8.5 | 2.02 | R-454B | 650
217909064 | COMFORTMAKER | Q5H9V36*K*AAA* | EVM5X36M17A* | *80VTL0701716B* | Split System | 35400 | 15.5 | 8.5 | 2 | R-454B | 650
217911271 | COMFORTMAKER | Q5H9V36*K*AAA* | EVD5X36M17A* | *80VTL0701716B* | Split System | 35400 | 15.5 | 8.5 | 2 | R-454B | 650
217909057 | COMFORTMAKER | N5H9V36*K*AAA* | EVM5X36M17A* | *80VTL0701716B* | Split System | 35400 | 15.5 | 8.5 | 2 | R-454B | 650
217911264 | COMFORTMAKER | N5H9V36*K*AAA* | EVD5X36M17A* | *80VTL0701716B* | Split System | 35400 | 15.5 | 8.5 | 2 | R-454B | 650
217913110 | COMFORTMAKER | N5H9V36*K*AAA* | EVD5X42M17A* | *80VSL0701412B* | Split System | 35600 | 15.5 | 8.5 | 2 | R-454B | 650
217913117 | COMFORTMAKER | Q5H9V36*K*AAA* | EVD5X42M17A* | *80VSL0701412B* | Split System | 35600 | 15.5 | 8.5 | 2 | R-454B | 650
217913215 | COMFORTMAKER | N5H9V36*K*AAA* | EVD5X42M17A* | *80CTL0701716B* | Split System | 35800 | 15.5 | 8.5 | 2 | R-454B | 650
217913337 | COMFORTMAKER | N5H9V36*K*AAA* | EVD5X42M17A* | *95MSU0601716A* | Split System | 35800 | 15.5 | 8.5 | 2 | R-454B | 650
217913222 | COMFORTMAKER | Q5H9V36*K*AAA* | EVD5X42M17A* | *80CTL0701716B* | Split System | 35800 | 15.5 | 8.5 | 2 | R-454B | 650
217913344 | COMFORTMAKER | Q5H9V36*K*AAA* | EVD5X42M17A* | *95MSU0601716A* | Split System | 35800 | 15.5 | 8.5 | 2 | R-454B | 650
217913979 | COMFORTMAKER | Q5H9V36*K*AAA* | EVD5X42M21A* | *96VTN0802120B* | Split System | 36200 | 15.5 | 8.5 | 2 | R-454B | 650
217913857 | COMFORTMAKER | Q5H9V36*K*AAA* | EVD5X42M21A* | *96VSN0802120B* | Split System | 36200 | 15.5 | 8.5 | 2 | R-454B | 650
217914048 | COMFORTMAKER | N5H9V36*K*AAA* | EVD5X42M21A* | *97VTN0802120A* | Split System | 36200 | 15.5 | 8.5 | 2 | R-454B | 650
217913850 | COMFORTMAKER | N5H9V36*K*AAA* | EVD5X42M21A* | *96VSN0802120B* | Split System | 36200 | 15.5 | 8.5 | 2 | R-454B | 650
217914055 | COMFORTMAKER | Q5H9V36*K*AAA* | EVD5X42M21A* | *97VTN0802120A* | Split System | 36200 | 15.5 | 8.5 | 2 | R-454B | 650
217912791 | COMFORTMAKER | N5H9V36*K*AAA* | EVD5X38M17A* | *80CTL0451712B* | Split System | 36600 | 15.5 | 8.5 | 2 | R-454B | 650
217912798 | COMFORTMAKER | Q5H9V36*K*AAA* | EVD5X38M17A* | *80CTL0451712B* | Split System | 36600 | 15.5 | 8.5 | 2 | R-454B | 650
217909011 | COMFORTMAKER | N5H9V36*K*AAA* | EVM5X36M17A* | *80CTL0701412B* | Split System | 35200 | 15.5 | 8.5 | 2.02 | R-454B | 650
217909018 | COMFORTMAKER | Q5H9V36*K*AAA* | EVM5X36M17A* | *80CTL0701412B* | Split System | 35200 | 15.5 | 8.5 | 2.02 | R-454B | 650
217911225 | COMFORTMAKER | Q5H9V36*K*AAA* | EVD5X36M17A* | *80CTL0701412B* | Split System | 35200 | 15.5 | 8.5 | 2.02 | R-454B | 650
217911218 | COMFORTMAKER | N5H9V36*K*AAA* | EVD5X36M17A* | *80CTL0701412B* | Split System | 35200 | 15.5 | 8.5 | 2.02 | R-454B | 650
217909065 | DAY & NIGHT | Q5H9V36*K*AAA* | EVM5X36M17A* | *80VTL0701716B* | Split System | 35400 | 15.5 | 8.5 | 2 | R-454B | 650
217909058 | DAY & NIGHT | N5H9V36*K*AAA* | EVM5X36M17A* | *80VTL0701716B* | Split System | 35400 | 15.5 | 8.5 | 2 | R-454B | 650
217911265 | DAY & NIGHT | N5H9V36*K*AAA* | EVD5X36M17A* | *80VTL0701716B* | Split System | 35400 | 15.5 | 8.5 | 2 | R-454B | 650
217911272 | DAY & NIGHT | Q5H9V36*K*AAA* | EVD5X36M17A* | *80VTL0701716B* | Split System | 35400 | 15.5 | 8.5 | 2 | R-454B | 650
217913111 | DAY & NIGHT | N5H9V36*K*AAA* | EVD5X42M17A* | *80VSL0701412B* | Split System | 35600 | 15.5 | 8.5 | 2 | R-454B | 650
217913118 | DAY & NIGHT | Q5H9V36*K*AAA* | EVD5X42M17A* | *80VSL0701412B* | Split System | 35600 | 15.5 | 8.5 | 2 | R-454B | 650
217913345 | DAY & NIGHT | Q5H9V36*K*AAA* | EVD5X42M17A* | *95MSU0601716A* | Split System | 35800 | 15.5 | 8.5 | 2 | R-454B | 650
217913216 | DAY & NIGHT | N5H9V36*K*AAA* | EVD5X42M17A* | *80CTL0701716B* | Split System | 35800 | 15.5 | 8.5 | 2 | R-454B | 650
217913338 | DAY & NIGHT | N5H9V36*K*AAA* | EVD5X42M17A* | *95MSU0601716A* | Split System | 35800 | 15.5 | 8.5 | 2 | R-454B | 650
217913223 | DAY & NIGHT | Q5H9V36*K*AAA* | EVD5X42M17A* | *80CTL0701716B* | Split System | 35800 | 15.5 | 8.5 | 2 | R-454B | 650
217913851 | DAY & NIGHT | N5H9V36*K*AAA* | EVD5X42M21A* | *96VSN0802120B* | Split System | 36200 | 15.5 | 8.5 | 2 | R-454B | 650
217913980 | DAY & NIGHT | Q5H9V36*K*AAA* | EVD5X42M21A* | *96VTN0802120B* | Split System | 36200 | 15.5 | 8.5 | 2 | R-454B | 650
217913858 | DAY & NIGHT | Q5H9V36*K*AAA* | EVD5X42M21A* | *96VSN0802120B* | Split System | 36200 | 15.5 | 8.5 | 2 | R-454B | 650
217914049 | DAY & NIGHT | N5H9V36*K*AAA* | EVD5X42M21A* | *97VTN0802120A* | Split System | 36200 | 15.5 | 8.5 | 2 | R-454B | 650
217914056 | DAY & NIGHT | Q5H9V36*K*AAA* | EVD5X42M21A* | *97VTN0802120A* | Split System | 36200 | 15.5 | 8.5 | 2 | R-454B | 650
217913973 | DAY & NIGHT | N5H9V36*K*AAA* | EVD5X42M21A* | *96VTN0802120B* | Split System | 36200 | 15.5 | 8.5 | 2 | R-454B | 650
217912799 | DAY & NIGHT | Q5H9V36*K*AAA* | EVD5X38M17A* | *80CTL0451712B* | Split System | 36600 | 15.5 | 8.5 | 2 | R-454B | 650
217912792 | DAY & NIGHT | N5H9V36*K*AAA* | EVD5X38M17A* | *80CTL0451712B* | Split System | 36600 | 15.5 | 8.5 | 2 | R-454B | 650
217911226 | DAY & NIGHT | Q5H9V36*K*AAA* | EVD5X36M17A* | *80CTL0701412B* | Split System | 35200 | 15.5 | 8.5 | 2.02 | R-454B | 650
217911219 | DAY & NIGHT | N5H9V36*K*AAA* | EVD5X36M17A* | *80CTL0701412B* | Split System | 35200 | 15.5 | 8.5 | 2.02 | R-454B | 650
217909019 | DAY & NIGHT | Q5H9V36*K*AAA* | EVM5X36M17A* | *80CTL0701412B* | Split System | 35200 | 15.5 | 8.5 | 2.02 | R-454B | 650
217909012 | DAY & NIGHT | N5H9V36*K*AAA* | EVM5X36M17A* | *80CTL0701412B* | Split System | 35200 | 15.5 | 8.5 | 2.02 | R-454B | 650
217909066 | HEIL | Q5H9V36*K*AAA* | EVM5X36M17A* | *80VTL0701716B* | Split System | 35400 | 15.5 | 8.5 | 2 | R-454B | 650
217911266 | HEIL | N5H9V36*K*AAA* | EVD5X36M17A* | *80VTL0701716B* | Split System | 35400 | 15.5 | 8.5 | 2 | R-454B | 650
217911273 | HEIL | Q5H9V36*K*AAA* | EVD5X36M17A* | *80VTL0701716B* | Split System | 35400 | 15.5 | 8.5 | 2 | R-454B | 650
217909059 | HEIL | N5H9V36*K*AAA* | EVM5X36M17A* | *80VTL0701716B* | Split System | 35400 | 15.5 | 8.5 | 2 | R-454B | 650
217913112 | HEIL | N5H9V36*K*AAA* | EVD5X42M17A* | *80VSL0701412B* | Split System | 35600 | 15.5 | 8.5 | 2 | R-454B | 650
217913119 | HEIL | Q5H9V36*K*AAA* | EVD5X42M17A* | *80VSL0701412B* | Split System | 35600 | 15.5 | 8.5 | 2 | R-454B | 650
217913346 | HEIL | Q5H9V36*K*AAA* | EVD5X42M17A* | *95MSU0601716A* | Split System | 35800 | 15.5 | 8.5 | 2 | R-454B | 650
217913339 | HEIL | N5H9V36*K*AAA* | EVD5X42M17A* | *95MSU0601716A* | Split System | 35800 | 15.5 | 8.5 | 2 | R-454B | 650
217913217 | HEIL | N5H9V36*K*AAA* | EVD5X42M17A* | *80CTL0701716B* | Split System | 35800 | 15.5 | 8.5 | 2 | R-454B | 650
217913224 | HEIL | Q5H9V36*K*AAA* | EVD5X42M17A* | *80CTL0701716B* | Split System | 35800 | 15.5 | 8.5 | 2 | R-454B | 650
217914050 | HEIL | N5H9V36*K*AAA* | EVD5X42M21A* | *97VTN0802120A* | Split System | 36200 | 15.5 | 8.5 | 2 | R-454B | 650
217913859 | HEIL | Q5H9V36*K*AAA* | EVD5X42M21A* | *96VSN0802120B* | Split System | 36200 | 15.5 | 8.5 | 2 | R-454B | 650
217913981 | HEIL | Q5H9V36*K*AAA* | EVD5X42M21A* | *96VTN0802120B* | Split System | 36200 | 15.5 | 8.5 | 2 | R-454B | 650
217913974 | HEIL | N5H9V36*K*AAA* | EVD5X42M21A* | *96VTN0802120B* | Split System | 36200 | 15.5 | 8.5 | 2 | R-454B | 650
217914057 | HEIL | Q5H9V36*K*AAA* | EVD5X42M21A* | *97VTN0802120A* | Split System | 36200 | 15.5 | 8.5 | 2 | R-454B | 650
217913852 | HEIL | N5H9V36*K*AAA* | EVD5X42M21A* | *96VSN0802120B* | Split System | 36200 | 15.5 | 8.5 | 2 | R-454B | 650
217912800 | HEIL | Q5H9V36*K*AAA* | EVD5X38M17A* | *80CTL0451712B* | Split System | 36600 | 15.5 | 8.5 | 2 | R-454B | 650
217912793 | HEIL | N5H9V36*K*AAA* | EVD5X38M17A* | *80CTL0451712B* | Split System | 36600 | 15.5 | 8.5 | 2 | R-454B | 650
217909013 | HEIL | N5H9V36*K*AAA* | EVM5X36M17A* | *80CTL0701412B* | Split System | 35200 | 15.5 | 8.5 | 2.02 | R-454B | 650
217909020 | HEIL | Q5H9V36*K*AAA* | EVM5X36M17A* | *80CTL0701412B* | Split System | 35200 | 15.5 | 8.5 | 2.02 | R-454B | 650
217911220 | HEIL | N5H9V36*K*AAA* | EVD5X36M17A* | *80CTL0701412B* | Split System | 35200 | 15.5 | 8.5 | 2.02 | R-454B | 650
217911227 | HEIL | Q5H9V36*K*AAA* | EVD5X36M17A* | *80CTL0701412B* | Split System | 35200 | 15.5 | 8.5 | 2.02 | R-454B | 650
217909060 | KEEPRITE | N5H9V36*K*AAA* | EVM5X36M17A* | *80VTL0701716B* | Split System | 35400 | 15.5 | 8.5 | 2 | R-454B | 650
217909067 | KEEPRITE | Q5H9V36*K*AAA* | EVM5X36M17A* | *80VTL0701716B* | Split System | 35400 | 15.5 | 8.5 | 2 | R-454B | 650
217911267 | KEEPRITE | N5H9V36*K*AAA* | EVD5X36M17A* | *80VTL0701716B* | Split System | 35400 | 15.5 | 8.5 | 2 | R-454B | 650
217911274 | KEEPRITE | Q5H9V36*K*AAA* | EVD5X36M17A* | *80VTL0701716B* | Split System | 35400 | 15.5 | 8.5 | 2 | R-454B | 650
217913113 | KEEPRITE | N5H9V36*K*AAA* | EVD5X42M17A* | *80VSL0701412B* | Split System | 35600 | 15.5 | 8.5 | 2 | R-454B | 650
217913225 | KEEPRITE | Q5H9V36*K*AAA* | EVD5X42M17A* | *80CTL0701716B* | Split System | 35800 | 15.5 | 8.5 | 2 | R-454B | 650
217913347 | KEEPRITE | Q5H9V36*K*AAA* | EVD5X42M17A* | *95MSU0601716A* | Split System | 35800 | 15.5 | 8.5 | 2 | R-454B | 650
217913340 | KEEPRITE | N5H9V36*K*AAA* | EVD5X42M17A* | *95MSU0601716A* | Split System | 35800 | 15.5 | 8.5 | 2 | R-454B | 650
217913218 | KEEPRITE | N5H9V36*K*AAA* | EVD5X42M17A* | *80CTL0701716B* | Split System | 35800 | 15.5 | 8.5 | 2 | R-454B | 650
217913975 | KEEPRITE | N5H9V36*K*AAA* | EVD5X42M21A* | *96VTN0802120B* | Split System | 36200 | 15.5 | 8.5 | 2 | R-454B | 650
217913982 | KEEPRITE | Q5H9V36*K*AAA* | EVD5X42M21A* | *96VTN0802120B* | Split System | 36200 | 15.5 | 8.5 | 2 | R-454B | 650
217913860 | KEEPRITE | Q5H9V36*K*AAA* | EVD5X42M21A* | *96VSN0802120B* | Split System | 36200 | 15.5 | 8.5 | 2 | R-454B | 650
217913853 | KEEPRITE | N5H9V36*K*AAA* | EVD5X42M21A* | *96VSN0802120B* | Split System | 36200 | 15.5 | 8.5 | 2 | R-454B | 650
217914051 | KEEPRITE | N5H9V36*K*AAA* | EVD5X42M21A* | *97VTN0802120A* | Split System | 36200 | 15.5 | 8.5 | 2 | R-454B | 650
217914058 | KEEPRITE | Q5H9V36*K*AAA* | EVD5X42M21A* | *97VTN0802120A* | Split System | 36200 | 15.5 | 8.5 | 2 | R-454B | 650
217912794 | KEEPRITE | N5H9V36*K*AAA* | EVD5X38M17A* | *80CTL0451712B* | Split System | 36600 | 15.5 | 8.5 | 2 | R-454B | 650
217912801 | KEEPRITE | Q5H9V36*K*AAA* | EVD5X38M17A* | *80CTL0451712B* | Split System | 36600 | 15.5 | 8.5 | 2 | R-454B | 650
217909014 | KEEPRITE | N5H9V36*K*AAA* | EVM5X36M17A* | *80CTL0701412B* | Split System | 35200 | 15.5 | 8.5 | 2.02 | R-454B | 650
217909021 | KEEPRITE | Q5H9V36*K*AAA* | EVM5X36M17A* | *80CTL0701412B* | Split System | 35200 | 15.5 | 8.5 | 2.02 | R-454B | 650
217911221 | KEEPRITE | N5H9V36*K*AAA* | EVD5X36M17A* | *80CTL0701412B* | Split System | 35200 | 15.5 | 8.5 | 2.02 | R-454B | 650
217911228 | KEEPRITE | Q5H9V36*K*AAA* | EVD5X36M17A* | *80CTL0701412B* | Split System | 35200 | 15.5 | 8.5 | 2.02 | R-454B | 650
217909061 | TEMPSTAR | N5H9V36*K*AAA* | EVM5X36M17A* | *80VTL0701716B* | Split System | 35400 | 15.5 | 8.5 | 2 | R-454B | 650
217909068 | TEMPSTAR | Q5H9V36*K*AAA* | EVM5X36M17A* | *80VTL0701716B* | Split System | 35400 | 15.5 | 8.5 | 2 | R-454B | 650
217911268 | TEMPSTAR | N5H9V36*K*AAA* | EVD5X36M17A* | *80VTL0701716B* | Split System | 35400 | 15.5 | 8.5 | 2 | R-454B | 650
217911275 | TEMPSTAR | Q5H9V36*K*AAA* | EVD5X36M17A* | *80VTL0701716B* | Split System | 35400 | 15.5 | 8.5 | 2 | R-454B | 650
217913121 | TEMPSTAR | Q5H9V36*K*AAA* | EVD5X42M17A* | *80VSL0701412B* | Split System | 35600 | 15.5 | 8.5 | 2 | R-454B | 650
217913114 | TEMPSTAR | N5H9V36*K*AAA* | EVD5X42M17A* | *80VSL0701412B* | Split System | 35600 | 15.5 | 8.5 | 2 | R-454B | 650
217913348 | TEMPSTAR | Q5H9V36*K*AAA* | EVD5X42M17A* | *95MSU0601716A* | Split System | 35800 | 15.5 | 8.5 | 2 | R-454B | 650
217913226 | TEMPSTAR | Q5H9V36*K*AAA* | EVD5X42M17A* | *80CTL0701716B* | Split System | 35800 | 15.5 | 8.5 | 2 | R-454B | 650
217913341 | TEMPSTAR | N5H9V36*K*AAA* | EVD5X42M17A* | *95MSU0601716A* | Split System | 35800 | 15.5 | 8.5 | 2 | R-454B | 650
217913219 | TEMPSTAR | N5H9V36*K*AAA* | EVD5X42M17A* | *80CTL0701716B* | Split System | 35800 | 15.5 | 8.5 | 2 | R-454B | 650
217913976 | TEMPSTAR | N5H9V36*K*AAA* | EVD5X42M21A* | *96VTN0802120B* | Split System | 36200 | 15.5 | 8.5 | 2 | R-454B | 650
217914052 | TEMPSTAR | N5H9V36*K*AAA* | EVD5X42M21A* | *97VTN0802120A* | Split System | 36200 | 15.5 | 8.5 | 2 | R-454B | 650
217913983 | TEMPSTAR | Q5H9V36*K*AAA* | EVD5X42M21A* | *96VTN0802120B* | Split System | 36200 | 15.5 | 8.5 | 2 | R-454B | 650
217913861 | TEMPSTAR | Q5H9V36*K*AAA* | EVD5X42M21A* | *96VSN0802120B* | Split System | 36200 | 15.5 | 8.5 | 2 | R-454B | 650
217913854 | TEMPSTAR | N5H9V36*K*AAA* | EVD5X42M21A* | *96VSN0802120B* | Split System | 36200 | 15.5 | 8.5 | 2 | R-454B | 650
217914059 | TEMPSTAR | Q5H9V36*K*AAA* | EVD5X42M21A* | *97VTN0802120A* | Split System | 36200 | 15.5 | 8.5 | 2 | R-454B | 650
217912795 | TEMPSTAR | N5H9V36*K*AAA* | EVD5X38M17A* | *80CTL0451712B* | Split System | 36600 | 15.5 | 8.5 | 2 | R-454B | 650
217912802 | TEMPSTAR | Q5H9V36*K*AAA* | EVD5X38M17A* | *80CTL0451712B* | Split System | 36600 | 15.5 | 8.5 | 2 | R-454B | 650
217909022 | TEMPSTAR | Q5H9V36*K*AAA* | EVM5X36M17A* | *80CTL0701412B* | Split System | 35200 | 15.5 | 8.5 | 2.02 | R-454B | 650
217911222 | TEMPSTAR | N5H9V36*K*AAA* | EVD5X36M17A* | *80CTL0701412B* | Split System | 35200 | 15.5 | 8.5 | 2.02 | R-454B | 650
217911229 | TEMPSTAR | Q5H9V36*K*AAA* | EVD5X36M17A* | *80CTL0701412B* | Split System | 35200 | 15.5 | 8.5 | 2.02 | R-454B | 650
217909015 | TEMPSTAR | N5H9V36*K*AAA* | EVM5X36M17A* | *80CTL0701412B* | Split System | 35200 | 15.5 | 8.5 | 2.02 | R-454B | 650
217895307 | BOSCH | BOVB-36RTB-M15S | BIWA-30RXB-M16X |  | Split System | 28600 | 16 | 8.5 | 1.8 | R-454B | 650
217895306 | BOSCH | BOVB-24RTB-M15S | BICA-24RXB-M16X |  | Split System | 23400 | 16 | 8.5 | 1.81 | R-454B | 650
218329671 | AIREASE | A7CP21V36P-**A | 7E[C,U]36CX-**+TDR | A96UH1E090C16S* | Split System | 34000 | 17 | 8.5 | 2.08 | R-454B | 650
218329670 | ARMSTRONG AIR | A7CP21V36P-**A | 7E[C,U]36CX-**+TDR | A96UH1E090C16S* | Split System | 34000 | 17 | 8.5 | 2.08 | R-454B | 650
217895209 | BOSCH | BOVA-60RXB-M15S | BIVB-36RCB-M20X |  | Split System | 34200 | 17 | 8.5 | 1.8 | R-454B | 650
217895321 | BOSCH | BOVB-60RTB-M15S | BIVB-36RCB-M20X |  | Split System | 34200 | 17 | 8.5 | 1.8 | R-454B | 650
217895320 | BOSCH | BOVB-60RTB-M15S | BIVB-48RCB-M20X |  | Split System | 46000 | 17 | 8.5 | 1.87 | R-454B | 650
218158146 | SAMSUNG | AC024FCUPCG | HH24MABC11H1 |  | Split System | 24000 | 17 | 8.5 | 1.9 | R-454B | 650
218329764 | AIREASE | A7CP21V36P-**A | 7E[C,U]36CX-**+TDR | A98USMV090C20S* | Split System | 33200 | 17.5 | 8.5 | 2.06 | R-454B | 650
218329653 | AIREASE | A7CP21V36P-**A | 7E[C,U]36CX-**+TDR | A97UH2E090C16S* | Split System | 34000 | 17.5 | 8.5 | 2.08 | R-454B | 650
218329763 | ARMSTRONG AIR | A7CP21V36P-**A | 7E[C,U]36CX-**+TDR | A98USMV090C20S* | Split System | 33200 | 17.5 | 8.5 | 2.06 | R-454B | 650
218329652 | ARMSTRONG AIR | A7CP21V36P-**A | 7E[C,U]36CX-**+TDR | A97UH2E090C16S* | Split System | 34000 | 17.5 | 8.5 | 2.08 | R-454B | 650
218329661 | AIREASE | A7CP21V36P-**A | 7E[C,U]36CX-**+TDR | A97US2V110C20S* | Split System | 33200 | 18 | 8.5 | 2.06 | R-454B | 650
218329770 | AIREASE | A7CP21V36P-**A | 7E[C,U]36CX-**+TDR | A98USMV110C20S* | Split System | 33200 | 18 | 8.5 | 2.06 | R-454B | 650
218329665 | AIREASE | A7CP21V36P-**A | 7E[C,U]36CX-**+TDR | A97US2V090C20S* | Split System | 33200 | 18 | 8.5 | 2.06 | R-454B | 650
218329660 | ARMSTRONG AIR | A7CP21V36P-**A | 7E[C,U]36CX-**+TDR | A97US2V110C20S* | Split System | 33200 | 18 | 8.5 | 2.06 | R-454B | 650
218329769 | ARMSTRONG AIR | A7CP21V36P-**A | 7E[C,U]36CX-**+TDR | A98USMV110C20S* | Split System | 33200 | 18 | 8.5 | 2.06 | R-454B | 650
218329664 | ARMSTRONG AIR | A7CP21V36P-**A | 7E[C,U]36CX-**+TDR | A97US2V090C20S* | Split System | 33200 | 18 | 8.5 | 2.06 | R-454B | 650
217895354 | BOSCH | BOVB-24RTB-M15S | BIVB-24RCB-M20X |  | Split System | 24000 | 18 | 8.5 | 1.84 | R-454B | 650
217895241 | BOSCH | BOVA-60RTB-M20S | BMAC4860DBTA | BGH97M100D5A | Split System | 51500 | 18 | 8.5 | 1.9 | R-454B | 650
217895287 | BOSCH | BOVB-60RTB-M20S | BMAC4860DBTA | BGH96M120D5C | Split System | 51500 | 18 | 8.5 | 1.9 | R-454B | 650
217895242 | BOSCH | BOVA-60RTB-M20S | BMAC4860DBTA | BGH97M120D5A | Split System | 51500 | 18 | 8.5 | 1.9 | R-454B | 650
217895286 | BOSCH | BOVB-60RTB-M20S | BMAC4860DBTA | BGH96M100D5C | Split System | 51500 | 18 | 8.5 | 1.9 | R-454B | 650
218073880 | LENNOX | EL21KLV-036-230A** | CK40[C,U]T-36C-**+TDR | EL297UH090XV60C* | Split System | 33200 | 18 | 8.5 | 2.06 | R-454B | 650
217752300 | MIDEA | MOVD-60HDN10-M20G | MC**4860DN10TH | MGV97U120D5A | Split System | 51500 | 18 | 8.5 | 1.9 | R-454B | 650
218329663 | AIREASE | A7CP21V36P-**A | 7E[C,U]36CX-**+TDR | A97US2V110C16S* | Split System | 33200 | 18.5 | 8.5 | 2.06 | R-454B | 650
218329766 | AIREASE | A7CP21V36P-**A | 7E[C,U]36CX-**+TDR | A98USMV090C12S* | Split System | 33200 | 18.5 | 8.5 | 2.06 | R-454B | 650
218329669 | AIREASE | A7CP21V36P-**A | 7E[C,U]36CX-**+TDR | A97US2V090C12S* | Split System | 33200 | 18.5 | 8.5 | 2.06 | R-454B | 650
218329768 | AIREASE | A7CP21V36P-**A | 7E[C,U]36CX-**+TDR | A98USMV090C16S* | Split System | 33200 | 18.5 | 8.5 | 2.06 | R-454B | 650
218329667 | AIREASE | A7CP21V36P-**A | 7E[C,U]36CX-**+TDR | A97US2V090C16S* | Split System | 33200 | 18.5 | 8.5 | 2.06 | R-454B | 650
218329662 | ARMSTRONG AIR | A7CP21V36P-**A | 7E[C,U]36CX-**+TDR | A97US2V110C16S* | Split System | 33200 | 18.5 | 8.5 | 2.06 | R-454B | 650
218329765 | ARMSTRONG AIR | A7CP21V36P-**A | 7E[C,U]36CX-**+TDR | A98USMV090C12S* | Split System | 33200 | 18.5 | 8.5 | 2.06 | R-454B | 650
218329668 | ARMSTRONG AIR | A7CP21V36P-**A | 7E[C,U]36CX-**+TDR | A97US2V090C12S* | Split System | 33200 | 18.5 | 8.5 | 2.06 | R-454B | 650
218329767 | ARMSTRONG AIR | A7CP21V36P-**A | 7E[C,U]36CX-**+TDR | A98USMV090C16S* | Split System | 33200 | 18.5 | 8.5 | 2.06 | R-454B | 650
217642713 | GE | NS21H48MA5-**A | NCHC51CT5*-**+TDR | NF98U090M5C* | Split System | 46000 | 19.5 | 8.5 | 2.04 | R-454B | 650
217642711 | GE | NS21H48MA5-**A | NCHC51CT5*-**+TDR | NF97X080V5C* | Split System | 46000 | 19.5 | 8.5 | 2.04 | R-454B | 650
217642561 | GE | NS21H36MA5-**A | NAM42E1TA5*-** |  | Split System | 34400 | 19.5 | 8.5 | 2.06 | R-454B | 650
217642546 | GE | NS21H48MA5-**A | NAM60V1TA5*-** |  | Split System | 47000 | 19.5 | 8.5 | 2.18 | R-454B | 650
217642714 | GE | NS21H48MA5-**A | NCHC51CT5*-**+TDR | NF98U110M5C* | Split System | 46000 | 20 | 8.5 | 2.04 | R-454B | 650
217642712 | GE | NS21H48MA5-**A | NCHC51CT5*-**+TDR | NF98U090M4C* | Split System | 46000 | 20 | 8.5 | 2.04 | R-454B | 650
218027386 | COLEMAN | XH960E2C11 | JHC48C5CG2SS1+CC |  | Split System | 48000 | 21 | 8.5 | 2 | R-454B | 650
218027143 | FRASER-JOHNSTON | XH960E2C11 | CTM60D5CGS1+JMC20D2SN1+CC |  | Split System | 48000 | 21 | 8.5 | 2 | R-454B | 650
218601890 | KENMORE | XH960E2C11 | CTM60D5CGS2+JMC20D2SN1+CC |  | Split System | 48000 | 21 | 8.5 | 2 | R-454B | 650
218601877 | KENMORE | XH960E2C11 | CTF60D5CGS2+JMC20D2SN1+CC |  | Split System | 48000 | 21 | 8.5 | 2 | R-454B | 650
218601872 | KENMORE | XH960E2C11 | CTF60C5CGS2+JMC16C2SN1+CC |  | Split System | 48000 | 21 | 8.5 | 2 | R-454B | 650
218601874 | KENMORE | XH960E2C11 | CTF60C5CGS2+JMC17C2SN1+CC |  | Split System | 48000 | 22 | 8.5 | 2 | R-454B | 650
217895366 | BOSCH | BOVB-36RTB-M15S | BIVA-24RCB-M20X |  | Split System | 24000 | 18 | 8.5 | 1.88 | R-454B | 650
217895301 | BOSCH | BOVB-36RTB-M15S | BIVB-24RCB-M20X |  | Split System | 24000 | 18 | 8.5 | 1.88 | R-454B | 650
218017531 | ACIQ | N5H9V36*K*AAA* | EVD5X42M21A* | *96VSN1002120B* | Split System | 36000 | 15.2 | 8.5 | 2 | R-454B | 650
218017502 | ACIQ | N5H9V36*K*AAA* | EVD5X42M21A* | *80CTL1102120B* | Split System | 36200 | 15.2 | 8.5 | 2 | R-454B | 650
218017058 | ACIQ | N5H9V36*K*AAA* | EVD5X36M21A* | *80CTL1102120B* | Split System | 36200 | 15.2 | 8.5 | 2 | R-454B | 650
218017190 | ACIQ | N5H9V36*K*AAA* | EVD5X37M21A* | *80CTL0901716B* | Split System | 36600 | 15.2 | 8.5 | 2 | R-454B | 650
218017628 | ACIQ | N5H9V36*K*AAA* | EVD5X48M21A* | *80CTL0901716B* | Split System | 36600 | 15.2 | 8.5 | 2 | R-454B | 650
218017333 | ACIQ | N5H9V36*K*AAA* | EVD5X38M17A* | *96CTN0801714B* | Split System | 36800 | 15.2 | 8.5 | 2 | R-454B | 650
218019723 | ACIQ | N5H9V36*K*AAA* | EVM5X49M21A* | *80VSL0701716B* | Split System | 37200 | 15.2 | 8.5 | 2 | R-454B | 650
218019732 | ACIQ | N5H9V36*K*AAA* | EVM5X49M21A* | *80VTL0701716B* | Split System | 37400 | 15.2 | 8.5 | 2 | R-454B | 650
218521383 | LUXAIRE | HH836E2S11 | CTM36C5ADS2 | TPLC100C16MP13 | Split System | 34000 | 18 | 8.5 | 2 | R-454B | 650
218521367 | LUXAIRE | HH836E2S11 | CTM36C5ADS2 | TM8V100C16MP12 | Split System | 34000 | 18 | 8.5 | 2 | R-454B | 650
218521491 | LUXAIRE | HH836E2S11 | CTM36C5CDS2 | TL8E080C16UH11 | Split System | 34000 | 18 | 8.5 | 2 | R-454B | 650
218521487 | LUXAIRE | HH836E2S11 | CTM36C5ADS2 | TL8E080C16UH11 | Split System | 34000 | 18 | 8.5 | 2 | R-454B | 650
218521993 | LUXAIRE | HH836E2S11 | CTF36C5CDS2 | Z9ES080C20SMPS1 | Split System | 34200 | 18 | 8.5 | 2 | R-454B | 650
218521989 | LUXAIRE | HH836E2S11 | CTF36C5ADS2 | Z9ES080C20SMPS1 | Split System | 34200 | 18 | 8.5 | 2 | R-454B | 650
218522105 | LUXAIRE | HH836E2S11 | CTF36C5ADS2 | TL8E080C16UH11 | Split System | 34200 | 18 | 8.5 | 2 | R-454B | 650
218521463 | LUXAIRE | HH836E2S11 | CTM36C5ADS2 | Z9ES080C20SMPS1 | Split System | 34200 | 18 | 8.5 | 2 | R-454B | 650
218522109 | LUXAIRE | HH836E2S11 | CTF36C5CDS2 | TL8E080C16UH11 | Split System | 34200 | 18 | 8.5 | 2 | R-454B | 650
218521467 | LUXAIRE | HH836E2S11 | CTM36C5CDS2 | Z9ES080C20SMPS1 | Split System | 34200 | 18 | 8.5 | 2 | R-454B | 650
218521499 | LUXAIRE | HH836E2S11 | CTM36C5CDS2 | TL9E080C16UH11 | Split System | 34200 | 18 | 8.5 | 2 | R-454B | 650
218521495 | LUXAIRE | HH836E2S11 | CTM36C5ADS2 | TL9E080C16UH11 | Split System | 34200 | 18 | 8.5 | 2 | R-454B | 650
218521411 | LUXAIRE | HH836E2S11 | CTM36C5ADS2 | Z8ES100C20LMPS1 | Split System | 34400 | 18 | 8.5 | 2 | R-454B | 650
218521407 | LUXAIRE | HH836E2S11 | CTM36C5ADS2 | Z8ES100C20SMPS1 | Split System | 34400 | 18 | 8.5 | 2 | R-454B | 650
218521539 | LUXAIRE | HH836E2S11 | CTM36C5CDS2 | Z8ES080C20LMPS1 | Split System | 34400 | 18 | 8.5 | 2 | R-454B | 650
218521455 | LUXAIRE | HH836E2S11 | CTM36C5CDS2 | Z8ES120C20SMPS1 | Split System | 34400 | 18 | 8.5 | 2 | R-454B | 650
218522041 | LUXAIRE | HH836E2S11 | CTF36C5CDS2 | Z8ES120C20LMPS1 | Split System | 34400 | 18 | 8.5 | 2 | R-454B | 650
218521419 | LUXAIRE | HH836E2S11 | CTM36C5CDS2 | Z8ES100C20LMPS1 | Split System | 34400 | 18 | 8.5 | 2 | R-454B | 650
218521459 | LUXAIRE | HH836E2S11 | CTM36C5CDS2 | Z8ES120C20LMPS1 | Split System | 34400 | 18 | 8.5 | 2 | R-454B | 650
218521527 | LUXAIRE | HH836E2S11 | CTM36C5ADS2 | Z8ES080C20SMPS1 | Split System | 34400 | 18 | 8.5 | 2 | R-454B | 650
218522029 | LUXAIRE | HH836E2S11 | CTF36C5ADS2 | Z8ES120C20SMPS1 | Split System | 34400 | 18 | 8.5 | 2 | R-454B | 650
218521415 | LUXAIRE | HH836E2S11 | CTM36C5CDS2 | Z8ES100C20SMPS1 | Split System | 34400 | 18 | 8.5 | 2 | R-454B | 650
218521531 | LUXAIRE | HH836E2S11 | CTM36C5ADS2 | Z8ES080C20LMPS1 | Split System | 34400 | 18 | 8.5 | 2 | R-454B | 650
218522033 | LUXAIRE | HH836E2S11 | CTF36C5ADS2 | Z8ES120C20LMPS1 | Split System | 34400 | 18 | 8.5 | 2 | R-454B | 650
218521451 | LUXAIRE | HH836E2S11 | CTM36C5ADS2 | Z8ES120C20LMPS1 | Split System | 34400 | 18 | 8.5 | 2 | R-454B | 650
218522037 | LUXAIRE | HH836E2S11 | CTF36C5CDS2 | Z8ES120C20SMPS1 | Split System | 34400 | 18 | 8.5 | 2 | R-454B | 650
218521447 | LUXAIRE | HH836E2S11 | CTM36C5ADS2 | Z8ES120C20SMPS1 | Split System | 34400 | 18 | 8.5 | 2 | R-454B | 650
218521977 | LUXAIRE | HH836E2S11 | CTF36C5ADS2 | Z8ES100C20LMPS1 | Split System | 34600 | 18 | 8.5 | 2 | R-454B | 650
218521973 | LUXAIRE | HH836E2S11 | CTF36C5ADS2 | Z8ES100C20SMPS1 | Split System | 34600 | 18 | 8.5 | 2 | R-454B | 650
218521981 | LUXAIRE | HH836E2S11 | CTF36C5CDS2 | Z8ES100C20SMPS1 | Split System | 34600 | 18 | 8.5 | 2 | R-454B | 650
218521985 | LUXAIRE | HH836E2S11 | CTF36C5CDS2 | Z8ES100C20LMPS1 | Split System | 34600 | 18 | 8.5 | 2 | R-454B | 650
218522073 | LUXAIRE | HH836E2S11 | CTF36C5ADS2 | Z9ES100C20SMPS1 | Split System | 34800 | 18 | 8.5 | 2 | R-454B | 650
218522077 | LUXAIRE | HH836E2S11 | CTF36C5CDS2 | Z9ES100C20SMPS1 | Split System | 34800 | 18 | 8.5 | 2 | R-454B | 650
218521349 | CHAMPION HEATING AND COOLING | HH836E2S11 | CTM36C5CDS2 | Z9ET100C16SMPS1 | Split System | 33800 | 19 | 8.5 | 2 | R-454B | 650
218521345 | CHAMPION HEATING AND COOLING | HH836E2S11 | CTM36C5ADS2 | Z9ET100C16SMPS1 | Split System | 33800 | 19 | 8.5 | 2 | R-454B | 650
218521907 | CHAMPION HEATING AND COOLING | HH836E2S11 | CTF36C5CDS2 | Z8ES080C20SMPS1 | Split System | 35000 | 19 | 8.5 | 2 | R-454B | 650
218521911 | CHAMPION HEATING AND COOLING | HH836E2S11 | CTF36C5CDS2 | Z8ES080C20LMPS1 | Split System | 35000 | 19 | 8.5 | 2 | R-454B | 650
218521903 | CHAMPION HEATING AND COOLING | HH836E2S11 | CTF36C5ADS2 | Z8ES080C20LMPS1 | Split System | 35000 | 19 | 8.5 | 2 | R-454B | 650
218521899 | CHAMPION HEATING AND COOLING | HH836E2S11 | CTF36C5ADS2 | Z8ES080C20SMPS1 | Split System | 35000 | 19 | 8.5 | 2 | R-454B | 650
218520905 | CHAMPION HEATING AND COOLING | HH860E2S11 | CTM60C5CHS2 | TM9V100C20MP12 | Split System | 53000 | 19 | 8.5 | 2 | R-454B | 650
218520757 | CHAMPION HEATING AND COOLING | HH860E2S11 | CTF60C5CHS2 | TM9V100C20MP12 | Split System | 53000 | 19 | 8.5 | 2 | R-454B | 650
218520909 | CHAMPION HEATING AND COOLING | HH860E2S11 | CTM60C5CHS2 | TP9C100C20MP13 | Split System | 53000 | 19 | 8.5 | 2 | R-454B | 650
218520761 | CHAMPION HEATING AND COOLING | HH860E2S11 | CTF60C5CHS2 | TP9C100C20MP13 | Split System | 53000 | 19 | 8.5 | 2 | R-454B | 650
218520717 | CHAMPION HEATING AND COOLING | HH860E2S11 | CTF60C5CHS2 | Z9ES100C20SMPS1 | Split System | 53000 | 19 | 8.5 | 2 | R-454B | 650
218520889 | CHAMPION HEATING AND COOLING | HH860E2S11 | CTM60C5CHS2 | Z9ES100C20SMPS1 | Split System | 53000 | 19 | 8.5 | 2 | R-454B | 650
218520721 | CHAMPION HEATING AND COOLING | HH860E2S11 | CTF60C5CHS2 | Z9ES080C20SMPS1 | Split System | 53500 | 19 | 8.5 | 2 | R-454B | 650
218520893 | CHAMPION HEATING AND COOLING | HH860E2S11 | CTM60C5CHS2 | Z9ES080C20SMPS1 | Split System | 53500 | 19 | 8.5 | 2 | R-454B | 650
218520771 | CHAMPION HEATING AND COOLING | HH860E2S11 | CTF60C5CHS2 | Z9ET100C20SMPS1 | Split System | 53500 | 19 | 8.5 | 2 | R-454B | 650
218520877 | CHAMPION HEATING AND COOLING | HH860E2S11 | CTM60C5CHS2 | Z9ET100C20SMPS1 | Split System | 53500 | 19 | 8.5 | 2 | R-454B | 650
218520963 | CHAMPION HEATING AND COOLING | HH860E2S11 | CTM60D5CHS2 | Z9ET120D20SMPS1 | Split System | 54000 | 19 | 8.5 | 2 | R-454B | 650
218521346 | COLEMAN | HH836E2S11 | CTM36C5CDS2 | Z9ET100C16SMPS1 | Split System | 33800 | 19 | 8.5 | 2 | R-454B | 650
218521342 | COLEMAN | HH836E2S11 | CTM36C5ADS2 | Z9ET100C16SMPS1 | Split System | 33800 | 19 | 8.5 | 2 | R-454B | 650
218521900 | COLEMAN | HH836E2S11 | CTF36C5ADS2 | Z8ES080C20LMPS1 | Split System | 35000 | 19 | 8.5 | 2 | R-454B | 650
218521896 | COLEMAN | HH836E2S11 | CTF36C5ADS2 | Z8ES080C20SMPS1 | Split System | 35000 | 19 | 8.5 | 2 | R-454B | 650
218521908 | COLEMAN | HH836E2S11 | CTF36C5CDS2 | Z8ES080C20LMPS1 | Split System | 35000 | 19 | 8.5 | 2 | R-454B | 650
218520762 | COLEMAN | HH860E2S11 | CTF60C5CHS2 | CP9C100C20MP13 | Split System | 53000 | 19 | 8.5 | 2 | R-454B | 650
218520758 | COLEMAN | HH860E2S11 | CTF60C5CHS2 | TP9C100C20MP13 | Split System | 53000 | 19 | 8.5 | 2 | R-454B | 650
218520910 | COLEMAN | HH860E2S11 | CTM60C5CHS2 | CP9C100C20MP13 | Split System | 53000 | 19 | 8.5 | 2 | R-454B | 650
218520902 | COLEMAN | HH860E2S11 | CTM60C5CHS2 | TM9V100C20MP12 | Split System | 53000 | 19 | 8.5 | 2 | R-454B | 650
218520754 | COLEMAN | HH860E2S11 | CTF60C5CHS2 | TM9V100C20MP12 | Split System | 53000 | 19 | 8.5 | 2 | R-454B | 650
218520906 | COLEMAN | HH860E2S11 | CTM60C5CHS2 | TP9C100C20MP13 | Split System | 53000 | 19 | 8.5 | 2 | R-454B | 650
218520714 | COLEMAN | HH860E2S11 | CTF60C5CHS2 | Z9ES100C20SMPS1 | Split System | 53000 | 19 | 8.5 | 2 | R-454B | 650
218520886 | COLEMAN | HH860E2S11 | CTM60C5CHS2 | Z9ES100C20SMPS1 | Split System | 53000 | 19 | 8.5 | 2 | R-454B | 650
218520874 | COLEMAN | HH860E2S11 | CTM60C5CHS2 | Z9ET100C20SMPS1 | Split System | 53500 | 19 | 8.5 | 2 | R-454B | 650
218520890 | COLEMAN | HH860E2S11 | CTM60C5CHS2 | Z9ES080C20SMPS1 | Split System | 53500 | 19 | 8.5 | 2 | R-454B | 650
218520718 | COLEMAN | HH860E2S11 | CTF60C5CHS2 | Z9ES080C20SMPS1 | Split System | 53500 | 19 | 8.5 | 2 | R-454B | 650
218520768 | COLEMAN | HH860E2S11 | CTF60C5CHS2 | Z9ET100C20SMPS1 | Split System | 53500 | 19 | 8.5 | 2 | R-454B | 650
218520960 | COLEMAN | HH860E2S11 | CTM60D5CHS2 | Z9ET120D20SMPS1 | Split System | 54000 | 19 | 8.5 | 2 | R-454B | 650
218521344 | FRASER-JOHNSTON | HH836E2S11 | CTM36C5ADS2 | Z9ET100C16SMPS1 | Split System | 33800 | 19 | 8.5 | 2 | R-454B | 650
218521348 | FRASER-JOHNSTON | HH836E2S11 | CTM36C5CDS2 | Z9ET100C16SMPS1 | Split System | 33800 | 19 | 8.5 | 2 | R-454B | 650
218521898 | FRASER-JOHNSTON | HH836E2S11 | CTF36C5ADS2 | Z8ES080C20SMPS1 | Split System | 35000 | 19 | 8.5 | 2 | R-454B | 650
218521910 | FRASER-JOHNSTON | HH836E2S11 | CTF36C5CDS2 | Z8ES080C20LMPS1 | Split System | 35000 | 19 | 8.5 | 2 | R-454B | 650
218521902 | FRASER-JOHNSTON | HH836E2S11 | CTF36C5ADS2 | Z8ES080C20LMPS1 | Split System | 35000 | 19 | 8.5 | 2 | R-454B | 650
218521906 | FRASER-JOHNSTON | HH836E2S11 | CTF36C5CDS2 | Z8ES080C20SMPS1 | Split System | 35000 | 19 | 8.5 | 2 | R-454B | 650
218520760 | FRASER-JOHNSTON | HH860E2S11 | CTF60C5CHS2 | TP9C100C20MP13 | Split System | 53000 | 19 | 8.5 | 2 | R-454B | 650
218520908 | FRASER-JOHNSTON | HH860E2S11 | CTM60C5CHS2 | TP9C100C20MP13 | Split System | 53000 | 19 | 8.5 | 2 | R-454B | 650
218520904 | FRASER-JOHNSTON | HH860E2S11 | CTM60C5CHS2 | TM9V100C20MP12 | Split System | 53000 | 19 | 8.5 | 2 | R-454B | 650
218520756 | FRASER-JOHNSTON | HH860E2S11 | CTF60C5CHS2 | TM9V100C20MP12 | Split System | 53000 | 19 | 8.5 | 2 | R-454B | 650
218520716 | FRASER-JOHNSTON | HH860E2S11 | CTF60C5CHS2 | Z9ES100C20SMPS1 | Split System | 53000 | 19 | 8.5 | 2 | R-454B | 650
218520888 | FRASER-JOHNSTON | HH860E2S11 | CTM60C5CHS2 | Z9ES100C20SMPS1 | Split System | 53000 | 19 | 8.5 | 2 | R-454B | 650
218520892 | FRASER-JOHNSTON | HH860E2S11 | CTM60C5CHS2 | Z9ES080C20SMPS1 | Split System | 53500 | 19 | 8.5 | 2 | R-454B | 650
218520876 | FRASER-JOHNSTON | HH860E2S11 | CTM60C5CHS2 | Z9ET100C20SMPS1 | Split System | 53500 | 19 | 8.5 | 2 | R-454B | 650
218520770 | FRASER-JOHNSTON | HH860E2S11 | CTF60C5CHS2 | Z9ET100C20SMPS1 | Split System | 53500 | 19 | 8.5 | 2 | R-454B | 650
218520720 | FRASER-JOHNSTON | HH860E2S11 | CTF60C5CHS2 | Z9ES080C20SMPS1 | Split System | 53500 | 19 | 8.5 | 2 | R-454B | 650
218520962 | FRASER-JOHNSTON | HH860E2S11 | CTM60D5CHS2 | Z9ET120D20SMPS1 | Split System | 54000 | 19 | 8.5 | 2 | R-454B | 650
218599960 | KENMORE | HH836E2S11* | CTM36C5ADS2 | Z9ET100C16SMPS1 | Split System | 33800 | 19 | 8.5 | 2 | R-454B | 650
218599959 | KENMORE | HH836E2S11* | CTM36C5CDS2 | Z9ET100C16SMPS1 | Split System | 33800 | 19 | 8.5 | 2 | R-454B | 650
218600072 | KENMORE | HH836E2S11* | CTF36C5CDS2 | Z8ES080C20SMPS1* | Split System | 35000 | 19 | 8.5 | 2 | R-454B | 650
218600070 | KENMORE | HH836E2S11* | CTF36C5CDS2 | Z8ES080C20LMPS1* | Split System | 35000 | 19 | 8.5 | 2 | R-454B | 650
218600068 | KENMORE | HH836E2S11* | CTF36C5ADS2 | Z8ES080C20SMPS1* | Split System | 35000 | 19 | 8.5 | 2 | R-454B | 650
218600069 | KENMORE | HH836E2S11* | CTF36C5ADS2 | Z8ES080C20LMPS1* | Split System | 35000 | 19 | 8.5 | 2 | R-454B | 650
218599860 | KENMORE | HH860E2S11* | CTF60C5CHS2 | Z9ES100C20SMPS1* | Split System | 53000 | 19 | 8.5 | 2 | R-454B | 650
218599861 | KENMORE | HH860E2S11* | CTF60C5CHS2 | Z9ES080C20SMPS1* | Split System | 53500 | 19 | 8.5 | 2 | R-454B | 650
218599869 | KENMORE | HH860E2S11* | CTF60C5CHS2 | Z9ET100C20SMPS1 | Split System | 53500 | 19 | 8.5 | 2 | R-454B | 650
218599896 | KENMORE | HH860E2S11* | CTM60D5CHS2 | Z9ET120D20SMPS1* | Split System | 54000 | 19 | 8.5 | 2 | R-454B | 650
218521347 | LUXAIRE | HH836E2S11 | CTM36C5CDS2 | Z9ET100C16SMPS1 | Split System | 33800 | 19 | 8.5 | 2 | R-454B | 650
218521343 | LUXAIRE | HH836E2S11 | CTM36C5ADS2 | Z9ET100C16SMPS1 | Split System | 33800 | 19 | 8.5 | 2 | R-454B | 650
218521897 | LUXAIRE | HH836E2S11 | CTF36C5ADS2 | Z8ES080C20SMPS1 | Split System | 35000 | 19 | 8.5 | 2 | R-454B | 650
218521901 | LUXAIRE | HH836E2S11 | CTF36C5ADS2 | Z8ES080C20LMPS1 | Split System | 35000 | 19 | 8.5 | 2 | R-454B | 650
218521905 | LUXAIRE | HH836E2S11 | CTF36C5CDS2 | Z8ES080C20SMPS1 | Split System | 35000 | 19 | 8.5 | 2 | R-454B | 650
218521909 | LUXAIRE | HH836E2S11 | CTF36C5CDS2 | Z8ES080C20LMPS1 | Split System | 35000 | 19 | 8.5 | 2 | R-454B | 650
218520755 | LUXAIRE | HH860E2S11 | CTF60C5CHS2 | TM9V100C20MP12 | Split System | 53000 | 19 | 8.5 | 2 | R-454B | 650
218520911 | LUXAIRE | HH860E2S11 | CTM60C5CHS2 | LP9C100C20MP13 | Split System | 53000 | 19 | 8.5 | 2 | R-454B | 650
218520759 | LUXAIRE | HH860E2S11 | CTF60C5CHS2 | TP9C100C20MP13 | Split System | 53000 | 19 | 8.5 | 2 | R-454B | 650
218520763 | LUXAIRE | HH860E2S11 | CTF60C5CHS2 | LP9C100C20MP13 | Split System | 53000 | 19 | 8.5 | 2 | R-454B | 650
218520903 | LUXAIRE | HH860E2S11 | CTM60C5CHS2 | TM9V100C20MP12 | Split System | 53000 | 19 | 8.5 | 2 | R-454B | 650
218520907 | LUXAIRE | HH860E2S11 | CTM60C5CHS2 | TP9C100C20MP13 | Split System | 53000 | 19 | 8.5 | 2 | R-454B | 650
218520887 | LUXAIRE | HH860E2S11 | CTM60C5CHS2 | Z9ES100C20SMPS1 | Split System | 53000 | 19 | 8.5 | 2 | R-454B | 650
218520715 | LUXAIRE | HH860E2S11 | CTF60C5CHS2 | Z9ES100C20SMPS1 | Split System | 53000 | 19 | 8.5 | 2 | R-454B | 650
218520719 | LUXAIRE | HH860E2S11 | CTF60C5CHS2 | Z9ES080C20SMPS1 | Split System | 53500 | 19 | 8.5 | 2 | R-454B | 650
218520769 | LUXAIRE | HH860E2S11 | CTF60C5CHS2 | Z9ET100C20SMPS1 | Split System | 53500 | 19 | 8.5 | 2 | R-454B | 650
218520875 | LUXAIRE | HH860E2S11 | CTM60C5CHS2 | Z9ET100C20SMPS1 | Split System | 53500 | 19 | 8.5 | 2 | R-454B | 650
218520891 | LUXAIRE | HH860E2S11 | CTM60C5CHS2 | Z9ES080C20SMPS1 | Split System | 53500 | 19 | 8.5 | 2 | R-454B | 650
218520961 | LUXAIRE | HH860E2S11 | CTM60D5CHS2 | Z9ET120D20SMPS1 | Split System | 54000 | 19 | 8.5 | 2 | R-454B | 650
218521557 | CHAMPION HEATING AND COOLING | HH836E2S11 | CTM36C5CDS2 | TL8E100C20UH11 | Split System | 33600 | 17 | 8.5 | 2 | R-454B | 650
218522159 | CHAMPION HEATING AND COOLING | HH836E2S11 | CTF36C5ADS2 | Z9ET100C20SMPS1 | Split System | 33600 | 17 | 8.5 | 2 | R-454B | 650
218522163 | CHAMPION HEATING AND COOLING | HH836E2S11 | CTF36C5CDS2 | Z9ET100C20SMPS1 | Split System | 33600 | 17 | 8.5 | 2 | R-454B | 650
218521553 | CHAMPION HEATING AND COOLING | HH836E2S11 | CTM36C5ADS2 | TL8E100C20UH11 | Split System | 33600 | 17 | 8.5 | 2 | R-454B | 650
218521887 | CHAMPION HEATING AND COOLING | HH836E2S11 | CTF36C5CDS2 | TL8E100C20UH11 | Split System | 33800 | 17 | 8.5 | 2 | R-454B | 650
218521883 | CHAMPION HEATING AND COOLING | HH836E2S11 | CTF36C5ADS2 | TL8E100C20UH11 | Split System | 33800 | 17 | 8.5 | 2 | R-454B | 650
218521550 | COLEMAN | HH836E2S11 | CTM36C5ADS2 | TL8E100C20UH11 | Split System | 33600 | 17 | 8.5 | 2 | R-454B | 650
218522156 | COLEMAN | HH836E2S11 | CTF36C5ADS2 | Z9ET100C20SMPS1 | Split System | 33600 | 17 | 8.5 | 2 | R-454B | 650
218522160 | COLEMAN | HH836E2S11 | CTF36C5CDS2 | Z9ET100C20SMPS1 | Split System | 33600 | 17 | 8.5 | 2 | R-454B | 650
218521554 | COLEMAN | HH836E2S11 | CTM36C5CDS2 | TL8E100C20UH11 | Split System | 33600 | 17 | 8.5 | 2 | R-454B | 650
218521884 | COLEMAN | HH836E2S11 | CTF36C5CDS2 | TL8E100C20UH11 | Split System | 33800 | 17 | 8.5 | 2 | R-454B | 650
218521880 | COLEMAN | HH836E2S11 | CTF36C5ADS2 | TL8E100C20UH11 | Split System | 33800 | 17 | 8.5 | 2 | R-454B | 650
218522162 | FRASER-JOHNSTON | HH836E2S11 | CTF36C5CDS2 | Z9ET100C20SMPS1 | Split System | 33600 | 17 | 8.5 | 2 | R-454B | 650
218521552 | FRASER-JOHNSTON | HH836E2S11 | CTM36C5ADS2 | TL8E100C20UH11 | Split System | 33600 | 17 | 8.5 | 2 | R-454B | 650
218522158 | FRASER-JOHNSTON | HH836E2S11 | CTF36C5ADS2 | Z9ET100C20SMPS1 | Split System | 33600 | 17 | 8.5 | 2 | R-454B | 650
218521556 | FRASER-JOHNSTON | HH836E2S11 | CTM36C5CDS2 | TL8E100C20UH11 | Split System | 33600 | 17 | 8.5 | 2 | R-454B | 650
218521882 | FRASER-JOHNSTON | HH836E2S11 | CTF36C5ADS2 | TL8E100C20UH11 | Split System | 33800 | 17 | 8.5 | 2 | R-454B | 650
218521886 | FRASER-JOHNSTON | HH836E2S11 | CTF36C5CDS2 | TL8E100C20UH11 | Split System | 33800 | 17 | 8.5 | 2 | R-454B | 650
218522161 | LUXAIRE | HH836E2S11 | CTF36C5CDS2 | Z9ET100C20SMPS1 | Split System | 33600 | 17 | 8.5 | 2 | R-454B | 650
218522157 | LUXAIRE | HH836E2S11 | CTF36C5ADS2 | Z9ET100C20SMPS1 | Split System | 33600 | 17 | 8.5 | 2 | R-454B | 650
218521551 | LUXAIRE | HH836E2S11 | CTM36C5ADS2 | TL8E100C20UH11 | Split System | 33600 | 17 | 8.5 | 2 | R-454B | 650
218521555 | LUXAIRE | HH836E2S11 | CTM36C5CDS2 | TL8E100C20UH11 | Split System | 33600 | 17 | 8.5 | 2 | R-454B | 650
218521885 | LUXAIRE | HH836E2S11 | CTF36C5CDS2 | TL8E100C20UH11 | Split System | 33800 | 17 | 8.5 | 2 | R-454B | 650
218521881 | LUXAIRE | HH836E2S11 | CTF36C5ADS2 | TL8E100C20UH11 | Split System | 33800 | 17 | 8.5 | 2 | R-454B | 650
218522151 | CHAMPION HEATING AND COOLING | HH836E2S11 | CTF36C5ADS2 | Z9ET100C16SMPS1 | Split System | 33000 | 18 | 8.5 | 2 | R-454B | 650
218522155 | CHAMPION HEATING AND COOLING | HH836E2S11 | CTF36C5CDS2 | Z9ET100C16SMPS1 | Split System | 33000 | 18 | 8.5 | 2 | R-454B | 650
218521039 | CHAMPION HEATING AND COOLING | HH836E2S11 | CTF30A5ADS2 | Z8ES040A12LMPS1 | Split System | 33000 | 18 | 8.5 | 2 | R-454B | 650
218521035 | CHAMPION HEATING AND COOLING | HH836E2S11 | CTF30A5ADS2 | Z8ES040A12SMPS1 | Split System | 33000 | 18 | 8.5 | 2 | R-454B | 650
218521071 | CHAMPION HEATING AND COOLING | HH836E2S11 | CTF36B5ADS2 | Z8ES080B12SMPS1 | Split System | 33200 | 18 | 8.5 | 2 | R-454B | 650
218521087 | CHAMPION HEATING AND COOLING | HH836E2S11 | CTU36B5XDS2+TXV | Z8ES080B12SMPS1 | Split System | 33200 | 18 | 8.5 | 2 | R-454B | 650
218521083 | CHAMPION HEATING AND COOLING | HH836E2S11 | CTF36B5CDS2 | Z8ES080B12LMPS1 | Split System | 33200 | 18 | 8.5 | 2 | R-454B | 650
218521075 | CHAMPION HEATING AND COOLING | HH836E2S11 | CTF36B5ADS2 | Z8ES080B12LMPS1 | Split System | 33200 | 18 | 8.5 | 2 | R-454B | 650
218521091 | CHAMPION HEATING AND COOLING | HH836E2S11 | CTU36B5XDS2+TXV | Z8ES080B12LMPS1 | Split System | 33200 | 18 | 8.5 | 2 | R-454B | 650
218521079 | CHAMPION HEATING AND COOLING | HH836E2S11 | CTF36B5CDS2 | Z8ES080B12SMPS1 | Split System | 33200 | 18 | 8.5 | 2 | R-454B | 650
218522067 | CHAMPION HEATING AND COOLING | HH836E2S11 | CTF36C5ADS2 | Z9ES080C16SMPS1 | Split System | 33400 | 18 | 8.5 | 2 | R-454B | 650
218522071 | CHAMPION HEATING AND COOLING | HH836E2S11 | CTF36C5CDS2 | Z9ES080C16SMPS1 | Split System | 33400 | 18 | 8.5 | 2 | R-454B | 650
218521205 | CHAMPION HEATING AND COOLING | HH836E2S11 | CTF36B5CDS2 | Z8ES100B12SMPS1 | Split System | 33400 | 18 | 8.5 | 2 | R-454B | 650
218521209 | CHAMPION HEATING AND COOLING | HH836E2S11 | CTF36B5CDS2 | Z8ES100B12LMPS1 | Split System | 33400 | 18 | 8.5 | 2 | R-454B | 650
218521213 | CHAMPION HEATING AND COOLING | HH836E2S11 | CTU36B5XDS2+TXV | Z8ES100B12SMPS1 | Split System | 33400 | 18 | 8.5 | 2 | R-454B | 650
218521201 | CHAMPION HEATING AND COOLING | HH836E2S11 | CTF36B5ADS2 | Z8ES100B12LMPS1 | Split System | 33400 | 18 | 8.5 | 2 | R-454B | 650
218521217 | CHAMPION HEATING AND COOLING | HH836E2S11 | CTU36B5XDS2+TXV | Z8ES100B12LMPS1 | Split System | 33400 | 18 | 8.5 | 2 | R-454B | 650
218521197 | CHAMPION HEATING AND COOLING | HH836E2S11 | CTF36B5ADS2 | Z8ES100B12SMPS1 | Split System | 33400 | 18 | 8.5 | 2 | R-454B | 650
218521305 | CHAMPION HEATING AND COOLING | HH836E2S11 | CTM36C5ADS2 | Z8VT100C20SMPC1 | Split System | 33600 | 18 | 8.5 | 2 | R-454B | 650
218521309 | CHAMPION HEATING AND COOLING | HH836E2S11 | CTM36C5CDS2 | Z8VT100C20SMPC1 | Split System | 33600 | 18 | 8.5 | 2 | R-454B | 650
218521285 | CHAMPION HEATING AND COOLING | HH836E2S11 | CTM36C5CDS2 | Z8VT100C16SMPC1 | Split System | 33800 | 18 | 8.5 | 2 | R-454B | 650
218521281 | CHAMPION HEATING AND COOLING | HH836E2S11 | CTM36C5ADS2 | Z8VT100C16SMPC1 | Split System | 33800 | 18 | 8.5 | 2 | R-454B | 650
218521525 | CHAMPION HEATING AND COOLING | HH836E2S11 | CTM36C5CDS2 | Z8ES080C16LMPS1 | Split System | 34000 | 18 | 8.5 | 2 | R-454B | 650
218522023 | CHAMPION HEATING AND COOLING | HH836E2S11 | CTF36C5CDS2 | Z8ES080C16SMPS1 | Split System | 34000 | 18 | 8.5 | 2 | R-454B | 650
218522027 | CHAMPION HEATING AND COOLING | HH836E2S11 | CTF36C5CDS2 | Z8ES080C16LMPS1 | Split System | 34000 | 18 | 8.5 | 2 | R-454B | 650
218521513 | CHAMPION HEATING AND COOLING | HH836E2S11 | CTM36C5ADS2 | Z8ES080C16SMPS1 | Split System | 34000 | 18 | 8.5 | 2 | R-454B | 650
218521521 | CHAMPION HEATING AND COOLING | HH836E2S11 | CTM36C5CDS2 | Z8ES080C16SMPS1 | Split System | 34000 | 18 | 8.5 | 2 | R-454B | 650
218522015 | CHAMPION HEATING AND COOLING | HH836E2S11 | CTF36C5ADS2 | Z8ES080C16SMPS1 | Split System | 34000 | 18 | 8.5 | 2 | R-454B | 650
218521517 | CHAMPION HEATING AND COOLING | HH836E2S11 | CTM36C5ADS2 | Z8ES080C16LMPS1 | Split System | 34000 | 18 | 8.5 | 2 | R-454B | 650
218521445 | CHAMPION HEATING AND COOLING | HH836E2S11 | CTM36C5CDS2 | Z8ES100C16LMPS1 | Split System | 34200 | 18 | 8.5 | 2 | R-454B | 650
218521441 | CHAMPION HEATING AND COOLING | HH836E2S11 | CTM36C5CDS2 | Z8ES100C16SMPS1 | Split System | 34200 | 18 | 8.5 | 2 | R-454B | 650
218521433 | CHAMPION HEATING AND COOLING | HH836E2S11 | CTM36C5ADS2 | Z8ES100C16SMPS1 | Split System | 34200 | 18 | 8.5 | 2 | R-454B | 650
218522123 | CHAMPION HEATING AND COOLING | HH836E2S11 | CTF36C5CDS2 | Z8ES120C16SMPS1 | Split System | 34400 | 18 | 8.5 | 2 | R-454B | 650
218521481 | CHAMPION HEATING AND COOLING | HH836E2S11 | CTM36C5CDS2 | Z8ES120C16SMPS1 | Split System | 34400 | 18 | 8.5 | 2 | R-454B | 650
218522119 | CHAMPION HEATING AND COOLING | HH836E2S11 | CTF36C5ADS2 | Z8ES120C16LMPS1 | Split System | 34400 | 18 | 8.5 | 2 | R-454B | 650
218521473 | CHAMPION HEATING AND COOLING | HH836E2S11 | CTM36C5ADS2 | Z8ES120C16SMPS1 | Split System | 34400 | 18 | 8.5 | 2 | R-454B | 650
218521485 | CHAMPION HEATING AND COOLING | HH836E2S11 | CTM36C5CDS2 | Z8ES120C16LMPS1 | Split System | 34400 | 18 | 8.5 | 2 | R-454B | 650
218521477 | CHAMPION HEATING AND COOLING | HH836E2S11 | CTM36C5ADS2 | Z8ES120C16LMPS1 | Split System | 34400 | 18 | 8.5 | 2 | R-454B | 650
218522127 | CHAMPION HEATING AND COOLING | HH836E2S11 | CTF36C5CDS2 | Z8ES120C16LMPS1 | Split System | 34400 | 18 | 8.5 | 2 | R-454B | 650
218522115 | CHAMPION HEATING AND COOLING | HH836E2S11 | CTF36C5ADS2 | Z8ES120C16SMPS1 | Split System | 34400 | 18 | 8.5 | 2 | R-454B | 650
218522007 | CHAMPION HEATING AND COOLING | HH836E2S11 | CTF36C5CDS2 | Z8ES100C16SMPS1 | Split System | 34400 | 18 | 8.5 | 2 | R-454B | 650
218522003 | CHAMPION HEATING AND COOLING | HH836E2S11 | CTF36C5ADS2 | Z8ES100C16LMPS1 | Split System | 34400 | 18 | 8.5 | 2 | R-454B | 650
218522011 | CHAMPION HEATING AND COOLING | HH836E2S11 | CTF36C5CDS2 | Z8ES100C16LMPS1 | Split System | 34400 | 18 | 8.5 | 2 | R-454B | 650
218521999 | CHAMPION HEATING AND COOLING | HH836E2S11 | CTF36C5ADS2 | Z8ES100C16SMPS1 | Split System | 34400 | 18 | 8.5 | 2 | R-454B | 650
218522148 | COLEMAN | HH836E2S11 | CTF36C5ADS2 | Z9ET100C16SMPS1 | Split System | 33000 | 18 | 8.5 | 2 | R-454B | 650
218522152 | COLEMAN | HH836E2S11 | CTF36C5CDS2 | Z9ET100C16SMPS1 | Split System | 33000 | 18 | 8.5 | 2 | R-454B | 650
218521032 | COLEMAN | HH836E2S11 | CTF30A5ADS2 | Z8ES040A12SMPS1 | Split System | 33000 | 18 | 8.5 | 2 | R-454B | 650
218521036 | COLEMAN | HH836E2S11 | CTF30A5ADS2 | Z8ES040A12LMPS1 | Split System | 33000 | 18 | 8.5 | 2 | R-454B | 650
218521080 | COLEMAN | HH836E2S11 | CTF36B5CDS2 | Z8ES080B12LMPS1 | Split System | 33200 | 18 | 8.5 | 2 | R-454B | 650
218521068 | COLEMAN | HH836E2S11 | CTF36B5ADS2 | Z8ES080B12SMPS1 | Split System | 33200 | 18 | 8.5 | 2 | R-454B | 650
218521076 | COLEMAN | HH836E2S11 | CTF36B5CDS2 | Z8ES080B12SMPS1 | Split System | 33200 | 18 | 8.5 | 2 | R-454B | 650
218521088 | COLEMAN | HH836E2S11 | CTU36B5XDS2+TXV | Z8ES080B12LMPS1 | Split System | 33200 | 18 | 8.5 | 2 | R-454B | 650
218521084 | COLEMAN | HH836E2S11 | CTU36B5XDS2+TXV | Z8ES080B12SMPS1 | Split System | 33200 | 18 | 8.5 | 2 | R-454B | 650
218521072 | COLEMAN | HH836E2S11 | CTF36B5ADS2 | Z8ES080B12LMPS1 | Split System | 33200 | 18 | 8.5 | 2 | R-454B | 650
218522064 | COLEMAN | HH836E2S11 | CTF36C5ADS2 | Z9ES080C16SMPS1 | Split System | 33400 | 18 | 8.5 | 2 | R-454B | 650
218522068 | COLEMAN | HH836E2S11 | CTF36C5CDS2 | Z9ES080C16SMPS1 | Split System | 33400 | 18 | 8.5 | 2 | R-454B | 650
218521198 | COLEMAN | HH836E2S11 | CTF36B5ADS2 | Z8ES100B12LMPS1 | Split System | 33400 | 18 | 8.5 | 2 | R-454B | 650
218521214 | COLEMAN | HH836E2S11 | CTU36B5XDS2+TXV | Z8ES100B12LMPS1 | Split System | 33400 | 18 | 8.5 | 2 | R-454B | 650
218521210 | COLEMAN | HH836E2S11 | CTU36B5XDS2+TXV | Z8ES100B12SMPS1 | Split System | 33400 | 18 | 8.5 | 2 | R-454B | 650
218521194 | COLEMAN | HH836E2S11 | CTF36B5ADS2 | Z8ES100B12SMPS1 | Split System | 33400 | 18 | 8.5 | 2 | R-454B | 650
218521202 | COLEMAN | HH836E2S11 | CTF36B5CDS2 | Z8ES100B12SMPS1 | Split System | 33400 | 18 | 8.5 | 2 | R-454B | 650
218521206 | COLEMAN | HH836E2S11 | CTF36B5CDS2 | Z8ES100B12LMPS1 | Split System | 33400 | 18 | 8.5 | 2 | R-454B | 650
218521302 | COLEMAN | HH836E2S11 | CTM36C5ADS2 | Z8VT100C20SMPC1 | Split System | 33600 | 18 | 8.5 | 2 | R-454B | 650
218521306 | COLEMAN | HH836E2S11 | CTM36C5CDS2 | Z8VT100C20SMPC1 | Split System | 33600 | 18 | 8.5 | 2 | R-454B | 650
218521282 | COLEMAN | HH836E2S11 | CTM36C5CDS2 | Z8VT100C16SMPC1 | Split System | 33800 | 18 | 8.5 | 2 | R-454B | 650
218521278 | COLEMAN | HH836E2S11 | CTM36C5ADS2 | Z8VT100C16SMPC1 | Split System | 33800 | 18 | 8.5 | 2 | R-454B | 650
218521514 | COLEMAN | HH836E2S11 | CTM36C5ADS2 | Z8ES080C16LMPS1 | Split System | 34000 | 18 | 8.5 | 2 | R-454B | 650
218522016 | COLEMAN | HH836E2S11 | CTF36C5ADS2 | Z8ES080C16LMPS1 | Split System | 34000 | 18 | 8.5 | 2 | R-454B | 650
218521510 | COLEMAN | HH836E2S11 | CTM36C5ADS2 | Z8ES080C16SMPS1 | Split System | 34000 | 18 | 8.5 | 2 | R-454B | 650
218521522 | COLEMAN | HH836E2S11 | CTM36C5CDS2 | Z8ES080C16LMPS1 | Split System | 34000 | 18 | 8.5 | 2 | R-454B | 650
218522024 | COLEMAN | HH836E2S11 | CTF36C5CDS2 | Z8ES080C16LMPS1 | Split System | 34000 | 18 | 8.5 | 2 | R-454B | 650
218522020 | COLEMAN | HH836E2S11 | CTF36C5CDS2 | Z8ES080C16SMPS1 | Split System | 34000 | 18 | 8.5 | 2 | R-454B | 650
218522012 | COLEMAN | HH836E2S11 | CTF36C5ADS2 | Z8ES080C16SMPS1 | Split System | 34000 | 18 | 8.5 | 2 | R-454B | 650
218521442 | COLEMAN | HH836E2S11 | CTM36C5CDS2 | Z8ES100C16LMPS1 | Split System | 34200 | 18 | 8.5 | 2 | R-454B | 650
218521430 | COLEMAN | HH836E2S11 | CTM36C5ADS2 | Z8ES100C16SMPS1 | Split System | 34200 | 18 | 8.5 | 2 | R-454B | 650
218521438 | COLEMAN | HH836E2S11 | CTM36C5CDS2 | Z8ES100C16SMPS1 | Split System | 34200 | 18 | 8.5 | 2 | R-454B | 650
218521434 | COLEMAN | HH836E2S11 | CTM36C5ADS2 | Z8ES100C16LMPS1 | Split System | 34200 | 18 | 8.5 | 2 | R-454B | 650
218521478 | COLEMAN | HH836E2S11 | CTM36C5CDS2 | Z8ES120C16SMPS1 | Split System | 34400 | 18 | 8.5 | 2 | R-454B | 650
218522112 | COLEMAN | HH836E2S11 | CTF36C5ADS2 | Z8ES120C16SMPS1 | Split System | 34400 | 18 | 8.5 | 2 | R-454B | 650
218521482 | COLEMAN | HH836E2S11 | CTM36C5CDS2 | Z8ES120C16LMPS1 | Split System | 34400 | 18 | 8.5 | 2 | R-454B | 650
218522116 | COLEMAN | HH836E2S11 | CTF36C5ADS2 | Z8ES120C16LMPS1 | Split System | 34400 | 18 | 8.5 | 2 | R-454B | 650
218521474 | COLEMAN | HH836E2S11 | CTM36C5ADS2 | Z8ES120C16LMPS1 | Split System | 34400 | 18 | 8.5 | 2 | R-454B | 650
218522124 | COLEMAN | HH836E2S11 | CTF36C5CDS2 | Z8ES120C16LMPS1 | Split System | 34400 | 18 | 8.5 | 2 | R-454B | 650
218521470 | COLEMAN | HH836E2S11 | CTM36C5ADS2 | Z8ES120C16SMPS1 | Split System | 34400 | 18 | 8.5 | 2 | R-454B | 650
218522000 | COLEMAN | HH836E2S11 | CTF36C5ADS2 | Z8ES100C16LMPS1 | Split System | 34400 | 18 | 8.5 | 2 | R-454B | 650
218521996 | COLEMAN | HH836E2S11 | CTF36C5ADS2 | Z8ES100C16SMPS1 | Split System | 34400 | 18 | 8.5 | 2 | R-454B | 650
218522004 | COLEMAN | HH836E2S11 | CTF36C5CDS2 | Z8ES100C16SMPS1 | Split System | 34400 | 18 | 8.5 | 2 | R-454B | 650
218522008 | COLEMAN | HH836E2S11 | CTF36C5CDS2 | Z8ES100C16LMPS1 | Split System | 34400 | 18 | 8.5 | 2 | R-454B | 650
218522150 | FRASER-JOHNSTON | HH836E2S11 | CTF36C5ADS2 | Z9ET100C16SMPS1 | Split System | 33000 | 18 | 8.5 | 2 | R-454B | 650
218522154 | FRASER-JOHNSTON | HH836E2S11 | CTF36C5CDS2 | Z9ET100C16SMPS1 | Split System | 33000 | 18 | 8.5 | 2 | R-454B | 650
218521034 | FRASER-JOHNSTON | HH836E2S11 | CTF30A5ADS2 | Z8ES040A12SMPS1 | Split System | 33000 | 18 | 8.5 | 2 | R-454B | 650
218521038 | FRASER-JOHNSTON | HH836E2S11 | CTF30A5ADS2 | Z8ES040A12LMPS1 | Split System | 33000 | 18 | 8.5 | 2 | R-454B | 650
218521082 | FRASER-JOHNSTON | HH836E2S11 | CTF36B5CDS2 | Z8ES080B12LMPS1 | Split System | 33200 | 18 | 8.5 | 2 | R-454B | 650
218521086 | FRASER-JOHNSTON | HH836E2S11 | CTU36B5XDS2+TXV | Z8ES080B12SMPS1 | Split System | 33200 | 18 | 8.5 | 2 | R-454B | 650
218521074 | FRASER-JOHNSTON | HH836E2S11 | CTF36B5ADS2 | Z8ES080B12LMPS1 | Split System | 33200 | 18 | 8.5 | 2 | R-454B | 650
218521070 | FRASER-JOHNSTON | HH836E2S11 | CTF36B5ADS2 | Z8ES080B12SMPS1 | Split System | 33200 | 18 | 8.5 | 2 | R-454B | 650
218521090 | FRASER-JOHNSTON | HH836E2S11 | CTU36B5XDS2+TXV | Z8ES080B12LMPS1 | Split System | 33200 | 18 | 8.5 | 2 | R-454B | 650
218521078 | FRASER-JOHNSTON | HH836E2S11 | CTF36B5CDS2 | Z8ES080B12SMPS1 | Split System | 33200 | 18 | 8.5 | 2 | R-454B | 650
218522066 | FRASER-JOHNSTON | HH836E2S11 | CTF36C5ADS2 | Z9ES080C16SMPS1 | Split System | 33400 | 18 | 8.5 | 2 | R-454B | 650
218521216 | FRASER-JOHNSTON | HH836E2S11 | CTU36B5XDS2+TXV | Z8ES100B12LMPS1 | Split System | 33400 | 18 | 8.5 | 2 | R-454B | 650
218521212 | FRASER-JOHNSTON | HH836E2S11 | CTU36B5XDS2+TXV | Z8ES100B12SMPS1 | Split System | 33400 | 18 | 8.5 | 2 | R-454B | 650
218521208 | FRASER-JOHNSTON | HH836E2S11 | CTF36B5CDS2 | Z8ES100B12LMPS1 | Split System | 33400 | 18 | 8.5 | 2 | R-454B | 650
218521204 | FRASER-JOHNSTON | HH836E2S11 | CTF36B5CDS2 | Z8ES100B12SMPS1 | Split System | 33400 | 18 | 8.5 | 2 | R-454B | 650
218521200 | FRASER-JOHNSTON | HH836E2S11 | CTF36B5ADS2 | Z8ES100B12LMPS1 | Split System | 33400 | 18 | 8.5 | 2 | R-454B | 650
218521196 | FRASER-JOHNSTON | HH836E2S11 | CTF36B5ADS2 | Z8ES100B12SMPS1 | Split System | 33400 | 18 | 8.5 | 2 | R-454B | 650
218521308 | FRASER-JOHNSTON | HH836E2S11 | CTM36C5CDS2 | Z8VT100C20SMPC1 | Split System | 33600 | 18 | 8.5 | 2 | R-454B | 650
218521304 | FRASER-JOHNSTON | HH836E2S11 | CTM36C5ADS2 | Z8VT100C20SMPC1 | Split System | 33600 | 18 | 8.5 | 2 | R-454B | 650
218521280 | FRASER-JOHNSTON | HH836E2S11 | CTM36C5ADS2 | Z8VT100C16SMPC1 | Split System | 33800 | 18 | 8.5 | 2 | R-454B | 650
218521284 | FRASER-JOHNSTON | HH836E2S11 | CTM36C5CDS2 | Z8VT100C16SMPC1 | Split System | 33800 | 18 | 8.5 | 2 | R-454B | 650
218521516 | FRASER-JOHNSTON | HH836E2S11 | CTM36C5ADS2 | Z8ES080C16LMPS1 | Split System | 34000 | 18 | 8.5 | 2 | R-454B | 650
218522018 | FRASER-JOHNSTON | HH836E2S11 | CTF36C5ADS2 | Z8ES080C16LMPS1 | Split System | 34000 | 18 | 8.5 | 2 | R-454B | 650
218522022 | FRASER-JOHNSTON | HH836E2S11 | CTF36C5CDS2 | Z8ES080C16SMPS1 | Split System | 34000 | 18 | 8.5 | 2 | R-454B | 650
218522014 | FRASER-JOHNSTON | HH836E2S11 | CTF36C5ADS2 | Z8ES080C16SMPS1 | Split System | 34000 | 18 | 8.5 | 2 | R-454B | 650
218521524 | FRASER-JOHNSTON | HH836E2S11 | CTM36C5CDS2 | Z8ES080C16LMPS1 | Split System | 34000 | 18 | 8.5 | 2 | R-454B | 650
218521520 | FRASER-JOHNSTON | HH836E2S11 | CTM36C5CDS2 | Z8ES080C16SMPS1 | Split System | 34000 | 18 | 8.5 | 2 | R-454B | 650
218521512 | FRASER-JOHNSTON | HH836E2S11 | CTM36C5ADS2 | Z8ES080C16SMPS1 | Split System | 34000 | 18 | 8.5 | 2 | R-454B | 650
218522026 | FRASER-JOHNSTON | HH836E2S11 | CTF36C5CDS2 | Z8ES080C16LMPS1 | Split System | 34000 | 18 | 8.5 | 2 | R-454B | 650
218521444 | FRASER-JOHNSTON | HH836E2S11 | CTM36C5CDS2 | Z8ES100C16LMPS1 | Split System | 34200 | 18 | 8.5 | 2 | R-454B | 650
218521432 | FRASER-JOHNSTON | HH836E2S11 | CTM36C5ADS2 | Z8ES100C16SMPS1 | Split System | 34200 | 18 | 8.5 | 2 | R-454B | 650
218521440 | FRASER-JOHNSTON | HH836E2S11 | CTM36C5CDS2 | Z8ES100C16SMPS1 | Split System | 34200 | 18 | 8.5 | 2 | R-454B | 650
218521480 | FRASER-JOHNSTON | HH836E2S11 | CTM36C5CDS2 | Z8ES120C16SMPS1 | Split System | 34400 | 18 | 8.5 | 2 | R-454B | 650
218522118 | FRASER-JOHNSTON | HH836E2S11 | CTF36C5ADS2 | Z8ES120C16LMPS1 | Split System | 34400 | 18 | 8.5 | 2 | R-454B | 650
218521476 | FRASER-JOHNSTON | HH836E2S11 | CTM36C5ADS2 | Z8ES120C16LMPS1 | Split System | 34400 | 18 | 8.5 | 2 | R-454B | 650
218522114 | FRASER-JOHNSTON | HH836E2S11 | CTF36C5ADS2 | Z8ES120C16SMPS1 | Split System | 34400 | 18 | 8.5 | 2 | R-454B | 650
218522122 | FRASER-JOHNSTON | HH836E2S11 | CTF36C5CDS2 | Z8ES120C16SMPS1 | Split System | 34400 | 18 | 8.5 | 2 | R-454B | 650
218522126 | FRASER-JOHNSTON | HH836E2S11 | CTF36C5CDS2 | Z8ES120C16LMPS1 | Split System | 34400 | 18 | 8.5 | 2 | R-454B | 650
218521484 | FRASER-JOHNSTON | HH836E2S11 | CTM36C5CDS2 | Z8ES120C16LMPS1 | Split System | 34400 | 18 | 8.5 | 2 | R-454B | 650
218521472 | FRASER-JOHNSTON | HH836E2S11 | CTM36C5ADS2 | Z8ES120C16SMPS1 | Split System | 34400 | 18 | 8.5 | 2 | R-454B | 650
218521998 | FRASER-JOHNSTON | HH836E2S11 | CTF36C5ADS2 | Z8ES100C16SMPS1 | Split System | 34400 | 18 | 8.5 | 2 | R-454B | 650
218522010 | FRASER-JOHNSTON | HH836E2S11 | CTF36C5CDS2 | Z8ES100C16LMPS1 | Split System | 34400 | 18 | 8.5 | 2 | R-454B | 650
218522006 | FRASER-JOHNSTON | HH836E2S11 | CTF36C5CDS2 | Z8ES100C16SMPS1 | Split System | 34400 | 18 | 8.5 | 2 | R-454B | 650
218522002 | FRASER-JOHNSTON | HH836E2S11 | CTF36C5ADS2 | Z8ES100C16LMPS1 | Split System | 34400 | 18 | 8.5 | 2 | R-454B | 650
218600102 | KENMORE | HH836E2S11* | CTF36C5ADS2 | Z9ET100C16SMPS1 | Split System | 33000 | 18 | 8.5 | 2 | R-454B | 650
218599907 | KENMORE | HH836E2S11* | CTF30A5ADS2 | Z8ES040A12LMPS1* | Split System | 33000 | 18 | 8.5 | 2 | R-454B | 650
218599908 | KENMORE | HH836E2S11* | CTF30A5ADS2 | Z8ES040A12SMPS1* | Split System | 33000 | 18 | 8.5 | 2 | R-454B | 650
218599918 | KENMORE | HH836E2S11* | CTU36B5XDS2+TXV | Z8ES080B12LMPS1* | Split System | 33200 | 18 | 8.5 | 2 | R-454B | 650
218599916 | KENMORE | HH836E2S11* | CTF36B5ADS2 | Z8ES080B12LMPS1* | Split System | 33200 | 18 | 8.5 | 2 | R-454B | 650
218599917 | KENMORE | HH836E2S11* | CTF36B5CDS2 | Z8ES080B12SMPS1* | Split System | 33200 | 18 | 8.5 | 2 | R-454B | 650
218599919 | KENMORE | HH836E2S11* | CTF36B5CDS2 | Z8ES080B12LMPS1* | Split System | 33200 | 18 | 8.5 | 2 | R-454B | 650
218600092 | KENMORE | HH836E2S11* | CTF36C5ADS2 | Z9ES080C16SMPS1* | Split System | 33400 | 18 | 8.5 | 2 | R-454B | 650
218600094 | KENMORE | HH836E2S11* | CTF36C5CDS2 | Z9ES080C16SMPS1* | Split System | 33400 | 18 | 8.5 | 2 | R-454B | 650
218599929 | KENMORE | HH836E2S11* | CTU36B5XDS2+TXV | Z8ES100B12LMPS1* | Split System | 33400 | 18 | 8.5 | 2 | R-454B | 650
218599924 | KENMORE | HH836E2S11* | CTF36B5ADS2 | Z8ES100B12SMPS1* | Split System | 33400 | 18 | 8.5 | 2 | R-454B | 650
218599927 | KENMORE | HH836E2S11* | CTF36B5CDS2 | Z8ES100B12LMPS1* | Split System | 33400 | 18 | 8.5 | 2 | R-454B | 650
218599925 | KENMORE | HH836E2S11* | CTF36B5ADS2 | Z8ES100B12LMPS1* | Split System | 33400 | 18 | 8.5 | 2 | R-454B | 650
218599926 | KENMORE | HH836E2S11* | CTF36B5CDS2 | Z8ES100B12SMPS1* | Split System | 33400 | 18 | 8.5 | 2 | R-454B | 650
218599949 | KENMORE | HH836E2S11* | CTM36C5CDS2 | Z8VT100C20SMPC1 | Split System | 33600 | 18 | 8.5 | 2 | R-454B | 650
218599942 | KENMORE | HH836E2S11* | CTM36C5ADS2 | Z8VT100C16SMPC1 | Split System | 33800 | 18 | 8.5 | 2 | R-454B | 650
218599943 | KENMORE | HH836E2S11* | CTM36C5CDS2 | Z8VT100C16SMPC1 | Split System | 33800 | 18 | 8.5 | 2 | R-454B | 650
218599987 | KENMORE | HH836E2S11* | CTM36C5CDS2 | Z8ES080C16SMPS1* | Split System | 34000 | 18 | 8.5 | 2 | R-454B | 650
218600087 | KENMORE | HH836E2S11* | CTF36C5CDS2 | Z8ES080C16LMPS1* | Split System | 34000 | 18 | 8.5 | 2 | R-454B | 650
218600084 | KENMORE | HH836E2S11* | CTF36C5ADS2 | Z8ES080C16SMPS1* | Split System | 34000 | 18 | 8.5 | 2 | R-454B | 650
218600085 | KENMORE | HH836E2S11* | CTF36C5ADS2 | Z8ES080C16LMPS1* | Split System | 34000 | 18 | 8.5 | 2 | R-454B | 650
218600086 | KENMORE | HH836E2S11* | CTF36C5CDS2 | Z8ES080C16SMPS1* | Split System | 34000 | 18 | 8.5 | 2 | R-454B | 650
218599984 | KENMORE | HH836E2S11* | CTM36C5ADS2 | Z8ES080C16SMPS1* | Split System | 34000 | 18 | 8.5 | 2 | R-454B | 650
218599969 | KENMORE | HH836E2S11* | CTM36C5ADS2 | Z8ES100C16LMPS1* | Split System | 34200 | 18 | 8.5 | 2 | R-454B | 650
218599968 | KENMORE | HH836E2S11* | CTM36C5ADS2 | Z8ES100C16SMPS1* | Split System | 34200 | 18 | 8.5 | 2 | R-454B | 650
218600098 | KENMORE | HH836E2S11* | CTF36C5ADS2 | Z8ES120C16SMPS1* | Split System | 34400 | 18 | 8.5 | 2 | R-454B | 650
218600099 | KENMORE | HH836E2S11* | CTF36C5ADS2 | Z8ES120C16LMPS1* | Split System | 34400 | 18 | 8.5 | 2 | R-454B | 650
218600100 | KENMORE | HH836E2S11* | CTF36C5CDS2 | Z8ES120C16SMPS1* | Split System | 34400 | 18 | 8.5 | 2 | R-454B | 650
218600101 | KENMORE | HH836E2S11* | CTF36C5CDS2 | Z8ES120C16LMPS1* | Split System | 34400 | 18 | 8.5 | 2 | R-454B | 650
218600083 | KENMORE | HH836E2S11* | CTF36C5CDS2 | Z8ES100C16LMPS1* | Split System | 34400 | 18 | 8.5 | 2 | R-454B | 650
218522153 | LUXAIRE | HH836E2S11 | CTF36C5CDS2 | Z9ET100C16SMPS1 | Split System | 33000 | 18 | 8.5 | 2 | R-454B | 650
218522149 | LUXAIRE | HH836E2S11 | CTF36C5ADS2 | Z9ET100C16SMPS1 | Split System | 33000 | 18 | 8.5 | 2 | R-454B | 650
218521037 | LUXAIRE | HH836E2S11 | CTF30A5ADS2 | Z8ES040A12LMPS1 | Split System | 33000 | 18 | 8.5 | 2 | R-454B | 650
218521073 | LUXAIRE | HH836E2S11 | CTF36B5ADS2 | Z8ES080B12LMPS1 | Split System | 33200 | 18 | 8.5 | 2 | R-454B | 650
218521089 | LUXAIRE | HH836E2S11 | CTU36B5XDS2+TXV | Z8ES080B12LMPS1 | Split System | 33200 | 18 | 8.5 | 2 | R-454B | 650
218521085 | LUXAIRE | HH836E2S11 | CTU36B5XDS2+TXV | Z8ES080B12SMPS1 | Split System | 33200 | 18 | 8.5 | 2 | R-454B | 650
218521077 | LUXAIRE | HH836E2S11 | CTF36B5CDS2 | Z8ES080B12SMPS1 | Split System | 33200 | 18 | 8.5 | 2 | R-454B | 650
218521081 | LUXAIRE | HH836E2S11 | CTF36B5CDS2 | Z8ES080B12LMPS1 | Split System | 33200 | 18 | 8.5 | 2 | R-454B | 650
218522065 | LUXAIRE | HH836E2S11 | CTF36C5ADS2 | Z9ES080C16SMPS1 | Split System | 33400 | 18 | 8.5 | 2 | R-454B | 650
218521207 | LUXAIRE | HH836E2S11 | CTF36B5CDS2 | Z8ES100B12LMPS1 | Split System | 33400 | 18 | 8.5 | 2 | R-454B | 650
218521195 | LUXAIRE | HH836E2S11 | CTF36B5ADS2 | Z8ES100B12SMPS1 | Split System | 33400 | 18 | 8.5 | 2 | R-454B | 650
218521203 | LUXAIRE | HH836E2S11 | CTF36B5CDS2 | Z8ES100B12SMPS1 | Split System | 33400 | 18 | 8.5 | 2 | R-454B | 650
218521211 | LUXAIRE | HH836E2S11 | CTU36B5XDS2+TXV | Z8ES100B12SMPS1 | Split System | 33400 | 18 | 8.5 | 2 | R-454B | 650
218521215 | LUXAIRE | HH836E2S11 | CTU36B5XDS2+TXV | Z8ES100B12LMPS1 | Split System | 33400 | 18 | 8.5 | 2 | R-454B | 650
218521199 | LUXAIRE | HH836E2S11 | CTF36B5ADS2 | Z8ES100B12LMPS1 | Split System | 33400 | 18 | 8.5 | 2 | R-454B | 650
218521307 | LUXAIRE | HH836E2S11 | CTM36C5CDS2 | Z8VT100C20SMPC1 | Split System | 33600 | 18 | 8.5 | 2 | R-454B | 650
218521303 | LUXAIRE | HH836E2S11 | CTM36C5ADS2 | Z8VT100C20SMPC1 | Split System | 33600 | 18 | 8.5 | 2 | R-454B | 650
218521279 | LUXAIRE | HH836E2S11 | CTM36C5ADS2 | Z8VT100C16SMPC1 | Split System | 33800 | 18 | 8.5 | 2 | R-454B | 650
218521523 | LUXAIRE | HH836E2S11 | CTM36C5CDS2 | Z8ES080C16LMPS1 | Split System | 34000 | 18 | 8.5 | 2 | R-454B | 650
218522025 | LUXAIRE | HH836E2S11 | CTF36C5CDS2 | Z8ES080C16LMPS1 | Split System | 34000 | 18 | 8.5 | 2 | R-454B | 650
218521511 | LUXAIRE | HH836E2S11 | CTM36C5ADS2 | Z8ES080C16SMPS1 | Split System | 34000 | 18 | 8.5 | 2 | R-454B | 650
218522013 | LUXAIRE | HH836E2S11 | CTF36C5ADS2 | Z8ES080C16SMPS1 | Split System | 34000 | 18 | 8.5 | 2 | R-454B | 650
218521515 | LUXAIRE | HH836E2S11 | CTM36C5ADS2 | Z8ES080C16LMPS1 | Split System | 34000 | 18 | 8.5 | 2 | R-454B | 650
218522017 | LUXAIRE | HH836E2S11 | CTF36C5ADS2 | Z8ES080C16LMPS1 | Split System | 34000 | 18 | 8.5 | 2 | R-454B | 650
218522021 | LUXAIRE | HH836E2S11 | CTF36C5CDS2 | Z8ES080C16SMPS1 | Split System | 34000 | 18 | 8.5 | 2 | R-454B | 650
218521443 | LUXAIRE | HH836E2S11 | CTM36C5CDS2 | Z8ES100C16LMPS1 | Split System | 34200 | 18 | 8.5 | 2 | R-454B | 650
218521439 | LUXAIRE | HH836E2S11 | CTM36C5CDS2 | Z8ES100C16SMPS1 | Split System | 34200 | 18 | 8.5 | 2 | R-454B | 650
218521435 | LUXAIRE | HH836E2S11 | CTM36C5ADS2 | Z8ES100C16LMPS1 | Split System | 34200 | 18 | 8.5 | 2 | R-454B | 650
218521431 | LUXAIRE | HH836E2S11 | CTM36C5ADS2 | Z8ES100C16SMPS1 | Split System | 34200 | 18 | 8.5 | 2 | R-454B | 650
218521475 | LUXAIRE | HH836E2S11 | CTM36C5ADS2 | Z8ES120C16LMPS1 | Split System | 34400 | 18 | 8.5 | 2 | R-454B | 650
218521471 | LUXAIRE | HH836E2S11 | CTM36C5ADS2 | Z8ES120C16SMPS1 | Split System | 34400 | 18 | 8.5 | 2 | R-454B | 650
218522113 | LUXAIRE | HH836E2S11 | CTF36C5ADS2 | Z8ES120C16SMPS1 | Split System | 34400 | 18 | 8.5 | 2 | R-454B | 650
218522125 | LUXAIRE | HH836E2S11 | CTF36C5CDS2 | Z8ES120C16LMPS1 | Split System | 34400 | 18 | 8.5 | 2 | R-454B | 650
218521483 | LUXAIRE | HH836E2S11 | CTM36C5CDS2 | Z8ES120C16LMPS1 | Split System | 34400 | 18 | 8.5 | 2 | R-454B | 650
218522121 | LUXAIRE | HH836E2S11 | CTF36C5CDS2 | Z8ES120C16SMPS1 | Split System | 34400 | 18 | 8.5 | 2 | R-454B | 650
218522117 | LUXAIRE | HH836E2S11 | CTF36C5ADS2 | Z8ES120C16LMPS1 | Split System | 34400 | 18 | 8.5 | 2 | R-454B | 650
218521479 | LUXAIRE | HH836E2S11 | CTM36C5CDS2 | Z8ES120C16SMPS1 | Split System | 34400 | 18 | 8.5 | 2 | R-454B | 650
218522009 | LUXAIRE | HH836E2S11 | CTF36C5CDS2 | Z8ES100C16LMPS1 | Split System | 34400 | 18 | 8.5 | 2 | R-454B | 650
218522005 | LUXAIRE | HH836E2S11 | CTF36C5CDS2 | Z8ES100C16SMPS1 | Split System | 34400 | 18 | 8.5 | 2 | R-454B | 650
218521997 | LUXAIRE | HH836E2S11 | CTF36C5ADS2 | Z8ES100C16SMPS1 | Split System | 34400 | 18 | 8.5 | 2 | R-454B | 650
218522001 | LUXAIRE | HH836E2S11 | CTF36C5ADS2 | Z8ES100C16LMPS1 | Split System | 34400 | 18 | 8.5 | 2 | R-454B | 650
218521333 | CHAMPION HEATING AND COOLING | HH836E2S11 | CTM36C5CDS2 | Z8VT080C16SMPC1 | Split System | 33800 | 19 | 8.5 | 2 | R-454B | 650
218521329 | CHAMPION HEATING AND COOLING | HH836E2S11 | CTM36C5ADS2 | Z8VT080C16SMPC1 | Split System | 33800 | 19 | 8.5 | 2 | R-454B | 650
218521839 | CHAMPION HEATING AND COOLING | HH836E2S11 | CTF36C5CDS2 | Z8ET080C16LMPS1 | Split System | 34000 | 19 | 8.5 | 2 | R-454B | 650
218521289 | CHAMPION HEATING AND COOLING | HH836E2S11 | CTM36C5ADS2 | Z8ET080C16LMPS1 | Split System | 34000 | 19 | 8.5 | 2 | R-454B | 650
218521293 | CHAMPION HEATING AND COOLING | HH836E2S11 | CTM36C5CDS2 | Z8ET080C16LMPS1 | Split System | 34000 | 19 | 8.5 | 2 | R-454B | 650
218521835 | CHAMPION HEATING AND COOLING | HH836E2S11 | CTF36C5ADS2 | Z8ET080C16LMPS1 | Split System | 34000 | 19 | 8.5 | 2 | R-454B | 650
218521807 | CHAMPION HEATING AND COOLING | HH836E2S11 | CTF36C5CDS2 | Z8ET100C16LMPS1 | Split System | 34200 | 19 | 8.5 | 2 | R-454B | 650
218521803 | CHAMPION HEATING AND COOLING | HH836E2S11 | CTF36C5ADS2 | Z8ET100C16LMPS1 | Split System | 34200 | 19 | 8.5 | 2 | R-454B | 650
218521297 | CHAMPION HEATING AND COOLING | HH836E2S11 | CTM36C5ADS2 | Z8ET100C16LMPS1 | Split System | 34200 | 19 | 8.5 | 2 | R-454B | 650
218520709 | CHAMPION HEATING AND COOLING | HH860E2S11 | CTF60C5CHS2 | TM8V120C20MP12 | Split System | 52500 | 19 | 8.5 | 2 | R-454B | 650
218520713 | CHAMPION HEATING AND COOLING | HH860E2S11 | CTF60C5CHS2 | TM8V100C20MP12 | Split System | 52500 | 19 | 8.5 | 2 | R-454B | 650
218520993 | CHAMPION HEATING AND COOLING | HH860E2S11 | CTM60D5CHS2+JMC20D2SN1 |  | Split System | 53000 | 19 | 8.5 | 2 | R-454B | 650
218520943 | CHAMPION HEATING AND COOLING | HH860E2S11 | CTM60C5CHS2 | TL9E100C20UH11 | Split System | 53000 | 19 | 8.5 | 2 | R-454B | 650
218520791 | CHAMPION HEATING AND COOLING | HH860E2S11 | CTF60D5CHS2 | Z9ES120D20SMPS1 | Split System | 53500 | 19 | 8.5 | 2 | R-454B | 650
218520967 | CHAMPION HEATING AND COOLING | HH860E2S11 | CTM60D5CHS2 | Z9ES120D20SMPS1 | Split System | 53500 | 19 | 8.5 | 2 | R-454B | 650
218521326 | COLEMAN | HH836E2S11 | CTM36C5ADS2 | Z8VT080C16SMPC1 | Split System | 33800 | 19 | 8.5 | 2 | R-454B | 650
218521330 | COLEMAN | HH836E2S11 | CTM36C5CDS2 | Z8VT080C16SMPC1 | Split System | 33800 | 19 | 8.5 | 2 | R-454B | 650
218521286 | COLEMAN | HH836E2S11 | CTM36C5ADS2 | Z8ET080C16LMPS1 | Split System | 34000 | 19 | 8.5 | 2 | R-454B | 650
218521832 | COLEMAN | HH836E2S11 | CTF36C5ADS2 | Z8ET080C16LMPS1 | Split System | 34000 | 19 | 8.5 | 2 | R-454B | 650
218521290 | COLEMAN | HH836E2S11 | CTM36C5CDS2 | Z8ET080C16LMPS1 | Split System | 34000 | 19 | 8.5 | 2 | R-454B | 650
218521836 | COLEMAN | HH836E2S11 | CTF36C5CDS2 | Z8ET080C16LMPS1 | Split System | 34000 | 19 | 8.5 | 2 | R-454B | 650
218521800 | COLEMAN | HH836E2S11 | CTF36C5ADS2 | Z8ET100C16LMPS1 | Split System | 34200 | 19 | 8.5 | 2 | R-454B | 650
218521804 | COLEMAN | HH836E2S11 | CTF36C5CDS2 | Z8ET100C16LMPS1 | Split System | 34200 | 19 | 8.5 | 2 | R-454B | 650
218521298 | COLEMAN | HH836E2S11 | CTM36C5CDS2 | Z8ET100C16LMPS1 | Split System | 34200 | 19 | 8.5 | 2 | R-454B | 650
218521294 | COLEMAN | HH836E2S11 | CTM36C5ADS2 | Z8ET100C16LMPS1 | Split System | 34200 | 19 | 8.5 | 2 | R-454B | 650
218520710 | COLEMAN | HH860E2S11 | CTF60C5CHS2 | TM8V100C20MP12 | Split System | 52500 | 19 | 8.5 | 2 | R-454B | 650
218520706 | COLEMAN | HH860E2S11 | CTF60C5CHS2 | TM8V120C20MP12 | Split System | 52500 | 19 | 8.5 | 2 | R-454B | 650
218520990 | COLEMAN | HH860E2S11 | CTM60D5CHS2+JMC20D2SN1 |  | Split System | 53000 | 19 | 8.5 | 2 | R-454B | 650
218520940 | COLEMAN | HH860E2S11 | CTM60C5CHS2 | TL9E100C20UH11 | Split System | 53000 | 19 | 8.5 | 2 | R-454B | 650
218520788 | COLEMAN | HH860E2S11 | CTF60D5CHS2 | Z9ES120D20SMPS1 | Split System | 53500 | 19 | 8.5 | 2 | R-454B | 650
218520964 | COLEMAN | HH860E2S11 | CTM60D5CHS2 | Z9ES120D20SMPS1 | Split System | 53500 | 19 | 8.5 | 2 | R-454B | 650
218521328 | FRASER-JOHNSTON | HH836E2S11 | CTM36C5ADS2 | Z8VT080C16SMPC1 | Split System | 33800 | 19 | 8.5 | 2 | R-454B | 650
218521332 | FRASER-JOHNSTON | HH836E2S11 | CTM36C5CDS2 | Z8VT080C16SMPC1 | Split System | 33800 | 19 | 8.5 | 2 | R-454B | 650
218521292 | FRASER-JOHNSTON | HH836E2S11 | CTM36C5CDS2 | Z8ET080C16LMPS1 | Split System | 34000 | 19 | 8.5 | 2 | R-454B | 650
218521838 | FRASER-JOHNSTON | HH836E2S11 | CTF36C5CDS2 | Z8ET080C16LMPS1 | Split System | 34000 | 19 | 8.5 | 2 | R-454B | 650
218521288 | FRASER-JOHNSTON | HH836E2S11 | CTM36C5ADS2 | Z8ET080C16LMPS1 | Split System | 34000 | 19 | 8.5 | 2 | R-454B | 650
218521834 | FRASER-JOHNSTON | HH836E2S11 | CTF36C5ADS2 | Z8ET080C16LMPS1 | Split System | 34000 | 19 | 8.5 | 2 | R-454B | 650
218521802 | FRASER-JOHNSTON | HH836E2S11 | CTF36C5ADS2 | Z8ET100C16LMPS1 | Split System | 34200 | 19 | 8.5 | 2 | R-454B | 650
218521806 | FRASER-JOHNSTON | HH836E2S11 | CTF36C5CDS2 | Z8ET100C16LMPS1 | Split System | 34200 | 19 | 8.5 | 2 | R-454B | 650
218521296 | FRASER-JOHNSTON | HH836E2S11 | CTM36C5ADS2 | Z8ET100C16LMPS1 | Split System | 34200 | 19 | 8.5 | 2 | R-454B | 650
218521300 | FRASER-JOHNSTON | HH836E2S11 | CTM36C5CDS2 | Z8ET100C16LMPS1 | Split System | 34200 | 19 | 8.5 | 2 | R-454B | 650
218520708 | FRASER-JOHNSTON | HH860E2S11 | CTF60C5CHS2 | TM8V120C20MP12 | Split System | 52500 | 19 | 8.5 | 2 | R-454B | 650
218520712 | FRASER-JOHNSTON | HH860E2S11 | CTF60C5CHS2 | TM8V100C20MP12 | Split System | 52500 | 19 | 8.5 | 2 | R-454B | 650
218520992 | FRASER-JOHNSTON | HH860E2S11 | CTM60D5CHS2+JMC20D2SN1 |  | Split System | 53000 | 19 | 8.5 | 2 | R-454B | 650
218520942 | FRASER-JOHNSTON | HH860E2S11 | CTM60C5CHS2 | TL9E100C20UH11 | Split System | 53000 | 19 | 8.5 | 2 | R-454B | 650
218520790 | FRASER-JOHNSTON | HH860E2S11 | CTF60D5CHS2 | Z9ES120D20SMPS1 | Split System | 53500 | 19 | 8.5 | 2 | R-454B | 650
218520966 | FRASER-JOHNSTON | HH860E2S11 | CTM60D5CHS2 | Z9ES120D20SMPS1 | Split System | 53500 | 19 | 8.5 | 2 | R-454B | 650
218600058 | KENMORE | HH836E2S11* | CTF36C5ADS2 | Z8ET080C16LMPS1* | Split System | 34000 | 19 | 8.5 | 2 | R-454B | 650
218599944 | KENMORE | HH836E2S11* | CTM36C5ADS2 | Z8ET080C16LMPS1* | Split System | 34000 | 19 | 8.5 | 2 | R-454B | 650
218600059 | KENMORE | HH836E2S11* | CTF36C5CDS2 | Z8ET080C16LMPS1* | Split System | 34000 | 19 | 8.5 | 2 | R-454B | 650
218600050 | KENMORE | HH836E2S11* | CTF36C5ADS2 | Z8ET100C16LMPS1* | Split System | 34200 | 19 | 8.5 | 2 | R-454B | 650
218599947 | KENMORE | HH836E2S11* | CTM36C5CDS2 | Z8ET100C16LMPS1* | Split System | 34200 | 19 | 8.5 | 2 | R-454B | 650
218599901 | KENMORE | HH860E2S11* | CTM60D5CHS2+JMC20D2SN1 |  | Split System | 53000 | 19 | 8.5 | 2 | R-454B | 650
218599899 | KENMORE | HH860E2S11* | CTM60D5CHS2 | Z9ES120D20SMPS1* | Split System | 53500 | 19 | 8.5 | 2 | R-454B | 650
218521327 | LUXAIRE | HH836E2S11 | CTM36C5ADS2 | Z8VT080C16SMPC1 | Split System | 33800 | 19 | 8.5 | 2 | R-454B | 650
218521331 | LUXAIRE | HH836E2S11 | CTM36C5CDS2 | Z8VT080C16SMPC1 | Split System | 33800 | 19 | 8.5 | 2 | R-454B | 650
218521291 | LUXAIRE | HH836E2S11 | CTM36C5CDS2 | Z8ET080C16LMPS1 | Split System | 34000 | 19 | 8.5 | 2 | R-454B | 650
218521287 | LUXAIRE | HH836E2S11 | CTM36C5ADS2 | Z8ET080C16LMPS1 | Split System | 34000 | 19 | 8.5 | 2 | R-454B | 650
218521833 | LUXAIRE | HH836E2S11 | CTF36C5ADS2 | Z8ET080C16LMPS1 | Split System | 34000 | 19 | 8.5 | 2 | R-454B | 650
218521801 | LUXAIRE | HH836E2S11 | CTF36C5ADS2 | Z8ET100C16LMPS1 | Split System | 34200 | 19 | 8.5 | 2 | R-454B | 650
218521805 | LUXAIRE | HH836E2S11 | CTF36C5CDS2 | Z8ET100C16LMPS1 | Split System | 34200 | 19 | 8.5 | 2 | R-454B | 650
218521295 | LUXAIRE | HH836E2S11 | CTM36C5ADS2 | Z8ET100C16LMPS1 | Split System | 34200 | 19 | 8.5 | 2 | R-454B | 650
218521299 | LUXAIRE | HH836E2S11 | CTM36C5CDS2 | Z8ET100C16LMPS1 | Split System | 34200 | 19 | 8.5 | 2 | R-454B | 650
218520707 | LUXAIRE | HH860E2S11 | CTF60C5CHS2 | TM8V120C20MP12 | Split System | 52500 | 19 | 8.5 | 2 | R-454B | 650
218520711 | LUXAIRE | HH860E2S11 | CTF60C5CHS2 | TM8V100C20MP12 | Split System | 52500 | 19 | 8.5 | 2 | R-454B | 650
218520991 | LUXAIRE | HH860E2S11 | CTM60D5CHS2+JMC20D2SN1 |  | Split System | 53000 | 19 | 8.5 | 2 | R-454B | 650
218520941 | LUXAIRE | HH860E2S11 | CTM60C5CHS2 | TL9E100C20UH11 | Split System | 53000 | 19 | 8.5 | 2 | R-454B | 650
218520789 | LUXAIRE | HH860E2S11 | CTF60D5CHS2 | Z9ES120D20SMPS1 | Split System | 53500 | 19 | 8.5 | 2 | R-454B | 650
218520965 | LUXAIRE | HH860E2S11 | CTM60D5CHS2 | Z9ES120D20SMPS1 | Split System | 53500 | 19 | 8.5 | 2 | R-454B | 650
218520827 | CHAMPION HEATING AND COOLING | HH860E2S11 | CTF60D5CHS2+JMC20D2SN1 |  | Split System | 53000 | 19 | 8.5 | 2 | R-454B | 650
218520824 | COLEMAN | HH860E2S11 | CTF60D5CHS2+JMC20D2SN1 |  | Split System | 53000 | 19 | 8.5 | 2 | R-454B | 650
218520826 | FRASER-JOHNSTON | HH860E2S11 | CTF60D5CHS2+JMC20D2SN1 |  | Split System | 53000 | 19 | 8.5 | 2 | R-454B | 650
218599874 | KENMORE | HH860E2S11* | CTF60D5CHS2+JMC20D2SN1 |  | Split System | 53000 | 19 | 8.5 | 2 | R-454B | 650
218520825 | LUXAIRE | HH860E2S11 | CTF60D5CHS2+JMC20D2SN1 |  | Split System | 53000 | 19 | 8.5 | 2 | R-454B | 650
218363857 | AMERICAN STANDARD | 5A6H7036A1 | 5PX*B004AS3 | S8X2B060M4PSC | Split System | 32400 | 17.1 | 8.7 | 2.1 | R-454B | 650
218363856 | TRANE | 5TWR7036A1 | 5PX*B004AS3 | S8X2B060M4PSC | Split System | 32400 | 17.1 | 8.7 | 2.1 | R-454B | 650
218363869 | TRANE | 5TWX7024A1 | 5TXCB004AS3 | S8X2B060M4PSC | Split System | 23000 | 17.5 | 8.7 | 1.9 | R-454B | 650
218524185 | CHAMPION HEATING AND COOLING | HH860E2S11 | CTF60C5CGS2 | TM9V080C16MP12 | Split System | 43500 | 17 | 9 | 2 | R-454B | 650
218524199 | CHAMPION HEATING AND COOLING | HH860E2S11 | CTU60C5XGS2+TXV | TP9C080C16MP13 | Split System | 43500 | 17 | 9 | 2 | R-454B | 650
218524189 | CHAMPION HEATING AND COOLING | HH860E2S11 | CTF60C5CGS2 | TP9C080C16MP13 | Split System | 43500 | 17 | 9 | 2 | R-454B | 650
218524417 | CHAMPION HEATING AND COOLING | HH860E2S11 | CTU60C5XGS2+TXV | Z8ET100C16LMPS1 | Split System | 45000 | 17 | 9 | 2 | R-454B | 650
218524541 | CHAMPION HEATING AND COOLING | HH860E2S11 | CTM60C5CGS2 | Z8ET100C16LMPS1 | Split System | 45000 | 17 | 9 | 2 | R-454B | 650
218524413 | CHAMPION HEATING AND COOLING | HH860E2S11 | CTF60C5CGS2 | Z8ET100C16LMPS1 | Split System | 45000 | 17 | 9 | 2 | R-454B | 650
218524421 | CHAMPION HEATING AND COOLING | HH860E2S11 | CTF60C5CGS2 | Z8ET100C20LMPS1 | Split System | 45500 | 17 | 9 | 2 | R-454B | 650
218524425 | CHAMPION HEATING AND COOLING | HH860E2S11 | CTU60C5XGS2+TXV | Z8ET100C20LMPS1 | Split System | 45500 | 17 | 9 | 2 | R-454B | 650
218524182 | COLEMAN | HH860E2S11 | CTF60C5CGS2 | TM9V080C16MP12 | Split System | 43500 | 17 | 9 | 2 | R-454B | 650
218524196 | COLEMAN | HH860E2S11 | CTU60C5XGS2+TXV | TP9C080C16MP13 | Split System | 43500 | 17 | 9 | 2 | R-454B | 650
218524200 | COLEMAN | HH860E2S11 | CTU60C5XGS2+TXV | CP9C080C16MP13 | Split System | 43500 | 17 | 9 | 2 | R-454B | 650
218524192 | COLEMAN | HH860E2S11 | CTU60C5XGS2+TXV | TM9V080C16MP12 | Split System | 43500 | 17 | 9 | 2 | R-454B | 650
218524190 | COLEMAN | HH860E2S11 | CTF60C5CGS2 | CP9C080C16MP13 | Split System | 43500 | 17 | 9 | 2 | R-454B | 650
218524186 | COLEMAN | HH860E2S11 | CTF60C5CGS2 | TP9C080C16MP13 | Split System | 43500 | 17 | 9 | 2 | R-454B | 650
218524414 | COLEMAN | HH860E2S11 | CTU60C5XGS2+TXV | Z8ET100C16LMPS1 | Split System | 45000 | 17 | 9 | 2 | R-454B | 650
218524538 | COLEMAN | HH860E2S11 | CTM60C5CGS2 | Z8ET100C16LMPS1 | Split System | 45000 | 17 | 9 | 2 | R-454B | 650
218524418 | COLEMAN | HH860E2S11 | CTF60C5CGS2 | Z8ET100C20LMPS1 | Split System | 45500 | 17 | 9 | 2 | R-454B | 650
218524422 | COLEMAN | HH860E2S11 | CTU60C5XGS2+TXV | Z8ET100C20LMPS1 | Split System | 45500 | 17 | 9 | 2 | R-454B | 650
218524184 | FRASER-JOHNSTON | HH860E2S11 | CTF60C5CGS2 | TM9V080C16MP12 | Split System | 43500 | 17 | 9 | 2 | R-454B | 650
218524198 | FRASER-JOHNSTON | HH860E2S11 | CTU60C5XGS2+TXV | TP9C080C16MP13 | Split System | 43500 | 17 | 9 | 2 | R-454B | 650
218524188 | FRASER-JOHNSTON | HH860E2S11 | CTF60C5CGS2 | TP9C080C16MP13 | Split System | 43500 | 17 | 9 | 2 | R-454B | 650
218524194 | FRASER-JOHNSTON | HH860E2S11 | CTU60C5XGS2+TXV | TM9V080C16MP12 | Split System | 43500 | 17 | 9 | 2 | R-454B | 650
218524412 | FRASER-JOHNSTON | HH860E2S11 | CTF60C5CGS2 | Z8ET100C16LMPS1 | Split System | 45000 | 17 | 9 | 2 | R-454B | 650
218524540 | FRASER-JOHNSTON | HH860E2S11 | CTM60C5CGS2 | Z8ET100C16LMPS1 | Split System | 45000 | 17 | 9 | 2 | R-454B | 650
218524416 | FRASER-JOHNSTON | HH860E2S11 | CTU60C5XGS2+TXV | Z8ET100C16LMPS1 | Split System | 45000 | 17 | 9 | 2 | R-454B | 650
218524420 | FRASER-JOHNSTON | HH860E2S11 | CTF60C5CGS2 | Z8ET100C20LMPS1 | Split System | 45500 | 17 | 9 | 2 | R-454B | 650
218524424 | FRASER-JOHNSTON | HH860E2S11 | CTU60C5XGS2+TXV | Z8ET100C20LMPS1 | Split System | 45500 | 17 | 9 | 2 | R-454B | 650
218600439 | KENMORE | HH860E2S11* | CTM60C5CGS2 | Z8ET100C16LMPS1* | Split System | 45000 | 17 | 9 | 2 | R-454B | 650
218600419 | KENMORE | HH860E2S11* | CTU60C5XGS2+TXV | Z8ET100C16LMPS1* | Split System | 45000 | 17 | 9 | 2 | R-454B | 650
218600418 | KENMORE | HH860E2S11* | CTF60C5CGS2 | Z8ET100C16LMPS1* | Split System | 45000 | 17 | 9 | 2 | R-454B | 650
218600420 | KENMORE | HH860E2S11* | CTF60C5CGS2 | Z8ET100C20LMPS1* | Split System | 45500 | 17 | 9 | 2 | R-454B | 650
218524183 | LUXAIRE | HH860E2S11 | CTF60C5CGS2 | TM9V080C16MP12 | Split System | 43500 | 17 | 9 | 2 | R-454B | 650
218524191 | LUXAIRE | HH860E2S11 | CTF60C5CGS2 | LP9C080C16MP13 | Split System | 43500 | 17 | 9 | 2 | R-454B | 650
218524193 | LUXAIRE | HH860E2S11 | CTU60C5XGS2+TXV | TM9V080C16MP12 | Split System | 43500 | 17 | 9 | 2 | R-454B | 650
218524187 | LUXAIRE | HH860E2S11 | CTF60C5CGS2 | TP9C080C16MP13 | Split System | 43500 | 17 | 9 | 2 | R-454B | 650
218524197 | LUXAIRE | HH860E2S11 | CTU60C5XGS2+TXV | TP9C080C16MP13 | Split System | 43500 | 17 | 9 | 2 | R-454B | 650
218524201 | LUXAIRE | HH860E2S11 | CTU60C5XGS2+TXV | LP9C080C16MP13 | Split System | 43500 | 17 | 9 | 2 | R-454B | 650
218524539 | LUXAIRE | HH860E2S11 | CTM60C5CGS2 | Z8ET100C16LMPS1 | Split System | 45000 | 17 | 9 | 2 | R-454B | 650
218524411 | LUXAIRE | HH860E2S11 | CTF60C5CGS2 | Z8ET100C16LMPS1 | Split System | 45000 | 17 | 9 | 2 | R-454B | 650
218524415 | LUXAIRE | HH860E2S11 | CTU60C5XGS2+TXV | Z8ET100C16LMPS1 | Split System | 45000 | 17 | 9 | 2 | R-454B | 650
218524419 | LUXAIRE | HH860E2S11 | CTF60C5CGS2 | Z8ET100C20LMPS1 | Split System | 45500 | 17 | 9 | 2 | R-454B | 650
218524423 | LUXAIRE | HH860E2S11 | CTU60C5XGS2+TXV | Z8ET100C20LMPS1 | Split System | 45500 | 17 | 9 | 2 | R-454B | 650
218522349 | CHAMPION HEATING AND COOLING | HH836E2S11 | CTU48C5XFS2+TXV | TM9V100C16MP12 | Split System | 33200 | 18 | 9 | 2 | R-454B | 650
218522339 | CHAMPION HEATING AND COOLING | HH836E2S11 | CTF48C5CFS2 | TM9V100C16MP12 | Split System | 33200 | 18 | 9 | 2 | R-454B | 650
218522353 | CHAMPION HEATING AND COOLING | HH836E2S11 | CTU48C5XFS2+TXV | TP9C100C16MP13 | Split System | 33200 | 18 | 9 | 2 | R-454B | 650
217949396 | TEMPSTAR | Q5H9V24*K*AAA* | ESH5X36M12A* | *80CTL0902120B* | Split System | 23800 | 17 | 9.5 | 1.94 | R-454B | 650
217949389 | TEMPSTAR | N5H9V24*K*AAA* | ESH5X36M12A* | *80CTL0902120B* | Split System | 23800 | 17 | 9.5 | 1.94 | R-454B | 650
217946944 | TEMPSTAR | N5H9V24*K*AAA* | ESH5X36M12A* | *80VSL0901716B* | Split System | 23800 | 17 | 9.5 | 1.94 | R-454B | 650
217947546 | TEMPSTAR | N5H9V24*K*AAA* | ESH5X36M12A* | *95MSU0601716A* | Split System | 23800 | 17 | 9.5 | 1.94 | R-454B | 650
218018733 | ACIQ | N5H9V24*K*AAA* | EA*5X24M14A* | *80CTL0701412B* | Split System | 23200 | 17.5 | 9.5 | 1.9 | R-454B | 650
218019305 | ACIQ | N5H9V24*K*AAA* | EA*5X30M17A* | *80VSL0701412B* | Split System | 23400 | 17.5 | 9.5 | 1.9 | R-454B | 650
218019190 | ACIQ | N5H9V24*K*AAA* | EA*5X30M17A* | *80VSL0451412B* | Split System | 23400 | 17.5 | 9.5 | 1.9 | R-454B | 650
218019194 | ACIQ | N5H9V24*K*AAA* | EA*5X30M17A* | *80VTL0451412B* | Split System | 23400 | 17.5 | 9.5 | 1.9 | R-454B | 650
218020634 | ACIQ | N5H9V24*K*AAA* | EA*5X24M17A* | *80MSU0601716A* | Split System | 23400 | 17.5 | 9.5 | 1.9 | R-454B | 650
218020579 | ACIQ | N5H9V24*K*AAA* | EA*5X37M17A* | *95MSU0401712A* | Split System | 23800 | 17.5 | 9.5 | 1.9 | R-454B | 650
218020677 | ACIQ | N5H9V24*K*AAA* | EA*5X25M17A* | *96VTN0401712B* | Split System | 23800 | 17.5 | 9.5 | 1.9 | R-454B | 650
218020675 | ACIQ | N5H9V24*K*AAA* | EA*5X25M17A* | *96VSN0401712B* | Split System | 23800 | 17.5 | 9.5 | 1.9 | R-454B | 650
218020670 | ACIQ | N5H9V24*K*AAA* | EA*5X24M14A* | *80VSL0701412B* | Split System | 23200 | 17.5 | 9.5 | 1.92 | R-454B | 650
218018729 | ACIQ | N5H9V24*K*AAA* | EA*5X24M14A* | *80VSL0451412B* | Split System | 23200 | 17.5 | 9.5 | 1.92 | R-454B | 650
218018740 | ACIQ | N5H9V24*K*AAA* | EA*5X24M14A* | *80VTL0451412B* | Split System | 23200 | 17.5 | 9.5 | 1.92 | R-454B | 650
218018999 | ACIQ | N5H9V24*K*AAA* | EA*5X24M17A* | *80CTL0901716B* | Split System | 23200 | 17.5 | 9.5 | 1.92 | R-454B | 650
218018997 | ACIQ | N5H9V24*K*AAA* | EA*5X24M17A* | *80VSL0701716B* | Split System | 23200 | 17.5 | 9.5 | 1.92 | R-454B | 650
218019107 | ACIQ | N5H9V24*K*AAA* | EA*5X24M17A* | *80VSL0901716B* | Split System | 23200 | 17.5 | 9.5 | 1.92 | R-454B | 650
218018745 | ACIQ | N5H9V24*K*AAA* | EA*5X24M17A* | *80VSL0451412B* | Split System | 23200 | 17.5 | 9.5 | 1.92 | R-454B | 650
218018751 | ACIQ | N5H9V24*K*AAA* | EA*5X24M17A* | *80VTL0451412B* | Split System | 23200 | 17.5 | 9.5 | 1.92 | R-454B | 650
218019189 | ACIQ | N5H9V24*K*AAA* | EA*5X24M17A* | *80CTL0701412B* | Split System | 23200 | 17.5 | 9.5 | 1.92 | R-454B | 650
218019393 | ACIQ | N5H9V24*K*AAA* | EA*5X30M17A* | *80CSU0401712B* | Split System | 23400 | 17.5 | 9.5 | 1.92 | R-454B | 650
218019397 | ACIQ | N5H9V24*K*AAA* | EA*5X30M17A* | *80CTL0901716B* | Split System | 23400 | 17.5 | 9.5 | 1.92 | R-454B | 650
218019192 | ACIQ | N5H9V24*K*AAA* | EA*5X30M17A* | *80CTL0701716B* | Split System | 23400 | 17.5 | 9.5 | 1.92 | R-454B | 650
218019310 | ACIQ | N5H9V24*K*AAA* | EA*5X36M17A* | *95MSU0601716A* | Split System | 23400 | 17.5 | 9.5 | 1.92 | R-454B | 650
218019006 | ACIQ | N5H9V24*K*AAA* | EA*5X30M17A* | *97VTN0601716A* | Split System | 23400 | 17.5 | 9.5 | 1.92 | R-454B | 650
218019110 | ACIQ | N5H9V24*K*AAA* | EA*5X30M17A* | *97CTN0801716A* | Split System | 23400 | 17.5 | 9.5 | 1.92 | R-454B | 650
218019274 | ACIQ | N5H9V24*K*AAA* | EA*5X30M17A* | *96VSN0801716B* | Split System | 23400 | 17.5 | 9.5 | 1.92 | R-454B | 650
218019277 | ACIQ | N5H9V24*K*AAA* | EA*5X30M17A* | *97VTN0801716A* | Split System | 23400 | 17.5 | 9.5 | 1.92 | R-454B | 650
218019003 | ACIQ | N5H9V24*K*AAA* | EA*5X30M17A* | *96VSN0601716B* | Split System | 23400 | 17.5 | 9.5 | 1.92 | R-454B | 650
218019114 | ACIQ | N5H9V24*K*AAA* | EA*5X36M17A* | *97CMN0601714B* | Split System | 23400 | 17.5 | 9.5 | 1.92 | R-454B | 650
218019187 | ACIQ | N5H9V24*K*AAA* | EA*5X24M17A* | *80VSL0701412B* | Split System | 23400 | 17.5 | 9.5 | 1.92 | R-454B | 650
218019196 | ACIQ | N5H9V24*K*AAA* | EA*5X30M17A* | *96CTN0601714B* | Split System | 23400 | 17.5 | 9.5 | 1.92 | R-454B | 650
218019347 | ACIQ | N5H9V24*K*AAA* | EA*5X24M17A* | *80MSU0401712A* | Split System | 23400 | 17.5 | 9.5 | 1.92 | R-454B | 650
218019105 | ACIQ | N5H9V24*K*AAA* | EA*5X24M17A* | *80CSU0601716B* | Split System | 23400 | 17.5 | 9.5 | 1.92 | R-454B | 650
218019112 | ACIQ | N5H9V24*K*AAA* | EA*5X36M17A* | *80CTL0451712B* | Split System | 23400 | 17.5 | 9.5 | 1.92 | R-454B | 650
218019004 | ACIQ | N5H9V24*K*AAA* | EA*5X30M17A* | *96VTN0601716B* | Split System | 23400 | 17.5 | 9.5 | 1.92 | R-454B | 650
218019275 | ACIQ | N5H9V24*K*AAA* | EA*5X30M17A* | *96VTN0801716B* | Split System | 23400 | 17.5 | 9.5 | 1.92 | R-454B | 650
218018432 | ACIQ | N5H9V24*K*AAA* | EA*5X36M17A* | *97CTN0601716A* | Split System | 23400 | 17.5 | 9.5 | 1.92 | R-454B | 650
218020673 | ACIQ | N5H9V24*K*AAA* | EA*5X24M17A* | *96CTN0801714B* | Split System | 23400 | 17.5 | 9.5 | 1.92 | R-454B | 650
218019349 | ACIQ | N5H9V24*K*AAA* | EA*5X30M17A* | *80VSL0701716B* | Split System | 23600 | 17.5 | 9.5 | 1.92 | R-454B | 650
218020575 | ACIQ | N5H9V24*K*AAA* | EA*5X30M17A* | *80CTL0701412B* | Split System | 23600 | 17.5 | 9.5 | 1.92 | R-454B | 650
218019350 | ACIQ | N5H9V24*K*AAA* | EA*5X30M17A* | *95MSU0601716A* | Split System | 23600 | 17.5 | 9.5 | 1.92 | R-454B | 650
218019356 | ACIQ | N5H9V24*K*AAA* | EA*5X36M17A* | *96CTN0601714B* | Split System | 23600 | 17.5 | 9.5 | 1.92 | R-454B | 650
218019279 | ACIQ | N5H9V24*K*AAA* | EA*5X36M17A* | *97CTN0801716A* | Split System | 23600 | 17.5 | 9.5 | 1.92 | R-454B | 650
218019395 | ACIQ | N5H9V24*K*AAA* | EA*5X30M17A* | *80VSL0901716B* | Split System | 23600 | 17.5 | 9.5 | 1.92 | R-454B | 650
218019272 | ACIQ | N5H9V24*K*AAA* | EA*5X30M17A* | *80VTL0701716B* | Split System | 23600 | 17.5 | 9.5 | 1.92 | R-454B | 650
218019306 | ACIQ | N5H9V24*K*AAA* | EA*5X30M17A* | *96CTN0801714B* | Split System | 23600 | 17.5 | 9.5 | 1.92 | R-454B | 650
218019001 | ACIQ | N5H9V24*K*AAA* | EA*5X30M17A* | *97CMN0801714B* | Split System | 23600 | 17.5 | 9.5 | 1.92 | R-454B | 650
218019108 | ACIQ | N5H9V24*K*AAA* | EA*5X30M17A* | *95CSU0601716B* | Split System | 23600 | 17.5 | 9.5 | 1.92 | R-454B | 650
218019201 | ACIQ | N5H9V24*K*AAA* | ESH5X30M12A* | *80MSU0601716A* | Split System | 23800 | 17.5 | 9.5 | 1.92 | R-454B | 650
218018763 | ACIQ | N5H9V24*K*AAA* | EA*5X37M17A* | *97CTN0601716A* | Split System | 23800 | 17.5 | 9.5 | 1.92 | R-454B | 650
218019282 | ACIQ | N5H9V24*K*AAA* | EA*5X37M17A* | *96VTN0601412B* | Split System | 23800 | 17.5 | 9.5 | 1.92 | R-454B | 650
218019115 | ACIQ | N5H9V24*K*AAA* | EA*5X37M17A* | OLV098A12* | Split System | 23800 | 17.5 | 9.5 | 1.92 | R-454B | 650
218019280 | ACIQ | N5H9V24*K*AAA* | EA*5X37M17A* | *96VSN0601412B* | Split System | 23800 | 17.5 | 9.5 | 1.92 | R-454B | 650
218019199 | ACIQ | N5H9V24*K*AAA* | EA*5X37M17A* | *80CTL0451712B* | Split System | 24000 | 17.5 | 9.5 | 1.92 | R-454B | 650
218020672 | ACIQ | N5H9V24*K*AAA* | EA*5X24M17A* | *80VTL0701716B* | Split System | 23200 | 17.5 | 9.5 | 1.94 | R-454B | 650
218019308 | ACIQ | N5H9V24*K*AAA* | EA*5X36M17A* | *96VSN0801716B* | Split System | 23400 | 17.5 | 9.5 | 1.94 | R-454B | 650
218019313 | ACIQ | N5H9V24*K*AAA* | EA*5X36M17A* | *97VTN0801716A* | Split System | 23400 | 17.5 | 9.5 | 1.94 | R-454B | 650
218019311 | ACIQ | N5H9V24*K*AAA* | EA*5X36M17A* | *96VTN0801716B* | Split System | 23400 | 17.5 | 9.5 | 1.94 | R-454B | 650
218020577 | ACIQ | N5H9V24*K*AAA* | EA*5X36M17A* | *95CSU0601716B* | Split System | 23400 | 17.5 | 9.5 | 1.94 | R-454B | 650
218019398 | ACIQ | N5H9V24*K*AAA* | EA*5X36M17A* | *97CMN0801714B* | Split System | 23400 | 17.5 | 9.5 | 1.94 | R-454B | 650
218020572 | ACIQ | N5H9V24*K*AAA* | EA*5X30M17A* | *80CSU0601716B* | Split System | 23600 | 17.5 | 9.5 | 1.94 | R-454B | 650
218019354 | ACIQ | N5H9V24*K*AAA* | EA*5X36M17A* | *80CTL0701716B* | Split System | 23600 | 17.5 | 9.5 | 1.94 | R-454B | 650
218019400 | ACIQ | N5H9V24*K*AAA* | EA*5X36M17A* | OMV112K14A | Split System | 23800 | 17.5 | 9.5 | 1.94 | R-454B | 650
218019203 | ACIQ | N5H9V24*K*AAA* | ESH5X36M12A* | *95MSU1002122A* | Split System | 24000 | 17.5 | 9.5 | 1.94 | R-454B | 650
217946826 | AIRQUEST | Q5H9V24*K*AAA* | EA*5X24M14A* | *80CTL0701412B* | Split System | 23200 | 17.5 | 9.5 | 1.9 | R-454B | 650
217946819 | AIRQUEST | N5H9V24*K*AAA* | EA*5X24M14A* | *80CTL0701412B* | Split System | 23200 | 17.5 | 9.5 | 1.9 | R-454B | 650
217950512 | AIRQUEST | N5H9V24*K*AAA* | EA*5X30M17A* | *80VSL0701412B* | Split System | 23400 | 17.5 | 9.5 | 1.9 | R-454B | 650
217950519 | AIRQUEST | Q5H9V24*K*AAA* | EA*5X30M17A* | *80VSL0701412B* | Split System | 23400 | 17.5 | 9.5 | 1.9 | R-454B | 650
217945631 | AIRQUEST | N5H9V24*K*AAA* | EA*5X24M17A* | *80MSU0601716A* | Split System | 23400 | 17.5 | 9.5 | 1.9 | R-454B | 650
217945638 | AIRQUEST | Q5H9V24*K*AAA* | EA*5X24M17A* | *80MSU0601716A* | Split System | 23400 | 17.5 | 9.5 | 1.9 | R-454B | 650
217949437 | AIRQUEST | Q5H9V24*K*AAA* | EA*5X30M17A* | *80VSL0451412B* | Split System | 23400 | 17.5 | 9.5 | 1.9 | R-454B | 650
217949430 | AIRQUEST | N5H9V24*K*AAA* | EA*5X30M17A* | *80VSL0451412B* | Split System | 23400 | 17.5 | 9.5 | 1.9 | R-454B | 650
217949460 | AIRQUEST | N5H9V24*K*AAA* | EA*5X30M17A* | *80VTL0451412B* | Split System | 23400 | 17.5 | 9.5 | 1.9 | R-454B | 650
217949467 | AIRQUEST | Q5H9V24*K*AAA* | EA*5X30M17A* | *80VTL0451412B* | Split System | 23400 | 17.5 | 9.5 | 1.9 | R-454B | 650
217945150 | AIRQUEST | N5H9V24*K*AAA* | EA*5X37M17A* | *95MSU0401712A* | Split System | 23800 | 17.5 | 9.5 | 1.9 | R-454B | 650
217945157 | AIRQUEST | Q5H9V24*K*AAA* | EA*5X37M17A* | *95MSU0401712A* | Split System | 23800 | 17.5 | 9.5 | 1.9 | R-454B | 650
217946000 | AIRQUEST | Q5H9V24*K*AAA* | EA*5X25M17A* | *96VSN0401712B* | Split System | 23800 | 17.5 | 9.5 | 1.9 | R-454B | 650
217945993 | AIRQUEST | N5H9V24*K*AAA* | EA*5X25M17A* | *96VSN0401712B* | Split System | 23800 | 17.5 | 9.5 | 1.9 | R-454B | 650
217946008 | AIRQUEST | N5H9V24*K*AAA* | EA*5X25M17A* | *96VTN0401712B* | Split System | 23800 | 17.5 | 9.5 | 1.9 | R-454B | 650
217946015 | AIRQUEST | Q5H9V24*K*AAA* | EA*5X25M17A* | *96VTN0401712B* | Split System | 23800 | 17.5 | 9.5 | 1.9 | R-454B | 650
217946834 | AIRQUEST | N5H9V24*K*AAA* | EA*5X24M14A* | *80VTL0451412B* | Split System | 23200 | 17.5 | 9.5 | 1.92 | R-454B | 650
217945947 | AIRQUEST | N5H9V24*K*AAA* | EA*5X24M14A* | *80VSL0701412B* | Split System | 23200 | 17.5 | 9.5 | 1.92 | R-454B | 650
217945954 | AIRQUEST | Q5H9V24*K*AAA* | EA*5X24M14A* | *80VSL0701412B* | Split System | 23200 | 17.5 | 9.5 | 1.92 | R-454B | 650
217946841 | AIRQUEST | Q5H9V24*K*AAA* | EA*5X24M14A* | *80VTL0451412B* | Split System | 23200 | 17.5 | 9.5 | 1.92 | R-454B | 650
217946811 | AIRQUEST | Q5H9V24*K*AAA* | EA*5X24M14A* | *80VSL0451412B* | Split System | 23200 | 17.5 | 9.5 | 1.92 | R-454B | 650
217946804 | AIRQUEST | N5H9V24*K*AAA* | EA*5X24M14A* | *80VSL0451412B* | Split System | 23200 | 17.5 | 9.5 | 1.92 | R-454B | 650
217946864 | AIRQUEST | N5H9V24*K*AAA* | EA*5X24M17A* | *80VTL0451412B* | Split System | 23200 | 17.5 | 9.5 | 1.92 | R-454B | 650
217946871 | AIRQUEST | Q5H9V24*K*AAA* | EA*5X24M17A* | *80VTL0451412B* | Split System | 23200 | 17.5 | 9.5 | 1.92 | R-454B | 650
217947707 | AIRQUEST | N5H9V24*K*AAA* | EA*5X24M17A* | *80VSL0701716B* | Split System | 23200 | 17.5 | 9.5 | 1.92 | R-454B | 650
217947722 | AIRQUEST | N5H9V24*K*AAA* | EA*5X24M17A* | *80CTL0901716B* | Split System | 23200 | 17.5 | 9.5 | 1.92 | R-454B | 650
217947714 | AIRQUEST | Q5H9V24*K*AAA* | EA*5X24M17A* | *80VSL0701716B* | Split System | 23200 | 17.5 | 9.5 | 1.92 | R-454B | 650
217948655 | AIRQUEST | N5H9V24*K*AAA* | EA*5X24M17A* | *80VSL0901716B* | Split System | 23200 | 17.5 | 9.5 | 1.92 | R-454B | 650
217946849 | AIRQUEST | N5H9V24*K*AAA* | EA*5X24M17A* | *80VSL0451412B* | Split System | 23200 | 17.5 | 9.5 | 1.92 | R-454B | 650
217946856 | AIRQUEST | Q5H9V24*K*AAA* | EA*5X24M17A* | *80VSL0451412B* | Split System | 23200 | 17.5 | 9.5 | 1.92 | R-454B | 650
217949421 | AIRQUEST | Q5H9V24*K*AAA* | EA*5X24M17A* | *80CTL0701412B* | Split System | 23200 | 17.5 | 9.5 | 1.92 | R-454B | 650
217948662 | AIRQUEST | Q5H9V24*K*AAA* | EA*5X24M17A* | *80VSL0901716B* | Split System | 23200 | 17.5 | 9.5 | 1.92 | R-454B | 650
217949414 | AIRQUEST | N5H9V24*K*AAA* | EA*5X24M17A* | *80CTL0701412B* | Split System | 23200 | 17.5 | 9.5 | 1.92 | R-454B | 650
217947729 | AIRQUEST | Q5H9V24*K*AAA* | EA*5X24M17A* | *80CTL0901716B* | Split System | 23200 | 17.5 | 9.5 | 1.92 | R-454B | 650
217951365 | AIRQUEST | Q5H9V24*K*AAA* | EA*5X30M17A* | *80CSU0401712B* | Split System | 23400 | 17.5 | 9.5 | 1.92 | R-454B | 650
217951358 | AIRQUEST | N5H9V24*K*AAA* | EA*5X30M17A* | *80CSU0401712B* | Split System | 23400 | 17.5 | 9.5 | 1.92 | R-454B | 650
217950558 | AIRQUEST | N5H9V24*K*AAA* | EA*5X36M17A* | *95MSU0601716A* | Split System | 23400 | 17.5 | 9.5 | 1.92 | R-454B | 650
217949445 | AIRQUEST | N5H9V24*K*AAA* | EA*5X30M17A* | *80CTL0701716B* | Split System | 23400 | 17.5 | 9.5 | 1.92 | R-454B | 650
217949452 | AIRQUEST | Q5H9V24*K*AAA* | EA*5X30M17A* | *80CTL0701716B* | Split System | 23400 | 17.5 | 9.5 | 1.92 | R-454B | 650
217951388 | AIRQUEST | N5H9V24*K*AAA* | EA*5X30M17A* | *80CTL0901716B* | Split System | 23400 | 17.5 | 9.5 | 1.92 | R-454B | 650
217951395 | AIRQUEST | Q5H9V24*K*AAA* | EA*5X30M17A* | *80CTL0901716B* | Split System | 23400 | 17.5 | 9.5 | 1.92 | R-454B | 650
217950565 | AIRQUEST | Q5H9V24*K*AAA* | EA*5X36M17A* | *95MSU0601716A* | Split System | 23400 | 17.5 | 9.5 | 1.92 | R-454B | 650
217946023 | AIRQUEST | N5H9V24*K*AAA* | EA*5X36M17A* | *97CTN0601716A* | Split System | 23400 | 17.5 | 9.5 | 1.92 | R-454B | 650
217946030 | AIRQUEST | Q5H9V24*K*AAA* | EA*5X36M17A* | *97CTN0601716A* | Split System | 23400 | 17.5 | 9.5 | 1.92 | R-454B | 650
217945978 | AIRQUEST | N5H9V24*K*AAA* | EA*5X24M17A* | *96CTN0801714B* | Split System | 23400 | 17.5 | 9.5 | 1.92 | R-454B | 650
217945985 | AIRQUEST | Q5H9V24*K*AAA* | EA*5X24M17A* | *96CTN0801714B* | Split System | 23400 | 17.5 | 9.5 | 1.92 | R-454B | 650
217947752 | AIRQUEST | N5H9V24*K*AAA* | EA*5X30M17A* | *96VSN0601716B* | Split System | 23400 | 17.5 | 9.5 | 1.92 | R-454B | 650
217948686 | AIRQUEST | N5H9V24*K*AAA* | EA*5X30M17A* | *97CTN0801716A* | Split System | 23400 | 17.5 | 9.5 | 1.92 | R-454B | 650
217947782 | AIRQUEST | N5H9V24*K*AAA* | EA*5X30M17A* | *97VTN0601716A* | Split System | 23400 | 17.5 | 9.5 | 1.92 | R-454B | 650
217949406 | AIRQUEST | Q5H9V24*K*AAA* | EA*5X24M17A* | *80VSL0701412B* | Split System | 23400 | 17.5 | 9.5 | 1.92 | R-454B | 650
217948723 | AIRQUEST | Q5H9V24*K*AAA* | EA*5X36M17A* | *97CMN0601714B* | Split System | 23400 | 17.5 | 9.5 | 1.92 | R-454B | 650
217949475 | AIRQUEST | N5H9V24*K*AAA* | EA*5X30M17A* | *96CTN0601714B* | Split System | 23400 | 17.5 | 9.5 | 1.92 | R-454B | 650
217947774 | AIRQUEST | Q5H9V24*K*AAA* | EA*5X30M17A* | *96VTN0601716B* | Split System | 23400 | 17.5 | 9.5 | 1.92 | R-454B | 650
217947789 | AIRQUEST | Q5H9V24*K*AAA* | EA*5X30M17A* | *97VTN0601716A* | Split System | 23400 | 17.5 | 9.5 | 1.92 | R-454B | 650
217949482 | AIRQUEST | Q5H9V24*K*AAA* | EA*5X30M17A* | *96CTN0601714B* | Split System | 23400 | 17.5 | 9.5 | 1.92 | R-454B | 650
217948640 | AIRQUEST | N5H9V24*K*AAA* | EA*5X24M17A* | *80CSU0601716B* | Split System | 23400 | 17.5 | 9.5 | 1.92 | R-454B | 650
217947767 | AIRQUEST | N5H9V24*K*AAA* | EA*5X30M17A* | *96VTN0601716B* | Split System | 23400 | 17.5 | 9.5 | 1.92 | R-454B | 650
217950239 | AIRQUEST | N5H9V24*K*AAA* | EA*5X30M17A* | *96VSN0801716B* | Split System | 23400 | 17.5 | 9.5 | 1.92 | R-454B | 650
217948716 | AIRQUEST | N5H9V24*K*AAA* | EA*5X36M17A* | *97CMN0601714B* | Split System | 23400 | 17.5 | 9.5 | 1.92 | R-454B | 650
217950276 | AIRQUEST | Q5H9V24*K*AAA* | EA*5X30M17A* | *97VTN0801716A* | Split System | 23400 | 17.5 | 9.5 | 1.92 | R-454B | 650
217948701 | AIRQUEST | N5H9V24*K*AAA* | EA*5X36M17A* | *80CTL0451712B* | Split System | 23400 | 17.5 | 9.5 | 1.92 | R-454B | 650
217948708 | AIRQUEST | Q5H9V24*K*AAA* | EA*5X36M17A* | *80CTL0451712B* | Split System | 23400 | 17.5 | 9.5 | 1.92 | R-454B | 650
217950261 | AIRQUEST | Q5H9V24*K*AAA* | EA*5X30M17A* | *96VTN0801716B* | Split System | 23400 | 17.5 | 9.5 | 1.92 | R-454B | 650
217948647 | AIRQUEST | Q5H9V24*K*AAA* | EA*5X24M17A* | *80CSU0601716B* | Split System | 23400 | 17.5 | 9.5 | 1.92 | R-454B | 650
217950254 | AIRQUEST | N5H9V24*K*AAA* | EA*5X30M17A* | *96VTN0801716B* | Split System | 23400 | 17.5 | 9.5 | 1.92 | R-454B | 650
217950269 | AIRQUEST | N5H9V24*K*AAA* | EA*5X30M17A* | *97VTN0801716A* | Split System | 23400 | 17.5 | 9.5 | 1.92 | R-454B | 650
217950873 | AIRQUEST | N5H9V24*K*AAA* | EA*5X24M17A* | *80MSU0401712A* | Split System | 23400 | 17.5 | 9.5 | 1.92 | R-454B | 650
217950246 | AIRQUEST | Q5H9V24*K*AAA* | EA*5X30M17A* | *96VSN0801716B* | Split System | 23400 | 17.5 | 9.5 | 1.92 | R-454B | 650
217950880 | AIRQUEST | Q5H9V24*K*AAA* | EA*5X24M17A* | *80MSU0401712A* | Split System | 23400 | 17.5 | 9.5 | 1.92 | R-454B | 650
217947759 | AIRQUEST | Q5H9V24*K*AAA* | EA*5X30M17A* | *96VSN0601716B* | Split System | 23400 | 17.5 | 9.5 | 1.92 | R-454B | 650
217948693 | AIRQUEST | Q5H9V24*K*AAA* | EA*5X30M17A* | *97CTN0801716A* | Split System | 23400 | 17.5 | 9.5 | 1.92 | R-454B | 650
217949399 | AIRQUEST | N5H9V24*K*AAA* | EA*5X24M17A* | *80VSL0701412B* | Split System | 23400 | 17.5 | 9.5 | 1.92 | R-454B | 650
217945120 | AIRQUEST | N5H9V24*K*AAA* | EA*5X30M17A* | *80CTL0701412B* | Split System | 23600 | 17.5 | 9.5 | 1.92 | R-454B | 650
217945127 | AIRQUEST | Q5H9V24*K*AAA* | EA*5X30M17A* | *80CTL0701412B* | Split System | 23600 | 17.5 | 9.5 | 1.92 | R-454B | 650
217950888 | AIRQUEST | N5H9V24*K*AAA* | EA*5X30M17A* | *80VSL0701716B* | Split System | 23600 | 17.5 | 9.5 | 1.92 | R-454B | 650
217950895 | AIRQUEST | Q5H9V24*K*AAA* | EA*5X30M17A* | *80VSL0701716B* | Split System | 23600 | 17.5 | 9.5 | 1.92 | R-454B | 650
217950231 | AIRQUEST | Q5H9V24*K*AAA* | EA*5X30M17A* | *80VTL0701716B* | Split System | 23600 | 17.5 | 9.5 | 1.92 | R-454B | 650
217947744 | AIRQUEST | Q5H9V24*K*AAA* | EA*5X30M17A* | *97CMN0801714B* | Split System | 23600 | 17.5 | 9.5 | 1.92 | R-454B | 650
217950224 | AIRQUEST | N5H9V24*K*AAA* | EA*5X30M17A* | *80VTL0701716B* | Split System | 23600 | 17.5 | 9.5 | 1.92 | R-454B | 650
217950535 | AIRQUEST | Q5H9V24*K*AAA* | EA*5X30M17A* | *96CTN0801714B* | Split System | 23600 | 17.5 | 9.5 | 1.92 | R-454B | 650
217950903 | AIRQUEST | N5H9V24*K*AAA* | EA*5X30M17A* | *95MSU0601716A* | Split System | 23600 | 17.5 | 9.5 | 1.92 | R-454B | 650
217950910 | AIRQUEST | Q5H9V24*K*AAA* | EA*5X30M17A* | *95MSU0601716A* | Split System | 23600 | 17.5 | 9.5 | 1.92 | R-454B | 650
217950284 | AIRQUEST | N5H9V24*K*AAA* | EA*5X36M17A* | *97CTN0801716A* | Split System | 23600 | 17.5 | 9.5 | 1.92 | R-454B | 650
217948678 | AIRQUEST | Q5H9V24*K*AAA* | EA*5X30M17A* | *95CSU0601716B* | Split System | 23600 | 17.5 | 9.5 | 1.92 | R-454B | 650
217950291 | AIRQUEST | Q5H9V24*K*AAA* | EA*5X36M17A* | *97CTN0801716A* | Split System | 23600 | 17.5 | 9.5 | 1.92 | R-454B | 650
217948671 | AIRQUEST | N5H9V24*K*AAA* | EA*5X30M17A* | *95CSU0601716B* | Split System | 23600 | 17.5 | 9.5 | 1.92 | R-454B | 650
217950948 | AIRQUEST | N5H9V24*K*AAA* | EA*5X36M17A* | *96CTN0601714B* | Split System | 23600 | 17.5 | 9.5 | 1.92 | R-454B | 650
217951380 | AIRQUEST | Q5H9V24*K*AAA* | EA*5X30M17A* | *80VSL0901716B* | Split System | 23600 | 17.5 | 9.5 | 1.92 | R-454B | 650
217950528 | AIRQUEST | N5H9V24*K*AAA* | EA*5X30M17A* | *96CTN0801714B* | Split System | 23600 | 17.5 | 9.5 | 1.92 | R-454B | 650
217950955 | AIRQUEST | Q5H9V24*K*AAA* | EA*5X36M17A* | *96CTN0601714B* | Split System | 23600 | 17.5 | 9.5 | 1.92 | R-454B | 650
217951373 | AIRQUEST | N5H9V24*K*AAA* | EA*5X30M17A* | *80VSL0901716B* | Split System | 23600 | 17.5 | 9.5 | 1.92 | R-454B | 650
217947737 | AIRQUEST | N5H9V24*K*AAA* | EA*5X30M17A* | *97CMN0801714B* | Split System | 23600 | 17.5 | 9.5 | 1.92 | R-454B | 650
217949527 | AIRQUEST | Q5H9V24*K*AAA* | ESH5X30M12A* | *80MSU0601716A* | Split System | 23800 | 17.5 | 9.5 | 1.92 | R-454B | 650
217949520 | AIRQUEST | N5H9V24*K*AAA* | ESH5X30M12A* | *80MSU0601716A* | Split System | 23800 | 17.5 | 9.5 | 1.92 | R-454B | 650
217948738 | AIRQUEST | Q5H9V24*K*AAA* | EA*5X37M17A* | OLV098A12* | Split System | 23800 | 17.5 | 9.5 | 1.92 | R-454B | 650
217950314 | AIRQUEST | N5H9V24*K*AAA* | EA*5X37M17A* | *96VTN0601412B* | Split System | 23800 | 17.5 | 9.5 | 1.92 | R-454B | 650
217950306 | AIRQUEST | Q5H9V24*K*AAA* | EA*5X37M17A* | *96VSN0601412B* | Split System | 23800 | 17.5 | 9.5 | 1.92 | R-454B | 650
217946894 | AIRQUEST | N5H9V24*K*AAA* | EA*5X37M17A* | *97CTN0601716A* | Split System | 23800 | 17.5 | 9.5 | 1.92 | R-454B | 650
217946901 | AIRQUEST | Q5H9V24*K*AAA* | EA*5X37M17A* | *97CTN0601716A* | Split System | 23800 | 17.5 | 9.5 | 1.92 | R-454B | 650
217950299 | AIRQUEST | N5H9V24*K*AAA* | EA*5X37M17A* | *96VSN0601412B* | Split System | 23800 | 17.5 | 9.5 | 1.92 | R-454B | 650
217950321 | AIRQUEST | Q5H9V24*K*AAA* | EA*5X37M17A* | *96VTN0601412B* | Split System | 23800 | 17.5 | 9.5 | 1.92 | R-454B | 650
217948731 | AIRQUEST | N5H9V24*K*AAA* | EA*5X37M17A* | OLV098A12* | Split System | 23800 | 17.5 | 9.5 | 1.92 | R-454B | 650
217949505 | AIRQUEST | N5H9V24*K*AAA* | EA*5X37M17A* | *80CTL0451712B* | Split System | 24000 | 17.5 | 9.5 | 1.92 | R-454B | 650
217949512 | AIRQUEST | Q5H9V24*K*AAA* | EA*5X37M17A* | *80CTL0451712B* | Split System | 24000 | 17.5 | 9.5 | 1.92 | R-454B | 650
217945970 | AIRQUEST | Q5H9V24*K*AAA* | EA*5X24M17A* | *80VTL0701716B* | Split System | 23200 | 17.5 | 9.5 | 1.94 | R-454B | 650
217945963 | AIRQUEST | N5H9V24*K*AAA* | EA*5X24M17A* | *80VTL0701716B* | Split System | 23200 | 17.5 | 9.5 | 1.94 | R-454B | 650
217945135 | AIRQUEST | N5H9V24*K*AAA* | EA*5X36M17A* | *95CSU0601716B* | Split System | 23400 | 17.5 | 9.5 | 1.94 | R-454B | 650
217945142 | AIRQUEST | Q5H9V24*K*AAA* | EA*5X36M17A* | *95CSU0601716B* | Split System | 23400 | 17.5 | 9.5 | 1.94 | R-454B | 650
217950543 | AIRQUEST | N5H9V24*K*AAA* | EA*5X36M17A* | *96VSN0801716B* | Split System | 23400 | 17.5 | 9.5 | 1.94 | R-454B | 650
217950573 | AIRQUEST | N5H9V24*K*AAA* | EA*5X36M17A* | *96VTN0801716B* | Split System | 23400 | 17.5 | 9.5 | 1.94 | R-454B | 650
217951404 | AIRQUEST | N5H9V24*K*AAA* | EA*5X36M17A* | *97CMN0801714B* | Split System | 23400 | 17.5 | 9.5 | 1.94 | R-454B | 650
217950550 | AIRQUEST | Q5H9V24*K*AAA* | EA*5X36M17A* | *96VSN0801716B* | Split System | 23400 | 17.5 | 9.5 | 1.94 | R-454B | 650
217950595 | AIRQUEST | Q5H9V24*K*AAA* | EA*5X36M17A* | *97VTN0801716A* | Split System | 23400 | 17.5 | 9.5 | 1.94 | R-454B | 650
217950588 | AIRQUEST | N5H9V24*K*AAA* | EA*5X36M17A* | *97VTN0801716A* | Split System | 23400 | 17.5 | 9.5 | 1.94 | R-454B | 650
217950580 | AIRQUEST | Q5H9V24*K*AAA* | EA*5X36M17A* | *96VTN0801716B* | Split System | 23400 | 17.5 | 9.5 | 1.94 | R-454B | 650
217951411 | AIRQUEST | Q5H9V24*K*AAA* | EA*5X36M17A* | *97CMN0801714B* | Split System | 23400 | 17.5 | 9.5 | 1.94 | R-454B | 650
217945097 | AIRQUEST | Q5H9V24*K*AAA* | EA*5X30M17A* | *80CSU0601716B* | Split System | 23600 | 17.5 | 9.5 | 1.94 | R-454B | 650
217945090 | AIRQUEST | N5H9V24*K*AAA* | EA*5X30M17A* | *80CSU0601716B* | Split System | 23600 | 17.5 | 9.5 | 1.94 | R-454B | 650
217950933 | AIRQUEST | N5H9V24*K*AAA* | EA*5X36M17A* | *80CTL0701716B* | Split System | 23600 | 17.5 | 9.5 | 1.94 | R-454B | 650
217950940 | AIRQUEST | Q5H9V24*K*AAA* | EA*5X36M17A* | *80CTL0701716B* | Split System | 23600 | 17.5 | 9.5 | 1.94 | R-454B | 650
217951426 | AIRQUEST | Q5H9V24*K*AAA* | EA*5X36M17A* | OMV112K14A | Split System | 23800 | 17.5 | 9.5 | 1.94 | R-454B | 650
217951419 | AIRQUEST | N5H9V24*K*AAA* | EA*5X36M17A* | OMV112K14A | Split System | 23800 | 17.5 | 9.5 | 1.94 | R-454B | 650
217949542 | AIRQUEST | Q5H9V24*K*AAA* | ESH5X36M12A* | *95MSU1002122A* | Split System | 24000 | 17.5 | 9.5 | 1.94 | R-454B | 650
217949535 | AIRQUEST | N5H9V24*K*AAA* | ESH5X36M12A* | *95MSU1002122A* | Split System | 24000 | 17.5 | 9.5 | 1.94 | R-454B | 650
217946825 | ARCOAIRE | Q5H9V24*K*AAA* | EA*5X24M14A* | *80CTL0701412B* | Split System | 23200 | 17.5 | 9.5 | 1.9 | R-454B | 650
217946818 | ARCOAIRE | N5H9V24*K*AAA* | EA*5X24M14A* | *80CTL0701412B* | Split System | 23200 | 17.5 | 9.5 | 1.9 | R-454B | 650
217950518 | ARCOAIRE | Q5H9V24*K*AAA* | EA*5X30M17A* | *80VSL0701412B* | Split System | 23400 | 17.5 | 9.5 | 1.9 | R-454B | 650
217950511 | ARCOAIRE | N5H9V24*K*AAA* | EA*5X30M17A* | *80VSL0701412B* | Split System | 23400 | 17.5 | 9.5 | 1.9 | R-454B | 650
217945637 | ARCOAIRE | Q5H9V24*K*AAA* | EA*5X24M17A* | *80MSU0601716A* | Split System | 23400 | 17.5 | 9.5 | 1.9 | R-454B | 650
217945630 | ARCOAIRE | N5H9V24*K*AAA* | EA*5X24M17A* | *80MSU0601716A* | Split System | 23400 | 17.5 | 9.5 | 1.9 | R-454B | 650
217949459 | ARCOAIRE | N5H9V24*K*AAA* | EA*5X30M17A* | *80VTL0451412B* | Split System | 23400 | 17.5 | 9.5 | 1.9 | R-454B | 650
217949466 | ARCOAIRE | Q5H9V24*K*AAA* | EA*5X30M17A* | *80VTL0451412B* | Split System | 23400 | 17.5 | 9.5 | 1.9 | R-454B | 650
217949436 | ARCOAIRE | Q5H9V24*K*AAA* | EA*5X30M17A* | *80VSL0451412B* | Split System | 23400 | 17.5 | 9.5 | 1.9 | R-454B | 650
217949429 | ARCOAIRE | N5H9V24*K*AAA* | EA*5X30M17A* | *80VSL0451412B* | Split System | 23400 | 17.5 | 9.5 | 1.9 | R-454B | 650
217945156 | ARCOAIRE | Q5H9V24*K*AAA* | EA*5X37M17A* | *95MSU0401712A* | Split System | 23800 | 17.5 | 9.5 | 1.9 | R-454B | 650
217945149 | ARCOAIRE | N5H9V24*K*AAA* | EA*5X37M17A* | *95MSU0401712A* | Split System | 23800 | 17.5 | 9.5 | 1.9 | R-454B | 650
217946014 | ARCOAIRE | Q5H9V24*K*AAA* | EA*5X25M17A* | *96VTN0401712B* | Split System | 23800 | 17.5 | 9.5 | 1.9 | R-454B | 650
217945992 | ARCOAIRE | N5H9V24*K*AAA* | EA*5X25M17A* | *96VSN0401712B* | Split System | 23800 | 17.5 | 9.5 | 1.9 | R-454B | 650
217945999 | ARCOAIRE | Q5H9V24*K*AAA* | EA*5X25M17A* | *96VSN0401712B* | Split System | 23800 | 17.5 | 9.5 | 1.9 | R-454B | 650
217946007 | ARCOAIRE | N5H9V24*K*AAA* | EA*5X25M17A* | *96VTN0401712B* | Split System | 23800 | 17.5 | 9.5 | 1.9 | R-454B | 650
217945953 | ARCOAIRE | Q5H9V24*K*AAA* | EA*5X24M14A* | *80VSL0701412B* | Split System | 23200 | 17.5 | 9.5 | 1.92 | R-454B | 650
217946803 | ARCOAIRE | N5H9V24*K*AAA* | EA*5X24M14A* | *80VSL0451412B* | Split System | 23200 | 17.5 | 9.5 | 1.92 | R-454B | 650
217946833 | ARCOAIRE | N5H9V24*K*AAA* | EA*5X24M14A* | *80VTL0451412B* | Split System | 23200 | 17.5 | 9.5 | 1.92 | R-454B | 650
217946840 | ARCOAIRE | Q5H9V24*K*AAA* | EA*5X24M14A* | *80VTL0451412B* | Split System | 23200 | 17.5 | 9.5 | 1.92 | R-454B | 650
217946810 | ARCOAIRE | Q5H9V24*K*AAA* | EA*5X24M14A* | *80VSL0451412B* | Split System | 23200 | 17.5 | 9.5 | 1.92 | R-454B | 650
217945946 | ARCOAIRE | N5H9V24*K*AAA* | EA*5X24M14A* | *80VSL0701412B* | Split System | 23200 | 17.5 | 9.5 | 1.92 | R-454B | 650
217946848 | ARCOAIRE | N5H9V24*K*AAA* | EA*5X24M17A* | *80VSL0451412B* | Split System | 23200 | 17.5 | 9.5 | 1.92 | R-454B | 650
217946870 | ARCOAIRE | Q5H9V24*K*AAA* | EA*5X24M17A* | *80VTL0451412B* | Split System | 23200 | 17.5 | 9.5 | 1.92 | R-454B | 650
217948654 | ARCOAIRE | N5H9V24*K*AAA* | EA*5X24M17A* | *80VSL0901716B* | Split System | 23200 | 17.5 | 9.5 | 1.92 | R-454B | 650
217948661 | ARCOAIRE | Q5H9V24*K*AAA* | EA*5X24M17A* | *80VSL0901716B* | Split System | 23200 | 17.5 | 9.5 | 1.92 | R-454B | 650
217946863 | ARCOAIRE | N5H9V24*K*AAA* | EA*5X24M17A* | *80VTL0451412B* | Split System | 23200 | 17.5 | 9.5 | 1.92 | R-454B | 650
217947706 | ARCOAIRE | N5H9V24*K*AAA* | EA*5X24M17A* | *80VSL0701716B* | Split System | 23200 | 17.5 | 9.5 | 1.92 | R-454B | 650
217947728 | ARCOAIRE | Q5H9V24*K*AAA* | EA*5X24M17A* | *80CTL0901716B* | Split System | 23200 | 17.5 | 9.5 | 1.92 | R-454B | 650
217946855 | ARCOAIRE | Q5H9V24*K*AAA* | EA*5X24M17A* | *80VSL0451412B* | Split System | 23200 | 17.5 | 9.5 | 1.92 | R-454B | 650
217949413 | ARCOAIRE | N5H9V24*K*AAA* | EA*5X24M17A* | *80CTL0701412B* | Split System | 23200 | 17.5 | 9.5 | 1.92 | R-454B | 650
217949420 | ARCOAIRE | Q5H9V24*K*AAA* | EA*5X24M17A* | *80CTL0701412B* | Split System | 23200 | 17.5 | 9.5 | 1.92 | R-454B | 650
217947713 | ARCOAIRE | Q5H9V24*K*AAA* | EA*5X24M17A* | *80VSL0701716B* | Split System | 23200 | 17.5 | 9.5 | 1.92 | R-454B | 650
217947721 | ARCOAIRE | N5H9V24*K*AAA* | EA*5X24M17A* | *80CTL0901716B* | Split System | 23200 | 17.5 | 9.5 | 1.92 | R-454B | 650
217951364 | ARCOAIRE | Q5H9V24*K*AAA* | EA*5X30M17A* | *80CSU0401712B* | Split System | 23400 | 17.5 | 9.5 | 1.92 | R-454B | 650
217951357 | ARCOAIRE | N5H9V24*K*AAA* | EA*5X30M17A* | *80CSU0401712B* | Split System | 23400 | 17.5 | 9.5 | 1.92 | R-454B | 650
217949444 | ARCOAIRE | N5H9V24*K*AAA* | EA*5X30M17A* | *80CTL0701716B* | Split System | 23400 | 17.5 | 9.5 | 1.92 | R-454B | 650
217951387 | ARCOAIRE | N5H9V24*K*AAA* | EA*5X30M17A* | *80CTL0901716B* | Split System | 23400 | 17.5 | 9.5 | 1.92 | R-454B | 650
217950557 | ARCOAIRE | N5H9V24*K*AAA* | EA*5X36M17A* | *95MSU0601716A* | Split System | 23400 | 17.5 | 9.5 | 1.92 | R-454B | 650
217950564 | ARCOAIRE | Q5H9V24*K*AAA* | EA*5X36M17A* | *95MSU0601716A* | Split System | 23400 | 17.5 | 9.5 | 1.92 | R-454B | 650
217949451 | ARCOAIRE | Q5H9V24*K*AAA* | EA*5X30M17A* | *80CTL0701716B* | Split System | 23400 | 17.5 | 9.5 | 1.92 | R-454B | 650
217951394 | ARCOAIRE | Q5H9V24*K*AAA* | EA*5X30M17A* | *80CTL0901716B* | Split System | 23400 | 17.5 | 9.5 | 1.92 | R-454B | 650
217945984 | ARCOAIRE | Q5H9V24*K*AAA* | EA*5X24M17A* | *96CTN0801714B* | Split System | 23400 | 17.5 | 9.5 | 1.92 | R-454B | 650
217947788 | ARCOAIRE | Q5H9V24*K*AAA* | EA*5X30M17A* | *97VTN0601716A* | Split System | 23400 | 17.5 | 9.5 | 1.92 | R-454B | 650
217947766 | ARCOAIRE | N5H9V24*K*AAA* | EA*5X30M17A* | *96VTN0601716B* | Split System | 23400 | 17.5 | 9.5 | 1.92 | R-454B | 650
217948722 | ARCOAIRE | Q5H9V24*K*AAA* | EA*5X36M17A* | *97CMN0601714B* | Split System | 23400 | 17.5 | 9.5 | 1.92 | R-454B | 650
217946029 | ARCOAIRE | Q5H9V24*K*AAA* | EA*5X36M17A* | *97CTN0601716A* | Split System | 23400 | 17.5 | 9.5 | 1.92 | R-454B | 650
217949481 | ARCOAIRE | Q5H9V24*K*AAA* | EA*5X30M17A* | *96CTN0601714B* | Split System | 23400 | 17.5 | 9.5 | 1.92 | R-454B | 650
217947781 | ARCOAIRE | N5H9V24*K*AAA* | EA*5X30M17A* | *97VTN0601716A* | Split System | 23400 | 17.5 | 9.5 | 1.92 | R-454B | 650
217948639 | ARCOAIRE | N5H9V24*K*AAA* | EA*5X24M17A* | *80CSU0601716B* | Split System | 23400 | 17.5 | 9.5 | 1.92 | R-454B | 650
217946022 | ARCOAIRE | N5H9V24*K*AAA* | EA*5X36M17A* | *97CTN0601716A* | Split System | 23400 | 17.5 | 9.5 | 1.92 | R-454B | 650
217945977 | ARCOAIRE | N5H9V24*K*AAA* | EA*5X24M17A* | *96CTN0801714B* | Split System | 23400 | 17.5 | 9.5 | 1.92 | R-454B | 650
217947758 | ARCOAIRE | Q5H9V24*K*AAA* | EA*5X30M17A* | *96VSN0601716B* | Split System | 23400 | 17.5 | 9.5 | 1.92 | R-454B | 650
217950260 | ARCOAIRE | Q5H9V24*K*AAA* | EA*5X30M17A* | *96VTN0801716B* | Split System | 23400 | 17.5 | 9.5 | 1.92 | R-454B | 650
217948646 | ARCOAIRE | Q5H9V24*K*AAA* | EA*5X24M17A* | *80CSU0601716B* | Split System | 23400 | 17.5 | 9.5 | 1.92 | R-454B | 650
217949474 | ARCOAIRE | N5H9V24*K*AAA* | EA*5X30M17A* | *96CTN0601714B* | Split System | 23400 | 17.5 | 9.5 | 1.92 | R-454B | 650
217949398 | ARCOAIRE | N5H9V24*K*AAA* | EA*5X24M17A* | *80VSL0701412B* | Split System | 23400 | 17.5 | 9.5 | 1.92 | R-454B | 650
217948692 | ARCOAIRE | Q5H9V24*K*AAA* | EA*5X30M17A* | *97CTN0801716A* | Split System | 23400 | 17.5 | 9.5 | 1.92 | R-454B | 650
217949405 | ARCOAIRE | Q5H9V24*K*AAA* | EA*5X24M17A* | *80VSL0701412B* | Split System | 23400 | 17.5 | 9.5 | 1.92 | R-454B | 650
217947751 | ARCOAIRE | N5H9V24*K*AAA* | EA*5X30M17A* | *96VSN0601716B* | Split System | 23400 | 17.5 | 9.5 | 1.92 | R-454B | 650
217948685 | ARCOAIRE | N5H9V24*K*AAA* | EA*5X30M17A* | *97CTN0801716A* | Split System | 23400 | 17.5 | 9.5 | 1.92 | R-454B | 650
217950879 | ARCOAIRE | Q5H9V24*K*AAA* | EA*5X24M17A* | *80MSU0401712A* | Split System | 23400 | 17.5 | 9.5 | 1.92 | R-454B | 650
217950238 | ARCOAIRE | N5H9V24*K*AAA* | EA*5X30M17A* | *96VSN0801716B* | Split System | 23400 | 17.5 | 9.5 | 1.92 | R-454B | 650
217950872 | ARCOAIRE | N5H9V24*K*AAA* | EA*5X24M17A* | *80MSU0401712A* | Split System | 23400 | 17.5 | 9.5 | 1.92 | R-454B | 650
217948715 | ARCOAIRE | N5H9V24*K*AAA* | EA*5X36M17A* | *97CMN0601714B* | Split System | 23400 | 17.5 | 9.5 | 1.92 | R-454B | 650
217948707 | ARCOAIRE | Q5H9V24*K*AAA* | EA*5X36M17A* | *80CTL0451712B* | Split System | 23400 | 17.5 | 9.5 | 1.92 | R-454B | 650
217950253 | ARCOAIRE | N5H9V24*K*AAA* | EA*5X30M17A* | *96VTN0801716B* | Split System | 23400 | 17.5 | 9.5 | 1.92 | R-454B | 650
217948700 | ARCOAIRE | N5H9V24*K*AAA* | EA*5X36M17A* | *80CTL0451712B* | Split System | 23400 | 17.5 | 9.5 | 1.92 | R-454B | 650
217947773 | ARCOAIRE | Q5H9V24*K*AAA* | EA*5X30M17A* | *96VTN0601716B* | Split System | 23400 | 17.5 | 9.5 | 1.92 | R-454B | 650
217950245 | ARCOAIRE | Q5H9V24*K*AAA* | EA*5X30M17A* | *96VSN0801716B* | Split System | 23400 | 17.5 | 9.5 | 1.92 | R-454B | 650
217950268 | ARCOAIRE | N5H9V24*K*AAA* | EA*5X30M17A* | *97VTN0801716A* | Split System | 23400 | 17.5 | 9.5 | 1.92 | R-454B | 650
217950275 | ARCOAIRE | Q5H9V24*K*AAA* | EA*5X30M17A* | *97VTN0801716A* | Split System | 23400 | 17.5 | 9.5 | 1.92 | R-454B | 650
217945126 | ARCOAIRE | Q5H9V24*K*AAA* | EA*5X30M17A* | *80CTL0701412B* | Split System | 23600 | 17.5 | 9.5 | 1.92 | R-454B | 650
217945119 | ARCOAIRE | N5H9V24*K*AAA* | EA*5X30M17A* | *80CTL0701412B* | Split System | 23600 | 17.5 | 9.5 | 1.92 | R-454B | 650
217950887 | ARCOAIRE | N5H9V24*K*AAA* | EA*5X30M17A* | *80VSL0701716B* | Split System | 23600 | 17.5 | 9.5 | 1.92 | R-454B | 650
217950894 | ARCOAIRE | Q5H9V24*K*AAA* | EA*5X30M17A* | *80VSL0701716B* | Split System | 23600 | 17.5 | 9.5 | 1.92 | R-454B | 650
217947736 | ARCOAIRE | N5H9V24*K*AAA* | EA*5X30M17A* | *97CMN0801714B* | Split System | 23600 | 17.5 | 9.5 | 1.92 | R-454B | 650
217948670 | ARCOAIRE | N5H9V24*K*AAA* | EA*5X30M17A* | *95CSU0601716B* | Split System | 23600 | 17.5 | 9.5 | 1.92 | R-454B | 650
217947743 | ARCOAIRE | Q5H9V24*K*AAA* | EA*5X30M17A* | *97CMN0801714B* | Split System | 23600 | 17.5 | 9.5 | 1.92 | R-454B | 650
217948677 | ARCOAIRE | Q5H9V24*K*AAA* | EA*5X30M17A* | *95CSU0601716B* | Split System | 23600 | 17.5 | 9.5 | 1.92 | R-454B | 650
217950290 | ARCOAIRE | Q5H9V24*K*AAA* | EA*5X36M17A* | *97CTN0801716A* | Split System | 23600 | 17.5 | 9.5 | 1.92 | R-454B | 650
217950902 | ARCOAIRE | N5H9V24*K*AAA* | EA*5X30M17A* | *95MSU0601716A* | Split System | 23600 | 17.5 | 9.5 | 1.92 | R-454B | 650
217950909 | ARCOAIRE | Q5H9V24*K*AAA* | EA*5X30M17A* | *95MSU0601716A* | Split System | 23600 | 17.5 | 9.5 | 1.92 | R-454B | 650
217950527 | ARCOAIRE | N5H9V24*K*AAA* | EA*5X30M17A* | *96CTN0801714B* | Split System | 23600 | 17.5 | 9.5 | 1.92 | R-454B | 650
217950954 | ARCOAIRE | Q5H9V24*K*AAA* | EA*5X36M17A* | *96CTN0601714B* | Split System | 23600 | 17.5 | 9.5 | 1.92 | R-454B | 650
217950223 | ARCOAIRE | N5H9V24*K*AAA* | EA*5X30M17A* | *80VTL0701716B* | Split System | 23600 | 17.5 | 9.5 | 1.92 | R-454B | 650
217950947 | ARCOAIRE | N5H9V24*K*AAA* | EA*5X36M17A* | *96CTN0601714B* | Split System | 23600 | 17.5 | 9.5 | 1.92 | R-454B | 650
217950534 | ARCOAIRE | Q5H9V24*K*AAA* | EA*5X30M17A* | *96CTN0801714B* | Split System | 23600 | 17.5 | 9.5 | 1.92 | R-454B | 650
217950230 | ARCOAIRE | Q5H9V24*K*AAA* | EA*5X30M17A* | *80VTL0701716B* | Split System | 23600 | 17.5 | 9.5 | 1.92 | R-454B | 650
217951372 | ARCOAIRE | N5H9V24*K*AAA* | EA*5X30M17A* | *80VSL0901716B* | Split System | 23600 | 17.5 | 9.5 | 1.92 | R-454B | 650
217951379 | ARCOAIRE | Q5H9V24*K*AAA* | EA*5X30M17A* | *80VSL0901716B* | Split System | 23600 | 17.5 | 9.5 | 1.92 | R-454B | 650
217950283 | ARCOAIRE | N5H9V24*K*AAA* | EA*5X36M17A* | *97CTN0801716A* | Split System | 23600 | 17.5 | 9.5 | 1.92 | R-454B | 650
217949519 | ARCOAIRE | N5H9V24*K*AAA* | ESH5X30M12A* | *80MSU0601716A* | Split System | 23800 | 17.5 | 9.5 | 1.92 | R-454B | 650
217949526 | ARCOAIRE | Q5H9V24*K*AAA* | ESH5X30M12A* | *80MSU0601716A* | Split System | 23800 | 17.5 | 9.5 | 1.92 | R-454B | 650
217948730 | ARCOAIRE | N5H9V24*K*AAA* | EA*5X37M17A* | OLV098A12* | Split System | 23800 | 17.5 | 9.5 | 1.92 | R-454B | 650
217948737 | ARCOAIRE | Q5H9V24*K*AAA* | EA*5X37M17A* | OLV098A12* | Split System | 23800 | 17.5 | 9.5 | 1.92 | R-454B | 650
217950305 | ARCOAIRE | Q5H9V24*K*AAA* | EA*5X37M17A* | *96VSN0601412B* | Split System | 23800 | 17.5 | 9.5 | 1.92 | R-454B | 650
217950320 | ARCOAIRE | Q5H9V24*K*AAA* | EA*5X37M17A* | *96VTN0601412B* | Split System | 23800 | 17.5 | 9.5 | 1.92 | R-454B | 650
217950298 | ARCOAIRE | N5H9V24*K*AAA* | EA*5X37M17A* | *96VSN0601412B* | Split System | 23800 | 17.5 | 9.5 | 1.92 | R-454B | 650
217946893 | ARCOAIRE | N5H9V24*K*AAA* | EA*5X37M17A* | *97CTN0601716A* | Split System | 23800 | 17.5 | 9.5 | 1.92 | R-454B | 650
217950313 | ARCOAIRE | N5H9V24*K*AAA* | EA*5X37M17A* | *96VTN0601412B* | Split System | 23800 | 17.5 | 9.5 | 1.92 | R-454B | 650
217946900 | ARCOAIRE | Q5H9V24*K*AAA* | EA*5X37M17A* | *97CTN0601716A* | Split System | 23800 | 17.5 | 9.5 | 1.92 | R-454B | 650
217949504 | ARCOAIRE | N5H9V24*K*AAA* | EA*5X37M17A* | *80CTL0451712B* | Split System | 24000 | 17.5 | 9.5 | 1.92 | R-454B | 650
217949511 | ARCOAIRE | Q5H9V24*K*AAA* | EA*5X37M17A* | *80CTL0451712B* | Split System | 24000 | 17.5 | 9.5 | 1.92 | R-454B | 650
217945969 | ARCOAIRE | Q5H9V24*K*AAA* | EA*5X24M17A* | *80VTL0701716B* | Split System | 23200 | 17.5 | 9.5 | 1.94 | R-454B | 650
217945962 | ARCOAIRE | N5H9V24*K*AAA* | EA*5X24M17A* | *80VTL0701716B* | Split System | 23200 | 17.5 | 9.5 | 1.94 | R-454B | 650
217945134 | ARCOAIRE | N5H9V24*K*AAA* | EA*5X36M17A* | *95CSU0601716B* | Split System | 23400 | 17.5 | 9.5 | 1.94 | R-454B | 650
217945141 | ARCOAIRE | Q5H9V24*K*AAA* | EA*5X36M17A* | *95CSU0601716B* | Split System | 23400 | 17.5 | 9.5 | 1.94 | R-454B | 650
217951410 | ARCOAIRE | Q5H9V24*K*AAA* | EA*5X36M17A* | *97CMN0801714B* | Split System | 23400 | 17.5 | 9.5 | 1.94 | R-454B | 650
217950579 | ARCOAIRE | Q5H9V24*K*AAA* | EA*5X36M17A* | *96VTN0801716B* | Split System | 23400 | 17.5 | 9.5 | 1.94 | R-454B | 650
217950587 | ARCOAIRE | N5H9V24*K*AAA* | EA*5X36M17A* | *97VTN0801716A* | Split System | 23400 | 17.5 | 9.5 | 1.94 | R-454B | 650
217950542 | ARCOAIRE | N5H9V24*K*AAA* | EA*5X36M17A* | *96VSN0801716B* | Split System | 23400 | 17.5 | 9.5 | 1.94 | R-454B | 650
217951403 | ARCOAIRE | N5H9V24*K*AAA* | EA*5X36M17A* | *97CMN0801714B* | Split System | 23400 | 17.5 | 9.5 | 1.94 | R-454B | 650
217950594 | ARCOAIRE | Q5H9V24*K*AAA* | EA*5X36M17A* | *97VTN0801716A* | Split System | 23400 | 17.5 | 9.5 | 1.94 | R-454B | 650
217950572 | ARCOAIRE | N5H9V24*K*AAA* | EA*5X36M17A* | *96VTN0801716B* | Split System | 23400 | 17.5 | 9.5 | 1.94 | R-454B | 650
217950549 | ARCOAIRE | Q5H9V24*K*AAA* | EA*5X36M17A* | *96VSN0801716B* | Split System | 23400 | 17.5 | 9.5 | 1.94 | R-454B | 650
217945096 | ARCOAIRE | Q5H9V24*K*AAA* | EA*5X30M17A* | *80CSU0601716B* | Split System | 23600 | 17.5 | 9.5 | 1.94 | R-454B | 650
217945089 | ARCOAIRE | N5H9V24*K*AAA* | EA*5X30M17A* | *80CSU0601716B* | Split System | 23600 | 17.5 | 9.5 | 1.94 | R-454B | 650
217950932 | ARCOAIRE | N5H9V24*K*AAA* | EA*5X36M17A* | *80CTL0701716B* | Split System | 23600 | 17.5 | 9.5 | 1.94 | R-454B | 650
217950939 | ARCOAIRE | Q5H9V24*K*AAA* | EA*5X36M17A* | *80CTL0701716B* | Split System | 23600 | 17.5 | 9.5 | 1.94 | R-454B | 650
217951418 | ARCOAIRE | N5H9V24*K*AAA* | EA*5X36M17A* | OMV112K14A | Split System | 23800 | 17.5 | 9.5 | 1.94 | R-454B | 650
217951425 | ARCOAIRE | Q5H9V24*K*AAA* | EA*5X36M17A* | OMV112K14A | Split System | 23800 | 17.5 | 9.5 | 1.94 | R-454B | 650
217949541 | ARCOAIRE | Q5H9V24*K*AAA* | ESH5X36M12A* | *95MSU1002122A* | Split System | 24000 | 17.5 | 9.5 | 1.94 | R-454B | 650
217949534 | ARCOAIRE | N5H9V24*K*AAA* | ESH5X36M12A* | *95MSU1002122A* | Split System | 24000 | 17.5 | 9.5 | 1.94 | R-454B | 650
217946817 | BRYANT HEATING AND COOLING SYSTEMS | 249VAN024**AA* | CAA**2414AM* | 88*TB36070C14*** | Split System | 23200 | 17.5 | 9.5 | 1.9 | R-454B | 650
217950510 | BRYANT HEATING AND COOLING SYSTEMS | 249VAN024**AA* | CAA**3017AM* | 82*SB36070V14*** | Split System | 23400 | 17.5 | 9.5 | 1.9 | R-454B | 650
217950525 | BRYANT HEATING AND COOLING SYSTEMS | 249VAN024**AA* | CAA**3017AM* | 82*TB36070V14*** | Split System | 23400 | 17.5 | 9.5 | 1.9 | R-454B | 650
217945629 | BRYANT HEATING AND COOLING SYSTEMS | 249VAN024**AA* | CAA**2417AM* | 83*SB48060M17*** | Split System | 23400 | 17.5 | 9.5 | 1.9 | R-454B | 650
217949428 | BRYANT HEATING AND COOLING SYSTEMS | 249VAN024**AA* | CAA**3017AM* | 82*SB36045V14*** | Split System | 23400 | 17.5 | 9.5 | 1.9 | R-454B | 650
217949458 | BRYANT HEATING AND COOLING SYSTEMS | 249VAN024**AA* | CAA**3017AM* | 82*TB36045V14*** | Split System | 23400 | 17.5 | 9.5 | 1.9 | R-454B | 650
217945148 | BRYANT HEATING AND COOLING SYSTEMS | 249VAN024**AA* | CAA**3717AM* | 935SB36040M17*** | Split System | 23800 | 17.5 | 9.5 | 1.9 | R-454B | 650
217946006 | BRYANT HEATING AND COOLING SYSTEMS | 249VAN024**AA* | CAA**2517AM* | 926TC36040V17*** | Split System | 23800 | 17.5 | 9.5 | 1.9 | R-454B | 650
217945991 | BRYANT HEATING AND COOLING SYSTEMS | 249VAN024**AA* | CAA**2517AM* | 926SB36040V17*** | Split System | 23800 | 17.5 | 9.5 | 1.9 | R-454B | 650
217946832 | BRYANT HEATING AND COOLING SYSTEMS | 249VAN024**AA* | CAA**2414AM* | 82*TB36045V14*** | Split System | 23200 | 17.5 | 9.5 | 1.92 | R-454B | 650
217945945 | BRYANT HEATING AND COOLING SYSTEMS | 249VAN024**AA* | CAA**2414AM* | 82*SB36070V14*** | Split System | 23200 | 17.5 | 9.5 | 1.92 | R-454B | 650
217945960 | BRYANT HEATING AND COOLING SYSTEMS | 249VAN024**AA* | CAA**2414AM* | 82*TB36070V14*** | Split System | 23200 | 17.5 | 9.5 | 1.92 | R-454B | 650
217946802 | BRYANT HEATING AND COOLING SYSTEMS | 249VAN024**AA* | CAA**2414AM* | 82*SB36045V14*** | Split System | 23200 | 17.5 | 9.5 | 1.92 | R-454B | 650
217947705 | BRYANT HEATING AND COOLING SYSTEMS | 249VAN024**AA* | CAA**2417AM* | 82*SB48070V17*** | Split System | 23200 | 17.5 | 9.5 | 1.92 | R-454B | 650
215683048 | COMFORTMAKER | C5H0V60*K*AAA* | EVD5X60M21A*+WALLCON | *97CTN1002122A* | Split System | 56500 | 18.5 | 9 | 2.08 | R-454B | 650
215682858 | COMFORTMAKER | C5H0V60*K*AAA* | EVM5X60M21A*+WALLCON | *97CTN1002122A* | Split System | 56500 | 18.5 | 9 | 2.08 | R-454B | 650
215682629 | DAY & NIGHT | C5H0V60*K*AAA* | EA*5X60M24A*+WALLCON | *97CTN1202422A* | Split System | 55000 | 18.5 | 9 | 2.02 | R-454B | 650
215677799 | DAY & NIGHT | C5H0V60*K*AAA* | EA*5X60M24A*+WALLCON | *80CTL1352422B* | Split System | 55500 | 18.5 | 9 | 2.02 | R-454B | 650
215677969 | DAY & NIGHT | C5H0V60*K*AAA* | EA*5X61M24A*+WALLCON | *95CSU1002122B* | Split System | 56500 | 18.5 | 9 | 2.02 | R-454B | 650
215683179 | DAY & NIGHT | C5H0V60*K*AAA* | EVD5X61M21A*+WALLCON | *97CTN1002122A* | Split System | 57500 | 18.5 | 9 | 2.06 | R-454B | 650
215677209 | DAY & NIGHT | C5H0V60*K*AAA* | EVM5X60M24A*+WALLCON | *96CTN1202422B* | Split System | 56500 | 18.5 | 9 | 2.1 | R-454B | 650
215677785 | HEIL | H5H0V60*K*AAA* | EA*5X60M24A*+WALLCON | *80CTL1102120B* | Split System | 55000 | 18.5 | 9 | 2.02 | R-454B | 650
215677875 | HEIL | H5H0V60*K*AAA* | EA*5X60M24A*+WALLCON | *96CTN1202422B* | Split System | 55000 | 18.5 | 9 | 2.02 | R-454B | 650
215677995 | HEIL | H5H0V60*K*AAA* | EA*5X61M24A*+WALLCON | *97CMN1002122B* | Split System | 56000 | 18.5 | 9 | 2.02 | R-454B | 650
215677175 | HEIL | H5H0V60*K*AAA* | EVM5X60M24A*+WALLCON | *97CMN1002122B* | Split System | 56500 | 18.5 | 9 | 2.08 | R-454B | 650
215683115 | HEIL | H5H0V60*K*AAA* | EVD5X61M21A*+WALLCON | *96CTN0802120B* | Split System | 57000 | 18.5 | 9 | 2.08 | R-454B | 650
215682955 | HEIL | H5H0V60*K*AAA* | EVM5X61M24A*+WALLCON | *97CTN0802120A* | Split System | 57500 | 18.5 | 9 | 2.08 | R-454B | 650
215682630 | KEEPRITE | C5H0V60*K*AAA* | EA*5X60M24A*+WALLCON | *97CTN1202422A* | Split System | 55000 | 18.5 | 9 | 2.02 | R-454B | 650
215677800 | KEEPRITE | C5H0V60*K*AAA* | EA*5X60M24A*+WALLCON | *80CTL1352422B* | Split System | 55500 | 18.5 | 9 | 2.02 | R-454B | 650
215683180 | KEEPRITE | C5H0V60*K*AAA* | EVD5X61M21A*+WALLCON | *97CTN1002122A* | Split System | 57500 | 18.5 | 9 | 2.06 | R-454B | 650
215677700 | KEEPRITE | C5H0V60*K*AAA* | EVD5X61M24A*+WALLCON | *97CMN0802120B* | Split System | 57500 | 18.5 | 9 | 2.06 | R-454B | 650
215683050 | KEEPRITE | C5H0V60*K*AAA* | EVD5X60M21A*+WALLCON | *97CTN1002122A* | Split System | 56500 | 18.5 | 9 | 2.08 | R-454B | 650
215682930 | KEEPRITE | C5H0V60*K*AAA* | EVM5X61M24A*+WALLCON | *96CTN0802120B* | Split System | 57500 | 18.5 | 9 | 2.08 | R-454B | 650
215677650 | KEEPRITE | C5H0V60*K*AAA* | EVD5X61M24A*+WALLCON | *80CSU1002120A* | Split System | 57500 | 18.5 | 9 | 2.1 | R-454B | 650
215677901 | KENMORE | (C,H,T)5H0V60*K*AAA* | EA*5X61M24A*+WALLCON | *80CSU0802120A* | Split System | 56500 | 18.5 | 9 | 2.02 | R-454B | 650
215683101 | KENMORE | (C,H,T)5H0V60*K*AAA* | EVD5X60M24A*+WALLCON | *97CTN1002122A* | Split System | 56500 | 18.5 | 9 | 2.08 | R-454B | 650
215677201 | KENMORE | (C,H,T)5H0V60*K*AAA* | EVM5X60M24A*+WALLCON | *96CTN1002122B* | Split System | 56500 | 18.5 | 9 | 2.08 | R-454B | 650
215677551 | KENMORE | (C,H,T)5H0V60*K*AAA* | EVD5X60M24A*+WALLCON | *96CTN1002122B* | Split System | 56500 | 18.5 | 9 | 2.08 | R-454B | 650
215677191 | KENMORE | (C,H,T)5H0V60*K*AAA* | EVM5X60M24A*+WALLCON | *97CMN1202422B* | Split System | 56500 | 18.5 | 9 | 2.08 | R-454B | 650
215677231 | KENMORE | (C,H,T)5H0V60*K*AAA* | EVM5X61M24A*+WALLCON | *80CTL0702120B* | Split System | 57000 | 18.5 | 9 | 2.08 | R-454B | 650
215683221 | KENMORE | (C,H,T)5H0V60*K*AAA* | EVD5X61M24A*+WALLCON | *97CTN0802120A* | Split System | 57500 | 18.5 | 9 | 2.08 | R-454B | 650
215677651 | KENMORE | (C,H,T)5H0V60*K*AAA* | EVD5X61M24A*+WALLCON | *80CSU1002120A* | Split System | 57500 | 18.5 | 9 | 2.1 | R-454B | 650
215682632 | TEMPSTAR | T5H0V60*K*AAA* | EA*5X60M24A*+WALLCON | *97CTN1202422A* | Split System | 55000 | 18.5 | 9 | 2.02 | R-454B | 650
215677792 | TEMPSTAR | T5H0V60*K*AAA* | EA*5X60M24A*+WALLCON | *80CTL1102120B* | Split System | 55000 | 18.5 | 9 | 2.02 | R-454B | 650
215683182 | TEMPSTAR | T5H0V60*K*AAA* | EVD5X61M21A*+WALLCON | *97CTN1002122A* | Split System | 57500 | 18.5 | 9 | 2.06 | R-454B | 650
215677182 | TEMPSTAR | T5H0V60*K*AAA* | EVM5X60M24A*+WALLCON | *97CMN1002122B* | Split System | 56500 | 18.5 | 9 | 2.08 | R-454B | 650
215677552 | TEMPSTAR | T5H0V60*K*AAA* | EVD5X60M24A*+WALLCON | *96CTN1002122B* | Split System | 56500 | 18.5 | 9 | 2.08 | R-454B | 650
215677192 | TEMPSTAR | T5H0V60*K*AAA* | EVM5X60M24A*+WALLCON | *97CMN1202422B* | Split System | 56500 | 18.5 | 9 | 2.08 | R-454B | 650
215677232 | TEMPSTAR | T5H0V60*K*AAA* | EVM5X61M24A*+WALLCON | *80CTL0702120B* | Split System | 57000 | 18.5 | 9 | 2.08 | R-454B | 650
215682932 | TEMPSTAR | T5H0V60*K*AAA* | EVM5X61M24A*+WALLCON | *96CTN0802120B* | Split System | 57500 | 18.5 | 9 | 2.08 | R-454B | 650
215683192 | TEMPSTAR | T5H0V60*K*AAA* | EVD5X61M24A*+WALLCON | *96CTN0802120B* | Split System | 57500 | 18.5 | 9 | 2.08 | R-454B | 650
215677925 | HEIL | H5H0V60*K*AAA* | EA*5X61M24A*+WALLCON | *80CTL0902120B* | Split System | 56500 | 19 | 9 | 2.02 | R-454B | 650
215677941 | KENMORE | (C,H,T)5H0V60*K*AAA* | EA*5X61M24A*+WALLCON | *80CTL1102120B* | Split System | 56500 | 19 | 9 | 2.02 | R-454B | 650
215677952 | TEMPSTAR | T5H0V60*K*AAA* | EA*5X61M24A*+WALLCON | *80CTL1352422B* | Split System | 56500 | 19 | 9 | 2.02 | R-454B | 650
215679246 | AIRQUEST | H5H0V36*K*AAA* | EA*5X37M17A*+WALLCON | *80CSU0601716B* | Split System | 34000 | 17 | 9 | 1.86 | R-454B | 650
215674097 | AIRQUEST | H5H0V48*K*AAA* | EA*5X48M21A*+WALLCON | *97CMN0602120B* | Split System | 44000 | 17 | 9 | 2.04 | R-454B | 650
215681337 | ARCOAIRE | H5H0V48*K*AAA* | EA*5X48M21A*+WALLCON | *80CSU1002120B* | Split System | 44000 | 17 | 9 | 2.04 | R-454B | 650
215679248 | COMFORTMAKER | C5H0V36*K*AAA* | EA*5X37M17A*+WALLCON | *80CSU0601716B* | Split System | 34000 | 17 | 9 | 1.86 | R-454B | 650
215681318 | COMFORTMAKER | C5H0V48*K*AAA* | EA*5X48M21A*+WALLCON | *80CSU0601716B* | Split System | 44000 | 17 | 9 | 2.04 | R-454B | 650
215674100 | DAY & NIGHT | C5H0V48*K*AAA* | EA*5X48M21A*+WALLCON | *97CMN0602120B* | Split System | 44000 | 17 | 9 | 2.04 | R-454B | 650
215679240 | KEEPRITE | C5H0V36*K*AAA* | EA*5X37M17A*+WALLCON | *80CSU0401712B* | Split System | 34200 | 17 | 9 | 1.88 | R-454B | 650
215681342 | TEMPSTAR | T5H0V48*K*AAA* | EA*5X48M21A*+WALLCON | *80CSU1002120B* | Split System | 44000 | 17 | 9 | 2.04 | R-454B | 650
215679306 | AIRQUEST | H5H0V36*K*AAA* | EA*5X37M21A*+WALLCON | *97CTN0601716A* | Split System | 34200 | 17.5 | 9 | 1.88 | R-454B | 650
215669455 | AIRQUEST | H5H0V36*K*AAA* | EA*5X61M21A*+WALLCON | *80CTL0451712B* | Split System | 34400 | 17.5 | 9 | 1.9 | R-454B | 650
215681486 | AIRQUEST | H5H0V48*K*AAA* | EA*5X61M21A*+WALLCON | *97CTN0801716A* | Split System | 45500 | 17.5 | 9 | 2.06 | R-454B | 650
215681476 | AIRQUEST | H5H0V48*K*AAA* | EA*5X61M21A*+WALLCON | *80CSU1002120B* | Split System | 46000 | 17.5 | 9 | 2.06 | R-454B | 650
215679447 | ARCOAIRE | H5H0V36*K*AAA* | EA*5X43M21A*+WALLCON | *97CTN0601716A* | Split System | 34200 | 17.5 | 9 | 1.88 | R-454B | 650
215674008 | ARCOAIRE | H5H0V48*K*AAA* | EA*5X48M21A*+WALLCON | *80CSU1002120A* | Split System | 44000 | 17.5 | 9 | 2.06 | R-454B | 650
215681477 | ARCOAIRE | H5H0V48*K*AAA* | EA*5X61M21A*+WALLCON | *80CSU1002120B* | Split System | 46000 | 17.5 | 9 | 2.06 | R-454B | 650
215683869 | CARRIER | 27VNA036A*030* | CAA**3717AM*+UI | 58CU*A060C17**16 | Split System | 33800 | 17.5 | 9 | 1.88 | R-454B | 650
215674049 | COMFORTMAKER | C5H0V48*K*AAA* | EA*5X48M21A*+WALLCON | *80CTL0901716B* | Split System | 44000 | 17.5 | 9 | 2.06 | R-454B | 650
215674565 | COMFORTMAKER | C5H0V48*K*AAA* | EA*5X61M24A*+WALLCON | *97CMN0602120B* | Split System | 45500 | 17.5 | 9 | 2.06 | R-454B | 650
215681488 | COMFORTMAKER | C5H0V48*K*AAA* | EA*5X61M21A*+WALLCON | *97CTN0801716A* | Split System | 45500 | 17.5 | 9 | 2.06 | R-454B | 650
215674090 | DAY & NIGHT | C5H0V48*K*AAA* | EA*5X48M21A*+WALLCON | *95CSU0802120B* | Split System | 44000 | 17.5 | 9 | 2.06 | R-454B | 650
215681329 | DAY & NIGHT | C5H0V48*K*AAA* | EA*5X48M21A*+WALLCON | *80CSU0802120B* | Split System | 44500 | 17.5 | 9 | 2.06 | R-454B | 650
215681479 | DAY & NIGHT | C5H0V48*K*AAA* | EA*5X61M21A*+WALLCON | *80CSU1002120B* | Split System | 46000 | 17.5 | 9 | 2.06 | R-454B | 650
215681459 | DAY & NIGHT | C5H0V48*K*AAA* | EA*5X61M21A*+WALLCON | *80CSU0601716B* | Split System | 46000 | 17.5 | 9 | 2.08 | R-454B | 650
215679455 | HEIL | H5H0V36*K*AAA* | EA*5X43M21A*+WALLCON | *97CTN0801716A* | Split System | 34200 | 17.5 | 9 | 1.88 | R-454B | 650
215679315 | HEIL | H5H0V36*K*AAA* | EA*5X37M21A*+WALLCON | *97CTN0801716A* | Split System | 34200 | 17.5 | 9 | 1.88 | R-454B | 650
215674558 | HEIL | H5H0V48*K*AAA* | EA*5X61M24A*+WALLCON | *97CMN0602120B* | Split System | 45500 | 17.5 | 9 | 2.06 | R-454B | 650
215679320 | KEEPRITE | C5H0V36*K*AAA* | EA*5X37M21A*+WALLCON | *97CTN0801716A* | Split System | 34200 | 17.5 | 9 | 1.88 | R-454B | 650
215679630 | KEEPRITE | C5H0V36*K*AAA* | EA*5X61M21A*+WALLCON | *97CTN0601716A* | Split System | 34400 | 17.5 | 9 | 1.9 | R-454B | 650
215681310 | KEEPRITE | C5H0V48*K*AAA* | EA*5X48M21A*+WALLCON | *80CSU0401712B* | Split System | 44000 | 17.5 | 9 | 2.04 | R-454B | 650
215674051 | KEEPRITE | C5H0V48*K*AAA* | EA*5X48M21A*+WALLCON | *80CTL0901716B* | Split System | 44000 | 17.5 | 9 | 2.06 | R-454B | 650
215674391 | KEEPRITE | C5H0V48*K*AAA* | EA*5X61M21A*+WALLCON | *95CSU0601716B* | Split System | 45500 | 17.5 | 9 | 2.06 | R-454B | 650
215681361 | KENMORE | (C,H,T)5H0V48*K*AAA* | EA*5X48M21A*+WALLCON | *97CTN0802120A* | Split System | 44000 | 17.5 | 9 | 2.06 | R-454B | 650
215674442 | KENMORE | (C,H,T)5H0V48*K*AAA* | EA*5X61M21A*+WALLCON | *96CTN0801714B* | Split System | 45500 | 17.5 | 9 | 2.08 | R-454B | 650
215679522 | TEMPSTAR | T5H0V36*K*AAA* | EA*5X48M21A*+WALLCON | *97CTN0601716A* | Split System | 33400 | 17.5 | 9 | 1.88 | R-454B | 650
215669051 | TEMPSTAR | T5H0V36*K*AAA* | EA*5X43M21A*+WALLCON | *97CMN0601714B* | Split System | 34200 | 17.5 | 9 | 1.88 | R-454B | 650
215679632 | TEMPSTAR | T5H0V36*K*AAA* | EA*5X61M21A*+WALLCON | *97CTN0601716A* | Split System | 34400 | 17.5 | 9 | 1.9 | R-454B | 650
215676156 | AIRQUEST | H5H0V48*K*AAA* | EVD5X48M21A*+WALLCON | *96CTN0801714B* | Split System | 46500 | 18 | 9 | 2 | R-454B | 650
215674057 | AIRQUEST | H5H0V48*K*AAA* | EA*5X48M21A*+WALLCON | *80CTL0902120B* | Split System | 44500 | 18 | 9 | 2.06 | R-454B | 650
215682147 | ARCOAIRE | H5H0V48*K*AAA* | EVD5X48M21A*+WALLCON | *97CTN0801716A* | Split System | 46500 | 18 | 9 | 1.98 | R-454B | 650
215675697 | ARCOAIRE | H5H0V48*K*AAA* | EVM5X60M21A*+WALLCON | *80CTL0451712B* | Split System | 47500 | 18 | 9 | 1.98 | R-454B | 650
215675377 | ARCOAIRE | H5H0V48*K*AAA* | EVM5X48M21A*+WALLCON | *80CTL0701716B* | Split System | 46500 | 18 | 9 | 2 | R-454B | 650
215681797 | ARCOAIRE | H5H0V48*K*AAA* | EVM5X48M21A*+WALLCON | *97CTN0801716A* | Split System | 46500 | 18 | 9 | 2 | R-454B | 650
215674058 | ARCOAIRE | H5H0V48*K*AAA* | EA*5X48M21A*+WALLCON | *80CTL0902120B* | Split System | 44500 | 18 | 9 | 2.06 | R-454B | 650
215674468 | ARCOAIRE | H5H0V48*K*AAA* | EA*5X61M24A*+WALLCON | *80CSU1002120A* | Split System | 46000 | 18 | 9 | 2.08 | R-454B | 650
215683894 | BRYANT HEATING AND COOLING SYSTEMS | 290VAN036**AA* | CAA**3721AM*+UI | 83*CA48060C17*** | Split System | 34400 | 18 | 9 | 1.9 | R-454B | 650
215675438 | COMFORTMAKER | C5H0V48*K*AAA* | EVM5X48M21A*+WALLCON | *97CMN0602120B* | Split System | 46500 | 18 | 9 | 1.98 | R-454B | 650
215676438 | COMFORTMAKER | C5H0V48*K*AAA* | EVD5X60M21A*+WALLCON | *80CTL0451712B* | Split System | 47500 | 18 | 9 | 1.98 | R-454B | 650
215677498 | COMFORTMAKER | C5H0V60*K*AAA* | EVD5X60M24A*+WALLCON | *95CSU1002122B* | Split System | 57000 | 18 | 9 | 2.08 | R-454B | 650
215681769 | DAY & NIGHT | C5H0V48*K*AAA* | EVM5X48M21A*+WALLCON | *80CSU0601716B* | Split System | 47000 | 18 | 9 | 2 | R-454B | 650
215669104 | HEIL | H5H0V36*K*AAA* | EA*5X48M21A*+WALLCON | *80CSU0601716A* | Split System | 33800 | 18 | 9 | 1.88 | R-454B | 650
215669052 | HEIL | H5H0V36*K*AAA* | EA*5X43M21A*+WALLCON | *97CMN0801714B* | Split System | 34200 | 18 | 9 | 1.88 | R-454B | 650
215681445 | HEIL | H5H0V48*K*AAA* | EA*5X61M21A*+WALLCON | *80CSU0401712B* | Split System | 46000 | 18 | 9 | 2.06 | R-454B | 650
215676120 | KEEPRITE | C5H0V48*K*AAA* | EVD5X48M21A*+WALLCON | *80CTL0701716B* | Split System | 46500 | 18 | 9 | 1.98 | R-454B | 650
215676121 | KENMORE | (C,H,T)5H0V48*K*AAA* | EVD5X48M21A*+WALLCON | *80CTL0701716B* | Split System | 46500 | 18 | 9 | 1.98 | R-454B | 650
215681761 | KENMORE | (C,H,T)5H0V48*K*AAA* | EVM5X48M21A*+WALLCON | *80CSU0401712B* | Split System | 47000 | 18 | 9 | 2 | R-454B | 650
215682881 | KENMORE | (C,H,T)5H0V60*K*AAA* | EVM5X60M24A*+WALLCON | *80CSU0802120B* | Split System | 57000 | 18 | 9 | 2.1 | R-454B | 650
215679512 | TEMPSTAR | T5H0V36*K*AAA* | EA*5X48M21A*+WALLCON | *80CSU0601716B* | Split System | 33800 | 18 | 9 | 1.9 | R-454B | 650
215676122 | TEMPSTAR | T5H0V48*K*AAA* | EVD5X48M21A*+WALLCON | *80CTL0701716B* | Split System | 46500 | 18 | 9 | 1.98 | R-454B | 650
215675702 | TEMPSTAR | T5H0V48*K*AAA* | EVM5X60M21A*+WALLCON | *80CTL0451712B* | Split System | 47500 | 18 | 9 | 1.98 | R-454B | 650
215682882 | TEMPSTAR | T5H0V60*K*AAA* | EVM5X60M24A*+WALLCON | *80CSU0802120B* | Split System | 57000 | 18 | 9 | 2.1 | R-454B | 650
215683072 | TEMPSTAR | T5H0V60*K*AAA* | EVD5X60M24A*+WALLCON | *80CSU0802120B* | Split System | 57000 | 18 | 9 | 2.1 | R-454B | 650
215677426 | AIRQUEST | H5H0V60*K*AAA* | EVD5X60M24A*+WALLCON | *80CSU0802120A* | Split System | 57000 | 18.5 | 9 | 2.08 | R-454B | 650
215677476 | AIRQUEST | H5H0V60*K*AAA* | EVD5X60M24A*+WALLCON | *80CTL1352422B* | Split System | 57000 | 18.5 | 9 | 2.08 | R-454B | 650
215677016 | AIRQUEST | H5H0V60*K*AAA* | EVM5X60M21A*+WALLCON | *80CTL1102120B* | Split System | 57000 | 18.5 | 9 | 2.08 | R-454B | 650
215683226 | AIRQUEST | H5H0V60*K*AAA* | EVD5X61M24A*+WALLCON | *97CTN1002122A* | Split System | 57500 | 18.5 | 9 | 2.08 | R-454B | 650
215677736 | AIRQUEST | H5H0V60*K*AAA* | EVD5X61M24A*+WALLCON | *96CTN1202422B* | Split System | 57500 | 18.5 | 9 | 2.1 | R-454B | 650
215677117 | ARCOAIRE | H5H0V60*K*AAA* | EVM5X60M24A*+WALLCON | *80CTL0902120B* | Split System | 57000 | 18.5 | 9 | 2.08 | R-454B | 650
215677607 | ARCOAIRE | H5H0V60*K*AAA* | EVD5X61M21A*+WALLCON | *95CSU1002122B* | Split System | 57500 | 18.5 | 9 | 2.1 | R-454B | 650
215677708 | COMFORTMAKER | C5H0V60*K*AAA* | EVD5X61M24A*+WALLCON | *97CMN1002122B* | Split System | 57500 | 18.5 | 9 | 2.08 | R-454B | 650
215677089 | DAY & NIGHT | C5H0V60*K*AAA* | EVM5X60M24A*+WALLCON | *80CSU0802120A* | Split System | 57000 | 18.5 | 9 | 2.08 | R-454B | 650
215677359 | DAY & NIGHT | C5H0V60*K*AAA* | EVD5X60M21A*+WALLCON | *80CTL0902120B* | Split System | 57000 | 18.5 | 9 | 2.08 | R-454B | 650
215677709 | DAY & NIGHT | C5H0V60*K*AAA* | EVD5X61M24A*+WALLCON | *97CMN1002122B* | Split System | 57500 | 18.5 | 9 | 2.08 | R-454B | 650
215677609 | DAY & NIGHT | C5H0V60*K*AAA* | EVD5X61M21A*+WALLCON | *95CSU1002122B* | Split System | 57500 | 18.5 | 9 | 2.1 | R-454B | 650
215677125 | HEIL | H5H0V60*K*AAA* | EVM5X60M24A*+WALLCON | *80CTL1102120B* | Split System | 57000 | 18.5 | 9 | 2.08 | R-454B | 650
215683225 | HEIL | H5H0V60*K*AAA* | EVD5X61M24A*+WALLCON | *97CTN1002122A* | Split System | 57500 | 18.5 | 9 | 2.08 | R-454B | 650
215677710 | KEEPRITE | C5H0V60*K*AAA* | EVD5X61M24A*+WALLCON | *97CMN1002122B* | Split System | 57500 | 18.5 | 9 | 2.08 | R-454B | 650
215677091 | KENMORE | (C,H,T)5H0V60*K*AAA* | EVM5X60M24A*+WALLCON | *80CSU0802120A* | Split System | 57000 | 18.5 | 9 | 2.08 | R-454B | 650
215677281 | KENMORE | (C,H,T)5H0V60*K*AAA* | EVM5X61M24A*+WALLCON | *97CMN1002122B* | Split System | 57500 | 18.5 | 9 | 2.08 | R-454B | 650
215677711 | KENMORE | (C,H,T)5H0V60*K*AAA* | EVD5X61M24A*+WALLCON | *97CMN1002122B* | Split System | 57500 | 18.5 | 9 | 2.08 | R-454B | 650
215677132 | TEMPSTAR | T5H0V60*K*AAA* | EVM5X60M24A*+WALLCON | *80CTL1102120B* | Split System | 57000 | 18.5 | 9 | 2.08 | R-454B | 650
215677306 | AIRQUEST | H5H0V60*K*AAA* | EVM5X61M24A*+WALLCON | *96CTN1202422B* | Split System | 57500 | 19 | 9 | 2.1 | R-454B | 650
215677217 | ARCOAIRE | H5H0V60*K*AAA* | EVM5X61M24A*+WALLCON | *80CSU0802120A* | Split System | 58000 | 19 | 9 | 2.1 | R-454B | 650
215677667 | ARCOAIRE | H5H0V60*K*AAA* | EVD5X61M24A*+WALLCON | *80CTL1102120B* | Split System | 58000 | 19 | 9 | 2.1 | R-454B | 650
215677657 | ARCOAIRE | H5H0V60*K*AAA* | EVD5X61M24A*+WALLCON | *80CTL0902120B* | Split System | 58000 | 19 | 9 | 2.1 | R-454B | 650
215677214 | BRYANT HEATING AND COOLING SYSTEMS | 290VAN060**AA* | CVAMA6124XMA*+UI | 83*CA60080C21*** | Split System | 58000 | 19 | 9 | 2.1 | R-454B | 650
215677239 | DAY & NIGHT | C5H0V60*K*AAA* | EVM5X61M24A*+WALLCON | *80CTL0902120B* | Split System | 58000 | 19 | 9 | 2.08 | R-454B | 650
215677309 | DAY & NIGHT | C5H0V60*K*AAA* | EVM5X61M24A*+WALLCON | *96CTN1202422B* | Split System | 57500 | 19 | 9 | 2.1 | R-454B | 650
215677669 | DAY & NIGHT | C5H0V60*K*AAA* | EVD5X61M24A*+WALLCON | *80CTL1102120B* | Split System | 58000 | 19 | 9 | 2.1 | R-454B | 650
215682981 | KENMORE | (C,H,T)5H0V60*K*AAA* | EVM5X61M24A*+WALLCON | *97CTN1202422A* | Split System | 58000 | 19 | 9 | 2.1 | R-454B | 650
215677242 | TEMPSTAR | T5H0V60*K*AAA* | EVM5X61M24A*+WALLCON | *80CTL0902120B* | Split System | 58000 | 19 | 9 | 2.08 | R-454B | 650
215682982 | TEMPSTAR | T5H0V60*K*AAA* | EVM5X61M24A*+WALLCON | *97CTN1202422A* | Split System | 58000 | 19 | 9 | 2.1 | R-454B | 650
215683241 | KENMORE | (C,H,T)5H0V60*K*AAA* | EVD5X61M24A*+WALLCON | *97CTN1202422A* | Split System | 57500 | 19 | 9 | 2.1 | R-454B | 650
215683242 | TEMPSTAR | T5H0V60*K*AAA* | EVD5X61M24A*+WALLCON | *97CTN1202422A* | Split System | 57500 | 19 | 9 | 2.1 | R-454B | 650
215683577 | CARRIER | 27VNA024A*030* | CAA**2417AM*+UI | 58CU*A040C17**12 | Split System | 22800 | 16.5 | 9 | 1.96 | R-454B | 650
215678219 | DAY & NIGHT | C5H0V24*K*AAA* | EA*5X24M17A*+WALLCON | *97CTN0801716A* | Split System | 22800 | 16.5 | 9 | 1.94 | R-454B | 650
215678209 | DAY & NIGHT | C5H0V24*K*AAA* | EA*5X24M17A*+WALLCON | *97CTN0601716A* | Split System | 22800 | 16.5 | 9 | 1.94 | R-454B | 650
215678212 | TEMPSTAR | T5H0V24*K*AAA* | EA*5X24M17A*+WALLCON | *97CTN0601716A* | Split System | 22800 | 16.5 | 9 | 1.94 | R-454B | 650
215678376 | AIRQUEST | H5H0V24*K*AAA* | EA*5X37M17A*+WALLCON | *97CTN0801716A* | Split System | 23800 | 17 | 9 | 2 | R-454B | 650
215683645 | CARRIER | 27VNA024A*030* | CAA**3617AM*+UI | 58CU*A060C17**16 | Split System | 23200 | 17 | 9 | 1.98 | R-454B | 650
215678378 | COMFORTMAKER | C5H0V24*K*AAA* | EA*5X37M17A*+WALLCON | *97CTN0801716A* | Split System | 23800 | 17 | 9 | 2 | R-454B | 650
215678335 | HEIL | H5H0V24*K*AAA* | EA*5X36M17A*+WALLCON | *97CTN0801716A* | Split System | 23000 | 17 | 9 | 1.98 | R-454B | 650
215678245 | HEIL | H5H0V24*K*AAA* | EA*5X25M17A*+WALLCON | *97CTN0601716A* | Split System | 23800 | 17 | 9 | 2 | R-454B | 650
215678360 | KEEPRITE | C5H0V24*K*AAA* | EA*5X37M17A*+WALLCON | *80CSU0601716B* | Split System | 23800 | 17 | 9 | 2 | R-454B | 650
215678252 | TEMPSTAR | T5H0V24*K*AAA* | EA*5X25M17A*+WALLCON | *97CTN0601716A* | Split System | 23800 | 17 | 9 | 2 | R-454B | 650
215679346 | AIRQUEST | H5H0V36*K*AAA* | EA*5X42M21A*+WALLCON | *96CTN0802120B* | Split System | 33200 | 17.5 | 9 | 1.86 | R-454B | 650
215674167 | AIRQUEST | H5H0V48*K*AAA* | EA*5X60M24A*+WALLCON | *80CSU1002120A* | Split System | 45000 | 17.5 | 9 | 2.06 | R-454B | 650
215674317 | AIRQUEST | H5H0V48*K*AAA* | EA*5X61M21A*+WALLCON | *80CSU1002120A* | Split System | 46000 | 17.5 | 9 | 2.06 | R-454B | 650
215679407 | ARCOAIRE | H5H0V36*K*AAA* | EA*5X42M21A*+WALLCON | *97CTN1002122A* | Split System | 33200 | 17.5 | 9 | 1.84 | R-454B | 650
215679348 | COMFORTMAKER | C5H0V36*K*AAA* | EA*5X42M21A*+WALLCON | *96CTN0802120B* | Split System | 33200 | 17.5 | 9 | 1.86 | R-454B | 650
215679298 | COMFORTMAKER | C5H0V36*K*AAA* | EA*5X37M21A*+WALLCON | *80CSU0601716B* | Split System | 34600 | 17.5 | 9 | 1.9 | R-454B | 650
215679345 | HEIL | H5H0V36*K*AAA* | EA*5X42M21A*+WALLCON | *96CTN0802120B* | Split System | 33200 | 17.5 | 9 | 1.86 | R-454B | 650
215669504 | HEIL | H5H0V36*K*AAA* | EA*5X61M21A*+WALLCON | *95CSU0601716B* | Split System | 34600 | 17.5 | 9 | 1.9 | R-454B | 650
215674316 | HEIL | H5H0V48*K*AAA* | EA*5X61M21A*+WALLCON | *80CSU1002120A* | Split System | 46000 | 17.5 | 9 | 2.06 | R-454B | 650
215674525 | KEEPRITE | C5H0V48*K*AAA* | EA*5X61M24A*+WALLCON | *95CSU0802120B* | Split System | 46000 | 17.5 | 9 | 2.08 | R-454B | 650
215674527 | KENMORE | (C,H,T)5H0V48*K*AAA* | EA*5X61M24A*+WALLCON | *95CSU0802120B* | Split System | 46000 | 17.5 | 9 | 2.08 | R-454B | 650
215679546 | AIRQUEST | H5H0V36*K*AAA* | EA*5X48M21A*+WALLCON | *97CTN1002122A* | Split System | 33800 | 18 | 9 | 1.9 | R-454B | 650
215669037 | AIRQUEST | H5H0V36*K*AAA* | EA*5X43M21A*+WALLCON | *95CSU1002122B* | Split System | 34600 | 18 | 9 | 1.9 | R-454B | 650
215679606 | AIRQUEST | H5H0V36*K*AAA* | EA*5X61M21A*+WALLCON | *80CSU0401712B* | Split System | 35000 | 18 | 9 | 1.92 | R-454B | 650
215679487 | ARCOAIRE | H5H0V36*K*AAA* | EA*5X48M21A*+WALLCON | *96CTN0802120B* | Split System | 33800 | 18 | 9 | 1.88 | R-454B | 650
215669686 | ARCOAIRE | H5H0V36*K*AAA* | EA*5X61M24A*+WALLCON | *97CMN0602120B* | Split System | 34600 | 18 | 9 | 1.9 | R-454B | 650
215675587 | ARCOAIRE | H5H0V48*K*AAA* | EVM5X49M21A*+WALLCON | *95CSU0601716B* | Split System | 47500 | 18 | 9 | 1.98 | R-454B | 650
215674268 | ARCOAIRE | H5H0V48*K*AAA* | EA*5X60M24A*+WALLCON | *97CMN1202422B* | Split System | 45000 | 18 | 9 | 2.06 | R-454B | 650
215674308 | ARCOAIRE | H5H0V48*K*AAA* | EA*5X61M21A*+WALLCON | *80CSU0802120A* | Split System | 46000 | 18 | 9 | 2.08 | R-454B | 650
215674418 | ARCOAIRE | H5H0V48*K*AAA* | EA*5X61M21A*+WALLCON | *97CMN0802120B* | Split System | 46000 | 18 | 9 | 2.08 | R-454B | 650
215674583 | ARCOAIRE | H5H0V48*K*AAA* | EA*5X61M24A*+WALLCON | *97CMN0802120B* | Split System | 46000 | 18 | 9 | 2.08 | R-454B | 650
215853490 | CHAMPION HEATING AND COOLING | HH860E2S11 | CTM60D5CJS1 | TM9E120D20MP12 | Split System | 52500 | 18 | 9 | 2 | R-454B | 650
215853464 | COLEMAN | HH860E2S11 | CTM60D5CJS1 | TM9E120D20MP12 | Split System | 52500 | 18 | 9 | 2 | R-454B | 650
215669137 | COMFORTMAKER | C5H0V36*K*AAA* | EA*5X48M21A*+WALLCON | *80CTL0701716B* | Split System | 33600 | 18 | 9 | 1.88 | R-454B | 650
215679498 | COMFORTMAKER | C5H0V36*K*AAA* | EA*5X48M21A*+WALLCON | *80CSU0401712B* | Split System | 34000 | 18 | 9 | 1.9 | R-454B | 650
215669087 | COMFORTMAKER | C5H0V36*K*AAA* | EA*5X43M21A*+WALLCON | *96CTN1002122B* | Split System | 34600 | 18 | 9 | 1.9 | R-454B | 650
215679638 | COMFORTMAKER | C5H0V36*K*AAA* | EA*5X61M21A*+WALLCON | *97CTN0801716A* | Split System | 34600 | 18 | 9 | 1.92 | R-454B | 650
215674249 | COMFORTMAKER | C5H0V48*K*AAA* | EA*5X60M24A*+WALLCON | *97CMN0802120B* | Split System | 45000 | 18 | 9 | 2.06 | R-454B | 650
215681468 | COMFORTMAKER | C5H0V48*K*AAA* | EA*5X61M21A*+WALLCON | *80CSU0802120B* | Split System | 46000 | 18 | 9 | 2.08 | R-454B | 650
215679279 | DAY & NIGHT | C5H0V36*K*AAA* | EA*5X37M21A*+WALLCON | *96CTN0802120B* | Split System | 34400 | 18 | 9 | 1.88 | R-454B | 650
215679549 | DAY & NIGHT | C5H0V36*K*AAA* | EA*5X48M21A*+WALLCON | *97CTN1002122A* | Split System | 33800 | 18 | 9 | 1.9 | R-454B | 650
215669568 | DAY & NIGHT | C5H0V36*K*AAA* | EA*5X61M21A*+WALLCON | *97CMN0802120B* | Split System | 34800 | 18 | 9 | 1.92 | R-454B | 650
215676499 | DAY & NIGHT | C5H0V48*K*AAA* | EVD5X60M21A*+WALLCON | *95CSU0601716B* | Split System | 47500 | 18 | 9 | 1.98 | R-454B | 650
215674250 | DAY & NIGHT | C5H0V48*K*AAA* | EA*5X60M24A*+WALLCON | *97CMN0802120B* | Split System | 45000 | 18 | 9 | 2.06 | R-454B | 650
215681409 | DAY & NIGHT | C5H0V48*K*AAA* | EA*5X60M24A*+WALLCON | *97CTN0802120A* | Split System | 45000 | 18 | 9 | 2.06 | R-454B | 650
215681429 | DAY & NIGHT | C5H0V48*K*AAA* | EA*5X60M24A*+WALLCON | *97CTN1202422A* | Split System | 45000 | 18 | 9 | 2.06 | R-454B | 650
215681419 | DAY & NIGHT | C5H0V48*K*AAA* | EA*5X60M24A*+WALLCON | *97CTN1002122A* | Split System | 45000 | 18 | 9 | 2.06 | R-454B | 650
215674450 | DAY & NIGHT | C5H0V48*K*AAA* | EA*5X61M21A*+WALLCON | *96CTN1002122B* | Split System | 46000 | 18 | 9 | 2.08 | R-454B | 650
215853485 | FRASER-JOHNSTON | HH860E2S11 | CTM60D5CJS1 | TM9E120D20MP12 | Split System | 52500 | 18 | 9 | 2 | R-454B | 650
215669254 | HEIL | H5H0V36*K*AAA* | EA*5X48M21A*+WALLCON | *97CMN1002122B* | Split System | 33800 | 18 | 9 | 1.9 | R-454B | 650
215669284 | HEIL | H5H0V36*K*AAA* | EA*5X48M21A*+WALLCON | *96CTN1002122B* | Split System | 33800 | 18 | 9 | 1.9 | R-454B | 650
215669354 | HEIL | H5H0V36*K*AAA* | EA*5X60M24A*+WALLCON | *95CSU1002122B* | Split System | 34400 | 18 | 9 | 1.92 | R-454B | 650
215679605 | HEIL | H5H0V36*K*AAA* | EA*5X61M21A*+WALLCON | *80CSU0401712B* | Split System | 35000 | 18 | 9 | 1.92 | R-454B | 650
215674256 | HEIL | H5H0V48*K*AAA* | EA*5X60M24A*+WALLCON | *97CMN1002122B* | Split System | 45000 | 18 | 9 | 2.06 | R-454B | 650
215674156 | HEIL | H5H0V48*K*AAA* | EA*5X60M24A*+WALLCON | *80CSU0802120A* | Split System | 45000 | 18 | 9 | 2.08 | R-454B | 650
215674426 | HEIL | H5H0V48*K*AAA* | EA*5X61M21A*+WALLCON | *97CMN1002122B* | Split System | 46000 | 18 | 9 | 2.08 | R-454B | 650
215679540 | KEEPRITE | C5H0V36*K*AAA* | EA*5X48M21A*+WALLCON | *97CTN0802120A* | Split System | 33800 | 18 | 9 | 1.88 | R-454B | 650
215669169 | KEEPRITE | C5H0V36*K*AAA* | EA*5X48M21A*+WALLCON | *80CTL0902120B* | Split System | 33800 | 18 | 9 | 1.9 | R-454B | 650
215679340 | KEEPRITE | C5H0V36*K*AAA* | EA*5X37M21A*+WALLCON | *97CTN1002122A* | Split System | 34600 | 18 | 9 | 1.9 | R-454B | 650
215679640 | KEEPRITE | C5H0V36*K*AAA* | EA*5X61M21A*+WALLCON | *97CTN0801716A* | Split System | 34600 | 18 | 9 | 1.92 | R-454B | 650
215674191 | KEEPRITE | C5H0V48*K*AAA* | EA*5X60M24A*+WALLCON | *80CTL0902120B* | Split System | 45000 | 18 | 9 | 2.08 | R-454B | 650
215674451 | KEEPRITE | C5H0V48*K*AAA* | EA*5X61M21A*+WALLCON | *96CTN1002122B* | Split System | 46000 | 18 | 9 | 2.08 | R-454B | 650
215681510 | KEEPRITE | C5H0V48*K*AAA* | EA*5X61M21A*+WALLCON | *97CTN1002122A* | Split System | 46000 | 18 | 9 | 2.08 | R-454B | 650
215674401 | KEEPRITE | C5H0V48*K*AAA* | EA*5X61M21A*+WALLCON | *95CSU1002122B* | Split System | 46000 | 18 | 9 | 2.08 | R-454B | 650
215679281 | KENMORE | (C,H,T)5H0V36*K*AAA* | EA*5X37M21A*+WALLCON | *96CTN0802120B* | Split System | 34400 | 18 | 9 | 1.88 | R-454B | 650
215679431 | KENMORE | (C,H,T)5H0V36*K*AAA* | EA*5X43M21A*+WALLCON | *80CSU0401712B* | Split System | 34600 | 18 | 9 | 1.9 | R-454B | 650
215669670 | KENMORE | (C,H,T)5H0V36*K*AAA* | EA*5X61M24A*+WALLCON | *95CSU0802120B* | Split System | 34800 | 18 | 9 | 1.92 | R-454B | 650
215679621 | KENMORE | (C,H,T)5H0V36*K*AAA* | EA*5X61M21A*+WALLCON | *80CSU0601716B* | Split System | 35000 | 18 | 9 | 1.92 | R-454B | 650
215674182 | KENMORE | (C,H,T)5H0V48*K*AAA* | EA*5X60M24A*+WALLCON | *80CTL0702120B* | Split System | 45000 | 18 | 9 | 2.08 | R-454B | 650
215681511 | KENMORE | (C,H,T)5H0V48*K*AAA* | EA*5X61M21A*+WALLCON | *97CTN1002122A* | Split System | 46000 | 18 | 9 | 2.08 | R-454B | 650
215853469 | LUXAIRE | HH860E2S11 | CTM60D5CJS1 | TM9E120D20MP12 | Split System | 52500 | 18 | 9 | 2 | R-454B | 650
215679422 | TEMPSTAR | T5H0V36*K*AAA* | EA*5X43M21A*+WALLCON | *96CTN0802120B* | Split System | 34400 | 18 | 9 | 1.88 | R-454B | 650
215669301 | TEMPSTAR | T5H0V36*K*AAA* | EA*5X60M24A*+WALLCON | *80CSU1002120A* | Split System | 34400 | 18 | 9 | 1.9 | R-454B | 650
215669621 | TEMPSTAR | T5H0V36*K*AAA* | EA*5X61M24A*+WALLCON | *80CSU1002120A* | Split System | 34800 | 18 | 9 | 1.92 | R-454B | 650
215681512 | TEMPSTAR | T5H0V48*K*AAA* | EA*5X61M21A*+WALLCON | *97CTN1002122A* | Split System | 46000 | 18 | 9 | 2.08 | R-454B | 650
215674483 | TEMPSTAR | T5H0V48*K*AAA* | EA*5X61M24A*+WALLCON | *80CTL0702120B* | Split System | 46000 | 18 | 9 | 2.08 | R-454B | 650
215853267 | YORK | HH860E2S11 | CTM60D5CJS1 | TM9E120D20MP12 | Split System | 52500 | 18 | 9 | 2 | R-454B | 650
215682346 | AIRQUEST | H5H0V48*K*AAA* | EVD5X60M21A*+WALLCON | *97CTN0801716A* | Split System | 47500 | 18.5 | 9 | 1.98 | R-454B | 650
215675396 | AIRQUEST | H5H0V48*K*AAA* | EVM5X48M21A*+WALLCON | *80CTL1102120B* | Split System | 47000 | 18.5 | 9 | 2 | R-454B | 650
215676146 | AIRQUEST | H5H0V48*K*AAA* | EVD5X48M21A*+WALLCON | *97CMN1002122B* | Split System | 47000 | 18.5 | 9 | 2 | R-454B | 650
215675386 | AIRQUEST | H5H0V48*K*AAA* | EVM5X48M21A*+WALLCON | *80CTL0902120B* | Split System | 47000 | 18.5 | 9 | 2 | R-454B | 650
215676506 | AIRQUEST | H5H0V48*K*AAA* | EVD5X60M21A*+WALLCON | *95CSU0802120B* | Split System | 48000 | 18.5 | 9 | 2 | R-454B | 650
215676566 | AIRQUEST | H5H0V48*K*AAA* | EVD5X60M21A*+WALLCON | *96CTN0801714B* | Split System | 47500 | 18.5 | 9 | 2.02 | R-454B | 650
215674599 | AIRQUEST | H5H0V48*K*AAA* | EA*5X61M24A*+WALLCON | *97CMN1002122B* | Split System | 46000 | 18.5 | 9 | 2.06 | R-454B | 650
215681947 | ARCOAIRE | H5H0V48*K*AAA* | EVM5X60M21A*+WALLCON | *97CTN0801716A* | Split System | 47500 | 18.5 | 9 | 1.98 | R-454B | 650
215676657 | ARCOAIRE | H5H0V48*K*AAA* | EVD5X60M24A*+WALLCON | *97CMN0602120B* | Split System | 47500 | 18.5 | 9 | 1.98 | R-454B | 650
215676807 | ARCOAIRE | H5H0V48*K*AAA* | EVD5X61M21A*+WALLCON | *97CMN0801714B* | Split System | 48000 | 18.5 | 9 | 1.98 | R-454B | 650
215676797 | ARCOAIRE | H5H0V48*K*AAA* | EVD5X61M21A*+WALLCON | *97CMN0602120B* | Split System | 48000 | 18.5 | 9 | 2 | R-454B | 650
215682187 | ARCOAIRE | H5H0V48*K*AAA* | EVD5X48M24A*+WALLCON | *80CSU0802120B* | Split System | 47500 | 18.5 | 9 | 2.02 | R-454B | 650
215675647 | ARCOAIRE | H5H0V48*K*AAA* | EVM5X49M21A*+WALLCON | *96CTN0801714B* | Split System | 48000 | 18.5 | 9 | 2.02 | R-454B | 650
215674368 | ARCOAIRE | H5H0V48*K*AAA* | EA*5X61M21A*+WALLCON | *80CTL0902120B* | Split System | 46000 | 18.5 | 9 | 2.06 | R-454B | 650
215675788 | COMFORTMAKER | C5H0V48*K*AAA* | EVM5X60M21A*+WALLCON | *97CMN0602120B* | Split System | 47500 | 18.5 | 9 | 1.98 | R-454B | 650
215675368 | COMFORTMAKER | C5H0V48*K*AAA* | EVM5X48M21A*+WALLCON | *80CSU0802120A* | Split System | 47000 | 18.5 | 9 | 2 | R-454B | 650
215681828 | COMFORTMAKER | C5H0V48*K*AAA* | EVM5X49M21A*+WALLCON | *80CSU0401712B* | Split System | 48000 | 18.5 | 9 | 2 | R-454B | 650
215682128 | COMFORTMAKER | C5H0V48*K*AAA* | EVD5X48M21A*+WALLCON | *80CSU0802120B* | Split System | 47000 | 18.5 | 9 | 2.02 | R-454B | 650
215674668 | COMFORTMAKER | C5H0V48*K*AAA* | EA*5X61M24A*+WALLCON | *96CTN1202422B* | Split System | 46000 | 18.5 | 9 | 2.06 | R-454B | 650
215674509 | COMFORTMAKER | C5H0V48*K*AAA* | EA*5X61M24A*+WALLCON | *80CTL1352422B* | Split System | 46000 | 18.5 | 9 | 2.08 | R-454B | 650
215682179 | DAY & NIGHT | C5H0V48*K*AAA* | EVD5X48M24A*+WALLCON | *96CTN0802120B* | Split System | 47000 | 18.5 | 9 | 2 | R-454B | 650
215676429 | DAY & NIGHT | C5H0V48*K*AAA* | EVD5X60M21A*+WALLCON | *80CSU1002120A* | Split System | 48000 | 18.5 | 9 | 2 | R-454B | 650
215676449 | DAY & NIGHT | C5H0V48*K*AAA* | EVD5X60M21A*+WALLCON | *80CTL0701716B* | Split System | 48000 | 18.5 | 9 | 2 | R-454B | 650
215681939 | DAY & NIGHT | C5H0V48*K*AAA* | EVM5X60M21A*+WALLCON | *80CSU1002120B* | Split System | 48000 | 18.5 | 9 | 2 | R-454B | 650
215674500 | DAY & NIGHT | C5H0V48*K*AAA* | EA*5X61M24A*+WALLCON | *80CTL1102120B* | Split System | 46000 | 18.5 | 9 | 2.08 | R-454B | 650
215675785 | HEIL | H5H0V48*K*AAA* | EVM5X60M21A*+WALLCON | *97CMN0602120B* | Split System | 47500 | 18.5 | 9 | 1.98 | R-454B | 650
215681945 | HEIL | H5H0V48*K*AAA* | EVM5X60M21A*+WALLCON | *97CTN0801716A* | Split System | 47500 | 18.5 | 9 | 1.98 | R-454B | 650
215676655 | HEIL | H5H0V48*K*AAA* | EVD5X60M24A*+WALLCON | *97CMN0602120B* | Split System | 47500 | 18.5 | 9 | 1.98 | R-454B | 650
215675395 | HEIL | H5H0V48*K*AAA* | EVM5X48M21A*+WALLCON | *80CTL1102120B* | Split System | 47000 | 18.5 | 9 | 2 | R-454B | 650
215676105 | HEIL | H5H0V48*K*AAA* | EVD5X48M21A*+WALLCON | *80CSU0802120A* | Split System | 47000 | 18.5 | 9 | 2 | R-454B | 650
215681805 | HEIL | H5H0V48*K*AAA* | EVM5X48M21A*+WALLCON | *97CTN1002122A* | Split System | 47000 | 18.5 | 9 | 2 | R-454B | 650
215675535 | HEIL | H5H0V48*K*AAA* | EVM5X49M21A*+WALLCON | *80CTL0701716B* | Split System | 48000 | 18.5 | 9 | 2 | R-454B | 650
215675855 | HEIL | H5H0V48*K*AAA* | EVM5X60M24A*+WALLCON | *80CSU1002120A* | Split System | 48000 | 18.5 | 9 | 2 | R-454B | 650
215681905 | HEIL | H5H0V48*K*AAA* | EVM5X60M21A*+WALLCON | *80CSU0401712B* | Split System | 48000 | 18.5 | 9 | 2 | R-454B | 650
215682305 | HEIL | H5H0V48*K*AAA* | EVD5X60M21A*+WALLCON | *80CSU0401712B* | Split System | 48000 | 18.5 | 9 | 2 | R-454B | 650
215676195 | HEIL | H5H0V48*K*AAA* | EVD5X48M24A*+WALLCON | *80CTL0702120B* | Split System | 47000 | 18.5 | 9 | 2.02 | R-454B | 650
215676565 | HEIL | H5H0V48*K*AAA* | EVD5X60M21A*+WALLCON | *96CTN0801714B* | Split System | 47500 | 18.5 | 9 | 2.02 | R-454B | 650
215676530 | KEEPRITE | C5H0V48*K*AAA* | EVD5X60M21A*+WALLCON | *97CMN0602120B* | Split System | 47500 | 18.5 | 9 | 1.98 | R-454B | 650
215676130 | KEEPRITE | C5H0V48*K*AAA* | EVD5X48M21A*+WALLCON | *80CTL1102120B* | Split System | 47000 | 18.5 | 9 | 2 | R-454B | 650
215676280 | KEEPRITE | C5H0V48*K*AAA* | EVD5X48M24A*+WALLCON | *96CTN1202422B* | Split System | 47000 | 18.5 | 9 | 2 | R-454B | 650
215675370 | KEEPRITE | C5H0V48*K*AAA* | EVM5X48M21A*+WALLCON | *80CSU0802120A* | Split System | 47000 | 18.5 | 9 | 2 | R-454B | 650
215675710 | KEEPRITE | C5H0V48*K*AAA* | EVM5X60M21A*+WALLCON | *80CTL0701716B* | Split System | 48000 | 18.5 | 9 | 2 | R-454B | 650
215681920 | KEEPRITE | C5H0V48*K*AAA* | EVM5X60M21A*+WALLCON | *80CSU0601716B* | Split System | 48000 | 18.5 | 9 | 2 | R-454B | 650
215682320 | KEEPRITE | C5H0V48*K*AAA* | EVD5X60M21A*+WALLCON | *80CSU0601716B* | Split System | 48000 | 18.5 | 9 | 2 | R-454B | 650
215682130 | KEEPRITE | C5H0V48*K*AAA* | EVD5X48M21A*+WALLCON | *80CSU0802120B* | Split System | 47000 | 18.5 | 9 | 2.02 | R-454B | 650
215674608 | KEEPRITE | C5H0V48*K*AAA* | EA*5X61M24A*+WALLCON | *97CMN1002122B* | Split System | 46000 | 18.5 | 9 | 2.06 | R-454B | 650
215682161 | KENMORE | (C,H,T)5H0V48*K*AAA* | EVD5X48M21A*+WALLCON | *97CTN0802120A* | Split System | 47000 | 18.5 | 9 | 1.98 | R-454B | 650
215676531 | KENMORE | (C,H,T)5H0V48*K*AAA* | EVD5X60M21A*+WALLCON | *97CMN0602120B* | Split System | 47500 | 18.5 | 9 | 1.98 | R-454B | 650
215675621 | KENMORE | (C,H,T)5H0V48*K*AAA* | EVM5X49M21A*+WALLCON | *97CMN0801714B* | Split System | 47500 | 18.5 | 9 | 1.98 | R-454B | 650
215676131 | KENMORE | (C,H,T)5H0V48*K*AAA* | EVD5X48M21A*+WALLCON | *80CTL1102120B* | Split System | 47000 | 18.5 | 9 | 2 | R-454B | 650
215675371 | KENMORE | (C,H,T)5H0V48*K*AAA* | EVM5X48M21A*+WALLCON | *80CSU0802120A* | Split System | 47000 | 18.5 | 9 | 2 | R-454B | 650
215676171 | KENMORE | (C,H,T)5H0V48*K*AAA* | EVD5X48M21A*+WALLCON | *96CTN1002122B* | Split System | 47000 | 18.5 | 9 | 2 | R-454B | 650
215675911 | KENMORE | (C,H,T)5H0V48*K*AAA* | EVM5X60M24A*+WALLCON | *95CSU0802120B* | Split System | 47500 | 18.5 | 9 | 2 | R-454B | 650
215675771 | KENMORE | (C,H,T)5H0V48*K*AAA* | EVM5X60M21A*+WALLCON | *95CSU0802120B* | Split System | 48000 | 18.5 | 9 | 2 | R-454B | 650
215674502 | KENMORE | (C,H,T)5H0V48*K*AAA* | EA*5X61M24A*+WALLCON | *80CTL1102120B* | Split System | 46000 | 18.5 | 9 | 2.08 | R-454B | 650
215674492 | KENMORE | (C,H,T)5H0V48*K*AAA* | EA*5X61M24A*+WALLCON | *80CTL0902120B* | Split System | 46000 | 18.5 | 9 | 2.08 | R-454B | 650
215676262 | TEMPSTAR | T5H0V48*K*AAA* | EVD5X48M24A*+WALLCON | *97CMN0802120B* | Split System | 47000 | 18.5 | 9 | 2 | R-454B | 650
215676282 | TEMPSTAR | T5H0V48*K*AAA* | EVD5X48M24A*+WALLCON | *96CTN1202422B* | Split System | 47000 | 18.5 | 9 | 2 | R-454B | 650
215676772 | TEMPSTAR | T5H0V48*K*AAA* | EVD5X61M21A*+WALLCON | *95CSU0601716B* | Split System | 48000 | 18.5 | 9 | 2 | R-454B | 650
215676572 | TEMPSTAR | T5H0V48*K*AAA* | EVD5X60M21A*+WALLCON | *96CTN0801714B* | Split System | 47500 | 18.5 | 9 | 2.02 | R-454B | 650
215675652 | TEMPSTAR | T5H0V48*K*AAA* | EVM5X49M21A*+WALLCON | *96CTN0801714B* | Split System | 48000 | 18.5 | 9 | 2.02 | R-454B | 650
215674383 | TEMPSTAR | T5H0V48*K*AAA* | EA*5X61M21A*+WALLCON | *80CTL1102120B* | Split System | 46000 | 18.5 | 9 | 2.06 | R-454B | 650
215676906 | AIRQUEST | H5H0V48*K*AAA* | EVD5X61M24A*+WALLCON | *97CMN0602120B* | Split System | 48000 | 19 | 9 | 1.98 | R-454B | 650
215676036 | AIRQUEST | H5H0V48*K*AAA* | EVM5X61M24A*+WALLCON | *97CMN0602120B* | Split System | 48500 | 19 | 9 | 1.98 | R-454B | 650
215676206 | AIRQUEST | H5H0V48*K*AAA* | EVD5X48M24A*+WALLCON | *80CTL0902120B* | Split System | 47000 | 19 | 9 | 2 | R-454B | 650
215676296 | AIRQUEST | H5H0V48*K*AAA* | EVD5X49M24A*+WALLCON | *80CTL0702120B* | Split System | 47500 | 19 | 9 | 2 | R-454B | 650
215676606 | AIRQUEST | H5H0V48*K*AAA* | EVD5X60M24A*+WALLCON | *80CTL0702120B* | Split System | 47500 | 19 | 9 | 2 | R-454B | 650
215681896 | AIRQUEST | H5H0V48*K*AAA* | EVM5X60M21A*+WALLCON | *96CTN0802120B* | Split System | 48000 | 19 | 9 | 2 | R-454B | 650
215676456 | AIRQUEST | H5H0V48*K*AAA* | EVD5X60M21A*+WALLCON | *80CTL0702120B* | Split System | 48000 | 19 | 9 | 2 | R-454B | 650
215676556 | AIRQUEST | H5H0V48*K*AAA* | EVD5X60M21A*+WALLCON | *97CMN1002122B* | Split System | 48000 | 19 | 9 | 2 | R-454B | 650
215681986 | AIRQUEST | H5H0V48*K*AAA* | EVM5X60M24A*+WALLCON | *80CSU0802120B* | Split System | 48000 | 19 | 9 | 2.12 | R-454B | 650
215681846 | AIRQUEST | H5H0V48*K*AAA* | EVM5X49M21A*+WALLCON | *80CSU0802120B* | Split System | 48500 | 19 | 9 | 2.12 | R-454B | 650
215682446 | AIRQUEST | H5H0V48*K*AAA* | EVD5X61M21A*+WALLCON | *80CSU0401712B* | Split System | 48500 | 19 | 9 | 2.12 | R-454B | 650
215682056 | AIRQUEST | H5H0V48*K*AAA* | EVM5X61M24A*+WALLCON | *80CSU1002120B* | Split System | 48500 | 19 | 9 | 2.12 | R-454B | 650
215676037 | ARCOAIRE | H5H0V48*K*AAA* | EVM5X61M24A*+WALLCON | *97CMN0602120B* | Split System | 48500 | 19 | 9 | 1.98 | R-454B | 650
215676607 | ARCOAIRE | H5H0V48*K*AAA* | EVD5X60M24A*+WALLCON | *80CTL0702120B* | Split System | 47500 | 19 | 9 | 2 | R-454B | 650
215675937 | ARCOAIRE | H5H0V48*K*AAA* | EVM5X60M24A*+WALLCON | *97CMN1202422B* | Split System | 48000 | 19 | 9 | 2 | R-454B | 650
215681977 | ARCOAIRE | H5H0V48*K*AAA* | EVM5X60M24A*+WALLCON | *96CTN0802120B* | Split System | 48000 | 19 | 9 | 2 | R-454B | 650
215682407 | ARCOAIRE | H5H0V48*K*AAA* | EVD5X60M24A*+WALLCON | *97CTN0802120A* | Split System | 48000 | 19 | 9 | 2 | R-454B | 650
215682457 | ARCOAIRE | H5H0V48*K*AAA* | EVD5X61M21A*+WALLCON | *80CSU0601716B* | Split System | 48500 | 19 | 9 | 2.1 | R-454B | 650
215675847 | ARCOAIRE | H5H0V48*K*AAA* | EVM5X60M24A*+WALLCON | *80CSU0802120A* | Split System | 48000 | 19 | 9 | 2.12 | R-454B | 650
215675494 | BRYANT HEATING AND COOLING SYSTEMS | 290VAN048**AA* | CVAMA4921XMA*+UI | 83*CA48060C17*** | Split System | 48000 | 19 | 9 | 2 | R-454B | 650
215675844 | BRYANT HEATING AND COOLING SYSTEMS | 290VAN048**AA* | CVAMA6024XMA*+UI | 83*CA60080C21*** | Split System | 48000 | 19 | 9 | 2.12 | R-454B | 650
215675663 | CARRIER | 27VNA048A*030* | CVAMA6021XMA*+UI | 58CU*A060C17**16 | Split System | 48000 | 19 | 9 | 2 | R-454B | 650
215676683 | CARRIER | 27VNA048A*030* | CVAVA6121XMA*+UI | 58CU*A060C17**16 | Split System | 48500 | 19 | 9 | 2 | R-454B | 650
215676173 | CARRIER | 27VNA048A*030* | CVAVA4824XMA*+UI | 58CU*A080C21**20 | Split System | 47500 | 19 | 9 | 2.02 | R-454B | 650
215675963 | CARRIER | 27VNA048A*030* | CVAMA6124XMA*+UI | 58CU*A100C21**20 | Split System | 48500 | 19 | 9 | 2.1 | R-454B | 650
215676413 | CARRIER | 27VNA048A*030* | CVAVA6021XMA*+UI | 58CU*A080C21**20 | Split System | 48000 | 19 | 9 | 2.12 | R-454B | 650
215853495 | CHAMPION HEATING AND COOLING | HH860E2S11 | CTM60D5CJS1 | TM9Y120D20MP11 | Split System | 52500 | 19 | 9 | 2 | R-454B | 650
215676908 | COMFORTMAKER | C5H0V48*K*AAA* | EVD5X61M24A*+WALLCON | *97CMN0602120B* | Split System | 48000 | 19 | 9 | 1.98 | R-454B | 650
215676688 | COMFORTMAKER | C5H0V48*K*AAA* | EVD5X61M21A*+WALLCON | *80CSU0601716A* | Split System | 48500 | 19 | 9 | 2 | R-454B | 650
215676648 | COMFORTMAKER | C5H0V48*K*AAA* | EVD5X60M24A*+WALLCON | *95CSU1002122B* | Split System | 48000 | 19 | 9 | 2.02 | R-454B | 650
215682248 | COMFORTMAKER | C5H0V48*K*AAA* | EVD5X49M24A*+WALLCON | *80CSU0802120B* | Split System | 48000 | 19 | 9 | 2.12 | R-454B | 650
215681988 | COMFORTMAKER | C5H0V48*K*AAA* | EVM5X60M24A*+WALLCON | *80CSU0802120B* | Split System | 48000 | 19 | 9 | 2.12 | R-454B | 650
215676579 | DAY & NIGHT | C5H0V48*K*AAA* | EVD5X60M21A*+WALLCON | *96CTN1002122B* | Split System | 48000 | 19 | 9 | 2 | R-454B | 650
215675669 | DAY & NIGHT | C5H0V48*K*AAA* | EVM5X60M21A*+WALLCON | *80CSU0601716A* | Split System | 48000 | 19 | 9 | 2 | R-454B | 650
215682019 | DAY & NIGHT | C5H0V48*K*AAA* | EVM5X60M24A*+WALLCON | *97CTN1002122A* | Split System | 48000 | 19 | 9 | 2 | R-454B | 650
215675919 | DAY & NIGHT | C5H0V48*K*AAA* | EVM5X60M24A*+WALLCON | *95CSU1002122B* | Split System | 48000 | 19 | 9 | 2.02 | R-454B | 650
215682389 | DAY & NIGHT | C5H0V48*K*AAA* | EVD5X60M24A*+WALLCON | *80CSU0802120B* | Split System | 48000 | 19 | 9 | 2.12 | R-454B | 650
215675779 | DAY & NIGHT | C5H0V48*K*AAA* | EVM5X60M21A*+WALLCON | *95CSU1002122B* | Split System | 48000 | 19 | 9 | 2.12 | R-454B | 650
215681989 | DAY & NIGHT | C5H0V48*K*AAA* | EVM5X60M24A*+WALLCON | *80CSU0802120B* | Split System | 48000 | 19 | 9 | 2.12 | R-454B | 650
215682329 | DAY & NIGHT | C5H0V48*K*AAA* | EVD5X60M21A*+WALLCON | *80CSU0802120B* | Split System | 48500 | 19 | 9 | 2.12 | R-454B | 650
215682539 | DAY & NIGHT | C5H0V48*K*AAA* | EVD5X61M24A*+WALLCON | *80CSU1002120B* | Split System | 48500 | 19 | 9 | 2.12 | R-454B | 650
215853480 | FRASER-JOHNSTON | HH860E2S11 | CTM60D5CJS1 | TM9Y120D20MP11 | Split System | 52500 | 19 | 9 | 2 | R-454B | 650
215682215 | HEIL | H5H0V48*K*AAA* | EVD5X48M24A*+WALLCON | *97CTN1002122A* | Split System | 47000 | 19 | 9 | 1.98 | R-454B | 650
215676905 | HEIL | H5H0V48*K*AAA* | EVD5X61M24A*+WALLCON | *97CMN0602120B* | Split System | 48000 | 19 | 9 | 1.98 | R-454B | 650
215676295 | HEIL | H5H0V48*K*AAA* | EVD5X49M24A*+WALLCON | *80CTL0702120B* | Split System | 47500 | 19 | 9 | 2 | R-454B | 650
215675545 | HEIL | H5H0V48*K*AAA* | EVM5X49M21A*+WALLCON | *80CTL0702120B* | Split System | 48000 | 19 | 9 | 2 | R-454B | 650
215676665 | HEIL | H5H0V48*K*AAA* | EVD5X60M24A*+WALLCON | *97CMN1202422B* | Split System | 48000 | 19 | 9 | 2 | R-454B | 650
215682295 | HEIL | H5H0V48*K*AAA* | EVD5X60M21A*+WALLCON | *96CTN0802120B* | Split System | 48000 | 19 | 9 | 2 | R-454B | 650
215675730 | KEEPRITE | C5H0V48*K*AAA* | EVM5X60M21A*+WALLCON | *80CTL0901716B* | Split System | 48000 | 19 | 9 | 1.98 | R-454B | 650
215676230 | KEEPRITE | C5H0V48*K*AAA* | EVD5X48M24A*+WALLCON | *80CTL1352422B* | Split System | 47000 | 19 | 9 | 2 | R-454B | 650
215681980 | KEEPRITE | C5H0V48*K*AAA* | EVM5X60M24A*+WALLCON | *96CTN0802120B* | Split System | 48000 | 19 | 9 | 2 | R-454B | 650
215682380 | KEEPRITE | C5H0V48*K*AAA* | EVD5X60M24A*+WALLCON | *96CTN0802120B* | Split System | 48000 | 19 | 9 | 2 | R-454B | 650
215681820 | KEEPRITE | C5H0V48*K*AAA* | EVM5X49M21A*+WALLCON | *96CTN0802120B* | Split System | 48000 | 19 | 9 | 2 | R-454B | 650
215682020 | KEEPRITE | C5H0V48*K*AAA* | EVM5X60M24A*+WALLCON | *97CTN1002122A* | Split System | 48000 | 19 | 9 | 2 | R-454B | 650
215682270 | KEEPRITE | C5H0V48*K*AAA* | EVD5X49M24A*+WALLCON | *97CTN0802120A* | Split System | 48000 | 19 | 9 | 2 | R-454B | 650
215676180 | KEEPRITE | C5H0V48*K*AAA* | EVD5X48M24A*+WALLCON | *80CSU0802120A* | Split System | 47500 | 19 | 9 | 2.02 | R-454B | 650
215676830 | KEEPRITE | C5H0V48*K*AAA* | EVD5X61M21A*+WALLCON | *96CTN0801714B* | Split System | 48000 | 19 | 9 | 2.02 | R-454B | 650
215682330 | KEEPRITE | C5H0V48*K*AAA* | EVD5X60M21A*+WALLCON | *80CSU0802120B* | Split System | 48500 | 19 | 9 | 2.12 | R-454B | 650
215682480 | KEEPRITE | C5H0V48*K*AAA* | EVD5X61M21A*+WALLCON | *80CSU1002120B* | Split System | 48500 | 19 | 9 | 2.12 | R-454B | 650
215675561 | KENMORE | (C,H,T)5H0V48*K*AAA* | EVM5X49M21A*+WALLCON | *80CTL0901716B* | Split System | 48000 | 19 | 9 | 1.98 | R-454B | 650
215676231 | KENMORE | (C,H,T)5H0V48*K*AAA* | EVD5X48M24A*+WALLCON | *80CTL1352422B* | Split System | 47000 | 19 | 9 | 2 | R-454B | 650
215675811 | KENMORE | (C,H,T)5H0V48*K*AAA* | EVM5X60M21A*+WALLCON | *97CMN0802120B* | Split System | 48000 | 19 | 9 | 2 | R-454B | 650
215682381 | KENMORE | (C,H,T)5H0V48*K*AAA* | EVD5X60M24A*+WALLCON | *96CTN0802120B* | Split System | 48000 | 19 | 9 | 2 | R-454B | 650
215681821 | KENMORE | (C,H,T)5H0V48*K*AAA* | EVM5X49M21A*+WALLCON | *96CTN0802120B* | Split System | 48000 | 19 | 9 | 2 | R-454B | 650
215676691 | KENMORE | (C,H,T)5H0V48*K*AAA* | EVD5X61M21A*+WALLCON | *80CSU0601716A* | Split System | 48500 | 19 | 9 | 2 | R-454B | 650
215676421 | KENMORE | (C,H,T)5H0V48*K*AAA* | EVD5X60M21A*+WALLCON | *80CSU0802120A* | Split System | 48000 | 19 | 9 | 2.12 | R-454B | 650
215682061 | KENMORE | (C,H,T)5H0V48*K*AAA* | EVM5X61M24A*+WALLCON | *80CSU1002120B* | Split System | 48500 | 19 | 9 | 2.12 | R-454B | 650
215853475 | LUXAIRE | HH860E2S11 | CTM60D5CJS1 | TM9Y120D20MP11 | Split System | 52500 | 19 | 9 | 2 | R-454B | 650
215682222 | TEMPSTAR | T5H0V48*K*AAA* | EVD5X48M24A*+WALLCON | *97CTN1002122A* | Split System | 47000 | 19 | 9 | 1.98 | R-454B | 650
215675872 | TEMPSTAR | T5H0V48*K*AAA* | EVM5X60M24A*+WALLCON | *80CTL0702120B* | Split System | 47500 | 19 | 9 | 2 | R-454B | 650
215676382 | TEMPSTAR | T5H0V48*K*AAA* | EVD5X49M24A*+WALLCON | *97CMN1202422B* | Split System | 48000 | 19 | 9 | 2 | R-454B | 650
215675552 | TEMPSTAR | T5H0V48*K*AAA* | EVM5X49M21A*+WALLCON | *80CTL0702120B* | Split System | 48000 | 19 | 9 | 2 | R-454B | 650
215682412 | TEMPSTAR | T5H0V48*K*AAA* | EVD5X60M24A*+WALLCON | *97CTN0802120A* | Split System | 48000 | 19 | 9 | 2 | R-454B | 650
215675922 | TEMPSTAR | T5H0V48*K*AAA* | EVM5X60M24A*+WALLCON | *95CSU1002122B* | Split System | 48000 | 19 | 9 | 2.02 | R-454B | 650
215675972 | TEMPSTAR | T5H0V48*K*AAA* | EVM5X61M24A*+WALLCON | *80CSU1002120A* | Split System | 48500 | 19 | 9 | 2.1 | R-454B | 650
215675512 | TEMPSTAR | T5H0V48*K*AAA* | EVM5X49M21A*+WALLCON | *80CSU0802120A* | Split System | 48000 | 19 | 9 | 2.12 | R-454B | 650
215853268 | YORK | HH860E2S11 | CTM60D5CJS1 | TM9Y120D20MP11 | Split System | 52500 | 19 | 9 | 2 | R-454B | 650
218452603 | CARRIER | 37MUHAQ24AA3+TIC2025-0016 | FM(C,U)5S24**AL* |  | Split System | 23600 | 16.5 | 9 | 2 | R-454B | 650
215683665 | CARRIER | 27VNA024A*030* | CAA**3717AM*+UI | 58CU*A040C17**12 | Split System | 23800 | 17 | 9 | 2 | R-454B | 650
215678228 | COMFORTMAKER | C5H0V24*K*AAA* | EA*5X25M17A*+WALLCON | *80CSU0401712B* | Split System | 24000 | 17 | 9 | 2.02 | R-454B | 650
215678235 | HEIL | H5H0V24*K*AAA* | EA*5X25M17A*+WALLCON | *80CSU0601716B* | Split System | 24000 | 17 | 9 | 2.02 | R-454B | 650
215678411 | KENMORE | (C,H,T)5H0V24*K*AAA* | EA*5X37M21A*+WALLCON | *97CTN0601716A* | Split System | 24000 | 17 | 9 | 2.02 | R-454B | 650
215678242 | TEMPSTAR | T5H0V24*K*AAA* | EA*5X25M17A*+WALLCON | *80CSU0601716B* | Split System | 24000 | 17 | 9 | 2.02 | R-454B | 650
215678427 | ARCOAIRE | H5H0V24*K*AAA* | EA*5X37M21A*+WALLCON | *97CTN1002122A* | Split System | 24000 | 17.5 | 9 | 2.02 | R-454B | 650
215683597 | CARRIER | 27VNA024A*030* | CAA**2517AM*+UI | 58CU*A040C17**12 | Split System | 24000 | 17.5 | 9 | 2.02 | R-454B | 650
215679646 | AIRQUEST | H5H0V36*K*AAA* | EA*5X61M21A*+WALLCON | *97CTN0802120A* | Split System | 34800 | 18 | 9 | 1.92 | R-454B | 650
215679597 | ARCOAIRE | H5H0V36*K*AAA* | EA*5X61M21A*+WALLCON | *96CTN0802120B* | Split System | 34800 | 18 | 9 | 1.92 | R-454B | 650
215679649 | DAY & NIGHT | C5H0V36*K*AAA* | EA*5X61M21A*+WALLCON | *97CTN0802120A* | Split System | 34800 | 18 | 9 | 1.92 | R-454B | 650
215669335 | AIRQUEST | H5H0V36*K*AAA* | EA*5X60M24A*+WALLCON | *80CTL1352422B* | Split System | 34400 | 18.5 | 9 | 1.92 | R-454B | 650
215679656 | AIRQUEST | H5H0V36*K*AAA* | EA*5X61M21A*+WALLCON | *97CTN1002122A* | Split System | 34800 | 18.5 | 9 | 1.92 | R-454B | 650
215669636 | ARCOAIRE | H5H0V36*K*AAA* | EA*5X61M24A*+WALLCON | *80CTL0902120B* | Split System | 35000 | 18.5 | 9 | 1.92 | R-454B | 650
215669736 | ARCOAIRE | H5H0V36*K*AAA* | EA*5X61M24A*+WALLCON | *96CTN1202422B* | Split System | 35000 | 18.5 | 9 | 1.92 | R-454B | 650
215679688 | COMFORTMAKER | C5H0V36*K*AAA* | EA*5X61M24A*+WALLCON | *97CTN1002122A* | Split System | 35000 | 18.5 | 9 | 1.92 | R-454B | 650
215669638 | DAY & NIGHT | C5H0V36*K*AAA* | EA*5X61M24A*+WALLCON | *80CTL0902120B* | Split System | 35000 | 18.5 | 9 | 1.92 | R-454B | 650
215679689 | DAY & NIGHT | C5H0V36*K*AAA* | EA*5X61M24A*+WALLCON | *97CTN1002122A* | Split System | 35000 | 18.5 | 9 | 1.92 | R-454B | 650
215679655 | HEIL | H5H0V36*K*AAA* | EA*5X61M21A*+WALLCON | *97CTN1002122A* | Split System | 34800 | 18.5 | 9 | 1.92 | R-454B | 650
215669704 | HEIL | H5H0V36*K*AAA* | EA*5X61M24A*+WALLCON | *97CMN1002122B* | Split System | 35000 | 18.5 | 9 | 1.92 | R-454B | 650
215669320 | KENMORE | (C,H,T)5H0V36*K*AAA* | EA*5X60M24A*+WALLCON | *80CTL0902120B* | Split System | 34400 | 18.5 | 9 | 1.92 | R-454B | 650
215675896 | AIRQUEST | H5H0V48*K*AAA* | EVM5X60M24A*+WALLCON | *80CTL1352422B* | Split System | 48000 | 19 | 9 | 2 | R-454B | 650
215675946 | AIRQUEST | H5H0V48*K*AAA* | EVM5X60M24A*+WALLCON | *96CTN1002122B* | Split System | 48000 | 19 | 9 | 2 | R-454B | 650
215676616 | AIRQUEST | H5H0V48*K*AAA* | EVD5X60M24A*+WALLCON | *80CTL0902120B* | Split System | 48000 | 19 | 9 | 2 | R-454B | 650
215675897 | ARCOAIRE | H5H0V48*K*AAA* | EVM5X60M24A*+WALLCON | *80CTL1352422B* | Split System | 48000 | 19 | 9 | 2 | R-454B | 650
215676307 | ARCOAIRE | H5H0V48*K*AAA* | EVD5X49M24A*+WALLCON | *80CTL0902120B* | Split System | 48000 | 19 | 9 | 2 | R-454B | 650
215676867 | ARCOAIRE | H5H0V48*K*AAA* | EVD5X61M24A*+WALLCON | *80CTL0702120B* | Split System | 48500 | 19 | 9 | 2 | R-454B | 650
215682497 | ARCOAIRE | H5H0V48*K*AAA* | EVD5X61M21A*+WALLCON | *97CTN0802120A* | Split System | 48500 | 19 | 9 | 2 | R-454B | 650
215676897 | ARCOAIRE | H5H0V48*K*AAA* | EVD5X61M24A*+WALLCON | *95CSU1002122B* | Split System | 48500 | 19 | 9 | 2.1 | R-454B | 650
215675568 | COMFORTMAKER | C5H0V48*K*AAA* | EVM5X49M21A*+WALLCON | *80CTL0902120B* | Split System | 48000 | 19 | 9 | 2 | R-454B | 650
215675638 | COMFORTMAKER | C5H0V48*K*AAA* | EVM5X49M21A*+WALLCON | *97CMN1002122B* | Split System | 48000 | 19 | 9 | 2 | R-454B | 650
215682438 | COMFORTMAKER | C5H0V48*K*AAA* | EVD5X61M21A*+WALLCON | *96CTN0802120B* | Split System | 48500 | 19 | 9 | 2 | R-454B | 650
215675889 | DAY & NIGHT | C5H0V48*K*AAA* | EVM5X60M24A*+WALLCON | *80CTL1102120B* | Split System | 48000 | 19 | 9 | 2 | R-454B | 650
215682499 | DAY & NIGHT | C5H0V48*K*AAA* | EVD5X61M21A*+WALLCON | *97CTN0802120A* | Split System | 48500 | 19 | 9 | 2 | R-454B | 650
215682439 | DAY & NIGHT | C5H0V48*K*AAA* | EVD5X61M21A*+WALLCON | *96CTN0802120B* | Split System | 48500 | 19 | 9 | 2 | R-454B | 650
215676789 | DAY & NIGHT | C5H0V48*K*AAA* | EVD5X61M21A*+WALLCON | *95CSU1002122B* | Split System | 48500 | 19 | 9 | 2.12 | R-454B | 650
215682529 | DAY & NIGHT | C5H0V48*K*AAA* | EVD5X61M24A*+WALLCON | *80CSU0802120B* | Split System | 49000 | 19 | 9 | 2.12 | R-454B | 650
215675655 | HEIL | H5H0V48*K*AAA* | EVM5X49M21A*+WALLCON | *96CTN1002122B* | Split System | 48000 | 19 | 9 | 2 | R-454B | 650
215682365 | HEIL | H5H0V48*K*AAA* | EVD5X60M21A*+WALLCON | *97CTN1002122A* | Split System | 48000 | 19 | 9 | 2 | R-454B | 650
215676330 | KEEPRITE | C5H0V48*K*AAA* | EVD5X49M24A*+WALLCON | *80CTL1352422B* | Split System | 48000 | 19 | 9 | 2 | R-454B | 650
215682430 | KEEPRITE | C5H0V48*K*AAA* | EVD5X60M24A*+WALLCON | *97CTN1202422A* | Split System | 48000 | 19 | 9 | 2 | R-454B | 650
215682290 | KEEPRITE | C5H0V48*K*AAA* | EVD5X49M24A*+WALLCON | *97CTN1202422A* | Split System | 48000 | 19 | 9 | 2 | R-454B | 650
215676730 | KEEPRITE | C5H0V48*K*AAA* | EVD5X61M21A*+WALLCON | *80CTL0702120B* | Split System | 48500 | 19 | 9 | 2 | R-454B | 650
215675956 | AIRQUEST | H5H0V48*K*AAA* | EVM5X61M24A*+WALLCON | *80CSU0802120A* | Split System | 49000 | 19.5 | 9 | 2.1 | R-454B | 650
215675955 | HEIL | H5H0V48*K*AAA* | EVM5X61M24A*+WALLCON | *80CSU0802120A* | Split System | 49000 | 19.5 | 9 | 2.1 | R-454B | 650
215676850 | KEEPRITE | C5H0V48*K*AAA* | EVD5X61M24A*+WALLCON | *80CSU0802120A* | Split System | 49000 | 19.5 | 9 | 2.1 | R-454B | 650
216739087 | AIRQUEST | D5CUHAH24AAK | FM(C,U)5Z24**AL* |  | Split System | 22800 | 16.5 | 9 | 2.08 | R-454B | 650
216739088 | ARCOAIRE | D5CUHAH24AAK | FM(C,U)5Z24**AL* |  | Split System | 22800 | 16.5 | 9 | 2.08 | R-454B | 650
216739089 | COMFORTMAKER | D5CUHAH24AAK | FM(C,U)5Z24**AL* |  | Split System | 22800 | 16.5 | 9 | 2.08 | R-454B | 650
216739090 | DAY & NIGHT | D5CUHAH24AAK | FM(C,U)5Z24**AL* |  | Split System | 22800 | 16.5 | 9 | 2.08 | R-454B | 650
216739086 | HEIL | D5CUHAH24AAK | FM(C,U)5Z24**AL* |  | Split System | 22800 | 16.5 | 9 | 2.08 | R-454B | 650
216739091 | KEEPRITE | D5CUHAH24AAK | FM(C,U)5Z24**AL* |  | Split System | 22800 | 16.5 | 9 | 2.08 | R-454B | 650
216739085 | PAYNE HEATING AND COOLING | 37MUHAQ24AA3 | FM(C,U)5Z24**AL* |  | Split System | 22800 | 16.5 | 9 | 2.08 | R-454B | 650
216739092 | SMART COMFORT | D5CUHAH24AAK | FM(C,U)5Z24**AL* |  | Split System | 22800 | 16.5 | 9 | 2.08 | R-454B | 650
216739093 | TEMPSTAR | D5CUHAH24AAK | FM(C,U)5Z24**AL* |  | Split System | 22800 | 16.5 | 9 | 2.08 | R-454B | 650
216739098 | AIRQUEST | D5CUHAH24AAK | FM(C,U)5Z30**AL* |  | Split System | 23200 | 17 | 9 | 2.08 | R-454B | 650
216739109 | AIRQUEST | D5CUHAH24AAK | FM(C,U)5Z36**AL* |  | Split System | 23200 | 17 | 9 | 2.08 | R-454B | 650
216739131 | AIRQUEST | D5CUHAH24AAK | FMA5X24**AL* |  | Split System | 22600 | 17 | 9 | 2.1 | R-454B | 650
216739110 | ARCOAIRE | D5CUHAH24AAK | FM(C,U)5Z36**AL* |  | Split System | 23200 | 17 | 9 | 2.08 | R-454B | 650
216739099 | ARCOAIRE | D5CUHAH24AAK | FM(C,U)5Z30**AL* |  | Split System | 23200 | 17 | 9 | 2.08 | R-454B | 650
216739132 | ARCOAIRE | D5CUHAH24AAK | FMA5X24**AL* |  | Split System | 22600 | 17 | 9 | 2.1 | R-454B | 650
216739095 | BRYANT HEATING AND COOLING SYSTEMS | 37MUHAQ24AA3 | FM(C,U)5Z30**AL* |  | Split System | 23200 | 17 | 9 | 2.08 | R-454B | 650
216739106 | BRYANT HEATING AND COOLING SYSTEMS | 37MUHAQ24AA3 | FM(C,U)5Z36**AL* |  | Split System | 23200 | 17 | 9 | 2.08 | R-454B | 650
216739128 | BRYANT HEATING AND COOLING SYSTEMS | 37MUHAQ24AA3 | FMA5X24**AL* |  | Split System | 22600 | 17 | 9 | 2.1 | R-454B | 650
216739100 | COMFORTMAKER | D5CUHAH24AAK | FM(C,U)5Z30**AL* |  | Split System | 23200 | 17 | 9 | 2.08 | R-454B | 650
216739111 | COMFORTMAKER | D5CUHAH24AAK | FM(C,U)5Z36**AL* |  | Split System | 23200 | 17 | 9 | 2.08 | R-454B | 650
216739133 | COMFORTMAKER | D5CUHAH24AAK | FMA5X24**AL* |  | Split System | 22600 | 17 | 9 | 2.1 | R-454B | 650
216739101 | DAY & NIGHT | D5CUHAH24AAK | FM(C,U)5Z30**AL* |  | Split System | 23200 | 17 | 9 | 2.08 | R-454B | 650
216739112 | DAY & NIGHT | D5CUHAH24AAK | FM(C,U)5Z36**AL* |  | Split System | 23200 | 17 | 9 | 2.08 | R-454B | 650
216739134 | DAY & NIGHT | D5CUHAH24AAK | FMA5X24**AL* |  | Split System | 22600 | 17 | 9 | 2.1 | R-454B | 650
216739097 | HEIL | D5CUHAH24AAK | FM(C,U)5Z30**AL* |  | Split System | 23200 | 17 | 9 | 2.08 | R-454B | 650
216739108 | HEIL | D5CUHAH24AAK | FM(C,U)5Z36**AL* |  | Split System | 23200 | 17 | 9 | 2.08 | R-454B | 650
216739130 | HEIL | D5CUHAH24AAK | FMA5X24**AL* |  | Split System | 22600 | 17 | 9 | 2.1 | R-454B | 650
216739102 | KEEPRITE | D5CUHAH24AAK | FM(C,U)5Z30**AL* |  | Split System | 23200 | 17 | 9 | 2.08 | R-454B | 650
216739113 | KEEPRITE | D5CUHAH24AAK | FM(C,U)5Z36**AL* |  | Split System | 23200 | 17 | 9 | 2.08 | R-454B | 650
216739096 | PAYNE HEATING AND COOLING | 37MUHAQ24AA3 | FM(C,U)5Z30**AL* |  | Split System | 23200 | 17 | 9 | 2.08 | R-454B | 650
216739107 | PAYNE HEATING AND COOLING | 37MUHAQ24AA3 | FM(C,U)5Z36**AL* |  | Split System | 23200 | 17 | 9 | 2.08 | R-454B | 650
216739129 | PAYNE HEATING AND COOLING | 37MUHAQ24AA3 | FMA5X24**AL* |  | Split System | 22600 | 17 | 9 | 2.1 | R-454B | 650
216739103 | SMART COMFORT | D5CUHAH24AAK | FM(C,U)5Z30**AL* |  | Split System | 23200 | 17 | 9 | 2.08 | R-454B | 650
216739114 | SMART COMFORT | D5CUHAH24AAK | FM(C,U)5Z36**AL* |  | Split System | 23200 | 17 | 9 | 2.08 | R-454B | 650
216739136 | SMART COMFORT | D5CUHAH24AAK | FMA5X24**AL* |  | Split System | 22600 | 17 | 9 | 2.1 | R-454B | 650
216739104 | TEMPSTAR | D5CUHAH24AAK | FM(C,U)5Z30**AL* |  | Split System | 23200 | 17 | 9 | 2.08 | R-454B | 650
216739115 | TEMPSTAR | D5CUHAH24AAK | FM(C,U)5Z36**AL* |  | Split System | 23200 | 17 | 9 | 2.08 | R-454B | 650
216739137 | TEMPSTAR | D5CUHAH24AAK | FMA5X24**AL* |  | Split System | 22600 | 17 | 9 | 2.1 | R-454B | 650
218452702 | CARRIER | 37MURAQ24AA3 | FM(C,U)5S30**AL* |  | Split System | 24800 | 15.5 | 9.5 | 2 | R-454B | 650
218452711 | CARRIER | 37MURAQ24AA3 | FM(C,U)5S36**AL* |  | Split System | 24800 | 15.5 | 9.5 | 2 | R-454B | 650
215676916 | AIRQUEST | H5H0V48*K*AAA* | EVD5X61M24A*+WALLCON | *97CMN0802120B* | Split System | 48500 | 19 | 9.5 | 2.1 | R-454B | 650
215682547 | ARCOAIRE | H5H0V48*K*AAA* | EVD5X61M24A*+WALLCON | *97CTN0802120A* | Split System | 48500 | 19 | 9.5 | 2.1 | R-454B | 650
215675978 | COMFORTMAKER | C5H0V48*K*AAA* | EVM5X61M24A*+WALLCON | *80CTL0702120B* | Split System | 48500 | 19 | 9.5 | 2.1 | R-454B | 650
215682548 | COMFORTMAKER | C5H0V48*K*AAA* | EVD5X61M24A*+WALLCON | *97CTN0802120A* | Split System | 48500 | 19 | 9.5 | 2.1 | R-454B | 650
215682038 | COMFORTMAKER | C5H0V48*K*AAA* | EVM5X61M24A*+WALLCON | *96CTN0802120B* | Split System | 48500 | 19 | 9.5 | 2.1 | R-454B | 650
215682039 | DAY & NIGHT | C5H0V48*K*AAA* | EVM5X61M24A*+WALLCON | *96CTN0802120B* | Split System | 48500 | 19 | 9.5 | 2.1 | R-454B | 650
215675981 | KENMORE | (C,H,T)5H0V48*K*AAA* | EVM5X61M24A*+WALLCON | *80CTL0702120B* | Split System | 48500 | 19 | 9.5 | 2.1 | R-454B | 650
215676922 | TEMPSTAR | T5H0V48*K*AAA* | EVD5X61M24A*+WALLCON | *97CMN0802120B* | Split System | 48500 | 19 | 9.5 | 2.1 | R-454B | 650
215676482 | TEMPSTAR | T5H0V48*K*AAA* | EVD5X60M21A*+WALLCON | *80CTL0902120B* | Split System | 48000 | 19 | 9.5 | 2.12 | R-454B | 650
215676056 | AIRQUEST | H5H0V48*K*AAA* | EVM5X61M24A*+WALLCON | *97CMN1002122B* | Split System | 48500 | 19.5 | 9.5 | 2.12 | R-454B | 650
215682506 | AIRQUEST | H5H0V48*K*AAA* | EVD5X61M21A*+WALLCON | *97CTN1002122A* | Split System | 48500 | 19.5 | 9.5 | 2.12 | R-454B | 650
215676747 | ARCOAIRE | H5H0V48*K*AAA* | EVD5X61M21A*+WALLCON | *80CTL0902120B* | Split System | 48500 | 19.5 | 9.5 | 2.12 | R-454B | 650
215676957 | ARCOAIRE | H5H0V48*K*AAA* | EVD5X61M24A*+WALLCON | *96CTN1202422B* | Split System | 48500 | 19.5 | 9.5 | 2.12 | R-454B | 650
215675998 | COMFORTMAKER | C5H0V48*K*AAA* | EVM5X61M24A*+WALLCON | *80CTL1102120B* | Split System | 48500 | 19.5 | 9.5 | 2.1 | R-454B | 650
215675988 | COMFORTMAKER | C5H0V48*K*AAA* | EVM5X61M24A*+WALLCON | *80CTL0902120B* | Split System | 48500 | 19.5 | 9.5 | 2.1 | R-454B | 650
215676078 | COMFORTMAKER | C5H0V48*K*AAA* | EVM5X61M24A*+WALLCON | *96CTN1002122B* | Split System | 48500 | 19.5 | 9.5 | 2.12 | R-454B | 650
215676958 | COMFORTMAKER | C5H0V48*K*AAA* | EVD5X61M24A*+WALLCON | *96CTN1202422B* | Split System | 48500 | 19.5 | 9.5 | 2.12 | R-454B | 650
215675989 | DAY & NIGHT | C5H0V48*K*AAA* | EVM5X61M24A*+WALLCON | *80CTL0902120B* | Split System | 48500 | 19.5 | 9.5 | 2.1 | R-454B | 650
215676749 | DAY & NIGHT | C5H0V48*K*AAA* | EVD5X61M21A*+WALLCON | *80CTL0902120B* | Split System | 48500 | 19.5 | 9.5 | 2.12 | R-454B | 650
215675995 | HEIL | H5H0V48*K*AAA* | EVM5X61M24A*+WALLCON | *80CTL1102120B* | Split System | 48500 | 19.5 | 9.5 | 2.1 | R-454B | 650
215676005 | HEIL | H5H0V48*K*AAA* | EVM5X61M24A*+WALLCON | *80CTL1352422B* | Split System | 48500 | 19.5 | 9.5 | 2.1 | R-454B | 650
215676055 | HEIL | H5H0V48*K*AAA* | EVM5X61M24A*+WALLCON | *97CMN1002122B* | Split System | 48500 | 19.5 | 9.5 | 2.12 | R-454B | 650
215682565 | HEIL | H5H0V48*K*AAA* | EVD5X61M24A*+WALLCON | *97CTN1202422A* | Split System | 48500 | 19.5 | 9.5 | 2.12 | R-454B | 650
215676880 | KEEPRITE | C5H0V48*K*AAA* | EVD5X61M24A*+WALLCON | *80CTL0902120B* | Split System | 48500 | 19.5 | 9.5 | 2.1 | R-454B | 650
215676950 | KEEPRITE | C5H0V48*K*AAA* | EVD5X61M24A*+WALLCON | *96CTN1002122B* | Split System | 48500 | 19.5 | 9.5 | 2.12 | R-454B | 650
215676891 | KENMORE | (C,H,T)5H0V48*K*AAA* | EVD5X61M24A*+WALLCON | *80CTL1352422B* | Split System | 48500 | 19.5 | 9.5 | 2.1 | R-454B | 650
215676931 | KENMORE | (C,H,T)5H0V48*K*AAA* | EVD5X61M24A*+WALLCON | *97CMN1002122B* | Split System | 48500 | 19.5 | 9.5 | 2.12 | R-454B | 650
215675351 | KENMORE | (C,H,T)5H0V48*K*AAA* | FCMA5B60L0D*+WALLCON |  | Split System | 46500 | 19.5 | 9.5 | 2.2 | R-454B | 650
215676012 | TEMPSTAR | T5H0V48*K*AAA* | EVM5X61M24A*+WALLCON | *80CTL1352422B* | Split System | 48500 | 19.5 | 9.5 | 2.1 | R-454B | 650
215676072 | TEMPSTAR | T5H0V48*K*AAA* | EVM5X61M24A*+WALLCON | *97CMN1202422B* | Split System | 48500 | 19.5 | 9.5 | 2.12 | R-454B | 650
215682562 | TEMPSTAR | T5H0V48*K*AAA* | EVD5X61M24A*+WALLCON | *97CTN1002122A* | Split System | 48500 | 19.5 | 9.5 | 2.12 | R-454B | 650
215675352 | TEMPSTAR | T5H0V48*K*AAA* | FCMA5B60L0D*+WALLCON |  | Split System | 46500 | 19.5 | 9.5 | 2.2 | R-454B | 650
215670622 | DAY & NIGHT | C5H0V36*K*AAA* | FCMA5B60L0D*+WALLCON |  | Split System | 35400 | 19.5 | 9.5 | 2.04 | R-454B | 650
218461808 | GREE | TU60-R32WEDU | TCAC48H |  | Split System | 47000 | 16 | 9 | 1.85 | R-32 | 650
218405902 | KENMORE | B5H3V60*K*AAA* | FCMA5B60L0D*+WALLCON |  | Split System | 58000 | 20 | 9 | 2.18 | R-454B | 650
218405894 | KENMORE | B5H3V48*K*AAA* | FCMA5B60L0D*+WALLCON |  | Split System | 46500 | 23 | 9.5 | 1.98 | R-454B | 650
215850872 | COLEMAN | HH860E2S11 | C(A,C,D,E)48A3K+TDR | TM8Y120C20MP11 | Split System | 40000 | 17.5 | 8.1 | 2 | R-454B | 650
215850936 | COLEMAN | HH860E2S11 | C(A,C,D,E)60A3K+TDR | TM9V080C16MP12 | Split System | 40500 | 17 | 8.5 | 2 | R-454B | 650
215851004 | COLEMAN | HH860E2S11 | C(A,C,D,E)48A3K+TDR | TM9Y120D20MP11 | Split System | 40000 | 17.5 | 8.1 | 2 | R-454B | 650
215851040 | COLEMAN | HH860E2S11 | D(A,C,E)60A3K+TDR | TMLE100C16MP11 | Split System | 41000 | 18 | 8.5 | 2 | R-454B | 650
215851065 | COLEMAN | HH860E2S11 | C(A,C,D,E)48A3K+TDR | TMLE120C20MP11 | Split System | 41000 | 16.5 | 8.1 | 2 | R-454B | 650
218213957 | CARRIER | 37MURAQ24AA3 | (V,C)36H175P14*+TXV | 58S(B,C)*B070M17**12 | Split System | 23600 | 15.2 | 9 | 2 | R-454B | 650
218213980 | CARRIER | 37MURAQ24AA3 | (V,C)36H***P42*+TXV | 59SC2E060M14**12 | Split System | 23600 | 15.2 | 8.5 | 1.92 | R-454B | 650
215864814 | AMERICAN STANDARD | 5A6V8X48A1 | 5PX*B006AS3 | S9V2B080U4PSC+LRP | Split System | 44500 | 18.1 | 8.5 | 2.1 | R-454B | 650
216739000 | AIRQUEST | D5CUHAH24AAK | FEVB0024**+NAVA53601CK |  | Split System | 23000 | 15.5 | 8.5 | 1.98 | R-454B | 650
216739049 | AIRQUEST | D5CUHAH24AAK | F5MA5*30L*B* |  | Split System | 23400 | 16 | 8.5 | 1.96 | R-454B | 650
216739017 | TEMPSTAR | D5CUHAH24AAK | FEVB0036**+NAVA53601CK |  | Split System | 24000 | 15.2 | 8.5 | 1.98 | R-454B | 650
216739150 | TEMPSTAR | D5CUHAH24AAK | FTMA5B36L0C* |  | Split System | 23200 | 17 | 8.5 | 1.96 | R-454B | 650
218522306 | FRASER-JOHNSTON | HH836E2S11 | CTU48C5XFS2+TXV | Z8ES080C16SMPS1 | Split System | 34400 | 19 | 9 | 2 | R-454B | 650
218522338 | FRASER-JOHNSTON | HH836E2S11 | CTF48C5CFS2 | TM9V100C16MP12 | Split System | 33200 | 18 | 9 | 2 | R-454B | 650
218522406 | FRASER-JOHNSTON | HH836E2S11 | CTU48C5XFS2+JMVT16CC2N1+TXV |  | Split System | 34400 | 19 | 9 | 2 | R-454B | 650
218522286 | COLEMAN | HH836E2S11 | CTU48C5XFS2+TXV | CP9C100C20MP13 | Split System | 34200 | 18 | 9 | 2 | R-454B | 650
218522288 | COLEMAN | HH836E2S11 | CTF48C5CFS2 | TL9E080C16UH11 | Split System | 33400 | 18 | 9 | 2 | R-454B | 650
218522304 | COLEMAN | HH836E2S11 | CTU48C5XFS2+TXV | Z8ES080C16SMPS1 | Split System | 34400 | 19 | 9 | 2 | R-454B | 650
218522320 | COLEMAN | HH836E2S11 | CTU48C5XFS2+TXV | Z8ES080C20SMPS1 | Split System | 34200 | 19 | 9 | 2 | R-454B | 650
218522506 | FRASER-JOHNSTON | HH836E2S11 | CTF48C5CFS2 | Z8ET120C20LMPS1 | Split System | 32600 | 19 | 9 | 2 | R-454B | 650
218522522 | FRASER-JOHNSTON | HH836E2S11 | CTF48C5CFS2 | Z8ET080C16LMPS1 | Split System | 32800 | 19 | 9 | 2 | R-454B | 650
218522672 | FRASER-JOHNSTON | HH836E2S11 | CTM36B5ADS2 | Z8VT080B12SMPC1 | Split System | 33000 | 18 | 9 | 2 | R-454B | 650
218522455 | CHAMPION HEATING AND COOLING | HH836E2S11 | CTU48C5XFS2+TXV | Z8ES120C16LMPS1 | Split System | 34000 | 19 | 9 | 2 | R-454B | 650
218522471 | CHAMPION HEATING AND COOLING | HH836E2S11 | CTU48C5XFS2+TXV | Z8VT100C20SMPC1 | Split System | 32800 | 19 | 9 | 2 | R-454B | 650
218522487 | CHAMPION HEATING AND COOLING | HH836E2S11 | CTU48C5XFS2+TXV | Z8VT100C16SMPC1 | Split System | 32800 | 19 | 9 | 2 | R-454B | 650
218522587 | CHAMPION HEATING AND COOLING | HH836E2S11 | CTM36B5ADS2 | Z8ES100B12LMPS1 | Split System | 33200 | 18 | 8.5 | 2 | R-454B | 650
218612656 | CARRIER | 27VPA936A*030* | (V,C)36H175P15*+TXV | 59TP7A060V17**16 | Split System | 35800 | 15.2 | 8.5 | 2.02 | R-454B | 650
215870933 | YORK | HH824E2S11 | CH360B*C+TXV | Y91E060B12SMPS1 | Split System | 22800 | 16 | 8.95 | 1.98 | R-454B | 650
215870922 | YORK | HH824E2S11 | CX360B*35+TXV | Y91E060A10SMPS1 | Split System | 22800 | 17 | 8.35 | 1.96 | R-454B | 650
215870919 | YORK | HH824E2S11 | CH360B*C+TXV | Y81E060A12SMPS1 | Split System | 22200 | 17 | 8.65 | 1.94 | R-454B | 650
218522273 | LUXAIRE | HH836E2S11 | CTF48C5CFS2 | TP9C100C20MP13 | Split System | 34200 | 18 | 9 | 2 | R-454B | 650
218522389 | LUXAIRE | HH836E2S11 | CTF48C5CFS2+JMC16C2SN1 |  | Split System | 34400 | 19 | 9 | 2 | R-454B | 650
218522573 | LUXAIRE | HH836E2S11 | CTM36B5ADS2+JMVT12BC2N1 |  | Split System | 33200 | 18 | 9 | 2 | R-454B | 650
218522621 | LUXAIRE | HH836E2S11 | CTM36B5ADS2 | LP9C080B12MP13 | Split System | 33000 | 17 | 8.5 | 2 | R-454B | 650
215870924 | YORK | HH824E2S11 | CH240A*C+TXV | Y91E060A10SMPS1 | Split System | 22400 | 17 | 8.2 | 1.94 | R-454B | 650
215870938 | YORK | HH824E2S11 | CH360B*C+TXV | YP9C060B12MP13 | Split System | 22200 | 17 | 8.65 | 1.94 | R-454B | 650
215870939 | YORK | HH824E2S11 | CV363**C+TXV | YP9C060B12MP13 | Split System | 22400 | 17 | 8.8 | 1.96 | R-454B | 650
218524109 | CHAMPION HEATING AND COOLING | HH860E2S11 | CTU60C5XGS2+TXV | Z9ET100C16SMPS1 | Split System | 44500 | 19 | 9 | 2 | R-454B | 650
218524125 | CHAMPION HEATING AND COOLING | HH860E2S11 | CTU60C5XGS2+TXV | Z9ET080C16SMPS1 | Split System | 44000 | 18 | 9 | 2 | R-454B | 650
218612643 | CARRIER | 27VPA924A*030* | C36A***L13*+TXV | 59TP7A060V17**16 | Split System | 24200 | 19 | 8.5 | 1.88 | R-454B | 650
218324700 | TRANE | 5TWR7036A1 | D(A,C,E)36C3J+TDR | S9X1B040D3PSB | Split System | 32600 | 16 | 8.2 | 1.98 | R-454B | 650
218138418 | RUUD | RD16AY48AJVC | D(A,C,E)60B4J+TDR | R802V1005A21UH | Split System | 42000 | 16 | 8.1 | 2.58 | R-454B | 650
218138420 | RUUD | RD16AY48AJVC | D(A,C,E)60B4J+TDR | R802V1255A24DZ | Split System | 42000 | 16 | 8.1 | 2.57 | R-454B | 650
216739084 | BRYANT HEATING AND COOLING SYSTEMS | 37MUHAQ24AA3 | FM(C,U)5Z24**AL* |  | Split System | 22800 | 16.5 | 9 | 2.08 | R-454B | 650
218522336 | COLEMAN | HH836E2S11 | CTF48C5CFS2 | TM9V100C16MP12 | Split System | 33200 | 18 | 9 | 2 | R-454B | 650
218524195 | CHAMPION HEATING AND COOLING | HH860E2S11 | CTU60C5XGS2+TXV | TM9V080C16MP12 | Split System | 43500 | 17 | 9 | 2 | R-454B | 650
218524308 | FRASER-JOHNSTON | HH860E2S11 | CTF60C5CGS2 | Z8ES100C20LMPS1 | Split System | 44500 | 18 | 9 | 2 | R-454B | 650
218524312 | FRASER-JOHNSTON | HH860E2S11 | CTU60C5XGS2+TXV | Z8ES100C20SMPS1 | Split System | 44500 | 18 | 9 | 2 | R-454B | 650
218522456 | COLEMAN | HH836E2S11 | CTF48C5CFS2 | Z9ES100C16SMPS1 | Split System | 35000 | 18 | 9 | 2 | R-454B | 650
218522588 | COLEMAN | HH836E2S11 | CTM36B5CDS2 | Z8ES100B12SMPS1 | Split System | 33200 | 18 | 8.5 | 2 | R-454B | 650
218524376 | FRASER-JOHNSTON | HH860E2S11 | CTU60C5XGS2+TXV | TM8V120C20MP12 | Split System | 44500 | 18 | 9 | 2 | R-454B | 650
218524661 | CHAMPION HEATING AND COOLING | HH860E2S11 | CTM60C5CGS2 | TM8V100C16MP12 | Split System | 44000 | 18 | 9 | 2 | R-454B | 650
218524175 | LUXAIRE | HH860E2S11 | CTF60C5CGS2 | TL8E080C16UH11 | Split System | 44000 | 18 | 9 | 2 | R-454B | 650
218524543 | LUXAIRE | HH860E2S11 | CTM60C5CGS2 | Z8VT080C16SMPC1 | Split System | 44000 | 18 | 9 | 2 | R-454B | 650
218524713 | LUXAIRE | HH860E2S11 | CTM60D5CGS2+JMC20D2SN1 |  | Split System | 45000 | 18 | 9.5 | 2 | R-454B | 650
218450309 | Coleman | XD524E2D11 | JDE24E5XX2DS1 |  | Split System | 24000 | 18 | 8.5 | 1.84 | R-454B | 650
217928594 | DAY & NIGHT | Q5H9V48*K*AAA* | EA*5X48M21A* | *80CSU0802120B* | Split System | 45500 | 17 | 9 | 2.08 | R-454B | 650
217928763 | DAY & NIGHT | Q5H9V48*K*AAA* | EA*5X48M21A* | *80VTL1102122B* | Split System | 45000 | 16.5 | 9 | 2.1 | R-454B | 650
217928610 | TEMPSTAR | Q5H9V48*K*AAA* | EA*5X48M21A* | *80CSU1002120B* | Split System | 45000 | 16 | 9 | 2.1 | R-454B | 650
217928727 | TEMPSTAR | Q5H9V48*K*AAA* | EA*5X48M21A* | *80CTL1102120B* | Split System | 45000 | 16.5 | 9 | 2.08 | R-454B | 650
217929013 | TEMPSTAR | Q5H9V48*K*AAA* | EA*5X48M21A* | *97VTN1002122A* | Split System | 45000 | 17 | 9 | 2.12 | R-454B | 650
217929078 | TEMPSTAR | Q5H9V48*K*AAA* | EA*5X60M24A* | *80VSL1102122B* | Split System | 46500 | 16 | 9 | 2.1 | R-454B | 650
217929130 | TEMPSTAR | Q5H9V48*K*AAA* | EA*5X60M24A* | *80CTL0902120B* | Split System | 46500 | 16 | 9 | 2.08 | R-454B | 650
218524362 | COLEMAN | HH860E2S11 | CTU60C5XGS2+JMVT17CC2N1+TXV |  | Split System | 44500 | 18 | 9 | 2 | R-454B | 650
218524394 | COLEMAN | HH860E2S11 | CTF60C5CGS2 | TP9C100C16MP13 | Split System | 43500 | 18 | 9 | 2 | R-454B | 650
218524410 | COLEMAN | HH860E2S11 | CTF60C5CGS2 | Z8ET100C16LMPS1 | Split System | 45000 | 17 | 9 | 2 | R-454B | 650
218524542 | COLEMAN | HH860E2S11 | CTM60C5CGS2 | Z8VT080C16SMPC1 | Split System | 44000 | 18 | 9 | 2 | R-454B | 650
218524562 | COLEMAN | HH860E2S11 | CTM60C5CGS2 | Z9ES100C20SMPS1 | Split System | 45500 | 18 | 9 | 2 | R-454B | 650
218524594 | COLEMAN | HH860E2S11 | CTM60C5CGS2 | TP9C080C16MP13 | Split System | 43500 | 18 | 9 | 2 | R-454B | 650
217927091 | TEMPSTAR | N5H9V36*K*AAA* | ESH5X42M12A* | *80MSU0802120A* | Split System | 35400 | 15.2 | 8.5 | 1.95 | R-454B | 650
217928593 | COMFORTMAKER | Q5H9V48*K*AAA* | EA*5X48M21A* | *80CSU0802120B* | Split System | 45500 | 17 | 9 | 2.08 | R-454B | 650
217928710 | COMFORTMAKER | Q5H9V48*K*AAA* | EA*5X48M21A* | *80CTL0902120B* | Split System | 45000 | 16.5 | 9 | 2.1 | R-454B | 650
217929113 | COMFORTMAKER | Q5H9V48*K*AAA* | EA*5X60M24A* | *80MSU1002120A* | Split System | 46500 | 16 | 9 | 2.1 | R-454B | 650
217929413 | COMFORTMAKER | Q5H9V48*K*AAA* | EA*5X60M24A* | *97VTN1202422A* | Split System | 46000 | 16 | 9 | 2.08 | R-454B | 650
217928893 | DAY & NIGHT | Q5H9V48*K*AAA* | EA*5X48M21A* | *96CTN1002122B* | Split System | 45000 | 16.5 | 9 | 2.08 | R-454B | 650
217929010 | DAY & NIGHT | Q5H9V48*K*AAA* | EA*5X48M21A* | *97VTN1002122A* | Split System | 45000 | 17 | 9 | 2.12 | R-454B | 650
217929414 | DAY & NIGHT | Q5H9V48*K*AAA* | EA*5X60M24A* | *97VTN1202422A* | Split System | 46000 | 16 | 9 | 2.08 | R-454B | 650
217929531 | DAY & NIGHT | Q5H9V48*K*AAA* | EA*5X61M21A* | *80MSU0601716A* | Split System | 47000 | 16.5 | 9 | 2.1 | R-454B | 650
217929830 | DAY & NIGHT | Q5H9V48*K*AAA* | EA*5X61M21A* | *96VTN1002122B* | Split System | 47000 | 17 | 9.5 | 2.22 | R-454B | 650
217930117 | DAY & NIGHT | Q5H9V48*K*AAA* | EA*5X61M24A* | *95MSU1002120A* | Split System | 47000 | 16 | 9 | 2.1 | R-454B | 650
217930130 | DAY & NIGHT | Q5H9V48*K*AAA* | EA*5X61M24A* | *95MSU1002122A* | Split System | 47500 | 16.5 | 9 | 2.1 | R-454B | 650
217930351 | DAY & NIGHT | Q5H9V48*K*AAA* | ESH5X48M12A* | *80CSU0802120B* | Split System | 45500 | 16 | 8.5 | 2 | R-454B | 650
217930481 | DAY & NIGHT | Q5H9V48*K*AAA* | ESH5X48M12A* | *80CTL1102120B* | Split System | 45500 | 16 | 8.5 | 2 | R-454B | 650
217930599 | DAY & NIGHT | Q5H9V48*K*AAA* | ESH5X48M12A* | *95MSU0802120A* | Split System | 45500 | 15.5 | 8.5 | 2 | R-454B | 650
217931016 | DAY & NIGHT | Q5H9V48*K*AAA* | ESH5X60M12A* | *95CSU0802120B* | Split System | 46000 | 15.5 | 9 | 2.1 | R-454B | 650
217929816 | COMFORTMAKER | Q5H9V48*K*AAA* | EA*5X61M21A* | *96VTN1002120B* | Split System | 47000 | 16.5 | 9 | 2.1 | R-454B | 650
217929998 | COMFORTMAKER | Q5H9V48*K*AAA* | EA*5X61M24A* | *80CTL1352422B* | Split System | 47500 | 16.5 | 9 | 2.1 | R-454B | 650
217930233 | COMFORTMAKER | Q5H9V48*K*AAA* | EA*5X61M24A* | *96VTN1002120B* | Split System | 47000 | 16 | 9 | 2.1 | R-454B | 650
217930298 | COMFORTMAKER | Q5H9V48*K*AAA* | EA*5X61M24A* | *97VTN1002122A* | Split System | 47500 | 16 | 9 | 2.1 | R-454B | 650
217930467 | COMFORTMAKER | Q5H9V48*K*AAA* | ESH5X48M12A* | *80CTL0902120B* | Split System | 45500 | 15.2 | 8.5 | 2 | R-454B | 650
217929495 | TEMPSTAR | Q5H9V48*K*AAA* | EA*5X61M21A* | *80VSL0701716B* | Split System | 46500 | 16 | 9 | 2.08 | R-454B | 650
217929547 | TEMPSTAR | Q5H9V48*K*AAA* | EA*5X61M21A* | *80MSU0802120A* | Split System | 47000 | 17.5 | 9 | 2.1 | R-454B | 650
217929612 | TEMPSTAR | Q5H9V48*K*AAA* | EA*5X61M21A* | *80VTL0701716B* | Split System | 46500 | 16 | 9 | 2.08 | R-454B | 650
217929664 | TEMPSTAR | Q5H9V48*K*AAA* | EA*5X61M21A* | *97CMN0802120B* | Split System | 47000 | 16 | 9 | 2.08 | R-454B | 650
217930081 | TEMPSTAR | Q5H9V48*K*AAA* | EA*5X61M24A* | *96VSN0802120B* | Split System | 47000 | 15.5 | 9 | 2.1 | R-454B | 650
217930133 | TEMPSTAR | Q5H9V48*K*AAA* | EA*5X61M24A* | *95MSU1002122A* | Split System | 47500 | 16.5 | 9 | 2.1 | R-454B | 650
217931136 | TEMPSTAR | Q5H9V48*K*AAA* | ESH5X60M12A* | *96VSN1002120B* | Split System | 46000 | 15.2 | 9 | 2.1 | R-454B | 650
217931133 | DAY & NIGHT | Q5H9V48*K*AAA* | ESH5X60M12A* | *96VSN1002120B* | Split System | 46000 | 15.2 | 9 | 2.1 | R-454B | 650
217931669 | DAY & NIGHT | Q5H9V60*K*AAA* | EA*5X60M24A* | *95CSU1002122B* | Split System | 54500 | 15.5 | 8.5 | 2 | R-454B | 650
217931517 | COMFORTMAKER | Q5H9V60*K*AAA* | EA*5X60M24A* | *80VSL1102122B* | Split System | 55000 | 16 | 9 | 2.12 | R-454B | 650
217932388 | COMFORTMAKER | Q5H9V60*K*AAA* | EA*5X61M21A* | *96VTN1002122B* | Split System | 56000 | 16 | 9 | 2.14 | R-454B | 650
218450441 | GE Appliances | NS15H24HA5*** | NCHC30AT5****+TDR | NF80X060S3A*** | Split System | 23600 | 16.4 | 8.4 | 1.8 | R-454B | 650
218450442 | GE Appliances | NS15H24HA5*** | NCHC30AT5****+TDR | NF80U070T3A*** | Split System | 23200 | 16 | 8.4 | 1.8 | R-454B | 650
217928576 | DAY & NIGHT | N5H9V48*K*AAA* | EA*5X48M21A* | *80CSU0601716B* | Split System | 45000 | 16 | 9 | 2.1 | R-454B | 650
217928696 | TEMPSTAR | N5H9V48*K*AAA* | EA*5X48M21A* | *80CTL0702120B* | Split System | 45000 | 16 | 9 | 2.08 | R-454B | 650
217928878 | TEMPSTAR | N5H9V48*K*AAA* | EA*5X48M21A* | *96CTN0802120B* | Split System | 45000 | 16.5 | 9 | 2.1 | R-454B | 650
217928913 | COMFORTMAKER | N5H9V48*K*AAA* | EA*5X48M21A* | *97CTN1002122A* | Split System | 45000 | 16.5 | 9 | 2.08 | R-454B | 650
217929330 | COMFORTMAKER | N5H9V48*K*AAA* | EA*5X60M24A* | *96VTN1002120B* | Split System | 46500 | 16 | 9 | 2.1 | R-454B | 650
217929447 | COMFORTMAKER | N5H9V48*K*AAA* | EA*5X61M21A* | *80CSU0601716B* | Split System | 47000 | 16.5 | 9 | 2.1 | R-454B | 650
217929629 | COMFORTMAKER | N5H9V48*K*AAA* | EA*5X61M21A* | *95CSU0802120B* | Split System | 47000 | 16 | 9 | 2.1 | R-454B | 650
217928810 | DAY & NIGHT | N5H9V48*K*AAA* | EA*5X48M21A* | *96VSN0802120B* | Split System | 45000 | 16 | 9 | 2.08 | R-454B | 650
217929279 | DAY & NIGHT | N5H9V48*K*AAA* | EA*5X60M24A* | *95MSU1002122A* | Split System | 46500 | 16 | 9 | 2.1 | R-454B | 650
217929682 | DAY & NIGHT | N5H9V48*K*AAA* | EA*5X61M21A* | *96VSN0802120B* | Split System | 46500 | 16 | 9 | 2.1 | R-454B | 650
217929799 | DAY & NIGHT | N5H9V48*K*AAA* | EA*5X61M21A* | *96VTN0802120B* | Split System | 46500 | 16 | 9 | 2.1 | R-454B | 650
217930750 | DAY & NIGHT | N5H9V48*K*AAA* | ESH5X48M12A* | OLV154F20A | Split System | 45500 | 15.2 | 8.5 | 2 | R-454B | 650
217930033 | COMFORTMAKER | N5H9V48*K*AAA* | EA*5X61M24A* | *95CSU1002122B* | Split System | 47500 | 16.5 | 9 | 2.1 | R-454B | 650
217930332 | COMFORTMAKER | N5H9V48*K*AAA* | ESH5X48M12A* | *80CSU0401712B* | Split System | 45500 | 15.5 | 8.5 | 2 | R-454B | 650
217930384 | COMFORTMAKER | N5H9V48*K*AAA* | ESH5X48M12A* | *80VSL1352422B* | Split System | 45500 | 15.2 | 8.5 | 2 | R-454B | 650
217928626 | AIRQUEST | N5H9V48*K*AAA* | EA*5X48M21A* | *80VSL1102122B* | Split System | 45000 | 16.5 | 9 | 2.1 | R-454B | 650
217929381 | AIRQUEST | N5H9V48*K*AAA* | EA*5X60M24A* | *97VTN1002120A* | Split System | 46500 | 16 | 9 | 2.1 | R-454B | 650
217929563 | AIRQUEST | N5H9V48*K*AAA* | EA*5X61M21A* | *80CTL0702120B* | Split System | 47000 | 16.5 | 9 | 2.1 | R-454B | 650
217929615 | AIRQUEST | N5H9V48*K*AAA* | EA*5X61M21A* | *80VTL0902120B* | Split System | 47000 | 17 | 9 | 2.1 | R-454B | 650
217929464 | TEMPSTAR | N5H9V48*K*AAA* | EA*5X61M21A* | *80CSU0802120B* | Split System | 47000 | 17 | 9 | 2.1 | R-454B | 650
217929880 | TEMPSTAR | N5H9V48*K*AAA* | EA*5X61M24A* | *80CSU0802120B* | Split System | 47500 | 16.5 | 9 | 2.1 | R-454B | 650
217930232 | TEMPSTAR | N5H9V48*K*AAA* | EA*5X61M24A* | *96VTN1002120B* | Split System | 47000 | 16 | 9 | 2.1 | R-454B | 650
217930532 | TEMPSTAR | N5H9V48*K*AAA* | ESH5X48M12A* | *95CSU1002122B* | Split System | 45500 | 15.5 | 8.5 | 2 | R-454B | 650
217930766 | TEMPSTAR | N5H9V48*K*AAA* | ESH5X48M12A* | OMV154L20A | Split System | 45500 | 15.2 | 8.5 | 2 | R-454B | 650
217931819 | DAY & NIGHT | Q5H9V60*K*AAA* | EA*5X60M24A* | *96CTN1202422B* | Split System | 54500 | 16 | 9 | 2.12 | R-454B | 650
217932389 | DAY & NIGHT | Q5H9V60*K*AAA* | EA*5X61M21A* | *96VTN1002122B* | Split System | 56000 | 16 | 9 | 2.14 | R-454B | 650
217932888 | TEMPSTAR | Q5H9V60*K*AAA* | EA*5X61M24A* | *96VTN0802120B* | Split System | 55500 | 15.5 | 8.5 | 2.05 | R-454B | 650
217933927 | CARRIER | 27VPA924A*030* | FT5ANXB24L* |  | Split System | 24000 | 18 | 9.5 | 1.92 | R-454B | 650
217930818 | TEMPSTAR | N5H9V48*K*AAA* | ESH5X60M12A* | *80CSU1002120B* | Split System | 46500 | 16 | 9 | 2.08 | R-454B | 650
217931118 | TEMPSTAR | N5H9V48*K*AAA* | ESH5X60M12A* | *96VSN0802120B* | Split System | 46000 | 15.5 | 9 | 2.1 | R-454B | 650
217931401 | DAY & NIGHT | N5H9V48*K*AAA* | ESH5X60M12A* | *97VTN1002122A* | Split System | 46500 | 16 | 9 | 2.1 | R-454B | 650
217930632 | COMFORTMAKER | N5H9V48*K*AAA* | ESH5X48M12A* | *96CTN1202422B* | Split System | 45500 | 15.5 | 8.5 | 2 | R-454B | 650
217930866 | COMFORTMAKER | N5H9V48*K*AAA* | ESH5X60M12A* | *80MSU0601716A* | Split System | 46500 | 16 | 9 | 2.1 | R-454B | 650
217930918 | COMFORTMAKER | N5H9V48*K*AAA* | ESH5X60M12A* | *80CTL0702120B* | Split System | 46000 | 15.2 | 9 | 2.08 | R-454B | 650
217930149 | AIRQUEST | N5H9V48*K*AAA* | EA*5X61M24A* | *96CTN1002122B* | Split System | 47500 | 16 | 9 | 2.08 | R-454B | 650
217928543 | TEMPSTAR | Q5H9V36*K*AAA* | F5MA5*36L*B* |  | Split System | 33600 | 15.2 | 9 | 2.18 | R-454B | 650
217930214 | AIRQUEST | N5H9V48*K*AAA* | EA*5X61M24A* | *96VTN0802120B* | Split System | 47000 | 15.5 | 9 | 2.1 | R-454B | 650
217930618 | AIRQUEST | N5H9V48*K*AAA* | ESH5X48M12A* | *95MSU1002122A* | Split System | 45500 | 15.5 | 8.5 | 2 | R-454B | 650
217931269 | AIRQUEST | N5H9V48*K*AAA* | ESH5X60M12A* | *97CTN1002122A* | Split System | 46500 | 16 | 9 | 2.08 | R-454B | 650
217931386 | AIRQUEST | N5H9V48*K*AAA* | ESH5X60M12A* | *97VTN0802120A* | Split System | 46000 | 15.5 | 9 | 2.1 | R-454B | 650
217933943 | CARRIER | 27VPA924A*030* | CVAMA2417XMA* | 58SP*B090V17**16 | Split System | 23600 | 18 | 8.5 | 1.88 | R-454B | 650
217933957 | CARRIER | 27VPA924A*030* | CVAMA2417XMA* | 59SP6B040V14**10 | Split System | 23200 | 16.5 | 8.5 | 1.88 | R-454B | 650
217933958 | CARRIER | 27VPA924A*030* | CVAMA2417XMA* | 59SP6B040V17**12 | Split System | 23400 | 16.5 | 8.5 | 1.88 | R-454B | 650
217934027 | CARRIER | 27VPA924A*030* | CVAMA3017XMA* | 58TN*B045C17**12 | Split System | 24400 | 18 | 8.5 | 1.9 | R-454B | 650
217934041 | CARRIER | 27VPA924A*030* | CVAMA3017XMA* | 59SP6B080V17**16 | Split System | 24600 | 19 | 8.5 | 1.9 | R-454B | 650
217934058 | CARRIER | 27VPA924A*030* | CVAMA3117XMA* | 58CU*B040C17**12 | Split System | 25000 | 19 | 8.5 | 1.9 | R-454B | 650
217934074 | CARRIER | 27VPA924A*030* | CVAMA3117XMA* | 59CU5B060C17**16 | Split System | 24800 | 19 | 8.5 | 1.92 | R-454B | 650
217934076 | CARRIER | 27VPA924A*030* | CVAMA3117XMA* | 59MN7C080C17**14 | Split System | 24800 | 19 | 8.5 | 1.92 | R-454B | 650
217934108 | CARRIER | 27VPA924A*030* | CVAMA3217XMA* | 58TN*B070C14**12 | Split System | 24800 | 19 | 8.5 | 1.9 | R-454B | 650
217934109 | CARRIER | 27VPA924A*030* | CVAMA3217XMA* | 58TN*B070C17**16 | Split System | 24600 | 19 | 8.5 | 1.9 | R-454B | 650
217934125 | CARRIER | 27VPA924A*030* | CVAMA3217XMA* | 59TN6C040C14**10 | Split System | 24400 | 18 | 8.5 | 1.9 | R-454B | 650
217934141 | CARRIER | 27VPA924A*030* | CVAMA3617XMA* | 58CU*B060C17**16 | Split System | 24600 | 19 | 8.5 | 1.9 | R-454B | 650
217934174 | CARRIER | 27VPA924A*030* | CVAMA3617XMA* | 59TP6C060V17**16 | Split System | 24400 | 18.5 | 8.5 | 1.9 | R-454B | 650
217934191 | CARRIER | 27VPA924A*030* | CVAVA2417XMA* | 58CU*B040C17**12 | Split System | 23800 | 18.5 | 8.5 | 1.86 | R-454B | 650
217927092 | ARCOAIRE | Q5H9V36*K*AAA* | ESH5X42M12A* | *80MSU0802120A* | Split System | 35400 | 15.2 | 8.5 | 1.95 | R-454B | 650
217931419 | DAY & NIGHT | Q5H9V48*K*AAA* | ESH5X60M12A* | *97VTN1202422A* | Split System | 46500 | 15.5 | 9 | 2.1 | R-454B | 650
217931067 | COMFORTMAKER | Q5H9V48*K*AAA* | ESH5X60M12A* | *97CMN1002122B* | Split System | 46500 | 16 | 9 | 2.08 | R-454B | 650
217931353 | COMFORTMAKER | Q5H9V48*K*AAA* | ESH5X60M12A* | *96VTN1202422B* | Split System | 46500 | 15.5 | 9 | 2.1 | R-454B | 650
216739135 | KEEPRITE | D5CUHAH24AAK | FMA5X24**AL* |  | Split System | 22600 | 17 | 9 | 2.1 | R-454B | 650
217928729 | ARCOAIRE | N5H9V48*K*AAA* | EA*5X48M21A* | *80VTL0701716B* | Split System | 44500 | 16 | 9 | 2.1 | R-454B | 650
217934192 | CARRIER | 27VPA924A*030* | CVAVA2417XMA* | 58CU*B060C17**16 | Split System | 23800 | 18.5 | 8.5 | 1.86 | R-454B | 650
217934194 | CARRIER | 27VPA924A*030* | CVAVA2417XMA* | 58SP*B070V14**12 | Split System | 23800 | 18.5 | 8.5 | 1.86 | R-454B | 650
217934210 | CARRIER | 27VPA924A*030* | CVAVA2417XMA* | 59SP6B040V14**10 | Split System | 23400 | 16.5 | 8.5 | 1.88 | R-454B | 650
217934225 | CARRIER | 27VPA924A*030* | CVAVA2417XMA* | 59TP6C060V17**16 | Split System | 23600 | 18 | 8.5 | 1.88 | R-454B | 650
217931952 | AIRQUEST | Q5H9V60*K*AAA* | EA*5X60M24A* | *97VTN1002120A* | Split System | 54500 | 15.5 | 9 | 2.12 | R-454B | 650
217932673 | AIRQUEST | Q5H9V60*K*AAA* | EA*5X61M24A* | *97CMN1002122B* | Split System | 56000 | 16 | 9 | 2.14 | R-454B | 650
217934226 | CARRIER | 27VPA924A*030* | CVAVA2417XMA* | 59TP6C080V17**16 | Split System | 23600 | 18 | 8.5 | 1.86 | R-454B | 650
217928793 | BRYANT HEATING AND COOLING SYSTEMS | 249VAN048**AA* | CAA**4821AM* | 987MC66100C21*** | Split System | 45000 | 16.5 | 9 | 2.08 | R-454B | 650
217928910 | BRYANT HEATING AND COOLING SYSTEMS | 249VAN048**AA* | CAA**4821AM* | 987TA66100C21*** | Split System | 45000 | 16.5 | 9 | 2.08 | R-454B | 650
217928794 | ARCOAIRE | N5H9V48*K*AAA* | EA*5X48M21A* | *97CMN1002122B* | Split System | 45000 | 16.5 | 9 | 2.08 | R-454B | 650
217929328 | ARCOAIRE | N5H9V48*K*AAA* | EA*5X60M24A* | *96VTN1002120B* | Split System | 46500 | 16 | 9 | 2.1 | R-454B | 650
217934243 | CARRIER | 27VPA924A*030* | CVAVA2517XMA* | 58CU*B060C17**16 | Split System | 24600 | 19 | 8.5 | 1.9 | R-454B | 650
217934260 | CARRIER | 27VPA924A*030* | CVAVA2517XMA* | 59MN7C080C17**14 | Split System | 24400 | 19 | 8.5 | 1.88 | R-454B | 650
217934275 | CARRIER | 27VPA924A*030* | CVAVA2517XMA* | 59TP6C060V14**12 | Split System | 24200 | 18 | 8.5 | 1.88 | R-454B | 650
217934278 | CARRIER | 27VPA924A*030* | CVAVA2517XMA* | 59TP7A060V17**16 | Split System | 24400 | 18.5 | 8.5 | 1.9 | R-454B | 650
217934294 | CARRIER | 27VPA924A*030* | CVAVA3017XMA* | 58CU*B060C17**16 | Split System | 24400 | 19 | 8.5 | 1.9 | R-454B | 650
217934295 | CARRIER | 27VPA924A*030* | CVAVA3017XMA* | 58SP*B045V14**12 | Split System | 24400 | 19 | 8.5 | 1.9 | R-454B | 650
217934309 | CARRIER | 27VPA924A*030* | CVAVA3017XMA* | 59CU5B060C17**16 | Split System | 24400 | 18.5 | 8.5 | 1.9 | R-454B | 650
217929731 | ARCOAIRE | N5H9V48*K*AAA* | EA*5X61M21A* | *95MSU1002122A* | Split System | 47000 | 17 | 9 | 2.1 | R-454B | 650
218524628 | COLEMAN | HH860E2S11 | CTM60C5CGS2 | TM9V100C16MP12 | Split System | 43500 | 18 | 9 | 2 | R-454B | 650
218524678 | COLEMAN | HH860E2S11 | CTM60C5CGS2 | CP9C100C20MP13 | Split System | 44000 | 18 | 9 | 2 | R-454B | 650
218524428 | FRASER-JOHNSTON | HH860E2S11 | CTF60C5CGS2 | Z8ET120C20LMPS1 | Split System | 44500 | 19 | 9 | 2 | R-454B | 650
218524528 | FRASER-JOHNSTON | HH860E2S11 | CTF60D5CGS2+JMVT20DC2N1 |  | Split System | 45500 | 19 | 9.5 | 2 | R-454B | 650
217933038 | TEMPSTAR | Q5H9V60*K*AAA* | ESH5X60M12A* | *80CSU0802120B* | Split System | 55500 | 15.5 | 8.5 | 2.04 | R-454B | 650
217932538 | COMFORTMAKER | Q5H9V60*K*AAA* | EA*5X61M24A* | *80MSU1002120A* | Split System | 56000 | 16 | 8.5 | 2 | R-454B | 650
217934326 | CARRIER | 27VPA924A*030* | CVAVA3017XMA* | 59TP6C060V14**12 | Split System | 24200 | 18 | 8.5 | 1.88 | R-454B | 650
217934360 | CARRIER | 27VPA924A*030* | CVAVA3117XMA* | 59TP6C060V17**16 | Split System | 25000 | 19 | 8.5 | 1.9 | R-454B | 650
217934392 | CARRIER | 27VPA924A*030* | CVAVA3617XMA* | 59TP6C040V14**10 | Split System | 24000 | 17 | 8.5 | 1.9 | R-454B | 650
217934412 | CARRIER | 27VPA924A*030* | CVAVA3621XMA* | 58SU*B100M21**20 | Split System | 24600 | 19 | 8.5 | 1.9 | R-454B | 650
218213959 | CARRIER | 37MURAQ24AA3 | (V,C)36H175P13*+TXV | 58S(B,C)*B070M17**12 | Split System | 23600 | 15.2 | 9 | 2 | R-454B | 650
218213977 | CARRIER | 37MURAQ24AA3 | (V,C)36H***P21*+TXV | 58TP*B070V14**12 | Split System | 23800 | 15.2 | 8.5 | 1.92 | R-454B | 650
218213994 | CARRIER | 37MURAQ24AA3 | (V,C)36H175P15*+TXV | 59SP6B040V17**12 | Split System | 23600 | 15.2 | 8.5 | 1.96 | R-454B | 650
218214008 | CARRIER | 37MURAQ24AA3 | (V,C)36H***P42*+TXV | 59TP6C060V14**12 | Split System | 23000 | 15.2 | 8.5 | 1.9 | R-454B | 650
217934425 | CARRIER | 27VPA924A*030* | CVAVA3621XMA* | 59CU5B100C21**22 | Split System | 24400 | 19 | 8.5 | 1.88 | R-454B | 650
217934477 | CARRIER | 27VPA924A*030* | CVAVA3721XMA* | 58TN*B070C21**20 | Split System | 24800 | 19 | 8.5 | 1.9 | R-454B | 650
217934510 | CARRIER | 27VPA924A*030* | CVAVA3721XMA* | 59TN7A100C21**22 | Split System | 24600 | 19 | 8.5 | 1.9 | R-454B | 650
217934511 | CARRIER | 27VPA924A*030* | CVAVA3721XMA* | 59TP6C040V17**12 | Split System | 24200 | 18 | 8.5 | 1.9 | R-454B | 650
217934527 | CARRIER | 27VPA924A*030* | CVAVA3817XMA* | 58SP*B045V14**12 | Split System | 25200 | 19 | 8.5 | 1.92 | R-454B | 650
217934543 | CARRIER | 27VPA924A*030* | CVAVA3817XMA* | 59SU5B040M17**12 | Split System | 25200 | 19 | 8.5 | 1.92 | R-454B | 650
217934561 | CARRIER | 27VPA924A*030* | CSAH*2412AM* | 58SP*B070V14**12 | Split System | 23400 | 16 | 9 | 1.85 | R-454B | 650
218524626 | FRASER-JOHNSTON | HH860E2S11 | CTM60C5CGS2+JMC17C2SN1 |  | Split System | 45000 | 19 | 9 | 2 | R-454B | 650
218524660 | FRASER-JOHNSTON | HH860E2S11 | CTM60C5CGS2 | TM8V100C16MP12 | Split System | 44000 | 18 | 9 | 2 | R-454B | 650
217934593 | CARRIER | 27VPA924A*030* | CAA**3617AM* | 58CU*B040C17**12 | Split System | 23600 | 18 | 9.5 | 1.92 | R-454B | 650
217934642 | CARRIER | 27VPA924A*030* | CAA**3014AM* | 58SP*B070V14**12 | Split System | 23400 | 18 | 9.5 | 1.9 | R-454B | 650
217934646 | CARRIER | 27VPA924A*030* | CAA**3717AM* | 59TP6C060V17**16 | Split System | 24000 | 18 | 9.5 | 1.92 | R-454B | 650
217934661 | CARRIER | 27VPA924A*030* | CSAH*3612AM* | GG96VTAB60100C** | Split System | 24000 | 16.5 | 9.5 | 1.92 | R-454B | 650
217934679 | CARRIER | 27VPA924A*030* | CAA**3014AM* | GG96VTAB30040A** | Split System | 23000 | 16.5 | 9.5 | 1.92 | R-454B | 650
217934696 | CARRIER | 27VPA924A*030* | CSAH*3612AM* | 58TN*B070C17**16 | Split System | 23800 | 17 | 9.5 | 1.92 | R-454B | 650
217934729 | CARRIER | 27VPA924A*030* | CSAH*3012AM* | 59TN7A080C17**16 | Split System | 23400 | 16.5 | 9.5 | 1.92 | R-454B | 650
217935094 | TEMPSTAR | Q5H9V24*K*AAA* | FTMA5X24L0B* |  | Split System | 24000 | 18 | 9.5 | 1.92 | R-454B | 650
217930617 | ARCOAIRE | N5H9V48*K*AAA* | ESH5X48M12A* | *95MSU1002122A* | Split System | 45500 | 15.5 | 8.5 | 2 | R-454B | 650
217930968 | ARCOAIRE | N5H9V48*K*AAA* | ESH5X60M12A* | *80VTL0902120B* | Split System | 46500 | 16 | 9 | 2.1 | R-454B | 650
217931437 | ARCOAIRE | N5H9V48*K*AAA* | ESH5X60M12A* | OLV154F20A | Split System | 46500 | 16 | 9 | 2.1 | R-454B | 650
217934795 | CARRIER | 27VPA924A*030* | CSAH*3012AM* | 59TN7A060C17**16 | Split System | 23400 | 16 | 9 | 1.85 | R-454B | 650
217934796 | CARRIER | 27VPA924A*030* | CSAH*3012AM* | 59TP6C060V14**12 | Split System | 23400 | 16 | 9 | 1.8 | R-454B | 650
217934829 | CARRIER | 27VPA924A*030* | CSAH*2412AM* | 59TN7A080C17**16 | Split System | 23400 | 16 | 9 | 1.85 | R-454B | 650
217934843 | CARRIER | 27VPA924A*030* | CAA**3721AM* | 59SP6B060V17**16 | Split System | 24400 | 18.5 | 10 | 1.98 | R-454B | 650
217934845 | CARRIER | 27VPA924A*030* | CAA**3721AM* | GG96VTAB48060B** | Split System | 24400 | 18.5 | 10 | 1.98 | R-454B | 650
217934943 | CARRIER | 27VPA924A*030* | CSAH*2412AM* | 58TP*B090V17**16 | Split System | 23400 | 16.5 | 9 | 1.85 | R-454B | 650
217934979 | CARRIER | 27VPA924A*030* | CSAH*2412AM* | 59TN7A120C24**22 | Split System | 23400 | 16 | 9 | 1.85 | R-454B | 650
217932021 | COMFORTMAKER | N5H9V60*K*AAA* | EA*5X61M21A* | *80CSU0802120B* | Split System | 56500 | 16 | 8.5 | 2.05 | R-454B | 650
217932186 | COMFORTMAKER | N5H9V60*K*AAA* | EA*5X61M21A* | *97CMN0802120B* | Split System | 55500 | 15.5 | 8.5 | 2 | R-454B | 650
217931887 | DAY & NIGHT | N5H9V60*K*AAA* | EA*5X60M24A* | *96VTN1002120B* | Split System | 54500 | 15.5 | 9 | 2.12 | R-454B | 650
217932037 | DAY & NIGHT | N5H9V60*K*AAA* | EA*5X61M21A* | *80VSL0902120B* | Split System | 55500 | 16 | 9 | 2.14 | R-454B | 650
217932322 | DAY & NIGHT | N5H9V60*K*AAA* | EA*5X61M21A* | *97CTN0802120A* | Split System | 55500 | 15.5 | 8.5 | 2 | R-454B | 650
217932337 | DAY & NIGHT | N5H9V60*K*AAA* | EA*5X61M21A* | *97CTN1002122A* | Split System | 56000 | 16 | 8.5 | 2 | R-454B | 650
217932055 | TEMPSTAR | N5H9V60*K*AAA* | EA*5X61M21A* | *80VSL1102122B* | Split System | 56000 | 16 | 9 | 2.12 | R-454B | 650
217932205 | TEMPSTAR | N5H9V60*K*AAA* | EA*5X61M21A* | *97CMN1002122B* | Split System | 56000 | 16 | 8.5 | 2 | R-454B | 650
217932671 | TEMPSTAR | N5H9V60*K*AAA* | EA*5X61M24A* | *97CMN1002122B* | Split System | 56000 | 16 | 9 | 2.14 | R-454B | 650
217932305 | AIRQUEST | N5H9V60*K*AAA* | EA*5X61M21A* | *96CTN1002122B* | Split System | 56000 | 16 | 8.5 | 2 | R-454B | 650
217932455 | AIRQUEST | N5H9V60*K*AAA* | EA*5X61M24A* | *80CSU1002120B* | Split System | 56000 | 16 | 8.5 | 2 | R-454B | 650
217932590 | AIRQUEST | N5H9V60*K*AAA* | EA*5X61M24A* | *80CTL1352422B* | Split System | 56000 | 16 | 9 | 2.14 | R-454B | 650
217932605 | AIRQUEST | N5H9V60*K*AAA* | EA*5X61M24A* | *80VTL0902120B* | Split System | 56000 | 16 | 9 | 2.14 | R-454B | 650
217932756 | AIRQUEST | N5H9V60*K*AAA* | EA*5X61M24A* | *95MSU1002120A* | Split System | 56000 | 15.5 | 8.5 | 2 | R-454B | 650
217933071 | AIRQUEST | N5H9V60*K*AAA* | ESH5X60M12A* | *80MSU0802120A* | Split System | 55500 | 15.5 | 8.5 | 2.04 | R-454B | 650
217935012 | CARRIER | 27VPA924A*030* | CAA**2417AM* | 59TP6C060V17**16 | Split System | 23200 | 17 | 9.5 | 1.92 | R-454B | 650
217935013 | CARRIER | 27VPA924A*030* | CAA**2417AM* | GG96VTAB48060B** | Split System | 23200 | 17 | 9.5 | 1.92 | R-454B | 650
217935029 | CARRIER | 27VPA924A*030* | CAA**3017AM* | 59TP6C040V14**10 | Split System | 23200 | 16 | 9 | 1.82 | R-454B | 650
217935062 | CARRIER | 27VPA924A*030* | CAA**3617AM* | 59MN7C080C17**14 | Split System | 23400 | 17.5 | 9.5 | 1.94 | R-454B | 650
217931635 | ARCOAIRE | Q5H9V60*K*AAA* | EA*5X60M24A* | *80VTL1102122B* | Split System | 55000 | 16 | 9 | 2.12 | R-454B | 650
215864531 | TRANE | 5TWV8X36A1 | 5PX*C005AS3 | S8V2C100M5PDB | Split System | 31800 | 18.1 | 8.5 | 2.1 | R-454B | 650
215864561 | TRANE | 5TWV8X36A1 | 5PX*CD05AS3 | S8V2C080M5PDB | Split System | 32000 | 18.1 | 8.5 | 2 | R-454B | 650
215864611 | TRANE | 5TWV8X36A1 | 5TXCB006AS3 | S8V2B080M4PDB | Split System | 32800 | 18.1 | 8.5 | 2.1 | R-454B | 650
215869092 | TRANE | 5TWV8X36A1 | 5PX*C005AS3 | S9V2C100U5VSB+LRP | Split System | 31800 | 18.1 | 8.5 | 2.1 | R-454B | 650
215864295 | MAINLINE | ML18HP230NEXH-O | ML18HP230AHU-I |  | Split System | 18000 | 18 | 10 | 2.2 | R-454B | 650
218452864 | TOSOT | THW60H/NHB-D | THND60A/NHA-O |  | Split System | 54000 | 16 | 8.5 | 2 | R-32 | 650
218450290 | CHAMPION HEATING AND COOLING | XD524E2D11 | JDE24E5XX2DS1 |  | Split System | 24000 | 18 | 8.5 | 1.84 | R-454B | 650
218520733 | CHAMPION HEATING AND COOLING | HH860E2S11 | CTF60C5CHS2 | Z8ES100C20LMPS1 | Split System | 53500 | 19 | 9 | 2 | R-454B | 650
218520749 | CHAMPION HEATING AND COOLING | HH860E2S11 | CTF60C5CHS2 | Z8ES080C20LMPS1 | Split System | 54000 | 19 | 9 | 2 | R-454B | 650
218520799 | CHAMPION HEATING AND COOLING | HH860E2S11 | CTF60D5CHS2 | TM9V120D20MP12 | Split System | 54000 | 19 | 9 | 2 | R-454B | 650
217932386 | ARCOAIRE | Q5H9V60*K*AAA* | EA*5X61M21A* | *96VTN1002122B* | Split System | 56000 | 16 | 9 | 2.14 | R-454B | 650
217932807 | ARCOAIRE | Q5H9V60*K*AAA* | EA*5X61M24A* | *96CTN1002122B* | Split System | 56000 | 16 | 9 | 2.14 | R-454B | 650
218520935 | CHAMPION HEATING AND COOLING | HH860E2S11 | CTM60C5CHS2 | Z8ES120C20SMPS1 | Split System | 53500 | 19 | 9 | 2 | R-454B | 650
218520983 | CHAMPION HEATING AND COOLING | HH860E2S11 | CTM60D5CHS2 | TP9C120D20MP13 | Split System | 54000 | 19 | 9 | 2 | R-454B | 650
218521001 | CHAMPION HEATING AND COOLING | HH860E2S11 | CTM60D5CJS2 | Z8ES130D20LMPS1 | Split System | 53500 | 19 | 9 | 2 | R-454B | 650
217932303 | BRYANT HEATING AND COOLING SYSTEMS | 249VAN060**AA* | CAA**6121AM* | 986TD66100C21*** | Split System | 56000 | 16 | 8.5 | 2 | R-454B | 650
217932423 | BRYANT HEATING AND COOLING SYSTEMS | 249VAN060**AA* | CAA**6121AM* | 927TA66100V21*** | Split System | 56000 | 16 | 9 | 2.14 | R-454B | 650
218521301 | CHAMPION HEATING AND COOLING | HH836E2S11 | CTM36C5CDS2 | Z8ET100C16LMPS1 | Split System | 34200 | 19 | 8.5 | 2 | R-454B | 650
218521385 | CHAMPION HEATING AND COOLING | HH836E2S11 | CTM36C5ADS2 | TPLC100C16MP13 | Split System | 34000 | 18 | 8.5 | 2 | R-454B | 650
218521401 | CHAMPION HEATING AND COOLING | HH836E2S11 | CTM36C5ADS2+JMC16C2SN1 |  | Split System | 34400 | 19 | 9 | 2 | R-454B | 650
218521437 | CHAMPION HEATING AND COOLING | HH836E2S11 | CTM36C5ADS2 | Z8ES100C16LMPS1 | Split System | 34200 | 18 | 8.5 | 2 | R-454B | 650
218521453 | CHAMPION HEATING AND COOLING | HH836E2S11 | CTM36C5ADS2 | Z8ES120C20LMPS1 | Split System | 34400 | 18 | 8.5 | 2 | R-454B | 650
218521469 | CHAMPION HEATING AND COOLING | HH836E2S11 | CTM36C5CDS2 | Z9ES080C20SMPS1 | Split System | 34200 | 18 | 8.5 | 2 | R-454B | 650
218520265 | CHAMPION HEATING AND COOLING | HH824E2S11 | CTU30B5XCS2+TXV | Z9ES080B12SMPS1 | Split System | 23000 | 17 | 9.5 | 2 | R-454B | 650
218520465 | CHAMPION HEATING AND COOLING | HH824E2S11 | CTF36B5ADS2 | TM9V060B12MP12 | Split System | 23000 | 18 | 9.5 | 2 | R-454B | 650
218520585 | CHAMPION HEATING AND COOLING | HH824E2S11 | CTM30B5ACS2 | Z8ES080B12LMPS1 | Split System | 23000 | 18 | 9.5 | 2 | R-454B | 650
218355396 | ACIQ | B5H0V48*K*AAA* | ESH5X60M12A*+WALLCON | *80CTL0451712B* | Split System | 45000 | 15.5 | 8.5 | 1.94 | R-454B | 650
218355399 | ACIQ | B5H0V48*K*AAA* | ESH5X60M12A*+WALLCON | *80CTL0901716B* | Split System | 45500 | 16.5 | 8.5 | 2.06 | R-454B | 650
218521537 | CHAMPION HEATING AND COOLING | HH836E2S11 | CTM36C5CDS2 | Z8ES080C20SMPS1 | Split System | 34400 | 18 | 8.5 | 2 | R-454B | 650
218324741 | TRANE | 5TWX7036A1 | D(A,C,E)36C3J+TDR | S8X2B060M4PTC | Split System | 32600 | 17.1 | 8.2 | 1.9 | R-454B | 650
218324975 | TRANE | 5TWX7048A1 | D(A,C,E)60B3J+TDR | S8X1C100M5PSC | Split System | 43500 | 17 | 8.7 | 2.1 | R-454B | 650
218520667 | CHAMPION HEATING AND COOLING | HH824E2S11 | CTM36B5ADS2 | Z8ES080B12SMPS1 | Split System | 23000 | 18 | 9.5 | 2 | R-454B | 650
218520231 | LUXAIRE | HH824E2S11 | CTF30A5ADS2 | TL8E060A12UH11 | Split System | 23000 | 18 | 9.5 | 2 | R-454B | 650
218520299 | LUXAIRE | HH824E2S11 | CTF30B5ACS2 | TM9V060B12MP12 | Split System | 23000 | 17 | 9.5 | 2 | R-454B | 650
218520351 | LUXAIRE | HH824E2S11 | CTF30B5ACS2 | LP9C080B12MP13 | Split System | 23000 | 17 | 9.5 | 2 | R-454B | 650
218520367 | LUXAIRE | HH824E2S11 | CTU30B5XCS2+TXV | Z9ET060B12SMPS1 | Split System | 23000 | 18 | 9.5 | 2 | R-454B | 650
218520383 | LUXAIRE | HH824E2S11 | CTU36B5XDS2+TXV | Z9ET060B12SMPS1 | Split System | 23000 | 18 | 9.5 | 2 | R-454B | 650
218520451 | LUXAIRE | HH824E2S11 | CTF36B5ADS2 | Z8ES080B12LMPS1 | Split System | 23000 | 19 | 9.5 | 2 | R-454B | 650
218520467 | LUXAIRE | HH824E2S11 | CTF36B5ADS2 | TP9C060B12MP13 | Split System | 23000 | 18 | 9.5 | 2 | R-454B | 650
218631533 | FRIEDRICH | WFPU17Y243D | (V,R)36H***P12*+TXV+AEFE3A* |  | Split System | 23000 | 18 | 8.7 | 1.94 | R-454B | 650
218612762 | FRIEDRICH | WFPU17Y243D | FE*E31*24+TXV |  | Split System | 22600 | 17 | 8.55 | 1.92 | R-454B | 650
215864031 | Wells | WDHP-60HH | WDAH-60MOC |  | Split System | 54000 | 16 | 9 | 1.8 | R-454B | 650
218612699 | CARRIER | 27VPA948A*030* | (V,C)60H210P29*+TXV | 59TP7A080V21**20 | Split System | 47500 | 16 | 9.5 | 2.24 | R-454B | 650
218521585 | CHAMPION HEATING AND COOLING | HH836E2S11 | CTM36C5ADS2 | TP9C100C16MP13 | Split System | 33800 | 18 | 8.5 | 2 | R-454B | 650
218521653 | CHAMPION HEATING AND COOLING | HH836E2S11 | CTM48C5AFS2+JMVT16CC2N1 |  | Split System | 34000 | 19 | 9 | 2 | R-454B | 650
218521687 | CHAMPION HEATING AND COOLING | HH836E2S11 | CTM48C5CFS2 | Z8ES080C16SMPS1 | Split System | 34400 | 19 | 9 | 2 | R-454B | 650
218521033 | LUXAIRE | HH836E2S11 | CTF30A5ADS2 | Z8ES040A12SMPS1 | Split System | 33000 | 18 | 8.5 | 2 | R-454B | 650
218521053 | LUXAIRE | HH836E2S11 | CTU36B5XDS2+TXV | Z9ET080B12SMPS1 | Split System | 33400 | 18 | 8.5 | 2 | R-454B | 650
218520481 | LUXAIRE | HH824E2S11 | CTU36B5XDS2+TXV | LP9C060B12MP13 | Split System | 23000 | 18 | 9.5 | 2 | R-454B | 650
218520535 | LUXAIRE | HH824E2S11 | CTM30B5ACS2 | Z9ET080B12SMPS1 | Split System | 23000 | 18 | 9.5 | 2 | R-454B | 650
218520583 | LUXAIRE | HH824E2S11 | CTM30B5ACS2 | Z8ES080B12LMPS1 | Split System | 23000 | 18 | 9.5 | 2 | R-454B | 650
218520635 | LUXAIRE | HH824E2S11 | CTM36B5ADS2 | TM9V080B12MP12 | Split System | 23000 | 18 | 9.5 | 2 | R-454B | 650
218520665 | LUXAIRE | HH824E2S11 | CTM36B5ADS2 | Z8ES080B12SMPS1 | Split System | 23000 | 18 | 9.5 | 2 | R-454B | 650
217929613 | BRYANT HEATING AND COOLING SYSTEMS | 249VAN048**AA* | CAA**6121AM* | 82*TB60090V21*** | Split System | 47000 | 17 | 9 | 2.1 | R-454B | 650
217930316 | BRYANT HEATING AND COOLING SYSTEMS | 249VAN048**AA* | CAA**6124AM* | OVLAAB060154 | Split System | 47500 | 16 | 9 | 2.1 | R-454B | 650
218620308 | CONCORD | 7SHP15V18P-**A | 7E[C,U]24AX-**+TDR | 80G2UH070AE12* | Split System | 18500 | 15.9 | 8.3 | 1.9 | R-454B | 650
218620476 | CONCORD | 7SHP15V18P-**A | 7E[C,U]24AX-**+TDR | 80G2UH070AE12L* | Split System | 18500 | 15.9 | 8.3 | 1.9 | R-454B | 650
218620490 | CONCORD | 7SHP15V18P-**A | 7EH24AX-**+TDR | 80G2UH070AE12L* | Split System | 18500 | 15.9 | 8.3 | 1.9 | R-454B | 650
218620330 | CONCORD | 7SHP15V18P-**A | 7EH24AX-**+TDR | 80G1UH045AE12L* | Split System | 18300 | 15.6 | 8.3 | 1.9 | R-454B | 650
218620329 | CONCORD | 7SHP15V18P-**A | 7EH24AX-**+TDR | 80G1UH045AE12* | Split System | 18300 | 15.6 | 8.3 | 1.9 | R-454B | 650
218620309 | CONCORD | 7SHP15V18P-**A | 7E[C,U]24AX-**+TDR | 80G1UH045AE12* | Split System | 18300 | 15.6 | 8.3 | 1.9 | R-454B | 650
218620310 | CONCORD | 7SHP15V18P-**A | 7E[C,U]24AX-**+TDR | 80G1UH045AE12L* | Split System | 18300 | 15.6 | 8.3 | 1.9 | R-454B | 650
218617502 | LENNOX | ML15KSPV-018-230A** | CK40[C,U]T-24A-**+TDR | ML180UH045E36A* | Split System | 18300 | 15.6 | 8.3 | 1.9 | R-454B | 650
218620477 | CONCORD | 7SHP15V18P-**A | 7E[C,U]24BX-**+TDR | 80G2UH090BE12* | Split System | 18500 | 15.7 | 8.3 | 1.9 | R-454B | 650
218620495 | CONCORD | 7SHP15V18P-**A | 7EH24BX-**+TDR | 92G1UH045BE12* | Split System | 18800 | 15.9 | 8.3 | 1.9 | R-454B | 650
218620502 | CONCORD | 7SHP15V18P-**A | 7EH30BX-**+TDR | 92G1UH045BE12* | Split System | 18800 | 15.9 | 8.3 | 1.9 | R-454B | 650
218620496 | CONCORD | 7SHP15V18P-**A | 7EH24BX-**+TDR | 92G1UH070BE12* | Split System | 18700 | 16 | 8.3 | 1.9 | R-454B | 650
218620503 | CONCORD | 7SHP15V18P-**A | 7EH30BX-**+TDR | 92G1UH070BE12* | Split System | 18700 | 16 | 8.3 | 1.9 | R-454B | 650
218620380 | CONCORD | 7SHP15V24P-**A | 7EH30AX-**+TDR | 80G1UH045AE12* | Split System | 23600 | 16.2 | 8.4 | 1.8 | R-454B | 650
218615207 | ALLIED | 7SHP15V24P-**A | 7EH30AX-**+TDR | 80G1UH040AE12X* | Split System | 23600 | 16.4 | 8.4 | 1.8 | R-454B | 650
218620026 | CONCORD | 7SHP15V24P-**A | 7EH30AX-**+TDR | 80G1UH040AE12X* | Split System | 23600 | 16.4 | 8.4 | 1.8 | R-454B | 650
218620027 | CONCORD | 7SHP15V24P-**A | 7EH30AX-**+TDR | 80G1UH060AE12X* | Split System | 23600 | 16.4 | 8.4 | 1.8 | R-454B | 650
218620028 | CONCORD | 7SHP15V24P-**A | 7EH30AX-**+TDR | 80G2UH070AE12* | Split System | 23200 | 16 | 8.4 | 1.8 | R-454B | 650
218620538 | CONCORD | 7SHP15V24P-**A | 7EH30AX-**+TDR | 80G2UH070AE12L* | Split System | 23200 | 16 | 8.4 | 1.8 | R-454B | 650
218620382 | CONCORD | 7SHP15V24P-**A | 7EH30AX-**+TDR | 80G1UH045AE12L* | Split System | 23400 | 16.1 | 8.4 | 1.8 | R-454B | 650
218620378 | CONCORD | 7SHP15V24P-**A | 7EH30AX-**+TDR | 80G2UH045AE12* | Split System | 23400 | 16.5 | 8.4 | 1.9 | R-454B | 650
218620346 | CONCORD | 7SHP15V18P-**A | 7ED24AX-**+TDR | 80G1DF045AE12* | Split System | 18100 | 15.3 | 8.4 | 1.9 | R-454B | 650
218620345 | CONCORD | 7SHP15V18P-**A | 7ED24AX-**+TDR | 80G2DF070AE12* | Split System | 18500 | 15.4 | 8.4 | 1.9 | R-454B | 650
218620505 | CONCORD | 7SHP15V18P-**A | 7ED24BX-**+TDR | 92G1DF045BE12* | Split System | 18500 | 15.7 | 8.4 | 1.9 | R-454B | 650
218620506 | CONCORD | 7SHP15V18P-**A | 7ED24BX-**+TDR | 92G1DF070BE12* | Split System | 18500 | 15.8 | 8.4 | 1.9 | R-454B | 650
218620327 | CONCORD | 7SHP15V18P-**A | 7EH24AX-**+TDR | 80G2UH045AE12* | Split System | 17900 | 16.2 | 8.4 | 1.9 | R-454B | 650
218620494 | CONCORD | 7SHP15V18P-**A | 7EH24BX-**+TDR | 92G1UH030BE12* | Split System | 18800 | 16.5 | 8.4 | 1.9 | R-454B | 650
218617520 | LENNOX | ML15KSPV-018-230A** | CK40HT-24B-**+TDR | SLP99UH070XV36B* | Split System | 18900 | 16.6 | 8.4 | 1.9 | R-454B | 650
218620498 | CONCORD | 7SHP15V18P-**A | 7EH30BX-**+TDR | 80G2UH090BE12* | Split System | 18900 | 16.7 | 8.4 | 1.9 | R-454B | 650
218620491 | CONCORD | 7SHP15V18P-**A | 7EH24BX-**+TDR | 80G2UH090BE12* | Split System | 18900 | 16.8 | 8.4 | 1.9 | R-454B | 650
218615046 | ALLIED | 7SHP15V24P-**A | 7AH1AV30PX-** |  | Split System | 24000 | 16.2 | 8.5 | 1.8 | R-454B | 650
218615045 | ALLIED | 7SHP15V24P-**A | 7AH1AE30PX-** |  | Split System | 24200 | 16.2 | 8.5 | 1.8 | R-454B | 650
218615088 | CONCORD | 7SHP15V24P-**A | 7AH1AE30PX-** |  | Split System | 24200 | 16.2 | 8.5 | 1.8 | R-454B | 650
218615131 | DUCANE | 7SHP15V24P-**A | 7AH1AE30PX-** |  | Split System | 24200 | 16.2 | 8.5 | 1.8 | R-454B | 650
218036538 | AMERICAN STANDARD | 5A6V8X48A1 | 5TXCB006AS3 | S9V2B080U4VSB+VCKIT | Split System | 44500 | 18.1 | 8.5 | 2.1 | R-454B | 650
218088738 | Navien, Inc. | NAZ17V6022A1 | NAM48C2TA1 | NPF700-100D5CH | Split System | 43000 | 15.5 | 8.5 | 1.9 | R-454B | 650
218036560 | AMERICAN STANDARD | 5A6V8X60A1 | 5PX*D010AS3 | S9V2C100U5VSB+VCKIT | Split System | 54000 | 18.1 | 8.5 | 2 | R-454B | 650
218036574 | AMERICAN STANDARD | 5A6V8X60A1 | 5TXCD010AS3 | S9V2C100U5VSB+VCKIT | Split System | 54500 | 18.1 | 8.5 | 2 | R-454B | 650
218036569 | TRANE | 5TWV8X60A1 | 5TXCD008AS3 | S9V2C100U5VSB+VCKIT | Split System | 52500 | 18.1 | 8.5 | 1.99 | R-454B | 650
218036525 | TRANE | 5TWV8X48A1 | 5PX*C007AS3 | S9V2C100U5VSB+VCKIT | Split System | 45500 | 18.1 | 8.5 | 2.1 | R-454B | 650
218602489 | KENMORE | XH960E2C11 | CTF60C5CHS2+CC | Z8VT120C20SMPC1 | Split System | 55500 | 20 | 8.5 | 2 | R-454B | 650
218602496 | KENMORE | XH960E2C11 | CTM60C5CHS2+CC | Z8VT120C20SMPC1 | Split System | 55500 | 20 | 8.5 | 2 | R-454B | 650
218602493 | KENMORE | XH960E2C11 | CTM60C5CHS2+CC | Z8VT100C20SMPC1 | Split System | 55500 | 20 | 8.5 | 2 | R-454B | 650
218602495 | KENMORE | XH960E2C11 | CTF60C5CHS2+CC | Z8VT100C20SMPC1 | Split System | 55500 | 20 | 8.5 | 2 | R-454B | 650
218602491 | KENMORE | XH960E2C11 | CTF60D5CHS2+JMC20D2SN1+CC |  | Split System | 56000 | 20 | 8.5 | 2 | R-454B | 650
218602500 | KENMORE | XH960E2C11 | CTM60D5CHS2+JMC20D2SN1+CC |  | Split System | 56000 | 20 | 8.5 | 2 | R-454B | 650
218602488 | KENMORE | XH960E2C11 | CTF60C5CHS2+JMC17C2SN1+CC |  | Split System | 56000 | 20 | 8.5 | 2 | R-454B | 650
218602498 | KENMORE | XH960E2C11 | CTM60C5CHS2+JMC17C2SN1+CC |  | Split System | 56000 | 20 | 8.5 | 2 | R-454B | 650
218066415 | Navien, Inc. | NAZ17V3622A1 | NAM36C2TA1 | NPF700-100U5CH | Split System | 31400 | 15.4 | 8.5 | 2 | R-454B | 650
217895758 | Navien, Inc. | NAZ17V3622A1 | NAM36C2TA1 | NPF700-060U3BH | Split System | 31400 | 15.4 | 8.5 | 2 | R-454B | 650
217895759 | Navien, Inc. | NAZ17V3622A1 | NAM36C2TA1 | NPF700-080U3BH | Split System | 31400 | 15.4 | 8.5 | 2 | R-454B | 650
218620480 | CONCORD | 7SHP15V18P-**A | 7E[C,U]24BX-**+TDR | 92G1UH030BE12* | Split System | 18500 | 17.1 | 8.5 | 1.9 | R-454B | 650
218028045 | American Standard | 5HCL5036B1 | 5DXCB003AC3 | S9V2C080U5VSB | Split System | 24000 | 16.5 | 8.5 | 1.8 | R-454B | 650
218028022 | GREE | GUD36W2/NXF-D(U) | GCAC24F/NXA | S9V2C100U4VSB | Split System | 23400 | 16.5 | 8.5 | 1.8 | R-454B | 650
217642455 | GE | NS21H36MA5-**A | NCU[C,U]36BT5*-**+TDR | NF97X060V3B* | Split System | 33800 | 18.5 | 8.5 | 2.04 | R-454B | 650
217901807 | GE | NS21H36MA5-**A | NCHC30BT5*-**+TDR | NF97U070V3B* | Split System | 33400 | 17.5 | 8.5 | 2.42 | R-454B | 650
217901802 | GE | NS21H36MA5-**A | NCU[C,U]36BT5*-**+TDR | NF97U070V3B* | Split System | 33200 | 18.5 | 8.5 | 2.04 | R-454B | 650
217901815 | GE | NS21H48MA5-**A | NCU[C,U]60DT5*-**+TDR | NF97U135V5D* | Split System | 47500 | 20 | 8.5 | 2 | R-454B | 650
218620335 | CONCORD | 7SHP15V18P-**A | 7EH30AX-**+TDR | 80G1UH040AE12X* | Split System | 18500 | 15.7 | 8.6 | 2 | R-454B | 650
218620336 | CONCORD | 7SHP15V18P-**A | 7EH30AX-**+TDR | 80G1UH060AE12X* | Split System | 18500 | 15.7 | 8.6 | 2 | R-454B | 650
218620497 | CONCORD | 7SHP15V18P-**A | 7EH30AX-**+TDR | 80G2UH070AE12L* | Split System | 18900 | 16.5 | 8.6 | 2 | R-454B | 650
218620338 | CONCORD | 7SHP15V18P-**A | 7EH30AX-**+TDR | 80G2UH070AE12* | Split System | 18900 | 16.5 | 8.6 | 2 | R-454B | 650
218617561 | LENNOX | ML15KSPV-018-230A** | CK40HT-30A-**+TDR | EL280UH070XE36A* | Split System | 18900 | 16.5 | 8.6 | 2 | R-454B | 650
218620340 | CONCORD | 7SHP15V18P-**A | 7EH30AX-**+TDR | 80G1UH045AE12L* | Split System | 18800 | 16.2 | 8.6 | 2 | R-454B | 650
218620339 | CONCORD | 7SHP15V18P-**A | 7EH30AX-**+TDR | 80G1UH045AE12* | Split System | 18800 | 16.2 | 8.6 | 2 | R-454B | 650
218615044 | ALLIED | 7SHP15V24P-**A | 7AH1AE24PX-** |  | Split System | 24200 | 16.2 | 8.7 | 1.9 | R-454B | 650
218615087 | CONCORD | 7SHP15V24P-**A | 7AH1AE24PX-** |  | Split System | 24200 | 16.2 | 8.7 | 1.9 | R-454B | 650
218616025 | LENNOX | ML15KSPV-024-230A** | CBK45UHET-024-230-** |  | Split System | 24200 | 16.2 | 8.7 | 1.9 | R-454B | 650
218009414 | XLINE | XL721 | XL850 |  | Split System | 36000 | 16.1 | 8.7 | 2 | R-454B | 650
218615041 | ALLIED | 7SHP15V18P-**A | 7AH2AE24PX-** |  | Split System | 18400 | 15.5 | 8.7 | 1.9 | R-454B | 650
218615039 | ALLIED | 7SHP15V18P-**A | 7AH1AE24PX-** |  | Split System | 18700 | 16.1 | 8.7 | 1.9 | R-454B | 650
218623946 | AMERICAN STANDARD | 5A6H7060A1 | 5TXCC009AS3 | S8V2C100M5PCB | Split System | 52500 | 16 | 8.7 | 2.22 | R-454B | 650
218623945 | TRANE | 5TWR7060A1 | 5TXCC009AS3 | S8V2C100M5PCB | Split System | 52500 | 16 | 8.7 | 2.22 | R-454B | 650
218615124 | DUCANE | 7SHP15V18P-**A | 7AH1RE24DX-** |  | Split System | 18700 | 16.1 | 8.8 | 2 | R-454B | 650
218620337 | CONCORD | 7SHP15V18P-**A | 7EH30AX-**+TDR | 80G2UH045AE12* | Split System | 18300 | 17.2 | 8.8 | 2 | R-454B | 650
218615043 | ALLIED | 7SHP15V24P-**A | 7AH1RE30DX-** |  | Split System | 23800 | 16.3 | 8.9 | 1.9 | R-454B | 650
218615129 | DUCANE | 7SHP15V24P-**A | 7AH1RE30DX-** |  | Split System | 23800 | 16.3 | 8.9 | 1.9 | R-454B | 650
218616023 | LENNOX | ML15KSPV-024-230A** | CBK43UHET-024-DV** |  | Split System | 23800 | 16.3 | 8.9 | 1.9 | R-454B | 650
218599904 | KENMORE | HH860E2S11* | CTM60D5CJS2 | Z9ES120D20SMPS1* | Split System | 53000 | 18 | 9 | 2 | R-454B | 650
218036419 | TRANE | 5TWV0X60A1 | 5PX*C009AS3 | S9V2C100U5VSB+VCKIT | Split System | 53000 | 18.6 | 9 | 2 | R-454B | 650
218036417 | TRANE | 5TWV0X60A1 | 5PX*C009AS3 | S9V2C080U5VSB+VCKIT | Split System | 53000 | 18.6 | 9 | 2 | R-454B | 650
218036425 | TRANE | 5TWV0X60A1 | 5PX*D010AS3 | S9V2C100U5VSB+VCKIT | Split System | 53000 | 18.8 | 9 | 2 | R-454B | 650
218036441 | TRANE | 5TWV0X60A1 | 5TXCD010AS3 | S9V2C100U5VSB+VCKIT | Split System | 53000 | 18.8 | 9 | 2 | R-454B | 650
218036428 | AMERICAN STANDARD | 5A6V0X60A1 | 5PX*D010AS3 | S9V2C080U5VSB+VCKIT | Split System | 53000 | 19 | 9 | 2 | R-454B | 650
218045296 | DELLA | 048-T-36K-ODU-T | 048-T-36K-IDU |  | Split System | 34000 | 19 | 9 | 1.9 | R-454B | 650
217970900 | KANIONco | KAHU-36IR454BHS18P | KAHU-36IR454BHS18P |  | Split System | 34000 | 19 | 9 | 1.9 | R-454B | 650
218599906 | KENMORE | HH860E2S11* | CTM60D5CJS2 | Z9ET120D20SMPS1* | Split System | 53000 | 19 | 9 | 2 | R-454B | 650
216727300 | LEVIOR | LHPCR454-36BT/18SR | LHPHR454-36BT/18SR |  | Split System | 34000 | 19 | 9 | 1.9 | R-454B | 650
218035842 | ROVSUN | RV-AHU36T-O | RV-AHU36T-I |  | Split System | 34000 | 19 | 9 | 1.9 | R-454B | 650
218028038 | GREE | GUD60W2/NXF-D(U) | GCAC60H/NXA | S9V2D120U5VSB | Split System | 52500 | 16.5 | 9 | 1.8 | R-454B | 650
217642451 | GE | NS21H36MA5-**A | NAM42V2TA5*-** |  | Split System | 34000 | 18.5 | 9 | 2.1 | R-454B | 650
218477258 | BRYANT HEATING AND COOLING SYSTEMS | 37MUHAQ24AA3+KSAIC0701230 | FEVB0036**+NAVA53601CK |  | Split System | 24800 | 15.3 | 9 | 2.06 | R-454B | 650
218477259 | PAYNE HEATING AND COOLING | 37MUHAQ24AA3+KSAIC0701230 | FEVB0036**+NAVA53601CK |  | Split System | 24800 | 15.3 | 9 | 2.06 | R-454B | 650
218477260 | BRYANT HEATING AND COOLING SYSTEMS | 37MUHAQ24AA3+KSAIC0701230 | FEVB0024**+NAVA53601CK |  | Split System | 24400 | 16.5 | 9 | 2.04 | R-454B | 650
218477261 | PAYNE HEATING AND COOLING | 37MUHAQ24AA3+KSAIC0701230 | FEVB0024**+NAVA53601CK |  | Split System | 24400 | 16.5 | 9 | 2.04 | R-454B | 650
217901811 | GE | NS21H36MA5-**A | NCHC42CT5*-**+TDR | NF97U090V3C* | Split System | 32800 | 17 | 9 | 1.92 | R-454B | 650
217901812 | GE | NS21H36MA5-**A | NCHC42CT5*-**+TDR | NF97U090V5C* | Split System | 33400 | 17.5 | 9 | 1.92 | R-454B | 650
217619843 | ZERO | ZOV-48HDGB | ZAV-48HDGB |  | Split System | 47500 | 17.5 | 9 | 2.1 | R-454B | 650
217619827 | Levior | LHPCR454-36BT/20SR | LHPHR454-36BT/20SR |  | Split System | 34000 | 18.6 | 9 | 2.1 | R-454B | 650
217901814 | GE | NS21H48MA5-**A | NCU[C,U]60CT5*-**+TDR | NF97U090V5C* | Split System | 46500 | 20 | 9 | 2.12 | R-454B | 650
217901797 | GE | NS21H24MA5-**A | NCHC30BT5*-**+TDR | NF97U070V3B* | Split System | 23600 | 20.5 | 9 | 2.04 | R-454B | 650
217642620 | GE | NS21H24MA5-**A | NCHC30BT5*-**+TDR | NF97X060V3B* | Split System | 23600 | 20 | 9.4 | 2.06 | R-454B | 650
217642619 | GE | NS21H24MA5-**A | NCHC30BT5*-**+TDR | NF97X040V3B* | Split System | 23600 | 20 | 9.4 | 2.06 | R-454B | 650
218160611 | RHEEM | RP17AY48AJVC | RH2TY4821STANN |  | Split System | 45500 | 16 | 9.5 | 2 | R-454B | 650
218327880 | RUUD | RP17AY48AJVC | RH2TY4821STANN |  | Split System | 45500 | 16 | 9.5 | 2 | R-454B | 650
218327571 | SURE | SP17AY48AJVC | SH2CY4821STANN |  | Split System | 45500 | 16 | 9.5 | 2 | R-454B | 650
218620816 | AC PRO | SPHP-Z-V048BB | AIRH-Y-V04816CB |  | Split System | 48000 | 16.5 | 9.5 | 1.9 | R-454B | 650
218465643 | DUOHOME | DOX630-48HFN10-M3X | DVBC-48HWFN10-MD3E-D |  | Split System | 48000 | 16.5 | 9.5 | 1.9 | R-454B | 650
218328405 | FRIEDRICH | FRP17AY36AJVC | RH2TY3617STANN |  | Split System | 34200 | 17 | 9.5 | 2 | R-454B | 650
218328406 | FRIEDRICH | FRP17AY60AJVC | RH2TY6024STANN |  | Split System | 57000 | 17 | 9.5 | 2 | R-454B | 650
218160610 | RHEEM | RP17AY36AJVC | RH2TY3617STANN |  | Split System | 34200 | 17 | 9.5 | 2 | R-454B | 650
218160613 | RHEEM | RP17AY60AJVC | RH2TY6024STANN |  | Split System | 57000 | 17 | 9.5 | 2 | R-454B | 650
218327879 | RUUD | RP17AY36AJVC | RH2TY3617STANN |  | Split System | 34200 | 17 | 9.5 | 2 | R-454B | 650
218327882 | RUUD | RP17AY60AJVC | RH2TY6024STANN |  | Split System | 57000 | 17 | 9.5 | 2 | R-454B | 650
218327570 | SURE | SP17AY36AJVC | SH2CY3617STANN |  | Split System | 34200 | 17 | 9.5 | 2 | R-454B | 650
218327573 | SURE | SP17AY60AJVC | SH2CY6024STANN |  | Split System | 57000 | 17 | 9.5 | 2 | R-454B | 650
218028079 | TRANE | 5HCL5036B1 | 5DXCB005AC3 | S9V2C100D5VSB | Split System | 32000 | 17.5 | 9.5 | 1.8 | R-454B | 650
218636365 | DUCANE | 7SCP18V36P-**A | 7AH1RE30DX-** |  | Split System | 34800 | 18.1 | 9.5 | 1.9 | R-454B | 650
218067548 | AIRMAX | CVMIZ60-C2 | AHMIZ60-C2 |  | Split System | 52000 | 18 | 9.5 | 2 | R-454B | 650
218044248 | TGM | MTVC2OCN060A | MTA20C060A |  | Split System | 52000 | 18 | 9.5 | 2 | R-454B | 650
217642480 | GE | NS21H48MA5-**A | NCU[C,U]60CT5*-**+TDR | NF98U090M4C* | Split System | 47000 | 20 | 9.5 | 2.1 | R-454B | 650
217970413 | KADEN | KOB-HH-UUX60HP-2AAMA | KIB-HH-UUX60AH3-2AAMA |  | Split System | 54000 | 17.5 | 9.5 | 1.9 | R-454B | 650
217970412 | KADEN | KOB-HH-UUX48HP-2AAMA | KIB-HH-UUX48AH3-2AAMA |  | Split System | 48000 | 17.5 | 9.5 | 2 | R-454B | 650
217896463 | Bestcold | MYUSA24NA23BCH19-O | MYUSA24NA23BCH19-I |  | Split System | 24000 | 18.5 | 9.5 | 2.2 | R-454B | 650
218045423 | AIRDACH | A4TH36200MV1DG | A4DH3600ME1DT |  | Split System | 34200 | 19 | 9.5 | 2 | R-454B | 650
218067549 | AIRMAX | CVMIZ36-C2 | AHMIZ36-C2 |  | Split System | 34200 | 19 | 9.5 | 2 | R-454B | 650
217901792 | GE | NS21H24MA5-**A | NCU[C,U]30BT5*-**+TDR | NF97U070V3B* | Split System | 23000 | 20 | 9.6 | 2.1 | R-454B | 650
218620813 | AC PRO | SPHP-Z-V018BB | AIRH-Y-V01808CB |  | Split System | 18000 | 19 | 9.7 | 2 | R-454B | 650
218426359 | TEMP SHIFT | TSHCHH182R5 | TSAHUHH18R5E |  | Split System | 18000 | 19 | 9.7 | 2 | R-454B | 650
218636345 | ALLIED | 7SCP18V24P-**A | 7AH1RE24DX-** |  | Split System | 24200 | 17.8 | 9.9 | 1.8 | R-454B | 650
218636354 | CONCORD | 7SCP18V24P-**A | 7AH1RE24DX-** |  | Split System | 24200 | 17.8 | 9.9 | 1.8 | R-454B | 650
218635938 | GE Appliances | NS18H24HA5*** | NAS30E1TB5**** |  | Split System | 24200 | 17.9 | 9.9 | 1.8 | R-454B | 650
218426361 | TEMP SHIFT | TSHCHH302R5 | TSAHU30R5E |  | Split System | 30000 | 16.8 | 10 | 1.96 | R-454B | 650
217970411 | KADEN | KOB-HH-UUX36HP-2AAMA | KIB-HH-UUX36AH3-2AAMA |  | Split System | 36000 | 17.7 | 10 | 2.06 | R-454B | 650
218426362 | TEMP SHIFT | TSHCHH362R5 | TSAHU36R5E |  | Split System | 36000 | 17.4 | 10.3 | 1.9 | R-454B | 650
217970410 | KADEN | KOB-HH-UUX30HP-2AAMA | KIB-HH-UUX30AH3-2AAMA |  | Split System | 30000 | 17.2 | 10.8 | 1.97 | R-454B | 650
218332480 | TCL | H48TDH15XQC | H48AEH15XDE |  | Split System | 48000 | 15.2 | 8.1 | 1.8 | R-32 | 650
218160017 | GREE | HW60H/NHB-D | HND60A/NHA-O |  | Split System | 54000 | 16 | 8.3 | 2 | R-32 | 650
217650581 | Bestcold | MYOA60NA22BCH18-O | MYOA60NA22BCH18-I |  | Split System | 55000 | 17 | 8.8 | 2.3 | R-32 | 650
217656091 | K&A | DIVINE-60K220V-7-O | DIVINE-60K220V-7-I |  | Split System | 55000 | 17 | 8.8 | 2.3 | R-32 | 650
217650579 | Bestcold | MYOA36NA22BCH18-O | MYOA36NA22BCH18-I |  | Split System | 33000 | 18 | 8.8 | 2 | R-32 | 650
217656089 | K&A | DIVINE-36K220V-7-O | DIVINE-36K220V-7-I |  | Split System | 33000 | 18 | 8.8 | 2 | R-32 | 650
218043371 | GREE | GUD60W2/NHE-D(U) | HND60A/NHA-O |  | Split System | 53000 | 18 | 10.5 | 2.2 | R-32 | 650
218157770 | FRIEDRICH | FPHFR48A3D | DC49B3J-210L |  | Split System | 48000 | 15.2 | 8.5 | 1.75 | R-454B | 650
218157769 | FRIEDRICH | FPHFR36A3D | DC37D3J-210L |  | Split System | 36000 | 15.2 | 9 | 1.9 | R-454B | 650
218045298 | DELLA | 048-T-60K-ODU-T | 048-T-60K-IDU |  | Split System | 53000 | 17 | 8.2 | 1.8 | R-454B | 650
217970901 | KANIONco | KAHU-60IR454BHS18P | KAHU-60IR454BHS18P |  | Split System | 53000 | 17 | 8.2 | 1.8 | R-454B | 650
216727302 | LEVIOR | LHPCR454-60BT/18SR | LHPHR454-60BT/18SR |  | Split System | 53000 | 17 | 8.2 | 1.8 | R-454B | 650
218620815 | AC PRO | SPHP-Z-V036BB | AIRH-Y-V03612CB |  | Split System | 36000 | 16.5 | 8.2 | 1.85 | R-454B | 650
218045297 | DELLA | 048-T-48K-ODU-T | 048-T-48K-IDU |  | Split System | 47000 | 18 | 8.5 | 1.8 | R-454B | 650
216727301 | LEVIOR | LHPCR454-48BT/18SR | LHPHR454-48BT/18SR |  | Split System | 47000 | 18 | 8.5 | 1.8 | R-454B | 650
218475416 | VIESSMANN | D5CUHAH36AAK+KSAIC0701230 | FTMA5B36L0C* |  | Split System | 35000 | 16.5 | 8.5 | 1.76 | R-454B | 650
218475408 | VIESSMANN | D5CUHAH30AAK+KSAIC0701230 | FTMA5B36L0C* |  | Split System | 29800 | 17 | 8.5 | 1.78 | R-454B | 650
218475392 | VIESSMANN | D5CUHAH18AAK+KSAIC0701230 | FTMA5X24L0B* |  | Split System | 18300 | 16 | 8.5 | 1.92 | R-454B | 650
218043600 | KANIONco | KAHU-60IR454BHS17AE | KAHU-60IR454BHS17AE |  | Split System | 55500 | 17 | 8.6 | 2.1 | R-454B | 650
218394229 | LUNAIR | OLIH602G | ILIH602G |  | Split System | 55500 | 17 | 8.6 | 2.1 | R-454B | 650
218475424 | VIESSMANN | D5CURAH24AAK+KSAIC0701230 | FTMA5X24L0B* |  | Split System | 24000 | 15.5 | 9 | 1.98 | R-454B | 650
218620817 | AC PRO | SPHP-Z-V060BB | AIRH-Y-V06020CB |  | Split System | 54000 | 16 | 9 | 1.8 | R-454B | 650
218045295 | DELLA | 048-T-24K-ODU-T | 048-T-24K-IDU |  | Split System | 24000 | 18 | 9 | 1.8 | R-454B | 650
216727299 | LEVIOR | LHPCR454-24BT/18SR | LHPHR454-24BT/18SR |  | Split System | 24000 | 18 | 9 | 1.8 | R-454B | 650
215662882 | BRYANT HEATING AND COOLING SYSTEMS | 290VAN060**AA* | FE5BNBD60L*+UI |  | Split System | 57500 | 20 | 9 | 2.12 | R-454B | 650
215662628 | CARRIER | 27VNA060A*030* | FE5BNBD60L*+UI |  | Split System | 57500 | 20 | 9 | 2.12 | R-454B | 650
218160741 | AIRQUEST | B5H0V24*K*AAA* | FCMA5X24L0B*+WALLCON |  | Split System | 23400 | 17.5 | 9 | 2.04 | R-454B | 650
218160742 | ARCOAIRE | B5H0V24*K*AAA* | FCMA5X24L0B*+WALLCON |  | Split System | 23400 | 17.5 | 9 | 2.04 | R-454B | 650
215662817 | BRYANT HEATING AND COOLING SYSTEMS | 290VAN024**AA* | FE5BNXB24L*+UI |  | Split System | 23400 | 17.5 | 9 | 2.04 | R-454B | 650
218160740 | HEIL | B5H0V24*K*AAA* | FCMA5X24L0B*+WALLCON |  | Split System | 23400 | 17.5 | 9 | 2.04 | R-454B | 650
217901778 | GE | NS21H60MA5-**A | NAM60V2TA5*-*** |  | Split System | 55500 | 20 | 9 | 2.14 | R-454B | 650
217901781 | GE | NS21H48MA5-**A | NAM60V2TA5*-*** |  | Split System | 48000 | 20.5 | 9 | 2.08 | R-454B | 650
218043597 | KANIONco | KAHU-24IR454BHS20AE | KAHU-24IR454BHS20AE |  | Split System | 24000 | 20 | 9.4 | 2.1 | R-454B | 650
218394226 | LUNAIR | OLIH362G | ILIH242G |  | Split System | 24000 | 20 | 9.4 | 2.1 | R-454B | 650
218475400 | VIESSMANN | D5CUHAH24AAK+KSAIC0701230 | FTMA5X24L0B* |  | Split System | 23600 | 17.5 | 9.5 | 2.04 | R-454B | 650
218045424 | AIRDACH | A4TH60200MV1DG | A4DH4800ME1DT |  | Split System | 47000 | 18.5 | 9.5 | 2 | R-454B | 650
218045422 | AIRDACH | A4TH36200MV1DG | A4DH2400ME1DT |  | Split System | 24000 | 20 | 9.5 | 2 | R-454B | 650
217896459 | Bestcold | MYUA24NA23BCH20-O | MYUA24NA23BCH20-I |  | Split System | 24000 | 20 | 9.5 | 2.2 | R-454B | 650
217896461 | Bestcold | MYUA48NA23BCH19-O | MYUA48NA23BCH19-I |  | Split System | 48000 | 18.5 | 9.8 | 2.2 | R-454B | 650
218620814 | AC PRO | SPHP-Z-V024BB | AIRH-Y-V02408CB |  | Split System | 23000 | 18.3 | 10 | 1.87 | R-454B | 650
218426360 | TEMP SHIFT | TSHCHH242R5 | TSAHUHH24R5E |  | Split System | 23000 | 18.3 | 10 | 1.87 | R-454B | 650
217901780 | GE | NS21H36MA5-**A | NAM36V2TA5*-*** |  | Split System | 34000 | 20 | 10 | 2.1 | R-454B | 650
217901779 | GE | NS21H24MA5-**A | NAM30V2TA5*-*** |  | Split System | 24000 | 20.5 | 10 | 2.22 | R-454B | 650
216030269 | DAIKIN | DPSH03BAPB2****E31**0* |  |  | Packaged | 35000 | 18.7 | 8.45 | 1.75 | R-32 | 650
216030312 | DAIKIN | DPSH04BAPB5****E31**E* |  |  | Packaged | 46000 | 18.05 | 8.6 | 1.87 | R-32 | 650
216030294 | DAIKIN | DPSH04BAPB2****E31**E* |  |  | Packaged | 46000 | 18.05 | 8.65 | 1.87 | R-32 | 650
217905217 | MRCOOL | MDPH18060D |  |  | Packaged | 56000 | 18 | 8.3 | 2 | R-32 | 650
218156602 | TOSOT | KH05TCNHA |  |  | Packaged | 56000 | 18 | 8.3 | 2 | R-32 | 650
218471412 | TOSOT | TK-H05TC/NHA-D(U) |  |  | Packaged | 56000 | 18 | 8.3 | 2 | R-32 | 650
217905216 | MRCOOL | MDPH18036D |  |  | Packaged | 34000 | 18 | 8.5 | 1.9 | R-32 | 650
217905219 | MRCOOL | MDPH18048D |  |  | Packaged | 47000 | 18 | 8.5 | 2 | R-32 | 650
218471411 | TOSOT | TK-H03TC/NHA-D(U) |  |  | Packaged | 34000 | 18 | 8.5 | 1.9 | R-32 | 650
218394214 | Innovair | TPV48H2XA |  |  | Packaged | 48000 | 18 | 8.8 | 2.1 | R-32 | 650
217905218 | MRCOOL | MDPH18024D |  |  | Packaged | 24000 | 18 | 8.8 | 1.9 | R-32 | 650
218389013 | OUTES | ORT-H24DEMR3-M01/SE180 |  |  | Packaged | 24000 | 19 | 9 | 2 | R-32 | 650
217652232 | Ephoca | ASP09N3H1 |  |  | Packaged | 6100 | 15.3 | 9.2 | 1.75 | R-32 | 650
217652215 | Ephoca | ADP09R3H1 |  |  | Packaged | 6100 | 15.3 | 9.2 | 1.75 | R-32 | 650
217652226 | Ephoca | ADK09N4H2 |  |  | Packaged | 6100 | 15.3 | 9.2 | 1.75 | R-32 | 650
217652230 | Ephoca | ASP09N4H1 |  |  | Packaged | 6100 | 15.3 | 9.2 | 1.75 | R-32 | 650
217652244 | Ephoca | ASK09N3H2 |  |  | Packaged | 6100 | 15.3 | 9.2 | 1.75 | R-32 | 650
217652236 | Ephoca | ASP09N3H2 |  |  | Packaged | 6100 | 15.3 | 9.2 | 1.75 | R-32 | 650
217652217 | Ephoca | ADP09R4H2 |  |  | Packaged | 6100 | 15.3 | 9.2 | 1.75 | R-32 | 650
217652225 | Ephoca | ADK09R4H2 |  |  | Packaged | 6100 | 15.3 | 9.2 | 1.75 | R-32 | 650
217652216 | Ephoca | ADP09N3H1 |  |  | Packaged | 6100 | 15.3 | 9.2 | 1.75 | R-32 | 650
217652227 | Ephoca | ADK09R3H2 |  |  | Packaged | 6100 | 15.3 | 9.2 | 1.75 | R-32 | 650
217652218 | Ephoca | ADP09N4H2 |  |  | Packaged | 6100 | 15.3 | 9.2 | 1.75 | R-32 | 650
217652220 | Ephoca | ADP09N3H2 |  |  | Packaged | 6100 | 15.3 | 9.2 | 1.75 | R-32 | 650
217652214 | Ephoca | ADP09N4H1 |  |  | Packaged | 6100 | 15.3 | 9.2 | 1.75 | R-32 | 650
217652234 | Ephoca | ASP09N4H2 |  |  | Packaged | 6100 | 15.3 | 9.2 | 1.75 | R-32 | 650
217652219 | Ephoca | ADP09R3H2 |  |  | Packaged | 6100 | 15.3 | 9.2 | 1.75 | R-32 | 650
217652228 | Ephoca | ADK09N3H2 |  |  | Packaged | 6100 | 15.3 | 9.2 | 1.75 | R-32 | 650
217652213 | Ephoca | ADP09R4H1 |  |  | Packaged | 6100 | 15.3 | 9.2 | 1.75 | R-32 | 650
218330064 | Ephoca | ASE09N3H1 |  |  | Packaged | 6100 | 15.3 | 9.2 | 1.75 | R-32 | 650
218330585 | Ephoca | ACU09N3H1 |  |  | Packaged | 6100 | 15.3 | 9.2 | 1.75 | R-32 | 650
218330068 | Ephoca | ADE09R3H1 |  |  | Packaged | 6100 | 15.3 | 9.2 | 1.75 | R-32 | 650
218330069 | Ephoca | ADE09N3H1 |  |  | Packaged | 6100 | 15.3 | 9.2 | 1.75 | R-32 | 650
218330586 | Ephoca | ACU09N3H2 |  |  | Packaged | 6100 | 15.3 | 9.2 | 1.75 | R-32 | 650
218330594 | Ephoca | ACV09N3H2 |  |  | Packaged | 6100 | 15.3 | 9.2 | 1.75 | R-32 | 650
218330079 | Ephoca | ADL09N3H2 |  |  | Packaged | 6100 | 15.3 | 9.2 | 1.75 | R-32 | 650
218330093 | Ephoca | ADV09R3H2 |  |  | Packaged | 6100 | 15.3 | 9.2 | 1.75 | R-32 | 650
218330576 | Ephoca | ACK09R3H2 |  |  | Packaged | 6100 | 15.3 | 9.2 | 1.75 | R-32 | 650
218330077 | Ephoca | ADL09R3H2 |  |  | Packaged | 6100 | 15.3 | 9.2 | 1.75 | R-32 | 650
218330592 | Ephoca | ACV09R3H2 |  |  | Packaged | 6100 | 15.3 | 9.2 | 1.75 | R-32 | 650
218329974 | Innova | ADK09R4H2 |  |  | Packaged | 6100 | 15.3 | 9.2 | 1.75 | R-32 | 650
218329981 | Innova | ASP09N3H1 |  |  | Packaged | 6100 | 15.3 | 9.2 | 1.75 | R-32 | 650
218329975 | Innova | ADK09N4H2 |  |  | Packaged | 6100 | 15.3 | 9.2 | 1.75 | R-32 | 650
218329964 | Innova | ADP09R3H1 |  |  | Packaged | 6100 | 15.3 | 9.2 | 1.75 | R-32 | 650
218330568 | Innova | ACV09R3H2 |  |  | Packaged | 6100 | 15.3 | 9.2 | 1.75 | R-32 | 650
218330206 | Innova | ASE09N3H1 |  |  | Packaged | 6100 | 15.3 | 9.2 | 1.75 | R-32 | 650
218329967 | Innova | ADP09N4H2 |  |  | Packaged | 6100 | 15.3 | 9.2 | 1.75 | R-32 | 650
218329963 | Innova | ADP09N4H1 |  |  | Packaged | 6100 | 15.3 | 9.2 | 1.75 | R-32 | 650
218330221 | Innova | ADL09N3H2 |  |  | Packaged | 6100 | 15.3 | 9.2 | 1.75 | R-32 | 650
218330211 | Innova | ADE09N3H1 |  |  | Packaged | 6100 | 15.3 | 9.2 | 1.75 | R-32 | 650
218329976 | Innova | ADK09R3H2 |  |  | Packaged | 6100 | 15.3 | 9.2 | 1.75 | R-32 | 650
218329985 | Innova | ASP09N3H2 |  |  | Packaged | 6100 | 15.3 | 9.2 | 1.75 | R-32 | 650
218330569 | Innova | ACV09N3H1 |  |  | Packaged | 6100 | 15.3 | 9.2 | 1.75 | R-32 | 650
218330552 | Innova | ACK09R3H2 |  |  | Packaged | 6100 | 15.3 | 9.2 | 1.75 | R-32 | 650
218329979 | Innova | ASP09N4H1 |  |  | Packaged | 6100 | 15.3 | 9.2 | 1.75 | R-32 | 650
218330561 | Innova | ACU09N3H1 |  |  | Packaged | 6100 | 15.3 | 9.2 | 1.75 | R-32 | 650
218329969 | Innova | ADP09N3H2 |  |  | Packaged | 6100 | 15.3 | 9.2 | 1.75 | R-32 | 650
218330560 | Innova | ACU09R3H2 |  |  | Packaged | 6100 | 15.3 | 9.2 | 1.75 | R-32 | 650
218330227 | Innova | ADU09R3H2 |  |  | Packaged | 6100 | 15.3 | 9.2 | 1.75 | R-32 | 650
218330210 | Innova | ADE09R3H1 |  |  | Packaged | 6100 | 15.3 | 9.2 | 1.75 | R-32 | 650
218329977 | Innova | ADK09N3H2 |  |  | Packaged | 6100 | 15.3 | 9.2 | 1.75 | R-32 | 650
218329983 | Innova | ASP09N4H2 |  |  | Packaged | 6100 | 15.3 | 9.2 | 1.75 | R-32 | 650
218329966 | Innova | ADP09R4H2 |  |  | Packaged | 6100 | 15.3 | 9.2 | 1.75 | R-32 | 650
217650541 | Ephoca | AVP09N4H2 |  |  | Packaged | 7500 | 15.35 | 9.85 | 1.75 | R-32 | 650
217650540 | Ephoca | AVP09R4H2 |  |  | Packaged | 7500 | 15.35 | 9.85 | 1.75 | R-32 | 650
217650539 | Ephoca | AVP09N3H1 |  |  | Packaged | 7500 | 15.35 | 9.85 | 1.75 | R-32 | 650
217650542 | Ephoca | AVP09R3H2 |  |  | Packaged | 7500 | 15.35 | 9.85 | 1.75 | R-32 | 650
217650549 | Ephoca | AVK09N4H2 |  |  | Packaged | 7500 | 15.35 | 9.85 | 1.75 | R-32 | 650
217650548 | Ephoca | AVK09R4H2 |  |  | Packaged | 7500 | 15.35 | 9.85 | 1.75 | R-32 | 650
217650543 | Ephoca | AVP09N3H2 |  |  | Packaged | 7500 | 15.35 | 9.85 | 1.75 | R-32 | 650
217650538 | Ephoca | AVP09R3H1 |  |  | Packaged | 7500 | 15.35 | 9.85 | 1.75 | R-32 | 650
217650537 | Ephoca | AVP09N4H1 |  |  | Packaged | 7500 | 15.35 | 9.85 | 1.75 | R-32 | 650
217650550 | Ephoca | AVK09N3H2 |  |  | Packaged | 7500 | 15.35 | 9.85 | 1.75 | R-32 | 650
217650536 | Ephoca | AVP09R4H1 |  |  | Packaged | 7500 | 15.35 | 9.85 | 1.75 | R-32 | 650
218330109 | Ephoca | AVL09R3H2 |  |  | Packaged | 7500 | 15.35 | 9.85 | 1.75 | R-32 | 650
218330117 | Ephoca | AVU09R3H2 |  |  | Packaged | 7500 | 15.35 | 9.85 | 1.75 | R-32 | 650
218329948 | Innova | AVP09N4H1 |  |  | Packaged | 7500 | 15.35 | 9.85 | 1.75 | R-32 | 650
218329950 | Innova | AVP09N3H1 |  |  | Packaged | 7500 | 15.35 | 9.85 | 1.75 | R-32 | 650
218329959 | Innova | AVK09R4H2 |  |  | Packaged | 7500 | 15.35 | 9.85 | 1.75 | R-32 | 650
218329951 | Innova | AVP09R4H2 |  |  | Packaged | 7500 | 15.35 | 9.85 | 1.75 | R-32 | 650
218329952 | Innova | AVP09N4H2 |  |  | Packaged | 7500 | 15.35 | 9.85 | 1.75 | R-32 | 650
218329953 | Innova | AVP09R3H2 |  |  | Packaged | 7500 | 15.35 | 9.85 | 1.75 | R-32 | 650
218329947 | Innova | AVP09R4H1 |  |  | Packaged | 7500 | 15.35 | 9.85 | 1.75 | R-32 | 650
218330242 | Innova | AVE09R3H1 |  |  | Packaged | 7500 | 15.35 | 9.85 | 1.75 | R-32 | 650
218329961 | Innova | AVK09N3H2 |  |  | Packaged | 7500 | 15.35 | 9.85 | 1.75 | R-32 | 650
218329960 | Innova | AVK09N4H2 |  |  | Packaged | 7500 | 15.35 | 9.85 | 1.75 | R-32 | 650
218329954 | Innova | AVP09N3H2 |  |  | Packaged | 7500 | 15.35 | 9.85 | 1.75 | R-32 | 650
218330259 | Innova | AVU09R3H2 |  |  | Packaged | 7500 | 15.35 | 9.85 | 1.75 | R-32 | 650
218329872 | Innova | AVK09R3H2 |  |  | Packaged | 7500 | 15.35 | 9.85 | 1.75 | R-32 | 650
218329949 | Innova | AVP09R3H1 |  |  | Packaged | 7500 | 15.35 | 9.85 | 1.75 | R-32 | 650
218330267 | Innova | AVV09R3H2 |  |  | Packaged | 7500 | 15.35 | 9.85 | 1.75 | R-32 | 650
218330251 | Innova | AVL09R3H2 |  |  | Packaged | 7500 | 15.35 | 9.85 | 1.75 | R-32 | 650
217895359 | BOSCH | BPBB-60RTB-M18S |  |  | Packaged | 57000 | 19 | 9 | 1.85 | R-454B | 650
217463590 | ECOER | ERDA19H-60AB* |  |  | Packaged | 56000 | 19 | 9.5 | 1.9 | R-454B | 650
217970999 | GOODMAN | GZV9SA361CA* | CHPEA4830*3A* | G*VT800604B*A* | Split System | 33400 | 18.2 | 9 | 2 | R-32 | 650
217883083 | AMANA | AZV9SA241CA* | CHPEA4830*3A* | A*VT800604B*A* | Split System | 23000 | 18.2 | 9 | 2 | R-32 | 650
217883065 | DAIKIN | DH9VSA241CA* | CHPEA4830*3A* | D*80SC0604BUA* | Split System | 23000 | 18.2 | 9 | 2 | R-32 | 650
217970984 | GOODMAN | GZV9SA241CA* | CHPEA4830*3A* | G*VT800803B*A* | Split System | 23000 | 18.2 | 9 | 2 | R-32 | 650
217970988 | GOODMAN | GZV9SA241CA* | CHPEA4830*3A* | G*VT800603B*A* | Split System | 23000 | 18.2 | 9 | 2 | R-32 | 650
217970992 | GOODMAN | GZV9SA241CA* | CHPEA4830*3A* | G*VS800604BUA* | Split System | 23000 | 18.2 | 9 | 2 | R-32 | 650
217971004 | GOODMAN | GZV9SA361CA* | CA*EA6030*3A* | G*VS800604BUA* | Split System | 34200 | 19 | 9.2 | 2 | R-32 | 650
217971000 | GOODMAN | GZV9SA361CA* | CA*EA6030*3A* | G*VT800604B*A* | Split System | 34200 | 19 | 9.2 | 2 | R-32 | 650
217970989 | GOODMAN | GZV9SA241CA* | CA*EA4830*3A* | G*VT800603B*A* | Split System | 23400 | 19.2 | 9.2 | 2 | R-32 | 650
217970987 | GOODMAN | GZV9SA241CA* | CA*EA4830*3A* | G*VT800604B*A* | Split System | 23400 | 19.2 | 9.2 | 2 | R-32 | 650
217970985 | GOODMAN | GZV9SA241CA* | CA*EA4830*3A* | G*VT800803B*A* | Split System | 23400 | 19.2 | 9.2 | 2 | R-32 | 650
217970993 | GOODMAN | GZV9SA241CA* | CA*EA4830*3A* | G*VS800604BUA* | Split System | 23400 | 19.2 | 9.2 | 2 | R-32 | 650
218330457 | TOSOT | TUD36-24W2/NHE-D(U) | TCAC24F/NHA |  | Split System | 23000 | 16 | 8.5 | 1.8 | R-32 | 650
218471414 | TOSOT | TU36-R32WEDU | TCAC36F |  | Split System | 32000 | 16 | 8.5 | 1.8 | R-32 | 650
217989300 | Willis | FLEX36KUHR32 | CC24R32 |  | Split System | 23000 | 16 | 8.5 | 1.8 | R-32 | 650
216445248 | LG | KUSXB361A | LKMMA36C1 |  | Split System | 34400 | 15.5 | 8.5 | 1.8 | R-32 | 650
218423700 | ECOER | EODA17H-4860AD* | EACE3036BE* | FG7SA-090C-T24B* | Split System | 33000 | 15.2 | 8.1 | 1.85 | R-32 | 650
218423702 | ECOER | EODA17H-4860AD* | EACE4248CE* | FG7SA-108C-T35C* | Split System | 45000 | 15.2 | 8.1 | 1.85 | R-32 | 650
218423703 | ECOER | EODA17H-4860AD* | EACE4248CE* | FG7SA-090C-T35C* | Split System | 45000 | 15.2 | 8.1 | 1.85 | R-32 | 650
218423697 | ECOER | EODA17H-2436AD* | EACE2430BE* | FG7SA-072C-T24B* | Split System | 24000 | 16 | 8.1 | 1.85 | R-32 | 650
218423687 | YISO | YOHA3-36DD | YLCN4-2430BE | FG7SA-072C-T24B* | Split System | 24000 | 16 | 8.1 | 1.85 | R-32 | 650
218396786 | ECOER | EODA17H-4860AD* | EACE4248CE* | MGH96M080C4A | Split System | 43000 | 16 | 8.5 | 1.85 | R-32 | 650
218396770 | YISO | YOHA3-60DD | YLCN4-4248CE | MGH96M080C4A | Split System | 43000 | 16 | 8.5 | 1.85 | R-32 | 650
217989205 | GOODMAN | GZV9SA4810A* | CHPEA4830*3A*+MBVK20DP1X00A* |  | Split System | 45500 | 17.5 | 8.5 | 1.8 | R-32 | 650
218066985 | ECOER | EODA17H-4860AD* | EACE3036BE* | MGV96U060B3C | Split System | 33000 | 16.5 | 8.7 | 1.85 | R-32 | 650
218066992 | ECOER | EODA17H-4860AD* | EACE3036BE* | MGV80M080B4A | Split System | 33000 | 16.5 | 8.7 | 1.85 | R-32 | 650
218066993 | ECOER | EODA17H-4860AD* | EACE3036BE* | MGV80M060B4A | Split System | 33000 | 16.5 | 8.7 | 1.85 | R-32 | 650
218066984 | ECOER | EODA17H-4860AD* | EACE3036BE* | MGV96U080B3C | Split System | 33000 | 16.5 | 8.7 | 1.85 | R-32 | 650
218004224 | ECOER | EODA17H-4860AD* | EACE3036BE* | EVMF98M28080B3L | Split System | 33000 | 16.5 | 8.7 | 1.85 | R-32 | 650
218396776 | ECOER | EODA17H-4860AD* | EACE3036BE* | FG7TC-060D-V24B* | Split System | 33000 | 16.5 | 8.7 | 1.85 | R-32 | 650
218396784 | ECOER | EODA17H-4860AD* | EACE3036BE* | MGH96M080B3A | Split System | 33000 | 16.5 | 8.7 | 1.85 | R-32 | 650
218066986 | ECOER | EODA17H-4860AD* | EACE4248CE* | MGV96U100C5C | Split System | 45000 | 16.5 | 8.7 | 1.85 | R-32 | 650
218066994 | ECOER | EODA17H-4860AD* | EACE4248CE* | MGV80M100C5A | Split System | 45000 | 16.5 | 8.7 | 1.85 | R-32 | 650
218396778 | ECOER | EODA17H-4860AD* | EACE4248CE* | FG7TC-080D-V35C* | Split System | 45000 | 16.5 | 8.7 | 1.85 | R-32 | 650
218396777 | ECOER | EODA17H-4860AD* | EACE4248CE* | FG7TC-100D-V35C* | Split System | 45000 | 16.5 | 8.7 | 1.85 | R-32 | 650
218396785 | ECOER | EODA17H-4860AD* | EACE4248CE* | MGH96M100C5A | Split System | 45000 | 16.5 | 8.7 | 1.85 | R-32 | 650
218066947 | YISO | YOHA3-60DD | YLCN4-3036BE | MGV80M080B4A | Split System | 33000 | 16.5 | 8.7 | 1.85 | R-32 | 650
218066939 | YISO | YOHA3-60DD | YLCN4-3036BE | MGV96U080B3C | Split System | 33000 | 16.5 | 8.7 | 1.85 | R-32 | 650
218066940 | YISO | YOHA3-60DD | YLCN4-3036BE | MGV96U060B3C | Split System | 33000 | 16.5 | 8.7 | 1.85 | R-32 | 650
218066948 | YISO | YOHA3-60DD | YLCN4-3036BE | MGV80M060B4A | Split System | 33000 | 16.5 | 8.7 | 1.85 | R-32 | 650
218396768 | YISO | YOHA3-60DD | YLCN4-3036BE | MGH96M080B3A | Split System | 33000 | 16.5 | 8.7 | 1.85 | R-32 | 650
218396760 | YISO | YOHA3-60DD | YLCN4-3036BE | FG7TC-060D-V24B* | Split System | 33000 | 16.5 | 8.7 | 1.85 | R-32 | 650
218066941 | YISO | YOHA3-60DD | YLCN4-4248CE | MGV96U100C5C | Split System | 45000 | 16.5 | 8.7 | 1.85 | R-32 | 650
218066949 | YISO | YOHA3-60DD | YLCN4-4248CE | MGV80M100C5A | Split System | 45000 | 16.5 | 8.7 | 1.85 | R-32 | 650
218396769 | YISO | YOHA3-60DD | YLCN4-4248CE | MGH96M100C5A | Split System | 45000 | 16.5 | 8.7 | 1.85 | R-32 | 650
218396761 | YISO | YOHA3-60DD | YLCN4-4248CE | FG7TC-100D-V35C* | Split System | 45000 | 16.5 | 8.7 | 1.85 | R-32 | 650
218396762 | YISO | YOHA3-60DD | YLCN4-4248CE | FG7TC-080D-V35C* | Split System | 45000 | 16.5 | 8.7 | 1.85 | R-32 | 650
218066988 | ECOER | EODA17H-2436AD* | EACE2430BE* | MGV80M080B4A | Split System | 24000 | 17.5 | 8.7 | 1.85 | R-32 | 650
218066980 | ECOER | EODA17H-2436AD* | EACE2430BE* | MGV96U060B3C | Split System | 24000 | 17.5 | 8.7 | 1.85 | R-32 | 650
218066989 | ECOER | EODA17H-2436AD* | EACE2430BE* | MGV80M060B4A | Split System | 24000 | 17.5 | 8.7 | 1.85 | R-32 | 650
218066979 | ECOER | EODA17H-2436AD* | EACE2430BE* | MGV96U080B3C | Split System | 24000 | 17.5 | 8.7 | 1.85 | R-32 | 650
218396772 | ECOER | EODA17H-2436AD* | EACE2430BE* | FG7TC-060D-V24B* | Split System | 24000 | 17.5 | 8.7 | 1.85 | R-32 | 650
218396780 | ECOER | EODA17H-2436AD* | EACE2430BE* | MGH96M080B3A | Split System | 24000 | 17.5 | 8.7 | 1.85 | R-32 | 650
218066944 | YISO | YOHA3-36DD | YLCN4-2430BE | MGV80M060B4A | Split System | 24000 | 17.5 | 8.7 | 1.85 | R-32 | 650
218066934 | YISO | YOHA3-36DD | YLCN4-2430BE | MGV96U080B3C | Split System | 24000 | 17.5 | 8.7 | 1.85 | R-32 | 650
218066935 | YISO | YOHA3-36DD | YLCN4-2430BE | MGV96U060B3C | Split System | 24000 | 17.5 | 8.7 | 1.85 | R-32 | 650
218066943 | YISO | YOHA3-36DD | YLCN4-2430BE | MGV80M080B4A | Split System | 24000 | 17.5 | 8.7 | 1.85 | R-32 | 650
218396764 | YISO | YOHA3-36DD | YLCN4-2430BE | MGH96M080B3A | Split System | 24000 | 17.5 | 8.7 | 1.85 | R-32 | 650
218396756 | YISO | YOHA3-36DD | YLCN4-2430BE | FG7TC-060D-V24B* | Split System | 24000 | 17.5 | 8.7 | 1.85 | R-32 | 650
218405521 | InverterCool | COH17S-36AD* | CVEED-36BE |  | Split System | 34200 | 17.5 | 8.8 | 2 | R-32 | 650
218405522 | InverterCool | COH17S-60AD* | CVEED-36BE |  | Split System | 34200 | 17 | 8.8 | 1.9 | R-32 | 650
217989246 | AMANA | AZV9SA4810A* | CA*EA6030*3A* | A*VT961005CNA* | Split System | 46000 | 17.5 | 9 | 1.9 | R-32 | 650
217989264 | AMANA | AZV9SA4810A* | CA*EA6030*3A* | A*VM971005CNA* | Split System | 46000 | 17.5 | 9 | 1.9 | R-32 | 650
217989180 | DAIKIN | DH9VSA4810A* | CA*EA6030*3A* | D*96TC1005DNA* | Split System | 46000 | 17.5 | 9 | 1.9 | R-32 | 650
217989232 | GOODMAN | GZV9SA4810A* | CA*EA6030*3A* | G*VM971005CNA* | Split System | 46000 | 17.5 | 9 | 1.9 | R-32 | 650
217971002 | GOODMAN | GZV9SA361CA* | CHPEA4830*3A* | G*VM970803BNA* | Split System | 33400 | 18.2 | 9 | 2 | R-32 | 650
217970980 | GOODMAN | GZV9SA241CA* | CHPEA4830*3A* | G*VT960803BNA* | Split System | 23000 | 18.2 | 9 | 2 | R-32 | 650
217970982 | GOODMAN | GZV9SA241CA* | CHPEA4830*3A* | G*VT960603BNA* | Split System | 23000 | 18.2 | 9 | 2 | R-32 | 650
217970996 | GOODMAN | GZV9SA241CA* | CHPEA4830*3A* | G*VM970803BNA* | Split System | 23000 | 18.2 | 9 | 2 | R-32 | 650
217970998 | GOODMAN | GZV9SA241CA* | CHPEA4830*3A* | G*VT960403BNA* | Split System | 23000 | 18.2 | 9 | 2 | R-32 | 650
217970990 | GOODMAN | GZV9SA241CA* | CHPEA4830*3A* | G*VS960603BUA* | Split System | 23000 | 18.2 | 9 | 2 | R-32 | 650
217970994 | GOODMAN | GZV9SA241CA* | CHPEA4830*3A* | G*VM970603BNA* | Split System | 23000 | 18.2 | 9 | 2 | R-32 | 650
217971003 | GOODMAN | GZV9SA361CA* | CA*EA6030*3A* | G*VM970803BNA* | Split System | 34200 | 19 | 9.2 | 2 | R-32 | 650
217883092 | AMANA | AZV9SA241CA* | CA*EA4830*3A* | A*VM970803BNA* | Split System | 23400 | 19.2 | 9.2 | 2 | R-32 | 650
217971005 | GOODMAN | GZV9SA241CA* | CA*EA4830*3A* | G*VT960403BNA* | Split System | 23400 | 19.2 | 9.2 | 2 | R-32 | 650
217970983 | GOODMAN | GZV9SA241CA* | CA*EA4830*3A* | G*VT960603BNA* | Split System | 23400 | 19.2 | 9.2 | 2 | R-32 | 650
217970997 | GOODMAN | GZV9SA241CA* | CA*EA4830*3A* | G*VM970603BNA* | Split System | 23400 | 19.2 | 9.2 | 2 | R-32 | 650
217970991 | GOODMAN | GZV9SA241CA* | CA*EA4830*3A* | G*VS960603BUA* | Split System | 23400 | 19.2 | 9.2 | 2 | R-32 | 650
217970981 | GOODMAN | GZV9SA241CA* | CA*EA4830*3A* | G*VT960803BNA* | Split System | 23400 | 19.2 | 9.2 | 2 | R-32 | 650
217656865 | AC PRO | SPHP-X-I036B | AIRH-X-1100B |  | Split System | 34000 | 18.2 | 10 | 2 | R-32 | 650
217656861 | AC PRO | GUD36W2/NHE-D(U) | GUD36AH2/E-D(U) |  | Split System | 34000 | 18.2 | 10 | 2 | R-32 | 650
216720955 | Willis | FLEX36KUHR32 | FLEXAH36KR32 |  | Split System | 34000 | 18.2 | 10 | 2 | R-32 | 650
217656868 | AC PRO | SPHP-X-I060B | AIRH-X-1120B |  | Split System | 48000 | 19 | 10 | 2 | R-32 | 650
217656864 | AC PRO | GUD60W2/NHE-D(U) | GUD48AH2/E-D(U) |  | Split System | 48000 | 19 | 10 | 2 | R-32 | 650
218043776 | BLUERIDGE | BNG3Z60UCN | BNGFZ48DH0 |  | Split System | 48000 | 19 | 10 | 2 | R-32 | 650
217643262 | TOSOT | TU60-48WEDU | TUD48AH2/G-D(U) |  | Split System | 48000 | 19 | 10 | 2 | R-32 | 650
217656867 | AC PRO | SPHP-X-I036B | AIRH-X-176B |  | Split System | 24000 | 18 | 10 | 2 | R-32 | 650
217656863 | AC PRO | GUD36W2/NHE-D(U) | GUD24AH2/E-D(U) |  | Split System | 24000 | 18 | 10 | 2 | R-32 | 650
217643261 | TOSOT | TU36-24WEDU | TUD24AH2/G-D(U) |  | Split System | 24000 | 18 | 10 | 2 | R-32 | 650
218330458 | TOSOT | TUD36-24W2/NHE-D(U) | TUD24AH2/NHG-D(U) |  | Split System | 24000 | 18 | 10 | 2 | R-32 | 650
217656866 | AC PRO | SPHP-X-I060B | AIRH-X-1150B |  | Split System | 53000 | 18.5 | 10.5 | 2.1 | R-32 | 650
217656862 | AC PRO | GUD60W2/NHE-D(U) | GUD60AH2/E-D(U) |  | Split System | 53000 | 18.5 | 10.5 | 2.1 | R-32 | 650
218043777 | BLUERIDGE | BNG3Z60UCN | BNGFZ60DH0 |  | Split System | 53000 | 18.5 | 10.5 | 2.1 | R-32 | 650
218082852 | QuébecVair | QVCOND48/60KR32 | QVAH60KR32 |  | Split System | 53000 | 18.5 | 10.5 | 2.1 | R-32 | 650
218046861 | KINGHOME | KD36UXO | KCAC24FI |  | Split System | 24000 | 16 | 8.5 | 1.85 | R-32 | 650
218330467 | TOSOT | TUD36-36W2/NHG-D(U) | TCAC24F/NHA |  | Split System | 24000 | 16 | 8.5 | 1.85 | R-32 | 650
217655826 | AIR-CON | AASDCI7H4R30 | AASDEM7H4R24-S |  | Split System | 24000 | 18.5 | 8.3 | 1.75 | R-32 | 650
217643263 | TOSOT | TUD30-24W2/G-D(U) | TUD24AH2/G-D(U) |  | Split System | 24000 | 18.5 | 8.3 | 1.75 | R-32 | 650
217655822 | AIR-CON | AASDCI7H4R60 | AASDEM7H4R60-S |  | Split System | 53500 | 19 | 9.5 | 2.24 | R-32 | 650
217655825 | AIR-CON | AASDCI7H4R60 | AASDEM7H4R48-S |  | Split System | 48000 | 20 | 9.5 | 2.18 | R-32 | 650
217643264 | TOSOT | TUD60-48W2/G-D(U) | TUD48AH2/G-D(U) |  | Split System | 48000 | 20 | 9.5 | 2.18 | R-32 | 650
217755081 | DAIKIN | DH7VSA3610A* | CA*EA4830*3A* | D*80TC0604B*A* | Split System | 34000 | 18 | 8.1 | 2 | R-32 | 650
216835164 | AMANA | AZV7SA6010A* | CHPEA6030*3A* | A*VS800805CUA* | Split System | 52000 | 16 | 8.5 | 1.8 | R-32 | 650
216835154 | AMANA | AZV7SA6010A* | CHPEA6030*3A* | A*VT800805C*A* | Split System | 52000 | 16 | 8.5 | 1.8 | R-32 | 650
216835159 | AMANA | AZV7SA6010A* | CHPEA6030*3A* | A*VT800804C*A* | Split System | 52000 | 16 | 8.5 | 1.8 | R-32 | 650
216835144 | AMANA | AZV7SA6010A* | CHPEA6030*3A* | A*VT801005C*A* | Split System | 52000 | 16 | 8.5 | 1.8 | R-32 | 650
216835149 | AMANA | AZV7SA6010A* | CHPEA6030*3A* | A*VT800805D*A* | Split System | 52000 | 16 | 8.5 | 1.8 | R-32 | 650
216835358 | GOODMAN | GZV7SA6010A* | CHPEA6030*3A* | G*VS800805CUA* | Split System | 52000 | 16 | 8.5 | 1.8 | R-32 | 650
216835353 | GOODMAN | GZV7SA6010A* | CHPEA6030*3A* | G*VT800804C*A* | Split System | 52000 | 16 | 8.5 | 1.8 | R-32 | 650
216835344 | GOODMAN | GZV7SA6010A* | CHPEA6030*3A* | G*VT800805D*A* | Split System | 52000 | 16 | 8.5 | 1.8 | R-32 | 650
216835340 | GOODMAN | GZV7SA6010A* | CHPEA6030*3A* | G*VT801005C*A* | Split System | 52000 | 16 | 8.5 | 1.8 | R-32 | 650
216835349 | GOODMAN | GZV7SA6010A* | CHPEA6030*3A* | G*VT800805C*A* | Split System | 52000 | 16 | 8.5 | 1.8 | R-32 | 650
217989255 | AMANA | AZV9SA4810A* | CHPEA4830*3A* | A*VT800804C*A* | Split System | 45000 | 16.5 | 8.5 | 1.8 | R-32 | 650
216835161 | AMANA | AZV7SA6010A* | CA*EA6030*3A* | A*VT800804C*A* | Split System | 52000 | 17 | 8.8 | 2 | R-32 | 650
216835151 | AMANA | AZV7SA6010A* | CA*EA6030*3A* | A*VT800805D*A* | Split System | 52000 | 17 | 8.8 | 2 | R-32 | 650
216835156 | AMANA | AZV7SA6010A* | CA*EA6030*3A* | A*VT800805C*A* | Split System | 52000 | 17 | 8.8 | 2 | R-32 | 650
216835167 | AMANA | AZV7SA6010A* | CA*EA6030*3A* | A*VS800805CUA* | Split System | 52000 | 17 | 8.8 | 2 | R-32 | 650
216835147 | AMANA | AZV7SA6010A* | CA*EA6030*3A* | A*VT801005C*A* | Split System | 52000 | 17 | 8.8 | 2 | R-32 | 650
216835346 | GOODMAN | GZV7SA6010A* | CA*EA6030*3A* | G*VT800805D*A* | Split System | 52000 | 17 | 8.8 | 2 | R-32 | 650
216835356 | GOODMAN | GZV7SA6010A* | CA*EA6030*3A* | G*VT800804C*A* | Split System | 52000 | 17 | 8.8 | 2 | R-32 | 650
216835342 | GOODMAN | GZV7SA6010A* | CA*EA6030*3A* | G*VT801005C*A* | Split System | 52000 | 17 | 8.8 | 2 | R-32 | 650
216835351 | GOODMAN | GZV7SA6010A* | CA*EA6030*3A* | G*VT800805C*A* | Split System | 52000 | 17 | 8.8 | 2 | R-32 | 650
216835360 | GOODMAN | GZV7SA6010A* | CA*EA6030*3A* | G*VS800805CUA* | Split System | 52000 | 17 | 8.8 | 2 | R-32 | 650
218330460 | TOSOT | TUD60-48W2/NHE-D(U) | TCAC60H/NHA |  | Split System | 52000 | 16 | 9 | 1.8 | R-32 | 650
218330461 | TOSOT | TUD60-48W2/NHE-D(U) | TCAC48H/NHA |  | Split System | 47000 | 16 | 9 | 1.85 | R-32 | 650
218423698 | ECOER | EODA17H-2436AD* | EACE3036BE* | FG7SA-090C-T24B* | Split System | 33000 | 15.2 | 8.1 | 1.85 | R-32 | 650
216835140 | AMANA | AZV7SA6010A* | CHPEA6030*3A* | A*VT960804CNA* | Split System | 52000 | 15.2 | 8.5 | 1.8 | R-32 | 650
217989121 | DAIKIN | DH9VSA6010A* | CHPEA6030*3A* | D*96TC0804CNA* | Split System | 52000 | 15.2 | 8.5 | 1.8 | R-32 | 650
216835335 | GOODMAN | GZV7SA6010A* | CHPEA6030*3A* | G*VT960804CNA* | Split System | 52000 | 15.2 | 8.5 | 1.8 | R-32 | 650
216835175 | AMANA | AZV7SA6010A* | CHPEA6030*3A* | A*VM971005CNA* | Split System | 52000 | 15.5 | 8.5 | 1.8 | R-32 | 650
216835133 | AMANA | AZV7SA6010A* | CHPEA6030*3A* | A*VT961005CNA* | Split System | 52000 | 15.5 | 8.5 | 1.8 | R-32 | 650
216835367 | GOODMAN | GZV7SA6010A* | CHPEA6030*3A* | G*VM971005CNA* | Split System | 52000 | 15.5 | 8.5 | 1.8 | R-32 | 650
216835331 | GOODMAN | GZV7SA6010A* | CHPEA6030*3A* | G*VT961005CNA* | Split System | 52000 | 15.5 | 8.5 | 1.8 | R-32 | 650
216835116 | AMANA | AZV7SA6010A* | CHPEA6030*3A*+MBVK16CP1X00A* |  | Split System | 52000 | 16 | 8.5 | 1.8 | R-32 | 650
216835169 | AMANA | AZV7SA6010A* | CHPEA6030*3A* | A*VM971205DNA* | Split System | 52000 | 16 | 8.5 | 1.8 | R-32 | 650
216835109 | AMANA | AZV7SA6010A* | CHPEA6030*3A*+MBVK20DP1X00A* |  | Split System | 52000 | 16 | 8.5 | 1.8 | R-32 | 650
216835129 | AMANA | AZV7SA6010A* | CHPEA6030*3A* | A*VT961005DNA* | Split System | 52000 | 16 | 8.5 | 1.8 | R-32 | 650
216835123 | AMANA | AZV7SA6010A* | CHPEA6030*3A* | A*VT961205DNA* | Split System | 52000 | 16 | 8.5 | 1.8 | R-32 | 650
216835172 | AMANA | AZV7SA6010A* | CA*EA6030*3A* | A*VM971205DNA* | Split System | 52000 | 16 | 8.5 | 2 | R-32 | 650
216835125 | AMANA | AZV7SA6010A* | CA*EA6030*3A* | A*VT961205DNA* | Split System | 52000 | 16 | 8.5 | 2 | R-32 | 650
216835131 | AMANA | AZV7SA6010A* | CA*EA6030*3A* | A*VT961005DNA* | Split System | 52000 | 16 | 8.5 | 2 | R-32 | 650
217989116 | DAIKIN | DH9VSA6010A* | CA*EA6030*3A* | D*96TC1205DNA* | Split System | 52000 | 16 | 8.5 | 1.9 | R-32 | 650
216835321 | GOODMAN | GZV7SA6010A* | CHPEA6030*3A* | G*VT961205DNA* | Split System | 52000 | 16 | 8.5 | 1.8 | R-32 | 650
216835317 | GOODMAN | GZV7SA6010A* | CHPEA6030*3A*+MBVK16CP1X00A* |  | Split System | 52000 | 16 | 8.5 | 1.8 | R-32 | 650
216835327 | GOODMAN | GZV7SA6010A* | CHPEA6030*3A* | G*VT961005DNA* | Split System | 52000 | 16 | 8.5 | 1.8 | R-32 | 650
216835312 | GOODMAN | GZV7SA6010A* | CHPEA6030*3A*+MBVK20DP1X00A* |  | Split System | 52000 | 16 | 8.5 | 1.8 | R-32 | 650
216835362 | GOODMAN | GZV7SA6010A* | CHPEA6030*3A* | G*VM971205DNA* | Split System | 52000 | 16 | 8.5 | 1.8 | R-32 | 650
216835329 | GOODMAN | GZV7SA6010A* | CA*EA6030*3A* | G*VT961005DNA* | Split System | 52000 | 16 | 8.5 | 2 | R-32 | 650
216835324 | GOODMAN | GZV7SA6010A* | CA*EA6030*3A* | G*VT961205DNA* | Split System | 52000 | 16 | 8.5 | 2 | R-32 | 650
216835365 | GOODMAN | GZV7SA6010A* | CA*EA6030*3A* | G*VM971205DNA* | Split System | 52000 | 16 | 8.5 | 2 | R-32 | 650
216835138 | AMANA | AZV7SA6010A* | CA*EA6030*3A* | A*VT961005CNA* | Split System | 52000 | 16.5 | 8.5 | 2 | R-32 | 650
216835333 | GOODMAN | GZV7SA6010A* | CA*EA6030*3A* | G*VT961005CNA* | Split System | 52000 | 16.5 | 8.5 | 2 | R-32 | 650
217989241 | AMANA | AZV9SA4810A* | CHPEA4830*3A* | A*VT961205DNA* | Split System | 45000 | 16.2 | 8.5 | 1.8 | R-32 | 650
218066987 | ECOER | EODA17H-4860AD* | EACE4860CE* | MGV96U100C5C | Split System | 52000 | 16 | 8.7 | 1.85 | R-32 | 650
218066995 | ECOER | EODA17H-4860AD* | EACE4860CE* | MGV80M100C5A | Split System | 52000 | 16 | 8.7 | 1.85 | R-32 | 650
218396779 | ECOER | EODA17H-4860AD* | EACE4860CE* | FG7TC-100D-V35C* | Split System | 52000 | 16 | 8.7 | 1.85 | R-32 | 650
218396787 | ECOER | EODA17H-4860AD* | EACE4860CE* | MGH96M100C5A | Split System | 52000 | 16 | 8.7 | 1.85 | R-32 | 650
218066942 | YISO | YOHA3-60DD | YLCN4-4860CE | MGV96U100C5C | Split System | 52000 | 16 | 8.7 | 1.85 | R-32 | 650
218066950 | YISO | YOHA3-60DD | YLCN4-4860CE | MGV80M100C5A | Split System | 52000 | 16 | 8.7 | 1.85 | R-32 | 650
218396763 | YISO | YOHA3-60DD | YLCN4-4860CE | FG7TC-100D-V35C* | Split System | 52000 | 16 | 8.7 | 1.85 | R-32 | 650
218396771 | YISO | YOHA3-60DD | YLCN4-4860CE | MGH96M100C5A | Split System | 52000 | 16 | 8.7 | 1.85 | R-32 | 650
217959656 | HISENSE | AOH-48U3T24P | HG86*60+TXV+AEFE5* |  | Split System | 48000 | 16 | 8.3 | 1.9 | R-454B | 650
217959679 | HISENSE | AUWR-4824P | HG84*60+TXV+AEFE5* |  | Split System | 48000 | 16 | 8.3 | 1.9 | R-454B | 650
217969787 | INNOVAIR | GOV60H2BA | HE3K*60+TXV+AEFE5* |  | Split System | 52500 | 15.2 | 8.35 | 2.04 | R-454B | 650
218391219 | LENNOX | EL18KSLV-036-230A** | LD19/36Z*+TXV | EL297DF070XV48B* | Split System | 33600 | 16 | 8.35 | 1.82 | R-454B | 650
218400543 | LENNOX | EL18KSLV-036-230A** | LD19/36Z*+TXV | ML196DF070XE48B* | Split System | 34000 | 16 | 8.35 | 1.82 | R-454B | 650
218391360 | LENNOX | EL18KSLV-036-230A** | LD19/36Z*+TXV | ML196DF070XE48B* | Split System | 34000 | 16 | 8.35 | 1.82 | R-454B | 650
218045511 | AIREASE | A7SCP18V36P-**A | 7AHWAE39PX**-71 |  | Split System | 33000 | 15.2 | 8.35 | 1.78 | R-454B | 650
218045516 | ALLIED | 7SCP18V36P-**A | 7AHWAE39PX**-71 |  | Split System | 33000 | 15.2 | 8.35 | 1.78 | R-454B | 650
218045513 | DUCANE | 7SCP18V36P-**A | 7AHWAE39PX**-71 |  | Split System | 33000 | 15.2 | 8.35 | 1.78 | R-454B | 650
217268586 | ARMSTRONG AIR | A7SCP18V36P-**A | H,A,DP13*36+TXV | A80UH1E080B16X* | Split System | 34200 | 16 | 8.35 | 1.82 | R-454B | 650
218400563 | LENNOX | EL18KSLV-036-230A** | LD19/36Z*+TXV | ML196UH070XE48B* | Split System | 34000 | 16 | 8.35 | 1.82 | R-454B | 650
218400358 | LENNOX | EL18KSLV-036-230A** | LD19/36Z*+TXV | EL280DF090E48B* | Split System | 34200 | 16 | 8.35 | 1.82 | R-454B | 650
218400332 | LENNOX | EL18KSLV-036-230A** | LP25/36R*+TXV | EL180UH100NE60C* | Split System | 34400 | 16 | 8.35 | 1.82 | R-454B | 650
218400514 | LENNOX | EL18KSLV-036-230A** | LP25/36R*+TXV | ML180UH110XE60C* | Split System | 34600 | 16 | 8.35 | 1.88 | R-454B | 650
218391331 | LENNOX | EL18KSLV-036-230A** | LP25/36R*+TXV | ML180UH110XE60C* | Split System | 34600 | 16 | 8.35 | 1.88 | R-454B | 650
218400406 | LENNOX | EL18KSLV-036-230A** | L*18/36V*+TXV | EL297UH045XE36B* | Split System | 33200 | 17 | 8.35 | 1.78 | R-454B | 650
218400575 | LENNOX | EL18KSLV-036-230A** | L*18/36V*+TXV | ML296UH045XV36B* | Split System | 33200 | 17 | 8.35 | 1.82 | R-454B | 650
218400526 | LENNOX | EL18KSLV-036-230A** | LD19/36Z*+TXV | ML193UH045XE36B* | Split System | 34000 | 17 | 8.35 | 1.82 | R-454B | 650
218400579 | LENNOX | EL18KSLV-036-230A** | LD19/36Z*+TXV | ML296UH070XV36B* | Split System | 34200 | 17 | 8.35 | 1.82 | R-454B | 650
218391396 | LENNOX | EL18KSLV-036-230A** | LD19/36Z*+TXV | ML296UH070XV36B* | Split System | 34200 | 17 | 8.35 | 1.82 | R-454B | 650
218391238 | LENNOX | EL18KSLV-036-230A** | LP25/36R*+TXV | EL297UH090XV60C* | Split System | 34400 | 17 | 8.35 | 1.82 | R-454B | 650
218392477 | LENNOX | EL18KSLV-036-230A** | LP25/36R*+TXV | EL297UH090XV60C* | Split System | 34400 | 17 | 8.35 | 1.82 | R-454B | 650
218400641 | LENNOX | EL18KSLV-036-230A** | LP25/36R*+TXV | SL297UH080NV60C* | Split System | 34400 | 17 | 8.35 | 1.82 | R-454B | 650
218391458 | LENNOX | EL18KSLV-036-230A** | LP25/36R*+TXV | SL297UH080NV60C* | Split System | 34400 | 17 | 8.35 | 1.82 | R-454B | 650
218400628 | LENNOX | EL18KSLV-036-230A** | LP25/36R*+TXV | SL280UH100NV60C* | Split System | 34600 | 17 | 8.35 | 1.82 | R-454B | 650
218400652 | LENNOX | EL18KSLV-036-230A** | LP25/36R*+TXV | SLP99UH090XV60C* | Split System | 34600 | 17 | 8.35 | 1.82 | R-454B | 650
218391469 | LENNOX | EL18KSLV-036-230A** | LP25/36R*+TXV | SLP99UH090XV60C* | Split System | 34600 | 17 | 8.35 | 1.82 | R-454B | 650
218400394 | LENNOX | EL18KSLV-036-230A** | LP25/36R*+TXV | EL280UH110E48C* | Split System | 34400 | 17 | 8.35 | 1.88 | R-454B | 650
218391211 | LENNOX | EL18KSLV-036-230A** | LP25/36R*+TXV | EL280UH110E48C* | Split System | 34400 | 17 | 8.35 | 1.88 | R-454B | 650
218400520 | LENNOX | EL18KSLV-036-230A** | LD19/36Z*+TXV | ML193UH030XE36B* | Split System | 33800 | 18 | 8.35 | 1.82 | R-454B | 650
218391337 | LENNOX | EL18KSLV-036-230A** | LD19/36Z*+TXV | ML193UH030XE36B* | Split System | 33800 | 18 | 8.35 | 1.82 | R-454B | 650
218400457 | LENNOX | EL18KSLV-036-230A** | LD19/36Z*+TXV | ML180UH070E36B* | Split System | 34200 | 18 | 8.35 | 1.82 | R-454B | 650
218400484 | LENNOX | EL18KSLV-036-230A** | LD19/36Z*+TXV | ML180UH070XE36B* | Split System | 34200 | 18 | 8.35 | 1.82 | R-454B | 650
218391301 | LENNOX | EL18KSLV-036-230A** | LD19/36Z*+TXV | ML180UH070XE36B* | Split System | 34200 | 18 | 8.35 | 1.82 | R-454B | 650
218392540 | LENNOX | EL18KSLV-036-230A** | LD19/36Z*+TXV | ML180UH070XE36B* | Split System | 34200 | 18 | 8.35 | 1.82 | R-454B | 650
218400631 | LENNOX | EL18KSLV-036-230A** | LP25/36R*+TXV | SL280UH110V60C* | Split System | 34600 | 18 | 8.35 | 1.82 | R-454B | 650
218400634 | LENNOX | EL18KSLV-036-230A** | LP25/36R*+TXV | SL280UH110XV60C* | Split System | 34600 | 18 | 8.35 | 1.82 | R-454B | 650
218400586 | LENNOX | EL18KSLV-036-230A** | LP25/36R*+TXV | ML296UH110XV60C* | Split System | 34600 | 18 | 8.35 | 1.82 | R-454B | 650
218391451 | LENNOX | EL18KSLV-036-230A** | LP25/36R*+TXV | SL280UH110XV60C* | Split System | 34600 | 18 | 8.35 | 1.82 | R-454B | 650
218400605 | LENNOX | EL18KSLV-036-230A** | LP25/36R*+TXV | SL280UH080NV60C* | Split System | 34400 | 18 | 8.35 | 1.88 | R-454B | 650
218400655 | LENNOX | EL18KSLV-036-230A** | LP25/36R*+TXV | SLP99UH110XV60C* | Split System | 34400 | 18 | 8.35 | 1.88 | R-454B | 650
218391422 | LENNOX | EL18KSLV-036-230A** | LP25/36R*+TXV | SL280UH080NV60C* | Split System | 34400 | 18 | 8.35 | 1.88 | R-454B | 650
218392661 | LENNOX | EL18KSLV-036-230A** | LP25/36R*+TXV | SL280UH080NV60C* | Split System | 34400 | 18 | 8.35 | 1.88 | R-454B | 650
218400427 | LENNOX | EL18KSLV-036-230A** | LP25/36R*+TXV | EL297UH110XV60C* | Split System | 34600 | 18 | 8.35 | 1.88 | R-454B | 650
218400625 | LENNOX | EL18KSLV-036-230A** | LP25/36R*+TXV | SL280UH090XV60C* | Split System | 34600 | 18 | 8.35 | 1.88 | R-454B | 650
218400511 | LENNOX | EL18KSLV-036-230A** | LP25/36R*+TXV | ML180UH110V60C* | Split System | 34600 | 18 | 8.35 | 1.88 | R-454B | 650
218400616 | LENNOX | EL18KSLV-036-230A** | LP25/36R*+TXV | SL280UH090V60C* | Split System | 34600 | 18 | 8.35 | 1.88 | R-454B | 650
218391328 | LENNOX | EL18KSLV-036-230A** | LP25/36R*+TXV | ML180UH110V60C* | Split System | 34600 | 18 | 8.35 | 1.88 | R-454B | 650
218391433 | LENNOX | EL18KSLV-036-230A** | LP25/36R*+TXV | SL280UH090V60C* | Split System | 34600 | 18 | 8.35 | 1.88 | R-454B | 650
218391442 | LENNOX | EL18KSLV-036-230A** | LP25/36R*+TXV | SL280UH090XV60C* | Split System | 34600 | 18 | 8.35 | 1.88 | R-454B | 650
218400387 | LENNOX | EL18KSLV-036-230A** | LD19/36Z*+TXV | EL280UH090XE48B* | Split System | 34200 | 16 | 8.35 | 1.86 | R-454B | 650
218392443 | LENNOX | EL18KSLV-036-230A** | LD19/36Z*+TXV | EL280UH090XE48B* | Split System | 34200 | 16 | 8.35 | 1.86 | R-454B | 650
218392437 | LENNOX | EL18KSLV-036-230A** | LD19/36Z*+TXV | EL280UH090E48B* | Split System | 34200 | 16 | 8.35 | 1.86 | R-454B | 650
217268590 | ARMSTRONG AIR | A7SCP18V36P-**A | H,A,DP74*36+TXV | A80UH1E090B16* | Split System | 34200 | 17 | 8.35 | 1.88 | R-454B | 650
218400501 | LENNOX | EL18KSLV-036-230A** | LD19/36Z*+TXV | ML180UH090XE48B* | Split System | 34200 | 17 | 8.35 | 1.86 | R-454B | 650
218392546 | LENNOX | EL18KSLV-036-230A** | LD19/36Z*+TXV | ML180UH090E48B* | Split System | 34200 | 17 | 8.35 | 1.86 | R-454B | 650
218400618 | LENNOX | EL18KSLV-036-230A** | LD19/36Z*+TXV | SL280UH090XV48B* | Split System | 34000 | 18 | 8.35 | 1.82 | R-454B | 650
218400612 | LENNOX | EL18KSLV-036-230A** | LD19/36Z*+TXV | SL280UH090V48B* | Split System | 34000 | 18 | 8.35 | 1.86 | R-454B | 650
218392668 | LENNOX | EL18KSLV-036-230A** | LD19/36Z*+TXV | SL280UH090V48B* | Split System | 34000 | 18 | 8.35 | 1.86 | R-454B | 650
218004324 | SAMSUNG | AC024FCUPCG | M36G34*+TXV+AMHE3D |  | Split System | 24000 | 17 | 8.35 | 1.9 | R-454B | 650
217959582 | SAMSUNG | AC024FCUPCG | AX240B*C+TXV |  | Split System | 24000 | 17 | 8.35 | 2.01 | R-454B | 650
218394022 | LENNOX | EL21KLV-048-230A** | L*41/60Z+TXV | EL196UH110XE60C* | Split System | 47000 | 18 | 8.35 | 2.08 | R-454B | 650
218597949 | ARMSTRONG AIR | A7SCP18V36P-**A | M36E34*+TXV+AMHE4D |  | Split System | 33800 | 15.2 | 8.4 | 1.78 | R-454B | 650
218400660 | LENNOX | EL18KSLV-036-230A** | L*19/36U+TXV+LEFE3A* |  | Split System | 33800 | 15.2 | 8.4 | 1.78 | R-454B | 650
218400659 | LENNOX | EL18KSLV-036-230A** | L*19/36U+TXV+LEFE4B* |  | Split System | 34000 | 15.2 | 8.4 | 1.78 | R-454B | 650
218394098 | LENNOX | EL18KSLV-036-230A** | L*19/36U+TXV+LEFE4B* |  | Split System | 34000 | 15.2 | 8.4 | 1.78 | R-454B | 650
218400567 | LENNOX | EL18KSLV-036-230A** | L*19/36U+TXV | ML196UH070XE48B* | Split System | 34200 | 16 | 8.4 | 1.82 | R-454B | 650
218400566 | LENNOX | EL18KSLV-036-230A** | LH29/36X*+TXV | ML196UH070XE48B* | Split System | 34200 | 16 | 8.4 | 1.82 | R-454B | 650
218391384 | LENNOX | EL18KSLV-036-230A** | L*19/36U+TXV | ML196UH070XE48B* | Split System | 34200 | 16 | 8.4 | 1.82 | R-454B | 650
218392622 | LENNOX | EL18KSLV-036-230A** | LH29/36X*+TXV | ML196UH070XE48B* | Split System | 34200 | 16 | 8.4 | 1.82 | R-454B | 650
218391383 | LENNOX | EL18KSLV-036-230A** | LH29/36X*+TXV | ML196UH070XE48B* | Split System | 34200 | 16 | 8.4 | 1.82 | R-454B | 650
218392623 | LENNOX | EL18KSLV-036-230A** | L*19/36U+TXV | ML196UH070XE48B* | Split System | 34200 | 16 | 8.4 | 1.82 | R-454B | 650
218400329 | LENNOX | EL18KSLV-036-230A** | L*19/36U+TXV | EL180UH080NE48B* | Split System | 34400 | 16 | 8.4 | 1.82 | R-454B | 650
218400583 | LENNOX | EL18KSLV-036-230A** | L*19/36U+TXV | ML296UH070XV36B* | Split System | 34400 | 17 | 8.4 | 1.82 | R-454B | 650
218400582 | LENNOX | EL18KSLV-036-230A** | LH29/36X*+TXV | ML296UH070XV36B* | Split System | 34400 | 17 | 8.4 | 1.82 | R-454B | 650
217614945 | LENNOX | EL18KSLV-036-230A** | LP25/36R*+TXV | ML193UH045XE36B* | Split System | 34000 | 17 | 8.4 | 1.84 | R-454B | 650
218400530 | LENNOX | EL18KSLV-036-230A** | L*19/36U+TXV | ML193UH045XE36B* | Split System | 34200 | 17 | 8.4 | 1.84 | R-454B | 650
218400529 | LENNOX | EL18KSLV-036-230A** | LH29/36X*+TXV | ML193UH045XE36B* | Split System | 34200 | 17 | 8.4 | 1.84 | R-454B | 650
218391346 | LENNOX | EL18KSLV-036-230A** | LH29/36X*+TXV | ML193UH045XE36B* | Split System | 34200 | 17 | 8.4 | 1.84 | R-454B | 650
218400524 | LENNOX | EL18KSLV-036-230A** | L*19/36U+TXV | ML193UH030XE36B* | Split System | 34000 | 18 | 8.4 | 1.82 | R-454B | 650
218391341 | LENNOX | EL18KSLV-036-230A** | L*19/36U+TXV | ML193UH030XE36B* | Split System | 34000 | 18 | 8.4 | 1.82 | R-454B | 650
218400460 | LENNOX | EL18KSLV-036-230A** | LH29/36X*+TXV | ML180UH070E36B* | Split System | 34400 | 18 | 8.4 | 1.82 | R-454B | 650
218400487 | LENNOX | EL18KSLV-036-230A** | LH29/36X*+TXV | ML180UH070XE36B* | Split System | 34400 | 18 | 8.4 | 1.82 | R-454B | 650
218400461 | LENNOX | EL18KSLV-036-230A** | L*19/36U+TXV | ML180UH070E36B* | Split System | 34400 | 18 | 8.4 | 1.82 | R-454B | 650
218400488 | LENNOX | EL18KSLV-036-230A** | L*19/36U+TXV | ML180UH070XE36B* | Split System | 34400 | 18 | 8.4 | 1.82 | R-454B | 650
218391277 | LENNOX | EL18KSLV-036-230A** | LH29/36X*+TXV | ML180UH070E36B* | Split System | 34400 | 18 | 8.4 | 1.82 | R-454B | 650
218391278 | LENNOX | EL18KSLV-036-230A** | L*19/36U+TXV | ML180UH070E36B* | Split System | 34400 | 18 | 8.4 | 1.82 | R-454B | 650
218392544 | LENNOX | EL18KSLV-036-230A** | L*19/36U+TXV | ML180UH070XE36B* | Split System | 34400 | 18 | 8.4 | 1.82 | R-454B | 650
218392516 | LENNOX | EL18KSLV-036-230A** | LH29/36X*+TXV | ML180UH070E36B* | Split System | 34400 | 18 | 8.4 | 1.82 | R-454B | 650
218400523 | LENNOX | EL18KSLV-036-230A** | LH29/36X*+TXV | ML193UH030XE36B* | Split System | 34000 | 18 | 8.4 | 1.84 | R-454B | 650
218392579 | LENNOX | EL18KSLV-036-230A** | LH29/36X*+TXV | ML193UH030XE36B* | Split System | 34000 | 18 | 8.4 | 1.84 | R-454B | 650
218114485 | SAMSUNG | AC036FCUPCG | (H)E35*36+TXV+TD |  | Split System | 33400 | 15.2 | 8.4 | 1.78 | R-454B | 650
218113866 | SAMSUNG | AC036FCUPCG | (H)G35*36+TXV+TD |  | Split System | 33400 | 15.2 | 8.4 | 1.78 | R-454B | 650
217268612 | ARMSTRONG AIR | A7SCP18V36P-**A | H,A,DP14*36+TXV | A80UH2E090B16* | Split System | 34400 | 16 | 8.4 | 1.88 | R-454B | 650
218400391 | LENNOX | EL18KSLV-036-230A** | L*19/36U+TXV | EL280UH090XE48B* | Split System | 34400 | 16 | 8.4 | 1.88 | R-454B | 650
218400385 | LENNOX | EL18KSLV-036-230A** | L*19/36U+TXV | EL280UH090E48B* | Split System | 34400 | 16 | 8.4 | 1.88 | R-454B | 650
218400390 | LENNOX | EL18KSLV-036-230A** | LH29/36X*+TXV | EL280UH090XE48B* | Split System | 34400 | 16 | 8.4 | 1.88 | R-454B | 650
218400384 | LENNOX | EL18KSLV-036-230A** | LH29/36X*+TXV | EL280UH090E48B* | Split System | 34400 | 16 | 8.4 | 1.88 | R-454B | 650
218391207 | LENNOX | EL18KSLV-036-230A** | LH29/36X*+TXV | EL280UH090XE48B* | Split System | 34400 | 16 | 8.4 | 1.88 | R-454B | 650
218392446 | LENNOX | EL18KSLV-036-230A** | LH29/36X*+TXV | EL280UH090XE48B* | Split System | 34400 | 16 | 8.4 | 1.88 | R-454B | 650
217268588 | ARMSTRONG AIR | A7SCP18V36P-**A | H,A,DP14*36+TXV | A80UH1E090B16* | Split System | 34400 | 17 | 8.4 | 1.88 | R-454B | 650
218400494 | LENNOX | EL18KSLV-036-230A** | L*19/36U+TXV | ML180UH090E48B* | Split System | 34400 | 17 | 8.4 | 1.88 | R-454B | 650
218400493 | LENNOX | EL18KSLV-036-230A** | LH29/36X*+TXV | ML180UH090E48B* | Split System | 34400 | 17 | 8.4 | 1.88 | R-454B | 650
218392561 | LENNOX | EL18KSLV-036-230A** | L*19/36U+TXV | ML180UH090XE48B* | Split System | 34400 | 17 | 8.4 | 1.88 | R-454B | 650
218391321 | LENNOX | EL18KSLV-036-230A** | LH29/36X*+TXV | ML180UH090XE48B* | Split System | 34400 | 17 | 8.4 | 1.88 | R-454B | 650
218392560 | LENNOX | EL18KSLV-036-230A** | LH29/36X*+TXV | ML180UH090XE48B* | Split System | 34400 | 17 | 8.4 | 1.88 | R-454B | 650
218391310 | LENNOX | EL18KSLV-036-230A** | LH29/36X*+TXV | ML180UH090E48B* | Split System | 34400 | 17 | 8.4 | 1.88 | R-454B | 650
217268638 | ARMSTRONG AIR | A7SCP18V36P-**A | H,A,DP74*36+TXV | A80US2V090B16* | Split System | 34000 | 18 | 8.4 | 1.84 | R-454B | 650
218400613 | LENNOX | EL18KSLV-036-230A** | L*19/36U+TXV | SL280UH090V48B* | Split System | 34200 | 18 | 8.4 | 1.88 | R-454B | 650
218400621 | LENNOX | EL18KSLV-036-230A** | LH29/36X*+TXV | SL280UH090XV48B* | Split System | 34200 | 18 | 8.4 | 1.88 | R-454B | 650
218400622 | LENNOX | EL18KSLV-036-230A** | L*19/36U+TXV | SL280UH090XV48B* | Split System | 34200 | 18 | 8.4 | 1.88 | R-454B | 650
218391438 | LENNOX | EL18KSLV-036-230A** | LH29/36X*+TXV | SL280UH090XV48B* | Split System | 34200 | 18 | 8.4 | 1.88 | R-454B | 650
218391439 | LENNOX | EL18KSLV-036-230A** | L*19/36U+TXV | SL280UH090XV48B* | Split System | 34200 | 18 | 8.4 | 1.88 | R-454B | 650
218392669 | LENNOX | EL18KSLV-036-230A** | L*19/36U+TXV | SL280UH090V48B* | Split System | 34200 | 18 | 8.4 | 1.88 | R-454B | 650
218400477 | LENNOX | EL18KSLV-036-230A** | L*19/36U+TXV | ML180UH070V48B* | Split System | 34600 | 18 | 8.4 | 1.88 | R-454B | 650
218400476 | LENNOX | EL18KSLV-036-230A** | LH29/36X*+TXV | ML180UH070V48B* | Split System | 34600 | 18 | 8.4 | 1.88 | R-454B | 650
218391293 | LENNOX | EL18KSLV-036-230A** | LH29/36X*+TXV | ML180UH070V48B* | Split System | 34600 | 18 | 8.4 | 1.88 | R-454B | 650
217969788 | INNOVAIR | GOV60H2BA | HE48*60+TXV+AEFE5* |  | Split System | 52500 | 15.2 | 8.45 | 2.06 | R-454B | 650
217969793 | INNOVAIR | GOV60H2BA | PL60H245P18*+TXV+AEFE5* |  | Split System | 53000 | 15.2 | 8.45 | 2.08 | R-454B | 650
218597953 | ARMSTRONG AIR | A7SCP18V36P-**A | M36E35*+TXV+AMHE3D |  | Split System | 34000 | 15.2 | 8.45 | 1.8 | R-454B | 650
218597950 | ARMSTRONG AIR | A7SCP18V36P-**A | M36G35*+TXV+AMHE4D |  | Split System | 34000 | 15.2 | 8.45 | 1.8 | R-454B | 650
218597951 | ARMSTRONG AIR | A7SCP18V36P-**A | M36G35*+TXV+AMHE3D |  | Split System | 34000 | 15.2 | 8.45 | 1.8 | R-454B | 650
218597952 | ARMSTRONG AIR | A7SCP18V36P-**A | M36E35*+TXV+AMHE4D |  | Split System | 34000 | 15.2 | 8.45 | 1.8 | R-454B | 650
218392460 | LENNOX | EL18KSLV-036-230A** | LD19/36Z*+TXV | EL297UH045XE36B* | Split System | 33600 | 17 | 8.45 | 1.78 | R-454B | 650
218400408 | LENNOX | EL18KSLV-036-230A** | L*19/36U+TXV | EL297UH045XE36B* | Split System | 33600 | 17 | 8.45 | 1.8 | R-454B | 650
218400407 | LENNOX | EL18KSLV-036-230A** | LH29/36X*+TXV | EL297UH045XE36B* | Split System | 33600 | 17 | 8.45 | 1.8 | R-454B | 650
217614997 | LENNOX | EL18KSLV-036-230A** | LP25/36R*+TXV | ML296UH045XV36B* | Split System | 33600 | 17 | 8.45 | 1.84 | R-454B | 650
218400576 | LENNOX | EL18KSLV-036-230A** | LH29/36X*+TXV | ML296UH045XV36B* | Split System | 33600 | 17 | 8.45 | 1.84 | R-454B | 650
218400573 | LENNOX | EL18KSLV-036-230A** | LD19/36Z*+TXV | ML296UH045XV36B* | Split System | 33600 | 17 | 8.45 | 1.84 | R-454B | 650
218400577 | LENNOX | EL18KSLV-036-230A** | L*19/36U+TXV | ML296UH045XV36B* | Split System | 33600 | 17 | 8.45 | 1.84 | R-454B | 650
218392629 | LENNOX | EL18KSLV-036-230A** | LD19/36Z*+TXV | ML296UH045XV36B* | Split System | 33600 | 17 | 8.45 | 1.84 | R-454B | 650
218391394 | LENNOX | EL18KSLV-036-230A** | L*19/36U+TXV | ML296UH045XV36B* | Split System | 33600 | 17 | 8.45 | 1.84 | R-454B | 650
218391390 | LENNOX | EL18KSLV-036-230A** | LD19/36Z*+TXV | ML296UH045XV36B* | Split System | 33600 | 17 | 8.45 | 1.84 | R-454B | 650
218067065 | SAMSUNG | AC036FCUPCG | M36E59*+TXV+TD |  | Split System | 33200 | 15.2 | 8.45 | 1.8 | R-454B | 650
218113867 | SAMSUNG | AC036FCUPCG | (H)G36*36+TXV+TD |  | Split System | 33800 | 15.2 | 8.45 | 1.8 | R-454B | 650
218113877 | SAMSUNG | AC036FCUPCG | BC**B7*36+TXV+TD |  | Split System | 33800 | 15.2 | 8.45 | 1.8 | R-454B | 650
218400333 | LENNOX | EL18KSLV-036-230A** | LP29/36X*+TXV | EL180UH100NE60C* | Split System | 35000 | 16 | 8.45 | 1.84 | R-454B | 650
218391150 | LENNOX | EL18KSLV-036-230A** | LP29/36X*+TXV | EL180UH100NE60C* | Split System | 35000 | 16 | 8.45 | 1.84 | R-454B | 650
218400509 | LENNOX | EL18KSLV-036-230A** | LP29/36X*+TXV | ML180UH110E60C* | Split System | 35200 | 16 | 8.45 | 1.9 | R-454B | 650
218391326 | LENNOX | EL18KSLV-036-230A** | LP29/36X*+TXV | ML180UH110E60C* | Split System | 35200 | 16 | 8.45 | 1.9 | R-454B | 650
217615004 | LENNOX | EL18KSLV-036-230A** | LP29/36X*+TXV | ML296UH070XV36B* | Split System | 34800 | 17 | 8.45 | 1.84 | R-454B | 650
218400580 | LENNOX | EL18KSLV-036-230A** | LD24/35Z*+TXV | ML296UH070XV36B* | Split System | 34800 | 17 | 8.45 | 1.84 | R-454B | 650
218392636 | LENNOX | EL18KSLV-036-230A** | LD24/35Z*+TXV | ML296UH070XV36B* | Split System | 34800 | 17 | 8.45 | 1.84 | R-454B | 650
218400422 | LENNOX | EL18KSLV-036-230A** | LP29/36X*+TXV | EL297UH090XV60C* | Split System | 35000 | 17 | 8.45 | 1.84 | R-454B | 650
218391239 | LENNOX | EL18KSLV-036-230A** | LP29/36X*+TXV | EL297UH090XV60C* | Split System | 35000 | 17 | 8.45 | 1.84 | R-454B | 650
218400629 | LENNOX | EL18KSLV-036-230A** | LP29/36X*+TXV | SL280UH100NV60C* | Split System | 35200 | 17 | 8.45 | 1.84 | R-454B | 650
218391446 | LENNOX | EL18KSLV-036-230A** | LP29/36X*+TXV | SL280UH100NV60C* | Split System | 35200 | 17 | 8.45 | 1.84 | R-454B | 650
218392685 | LENNOX | EL18KSLV-036-230A** | LP29/36X*+TXV | SL280UH100NV60C* | Split System | 35200 | 17 | 8.45 | 1.84 | R-454B | 650
218400653 | LENNOX | EL18KSLV-036-230A** | LP29/36X*+TXV | SLP99UH090XV60C* | Split System | 35200 | 17 | 8.45 | 1.84 | R-454B | 650
218400395 | LENNOX | EL18KSLV-036-230A** | LP29/36X*+TXV | EL280UH110E48C* | Split System | 35000 | 17 | 8.45 | 1.9 | R-454B | 650
218391212 | LENNOX | EL18KSLV-036-230A** | LP29/36X*+TXV | EL280UH110E48C* | Split System | 35000 | 17 | 8.45 | 1.9 | R-454B | 650
218400458 | LENNOX | EL18KSLV-036-230A** | LD24/35Z*+TXV | ML180UH070E36B* | Split System | 34800 | 18 | 8.45 | 1.84 | R-454B | 650
218400485 | LENNOX | EL18KSLV-036-230A** | LD24/35Z*+TXV | ML180UH070XE36B* | Split System | 34800 | 18 | 8.45 | 1.84 | R-454B | 650
218391275 | LENNOX | EL18KSLV-036-230A** | LD24/35Z*+TXV | ML180UH070E36B* | Split System | 34800 | 18 | 8.45 | 1.84 | R-454B | 650
218391302 | LENNOX | EL18KSLV-036-230A** | LD24/35Z*+TXV | ML180UH070XE36B* | Split System | 34800 | 18 | 8.45 | 1.84 | R-454B | 650
218391459 | LENNOX | EL18KSLV-036-230A** | LP29/36X*+TXV | SL297UH080NV60C* | Split System | 35000 | 18 | 8.45 | 1.84 | R-454B | 650
218400632 | LENNOX | EL18KSLV-036-230A** | LP29/36X*+TXV | SL280UH110V60C* | Split System | 35200 | 18 | 8.45 | 1.84 | R-454B | 650
218400635 | LENNOX | EL18KSLV-036-230A** | LP29/36X*+TXV | SL280UH110XV60C* | Split System | 35200 | 18 | 8.45 | 1.84 | R-454B | 650
218400587 | LENNOX | EL18KSLV-036-230A** | LP29/36X*+TXV | ML296UH110XV60C* | Split System | 35200 | 18 | 8.45 | 1.84 | R-454B | 650
218391452 | LENNOX | EL18KSLV-036-230A** | LP29/36X*+TXV | SL280UH110XV60C* | Split System | 35200 | 18 | 8.45 | 1.84 | R-454B | 650
218391404 | LENNOX | EL18KSLV-036-230A** | LP29/36X*+TXV | ML296UH110XV60C* | Split System | 35200 | 18 | 8.45 | 1.84 | R-454B | 650
218391449 | LENNOX | EL18KSLV-036-230A** | LP29/36X*+TXV | SL280UH110V60C* | Split System | 35200 | 18 | 8.45 | 1.84 | R-454B | 650
218400606 | LENNOX | EL18KSLV-036-230A** | LP29/36X*+TXV | SL280UH080NV60C* | Split System | 35000 | 18 | 8.45 | 1.9 | R-454B | 650
218400656 | LENNOX | EL18KSLV-036-230A** | LP29/36X*+TXV | SLP99UH110XV60C* | Split System | 35000 | 18 | 8.45 | 1.9 | R-454B | 650
218391473 | LENNOX | EL18KSLV-036-230A** | LP29/36X*+TXV | SLP99UH110XV60C* | Split System | 35000 | 18 | 8.45 | 1.9 | R-454B | 650
218400512 | LENNOX | EL18KSLV-036-230A** | LP29/36X*+TXV | ML180UH110V60C* | Split System | 35200 | 18 | 8.45 | 1.9 | R-454B | 650
218400626 | LENNOX | EL18KSLV-036-230A** | LP29/36X*+TXV | SL280UH090XV60C* | Split System | 35200 | 18 | 8.45 | 1.9 | R-454B | 650
218400617 | LENNOX | EL18KSLV-036-230A** | LP29/36X*+TXV | SL280UH090V60C* | Split System | 35200 | 18 | 8.45 | 1.9 | R-454B | 650
218400428 | LENNOX | EL18KSLV-036-230A** | LP29/36X*+TXV | EL297UH110XV60C* | Split System | 35200 | 18 | 8.45 | 1.9 | R-454B | 650
218391434 | LENNOX | EL18KSLV-036-230A** | LP29/36X*+TXV | SL280UH090V60C* | Split System | 35200 | 18 | 8.45 | 1.9 | R-454B | 650
218391245 | LENNOX | EL18KSLV-036-230A** | LP29/36X*+TXV | EL297UH110XV60C* | Split System | 35200 | 18 | 8.45 | 1.9 | R-454B | 650
218391443 | LENNOX | EL18KSLV-036-230A** | LP29/36X*+TXV | SL280UH090XV60C* | Split System | 35200 | 18 | 8.45 | 1.9 | R-454B | 650
218400382 | LENNOX | EL18KSLV-036-230A** | LD24/35Z*+TXV | EL280UH090E48B* | Split System | 34800 | 16 | 8.45 | 1.9 | R-454B | 650
218400388 | LENNOX | EL18KSLV-036-230A** | LD24/35Z*+TXV | EL280UH090XE48B* | Split System | 34800 | 16 | 8.45 | 1.9 | R-454B | 650
218392438 | LENNOX | EL18KSLV-036-230A** | LD24/35Z*+TXV | EL280UH090E48B* | Split System | 34800 | 16 | 8.45 | 1.9 | R-454B | 650
218392444 | LENNOX | EL18KSLV-036-230A** | LD24/35Z*+TXV | EL280UH090XE48B* | Split System | 34800 | 16 | 8.45 | 1.9 | R-454B | 650
218635804 | CHAMPION HEATING AND COOLING | HH824E2S12 | CP3005A*+TXV+TD |  | Split System | 23800 | 17 | 8.45 | 2.28 | R-454B | 650
218400491 | LENNOX | EL18KSLV-036-230A** | LD24/35Z*+TXV | ML180UH090E48B* | Split System | 34800 | 17 | 8.45 | 1.9 | R-454B | 650
218391319 | LENNOX | EL18KSLV-036-230A** | LD24/35Z*+TXV | ML180UH090XE48B* | Split System | 34800 | 17 | 8.45 | 1.9 | R-454B | 650
218400474 | LENNOX | EL18KSLV-036-230A** | LD24/35Z*+TXV | ML180UH070V48B* | Split System | 35000 | 18 | 8.45 | 1.9 | R-454B | 650
218391291 | LENNOX | EL18KSLV-036-230A** | LD24/35Z*+TXV | ML180UH070V48B* | Split System | 35000 | 18 | 8.45 | 1.9 | R-454B | 650
218388764 | BRYANT HEATING AND COOLING SYSTEMS | 37MURAQ24AA3 | (V,C)36H***P03*+TXV | 82*SB36045V14*** | Split System | 22200 | 15.2 | 8.5 | 1.92 | R-454B | 650
218388783 | BRYANT HEATING AND COOLING SYSTEMS | 37MURAQ24AA3 | (V,C)36H***P03*+TXV | 82*TB36045V14*** | Split System | 22200 | 15.2 | 8.5 | 1.92 | R-454B | 650
218002970 | CARRIER | 37MUHAQ30AA3+TIC2025-0016 | H,PE32*36+TXV | 59TP7A120V24**22 | Split System | 28200 | 15.2 | 8.5 | 1.82 | R-454B | 650
218386881 | PAYNE HEATING AND COOLING | 37MURAQ24AA3 | (V,C)36H175P14*+TXV | PG95MSUA36040B** | Split System | 22800 | 15.2 | 8.5 | 1.96 | R-454B | 650
216989064 | BRYANT HEATING AND COOLING SYSTEMS | 37MURAQ24AA3 | V,C36H***P03*+TXV | 8(0,1)*SB36070M14*** | Split System | 22600 | 15.2 | 8.5 | 1.9 | R-454B | 650
218388736 | BRYANT HEATING AND COOLING SYSTEMS | 37MURAQ24AA3 | (V,C)36H***P03*+TXV | 8(0,1)*SB36070M14*** | Split System | 22600 | 15.2 | 8.5 | 1.9 | R-454B | 650
216989086 | BRYANT HEATING AND COOLING SYSTEMS | 37MURAQ24AA3 | A24VBA*+TXV | 82*SB36045V14*** | Split System | 23000 | 15.2 | 8.5 | 1.9 | R-454B | 650
218388852 | BRYANT HEATING AND COOLING SYSTEMS | 37MURAQ24AA3 | (V,C)36H***P42*+TXV | 926SB36060V14*** | Split System | 23000 | 15.2 | 8.5 | 1.9 | R-454B | 650
218388784 | BRYANT HEATING AND COOLING SYSTEMS | 37MURAQ24AA3 | (V,C)36H***P42*+TXV | 82*TB36045V14*** | Split System | 23000 | 15.2 | 8.5 | 1.9 | R-454B | 650
218388875 | BRYANT HEATING AND COOLING SYSTEMS | 37MURAQ24AA3 | (V,C)36H***P42*+TXV | 926TC36060V14*** | Split System | 23000 | 15.2 | 8.5 | 1.9 | R-454B | 650
218388765 | BRYANT HEATING AND COOLING SYSTEMS | 37MURAQ24AA3 | (V,C)36H***P42*+TXV | 82*SB36045V14*** | Split System | 23000 | 15.2 | 8.5 | 1.9 | R-454B | 650
218388860 | BRYANT HEATING AND COOLING SYSTEMS | 37MURAQ24AA3 | C36A***L13*+TXV | 926SB48080V17*** | Split System | 23200 | 15.2 | 8.5 | 1.9 | R-454B | 650
218388883 | BRYANT HEATING AND COOLING SYSTEMS | 37MURAQ24AA3 | C36A***L13*+TXV | 926TC48080V17*** | Split System | 23200 | 15.2 | 8.5 | 1.9 | R-454B | 650
216989056 | BRYANT HEATING AND COOLING SYSTEMS | 37MURAQ24AA3 | V,C36H***P42*+TXV | 8(0,1)*SB36045M14*** | Split System | 23200 | 15.2 | 8.5 | 1.9 | R-454B | 650
218388734 | BRYANT HEATING AND COOLING SYSTEMS | 37MURAQ24AA3 | (V,C)36H***P42*+TXV | 8(0,1)*SB36045M14*** | Split System | 23200 | 15.2 | 8.5 | 1.9 | R-454B | 650
218392117 | BRYANT HEATING AND COOLING SYSTEMS | 37MURAQ24AA3 | (V,C)36H142P42*+TXV | 8(0,1)*SB36045M14*** | Split System | 23200 | 15.2 | 8.5 | 1.9 | R-454B | 650
218388900 | BRYANT HEATING AND COOLING SYSTEMS | 37MURAQ24AA3 | PL36H175P14*+TXV | 927TA48080V17*** | Split System | 23400 | 15.2 | 8.5 | 1.9 | R-454B | 650
218388888 | BRYANT HEATING AND COOLING SYSTEMS | 37MURAQ24AA3 | PL36H210P74*+TXV | 926TC48080V17*** | Split System | 23400 | 15.2 | 8.5 | 1.9 | R-454B | 650
218388903 | BRYANT HEATING AND COOLING SYSTEMS | 37MURAQ24AA3 | PL36H210P74*+TXV | 927TA48080V17*** | Split System | 23400 | 15.2 | 8.5 | 1.9 | R-454B | 650
218388865 | BRYANT HEATING AND COOLING SYSTEMS | 37MURAQ24AA3 | PL36H210P74*+TXV | 926SB48080V17*** | Split System | 23400 | 15.2 | 8.5 | 1.9 | R-454B | 650
218388819 | BRYANT HEATING AND COOLING SYSTEMS | 37MURAQ24AA3 | (V,C)36H175P13*+TXV | 912SE42060M17*** | Split System | 23400 | 15.2 | 8.5 | 1.9 | R-454B | 650
218388853 | BRYANT HEATING AND COOLING SYSTEMS | 37MURAQ24AA3 | (V,C)36H***P21*+TXV | 926SB36060V14*** | Split System | 23400 | 15.2 | 8.5 | 1.9 | R-454B | 650
218388876 | BRYANT HEATING AND COOLING SYSTEMS | 37MURAQ24AA3 | (V,C)36H***P21*+TXV | 926TC36060V14*** | Split System | 23400 | 15.2 | 8.5 | 1.9 | R-454B | 650
218388913 | BRYANT HEATING AND COOLING SYSTEMS | 37MURAQ24AA3 | PL36H210P74*+TXV | 935SB48060M17*** | Split System | 23600 | 15.2 | 8.5 | 1.9 | R-454B | 650
218388889 | BRYANT HEATING AND COOLING SYSTEMS | 37MURAQ24AA3 | C36A***L15*+TXV | 926TC48080V17*** | Split System | 23600 | 15.2 | 8.5 | 1.9 | R-454B | 650
216989061 | BRYANT HEATING AND COOLING SYSTEMS | 37MURAQ24AA3 | C36A***L15*+TXV | 8(0,1)*SB36045M14*** | Split System | 23600 | 15.2 | 8.5 | 1.9 | R-454B | 650
216986122 | BRYANT HEATING AND COOLING SYSTEMS | 37MURAQ24AA3 | PL36H***P44*+TXV | 926TC36060V14*** | Split System | 23600 | 15.2 | 8.5 | 1.9 | R-454B | 650
218388818 | BRYANT HEATING AND COOLING SYSTEMS | 37MURAQ24AA3 | PL36H210P74*+TXV | 912SE42060M17*** | Split System | 23600 | 15.2 | 8.5 | 1.9 | R-454B | 650
218388735 | BRYANT HEATING AND COOLING SYSTEMS | 37MURAQ24AA3 | (V,C)36H***P21*+TXV | 8(0,1)*SB36045M14*** | Split System | 23600 | 15.2 | 8.5 | 1.9 | R-454B | 650
218388794 | BRYANT HEATING AND COOLING SYSTEMS | 37MURAQ24AA3 | (V,C)36H175P13*+TXV | 82*TB48070V17*** | Split System | 23600 | 15.2 | 8.5 | 1.9 | R-454B | 650
218388793 | BRYANT HEATING AND COOLING SYSTEMS | 37MURAQ24AA3 | PL36H210P74*+TXV | 82*TB48070V17*** | Split System | 23600 | 15.2 | 8.5 | 1.9 | R-454B | 650
218388815 | BRYANT HEATING AND COOLING SYSTEMS | 37MURAQ24AA3 | PL36H175P14*+TXV | 912SE42060M17*** | Split System | 23600 | 15.2 | 8.5 | 1.9 | R-454B | 650
218388816 | BRYANT HEATING AND COOLING SYSTEMS | 37MURAQ24AA3 | (V,C)36H175P15*+TXV | 912SE42060M17*** | Split System | 23600 | 15.2 | 8.5 | 1.9 | R-454B | 650
218388817 | BRYANT HEATING AND COOLING SYSTEMS | 37MURAQ24AA3 | PL36H175P15*+TXV | 912SE42060M17*** | Split System | 23600 | 15.2 | 8.5 | 1.9 | R-454B | 650
218388753 | BRYANT HEATING AND COOLING SYSTEMS | 37MURAQ24AA3 | PL36H210P74*+TXV | 8(0,1)*SB42090M17*** | Split System | 23600 | 15.2 | 8.5 | 1.9 | R-454B | 650
218388911 | BRYANT HEATING AND COOLING SYSTEMS | 37MURAQ24AA3 | (V,C)36H175P15*+TXV | 935SB48060M17*** | Split System | 23800 | 15.2 | 8.5 | 1.9 | R-454B | 650
218388909 | BRYANT HEATING AND COOLING SYSTEMS | 37MURAQ24AA3 | (V,C)36H175P14*+TXV | 935SB48060M17*** | Split System | 23800 | 15.2 | 8.5 | 1.9 | R-454B | 650
218388910 | BRYANT HEATING AND COOLING SYSTEMS | 37MURAQ24AA3 | PL36H175P14*+TXV | 935SB48060M17*** | Split System | 23800 | 15.2 | 8.5 | 1.9 | R-454B | 650
218388912 | BRYANT HEATING AND COOLING SYSTEMS | 37MURAQ24AA3 | PL36H175P15*+TXV | 935SB48060M17*** | Split System | 23800 | 15.2 | 8.5 | 1.9 | R-454B | 650
218388791 | BRYANT HEATING AND COOLING SYSTEMS | 37MURAQ24AA3 | (V,C)36H175P15*+TXV | 82*TB48070V17*** | Split System | 23800 | 15.2 | 8.5 | 1.9 | R-454B | 650
218388792 | BRYANT HEATING AND COOLING SYSTEMS | 37MURAQ24AA3 | PL36H175P15*+TXV | 82*TB48070V17*** | Split System | 23800 | 15.2 | 8.5 | 1.9 | R-454B | 650
218388790 | BRYANT HEATING AND COOLING SYSTEMS | 37MURAQ24AA3 | PL36H175P14*+TXV | 82*TB48070V17*** | Split System | 23800 | 15.2 | 8.5 | 1.9 | R-454B | 650
216989071 | BRYANT HEATING AND COOLING SYSTEMS | 37MURAQ24AA3 | V,C36H***P21*+TXV | 8(0,1)*SB36070M14*** | Split System | 23800 | 15.2 | 8.5 | 1.9 | R-454B | 650
216989068 | BRYANT HEATING AND COOLING SYSTEMS | 37MURAQ24AA3 | PL36H175P14*+TXV | 8(0,1)*SB36070M14*** | Split System | 23800 | 15.2 | 8.5 | 1.9 | R-454B | 650
216989065 | BRYANT HEATING AND COOLING SYSTEMS | 37MURAQ24AA3 | V,C36H***P42*+TXV | 8(0,1)*SB36070M14*** | Split System | 23800 | 15.2 | 8.5 | 1.9 | R-454B | 650
216989067 | BRYANT HEATING AND COOLING SYSTEMS | 37MURAQ24AA3 | C36A***L13*+TXV | 8(0,1)*SB36070M14*** | Split System | 23800 | 15.2 | 8.5 | 1.9 | R-454B | 650
218388738 | BRYANT HEATING AND COOLING SYSTEMS | 37MURAQ24AA3 | (V,C)36H***P21*+TXV | 8(0,1)*SB36070M14*** | Split System | 23800 | 15.2 | 8.5 | 1.9 | R-454B | 650
218392167 | BRYANT HEATING AND COOLING SYSTEMS | 37MURAQ24AA3 | PL36H210P74*+TXV | 935SB60080M21*** | Split System | 24200 | 15.2 | 8.5 | 1.9 | R-454B | 650
216989085 | BRYANT HEATING AND COOLING SYSTEMS | 37MURAQ24AA3 | V,C36H***P42*+TXV | 82*SB36045V14*** | Split System | 23000 | 15.2 | 8.5 | 1.92 | R-454B | 650
218388802 | BRYANT HEATING AND COOLING SYSTEMS | 37MURAQ24AA3 | (V,C)36H175P13*+TXV | 82*TB48090V17*** | Split System | 23200 | 15.2 | 8.5 | 1.92 | R-454B | 650
218388774 | BRYANT HEATING AND COOLING SYSTEMS | 37MURAQ24AA3 | C36A***L13*+TXV | 82*SB48090V17*** | Split System | 23200 | 15.2 | 8.5 | 1.92 | R-454B | 650
218388781 | BRYANT HEATING AND COOLING SYSTEMS | 37MURAQ24AA3 | (V,C)36H175P13*+TXV | 82*SB48090V17*** | Split System | 23200 | 15.2 | 8.5 | 1.92 | R-454B | 650
218388785 | BRYANT HEATING AND COOLING SYSTEMS | 37MURAQ24AA3 | (V,C)36H***P21*+TXV | 82*TB36045V14*** | Split System | 23400 | 15.2 | 8.5 | 1.92 | R-454B | 650
218388766 | BRYANT HEATING AND COOLING SYSTEMS | 37MURAQ24AA3 | (V,C)36H***P21*+TXV | 82*SB36045V14*** | Split System | 23400 | 15.2 | 8.5 | 1.92 | R-454B | 650
218388748 | BRYANT HEATING AND COOLING SYSTEMS | 37MURAQ24AA3 | C36A***L13*+TXV | 8(0,1)*SB42090M17*** | Split System | 23400 | 15.2 | 8.5 | 1.92 | R-454B | 650
218388859 | BRYANT HEATING AND COOLING SYSTEMS | 37MURAQ24AA3 | (V,C)36H175P13*+TXV | 926SB48060V17*** | Split System | 23400 | 15.2 | 8.5 | 1.92 | R-454B | 650
218388897 | BRYANT HEATING AND COOLING SYSTEMS | 37MURAQ24AA3 | PL36H210P74*+TXV | 927TA48060V17*** | Split System | 23400 | 15.2 | 8.5 | 1.92 | R-454B | 650
218388858 | BRYANT HEATING AND COOLING SYSTEMS | 37MURAQ24AA3 | PL36H210P74*+TXV | 926SB48060V17*** | Split System | 23400 | 15.2 | 8.5 | 1.92 | R-454B | 650
218388881 | BRYANT HEATING AND COOLING SYSTEMS | 37MURAQ24AA3 | PL36H210P74*+TXV | 926TC48060V17*** | Split System | 23400 | 15.2 | 8.5 | 1.92 | R-454B | 650
218388882 | BRYANT HEATING AND COOLING SYSTEMS | 37MURAQ24AA3 | (V,C)36H175P13*+TXV | 926TC48060V17*** | Split System | 23400 | 15.2 | 8.5 | 1.92 | R-454B | 650
218388898 | BRYANT HEATING AND COOLING SYSTEMS | 37MURAQ24AA3 | (V,C)36H175P13*+TXV | 927TA48060V17*** | Split System | 23400 | 15.2 | 8.5 | 1.92 | R-454B | 650
216989088 | BRYANT HEATING AND COOLING SYSTEMS | 37MURAQ24AA3 | PL36H175P14*+TXV | 82*SB36045V14*** | Split System | 23600 | 15.2 | 8.5 | 1.92 | R-454B | 650
216989089 | BRYANT HEATING AND COOLING SYSTEMS | 37MURAQ24AA3 | PL36H175P15*+TXV | 82*SB36045V14*** | Split System | 23600 | 15.2 | 8.5 | 1.92 | R-454B | 650
216989090 | BRYANT HEATING AND COOLING SYSTEMS | 37MURAQ24AA3 | C36A***L15*+TXV | 82*SB36045V14*** | Split System | 23600 | 15.2 | 8.5 | 1.92 | R-454B | 650
216989092 | BRYANT HEATING AND COOLING SYSTEMS | 37MURAQ24AA3 | PL36H***P44*+TXV | 82*SB36045V14*** | Split System | 23600 | 15.2 | 8.5 | 1.92 | R-454B | 650
218388760 | BRYANT HEATING AND COOLING SYSTEMS | 37MURAQ24AA3 | PL36H210P74*+TXV | 8(0,1)*SB48070M17*** | Split System | 23600 | 15.2 | 8.5 | 1.92 | R-454B | 650
218388761 | BRYANT HEATING AND COOLING SYSTEMS | 37MURAQ24AA3 | (V,C)36H175P13*+TXV | 8(0,1)*SB48070M17*** | Split System | 23600 | 15.2 | 8.5 | 1.92 | R-454B | 650
216991425 | BRYANT HEATING AND COOLING SYSTEMS | 37MURAQ24AA3 | V,C36H***P42*+TXV | 912SE36060M14*** | Split System | 23600 | 15.2 | 8.5 | 1.92 | R-454B | 650
216991426 | BRYANT HEATING AND COOLING SYSTEMS | 37MURAQ24AA3 | A24VBA*+TXV | 912SE36060M14*** | Split System | 23600 | 15.2 | 8.5 | 1.92 | R-454B | 650
218388877 | BRYANT HEATING AND COOLING SYSTEMS | 37MURAQ24AA3 | (V,C)36H175P14*+TXV | 926TC48060V17*** | Split System | 23600 | 15.2 | 8.5 | 1.92 | R-454B | 650
218388895 | BRYANT HEATING AND COOLING SYSTEMS | 37MURAQ24AA3 | (V,C)36H175P15*+TXV | 927TA48060V17*** | Split System | 23600 | 15.2 | 8.5 | 1.92 | R-454B | 650
218388812 | BRYANT HEATING AND COOLING SYSTEMS | 37MURAQ24AA3 | (V,C)36H***P42*+TXV | 912SE36060M14*** | Split System | 23600 | 15.2 | 8.5 | 1.92 | R-454B | 650
218388880 | BRYANT HEATING AND COOLING SYSTEMS | 37MURAQ24AA3 | PL36H175P15*+TXV | 926TC48060V17*** | Split System | 23600 | 15.2 | 8.5 | 1.92 | R-454B | 650
218388844 | BRYANT HEATING AND COOLING SYSTEMS | 37MURAQ24AA3 | (V,C)36H175P13*+TXV | 916SA48080M17*** | Split System | 23600 | 15.2 | 8.5 | 1.92 | R-454B | 650
218388893 | BRYANT HEATING AND COOLING SYSTEMS | 37MURAQ24AA3 | (V,C)36H175P14*+TXV | 927TA48060V17*** | Split System | 23600 | 15.2 | 8.5 | 1.92 | R-454B | 650
218388894 | BRYANT HEATING AND COOLING SYSTEMS | 37MURAQ24AA3 | PL36H175P14*+TXV | 927TA48060V17*** | Split System | 23600 | 15.2 | 8.5 | 1.92 | R-454B | 650
218388855 | BRYANT HEATING AND COOLING SYSTEMS | 37MURAQ24AA3 | PL36H175P14*+TXV | 926SB48060V17*** | Split System | 23600 | 15.2 | 8.5 | 1.92 | R-454B | 650
218388857 | BRYANT HEATING AND COOLING SYSTEMS | 37MURAQ24AA3 | PL36H175P15*+TXV | 926SB48060V17*** | Split System | 23600 | 15.2 | 8.5 | 1.92 | R-454B | 650
218388896 | BRYANT HEATING AND COOLING SYSTEMS | 37MURAQ24AA3 | PL36H175P15*+TXV | 927TA48060V17*** | Split System | 23600 | 15.2 | 8.5 | 1.92 | R-454B | 650
218388878 | BRYANT HEATING AND COOLING SYSTEMS | 37MURAQ24AA3 | PL36H175P14*+TXV | 926TC48060V17*** | Split System | 23600 | 15.2 | 8.5 | 1.92 | R-454B | 650
218388763 | BRYANT HEATING AND COOLING SYSTEMS | 37MURAQ24AA3 | PL36H210P74*+TXV | 8(0,1)*SB48090M21*** | Split System | 23800 | 15.2 | 8.5 | 1.92 | R-454B | 650
218388752 | BRYANT HEATING AND COOLING SYSTEMS | 37MURAQ24AA3 | PL36H175P15*+TXV | 8(0,1)*SB42090M17*** | Split System | 23800 | 15.2 | 8.5 | 1.92 | R-454B | 650
218388759 | BRYANT HEATING AND COOLING SYSTEMS | 37MURAQ24AA3 | PL36H175P15*+TXV | 8(0,1)*SB48070M17*** | Split System | 23800 | 15.2 | 8.5 | 1.92 | R-454B | 650
218388750 | BRYANT HEATING AND COOLING SYSTEMS | 37MURAQ24AA3 | PL36H175P14*+TXV | 8(0,1)*SB42090M17*** | Split System | 23800 | 15.2 | 8.5 | 1.92 | R-454B | 650
218388758 | BRYANT HEATING AND COOLING SYSTEMS | 37MURAQ24AA3 | (V,C)36H175P15*+TXV | 8(0,1)*SB48070M17*** | Split System | 23800 | 15.2 | 8.5 | 1.92 | R-454B | 650
218388751 | BRYANT HEATING AND COOLING SYSTEMS | 37MURAQ24AA3 | (V,C)36H175P15*+TXV | 8(0,1)*SB42090M17*** | Split System | 23800 | 15.2 | 8.5 | 1.92 | R-454B | 650
218388749 | BRYANT HEATING AND COOLING SYSTEMS | 37MURAQ24AA3 | (V,C)36H175P14*+TXV | 8(0,1)*SB42090M17*** | Split System | 23800 | 15.2 | 8.5 | 1.92 | R-454B | 650
218388841 | BRYANT HEATING AND COOLING SYSTEMS | 37MURAQ24AA3 | (V,C)36H175P15*+TXV | 916SA48080M17*** | Split System | 23800 | 15.2 | 8.5 | 1.92 | R-454B | 650
218388842 | BRYANT HEATING AND COOLING SYSTEMS | 37MURAQ24AA3 | PL36H175P15*+TXV | 916SA48080M17*** | Split System | 23800 | 15.2 | 8.5 | 1.92 | R-454B | 650
218388843 | BRYANT HEATING AND COOLING SYSTEMS | 37MURAQ24AA3 | PL36H210P74*+TXV | 916SA48080M17*** | Split System | 23800 | 15.2 | 8.5 | 1.92 | R-454B | 650
218388839 | BRYANT HEATING AND COOLING SYSTEMS | 37MURAQ24AA3 | (V,C)36H175P14*+TXV | 916SA48080M17*** | Split System | 23800 | 15.2 | 8.5 | 1.92 | R-454B | 650
218388904 | BRYANT HEATING AND COOLING SYSTEMS | 37MURAQ24AA3 | (V,C)36H175P13*+TXV | 927TA48080V17*** | Split System | 23200 | 15.2 | 8.5 | 1.94 | R-454B | 650
218388890 | BRYANT HEATING AND COOLING SYSTEMS | 37MURAQ24AA3 | (V,C)36H175P13*+TXV | 926TC48080V17*** | Split System | 23200 | 15.2 | 8.5 | 1.94 | R-454B | 650
218388867 | BRYANT HEATING AND COOLING SYSTEMS | 37MURAQ24AA3 | (V,C)36H175P13*+TXV | 926SB48080V17*** | Split System | 23200 | 15.2 | 8.5 | 1.94 | R-454B | 650
218388861 | BRYANT HEATING AND COOLING SYSTEMS | 37MURAQ24AA3 | (V,C)36H175P14*+TXV | 926SB48080V17*** | Split System | 23400 | 15.2 | 8.5 | 1.94 | R-454B | 650
218388884 | BRYANT HEATING AND COOLING SYSTEMS | 37MURAQ24AA3 | (V,C)36H175P14*+TXV | 926TC48080V17*** | Split System | 23400 | 15.2 | 8.5 | 1.94 | R-454B | 650
218388885 | BRYANT HEATING AND COOLING SYSTEMS | 37MURAQ24AA3 | PL36H175P14*+TXV | 926TC48080V17*** | Split System | 23400 | 15.2 | 8.5 | 1.94 | R-454B | 650
218388866 | BRYANT HEATING AND COOLING SYSTEMS | 37MURAQ24AA3 | C36A***L15*+TXV | 926SB48080V17*** | Split System | 23600 | 15.2 | 8.5 | 1.94 | R-454B | 650
218388902 | BRYANT HEATING AND COOLING SYSTEMS | 37MURAQ24AA3 | PL36H175P15*+TXV | 927TA48080V17*** | Split System | 23800 | 15.2 | 8.5 | 1.94 | R-454B | 650
218388886 | BRYANT HEATING AND COOLING SYSTEMS | 37MURAQ24AA3 | (V,C)36H175P15*+TXV | 926TC48080V17*** | Split System | 23800 | 15.2 | 8.5 | 1.94 | R-454B | 650
218388901 | BRYANT HEATING AND COOLING SYSTEMS | 37MURAQ24AA3 | (V,C)36H175P15*+TXV | 927TA48080V17*** | Split System | 23800 | 15.2 | 8.5 | 1.94 | R-454B | 650
218388864 | BRYANT HEATING AND COOLING SYSTEMS | 37MURAQ24AA3 | PL36H175P15*+TXV | 926SB48080V17*** | Split System | 23800 | 15.2 | 8.5 | 1.94 | R-454B | 650
218388863 | BRYANT HEATING AND COOLING SYSTEMS | 37MURAQ24AA3 | (V,C)36H175P15*+TXV | 926SB48080V17*** | Split System | 23800 | 15.2 | 8.5 | 1.94 | R-454B | 650
216986133 | BRYANT HEATING AND COOLING SYSTEMS | 37MURAQ24AA3 | PL36H***P44*+TXV | 935SB36040M17*** | Split System | 23000 | 15.2 | 8.5 | 1.96 | R-454B | 650
216986132 | BRYANT HEATING AND COOLING SYSTEMS | 37MURAQ24AA3 | C36A***L15*+TXV | 935SB36040M17*** | Split System | 23000 | 15.2 | 8.5 | 1.96 | R-454B | 650
216986084 | BRYANT HEATING AND COOLING SYSTEMS | 37MURAQ24AA3 | PL36H***P44*+TXV | 926SB36040V17*** | Split System | 23400 | 15.2 | 8.5 | 1.96 | R-454B | 650
216986081 | BRYANT HEATING AND COOLING SYSTEMS | 37MURAQ24AA3 | V,C36H175P15*+TXV | 926SB36040V17*** | Split System | 23600 | 15.2 | 8.5 | 1.96 | R-454B | 650
216986108 | BRYANT HEATING AND COOLING SYSTEMS | 37MURAQ24AA3 | PL36H175P15*+TXV | 926TC36040V17*** | Split System | 23600 | 15.2 | 8.5 | 1.96 | R-454B | 650
216986109 | BRYANT HEATING AND COOLING SYSTEMS | 37MURAQ24AA3 | V,C36H175P15*+TXV | 926TC36040V17*** | Split System | 23600 | 15.2 | 8.5 | 1.96 | R-454B | 650
218388872 | BRYANT HEATING AND COOLING SYSTEMS | 37MURAQ24AA3 | (V,C)36H175P15*+TXV | 926TC36040V17*** | Split System | 23600 | 15.2 | 8.5 | 1.96 | R-454B | 650
218388849 | BRYANT HEATING AND COOLING SYSTEMS | 37MURAQ24AA3 | (V,C)36H175P15*+TXV | 926SB36040V17*** | Split System | 23600 | 15.2 | 8.5 | 1.96 | R-454B | 650
217960495 | CARRIER | 37MUHAQ36AA3+TIC2025-0016 | V,C36H175P14*+TXV | 59SC2E060M17**14 | Split System | 34600 | 15.2 | 8.5 | 1.78 | R-454B | 650
217960496 | CARRIER | 37MUHAQ36AA3+TIC2025-0016 | V,C36H175P15*+TXV | 59SC2E060M17**14 | Split System | 34600 | 15.2 | 8.5 | 1.78 | R-454B | 650
217960485 | CARRIER | 37MUHAQ36AA3+TIC2025-0016 | V,C36H175P15*+TXV | 58S(B,C)*B070M17**16 | Split System | 34600 | 15.2 | 8.5 | 1.78 | R-454B | 650
217960487 | CARRIER | 37MUHAQ36AA3+TIC2025-0016 | A36VCA*+TXV | 58S(B,C)*B070M21**16 | Split System | 34600 | 15.2 | 8.5 | 1.78 | R-454B | 650
217960494 | CARRIER | 37MUHAQ36AA3+TIC2025-0016 | A36VCA*+TXV | 58S(B,C)*B090M21**16 | Split System | 34600 | 15.2 | 8.5 | 1.78 | R-454B | 650
217960482 | CARRIER | 37MUHAQ36AA3+TIC2025-0016 | V,C36H175P14*+TXV | 58S(B,C)*B070M17**16 | Split System | 34600 | 15.2 | 8.5 | 1.78 | R-454B | 650
217960319 | CARRIER | 37MUHAQ30AA3+TIC2025-0016 | A36VCA*+TXV | 58S(B,C)*B070M21**16 | Split System | 29000 | 15.2 | 8.5 | 1.8 | R-454B | 650
217960498 | CARRIER | 37MUHAQ36AA3+TIC2025-0016 | V,C36H175P14*+TXV | 59SC2E080M17**16 | Split System | 34800 | 15.2 | 8.5 | 1.8 | R-454B | 650
217960490 | CARRIER | 37MUHAQ36AA3+TIC2025-0016 | V,C36H175P14*+TXV | 58S(B,C)*B090M17**14 | Split System | 34800 | 15.2 | 8.5 | 1.8 | R-454B | 650
217960501 | CARRIER | 37MUHAQ36AA3+TIC2025-0016 | V,C36H175P15*+TXV | 59SC2E080M17**16 | Split System | 35000 | 15.2 | 8.5 | 1.82 | R-454B | 650
217960491 | CARRIER | 37MUHAQ36AA3+TIC2025-0016 | V,C36H175P15*+TXV | 58S(B,C)*B090M17**14 | Split System | 35200 | 15.2 | 8.5 | 1.82 | R-454B | 650
218391089 | CARRIER | 37MURAQ24AA3 | (V,C)36H142P42*+TXV | 58SP*B045V14**12 | Split System | 23000 | 15.2 | 8.5 | 1.9 | R-454B | 650
218391099 | CARRIER | 37MURAQ24AA3 | (V,C)36H142P42*+TXV | 59SP6B060V14**12 | Split System | 23000 | 15.2 | 8.5 | 1.9 | R-454B | 650
218387165 | CARRIER | 37MURAQ24AA3 | (V,C)36H175P13*+TXV | GG96VTAB48080B** | Split System | 23200 | 15.2 | 8.5 | 1.9 | R-454B | 650
218387142 | CARRIER | 37MURAQ24AA3 | (V,C)36H175P13*+TXV | 59TP6C080V17**16 | Split System | 23200 | 15.2 | 8.5 | 1.9 | R-454B | 650
218387133 | CARRIER | 37MURAQ24AA3 | (V,C)36H175P13*+TXV | 59SP6B080V17**16 | Split System | 23200 | 15.2 | 8.5 | 1.9 | R-454B | 650
218387131 | CARRIER | 37MURAQ24AA3 | (V,C)36H175P14*+TXV | 59SP6B080V17**16 | Split System | 23400 | 15.2 | 8.5 | 1.9 | R-454B | 650
218387140 | CARRIER | 37MURAQ24AA3 | (V,C)36H175P14*+TXV | 59TP6C080V17**16 | Split System | 23400 | 15.2 | 8.5 | 1.9 | R-454B | 650
218387136 | CARRIER | 37MURAQ24AA3 | (V,C)36H175P13*+TXV | 59SU5B060M17**16 | Split System | 23600 | 15.2 | 8.5 | 1.9 | R-454B | 650
218388931 | CARRIER | 37MURAQ24AA3 | PL36H210P74*+TXV | 58TP*B070V17**16 | Split System | 23600 | 15.2 | 8.5 | 1.9 | R-454B | 650
218387134 | CARRIER | 37MURAQ24AA3 | (V,C)36H175P14*+TXV | 59SU5B060M17**16 | Split System | 23800 | 15.2 | 8.5 | 1.9 | R-454B | 650
218387135 | CARRIER | 37MURAQ24AA3 | (V,C)36H175P15*+TXV | 59SU5B060M17**16 | Split System | 23800 | 15.2 | 8.5 | 1.9 | R-454B | 650
218387103 | CARRIER | 37MURAQ24AA3 | PL36H175P14*+TXV | 58TP*B070V17**16 | Split System | 23800 | 15.2 | 8.5 | 1.9 | R-454B | 650
218387104 | CARRIER | 37MURAQ24AA3 | (V,C)36H175P15*+TXV | 58TP*B070V17**16 | Split System | 23800 | 15.2 | 8.5 | 1.9 | R-454B | 650
218387106 | CARRIER | 37MURAQ24AA3 | C36A***L15*+TXV | 58TP*B070V17**16 | Split System | 23800 | 15.2 | 8.5 | 1.9 | R-454B | 650
218387105 | CARRIER | 37MURAQ24AA3 | PL36H175P15*+TXV | 58TP*B070V17**16 | Split System | 23800 | 15.2 | 8.5 | 1.9 | R-454B | 650
218387102 | CARRIER | 37MURAQ24AA3 | (V,C)36H175P14*+TXV | 58TP*B070V17**16 | Split System | 23800 | 15.2 | 8.5 | 1.9 | R-454B | 650
218391088 | CARRIER | 37MURAQ24AA3 | (V,C)36H142P42*+TXV | 58S(B,C)*B070M14**12 | Split System | 23800 | 15.2 | 8.5 | 1.9 | R-454B | 650
218387092 | CARRIER | 37MURAQ24AA3 | C36A***L13*+TXV | 58SP*B090V17**16 | Split System | 23200 | 15.2 | 8.5 | 1.92 | R-454B | 650
218387114 | CARRIER | 37MURAQ24AA3 | (V,C)36H175P13*+TXV | 58TP*B090V17**16 | Split System | 23200 | 15.2 | 8.5 | 1.92 | R-454B | 650
218387154 | CARRIER | 37MURAQ24AA3 | C36A***L13*+TXV | GG96VTAB48060B** | Split System | 23200 | 15.2 | 8.5 | 1.92 | R-454B | 650
218387098 | CARRIER | 37MURAQ24AA3 | (V,C)36H175P13*+TXV | 58SP*B090V17**16 | Split System | 23200 | 15.2 | 8.5 | 1.92 | R-454B | 650
218387108 | CARRIER | 37MURAQ24AA3 | C36A***L13*+TXV | 58TP*B090V17**16 | Split System | 23200 | 15.2 | 8.5 | 1.92 | R-454B | 650
218387145 | CARRIER | 37MURAQ24AA3 | (V,C)36H175P13*+TXV | 59TP7A060V17**16 | Split System | 23400 | 15.2 | 8.5 | 1.92 | R-454B | 650
218387130 | CARRIER | 37MURAQ24AA3 | (V,C)36H175P13*+TXV | 59SP6B060V17**16 | Split System | 23400 | 15.2 | 8.5 | 1.92 | R-454B | 650
218387139 | CARRIER | 37MURAQ24AA3 | (V,C)36H175P13*+TXV | 59TP6C060V17**16 | Split System | 23400 | 15.2 | 8.5 | 1.92 | R-454B | 650
218388936 | CARRIER | 37MURAQ24AA3 | PL36H210P74*+TXV | GG96VTAB48060B** | Split System | 23400 | 15.2 | 8.5 | 1.92 | R-454B | 650
218387089 | CARRIER | 37MURAQ24AA3 | (V,C)36H175P13*+TXV | 58S(B,C)*B070M17**16 | Split System | 23600 | 15.2 | 8.5 | 1.92 | R-454B | 650
218387127 | CARRIER | 37MURAQ24AA3 | (V,C)36H175P13*+TXV | 59SC6A080M17**16 | Split System | 23600 | 15.2 | 8.5 | 1.92 | R-454B | 650
218387128 | CARRIER | 37MURAQ24AA3 | (V,C)36H175P14*+TXV | 59SP6B060V17**16 | Split System | 23600 | 15.2 | 8.5 | 1.92 | R-454B | 650
218387157 | CARRIER | 37MURAQ24AA3 | (V,C)36H175P15*+TXV | GG96VTAB48060B** | Split System | 23600 | 15.2 | 8.5 | 1.92 | R-454B | 650
218387156 | CARRIER | 37MURAQ24AA3 | PL36H175P14*+TXV | GG96VTAB48060B** | Split System | 23600 | 15.2 | 8.5 | 1.92 | R-454B | 650
218387138 | CARRIER | 37MURAQ24AA3 | (V,C)36H175P15*+TXV | 59TP6C060V17**16 | Split System | 23600 | 15.2 | 8.5 | 1.92 | R-454B | 650
218387129 | CARRIER | 37MURAQ24AA3 | (V,C)36H175P15*+TXV | 59SP6B060V17**16 | Split System | 23600 | 15.2 | 8.5 | 1.92 | R-454B | 650
218387137 | CARRIER | 37MURAQ24AA3 | (V,C)36H175P14*+TXV | 59TP6C060V17**16 | Split System | 23600 | 15.2 | 8.5 | 1.92 | R-454B | 650
218387155 | CARRIER | 37MURAQ24AA3 | (V,C)36H175P14*+TXV | GG96VTAB48060B** | Split System | 23600 | 15.2 | 8.5 | 1.92 | R-454B | 650
218388935 | CARRIER | 37MURAQ24AA3 | PL36H175P15*+TXV | GG96VTAB48060B** | Split System | 23600 | 15.2 | 8.5 | 1.92 | R-454B | 650
218391095 | CARRIER | 37MURAQ24AA3 | (V,C)36H142P42*+TXV | 59SC2E060M14**12 | Split System | 23600 | 15.2 | 8.5 | 1.92 | R-454B | 650
218387143 | CARRIER | 37MURAQ24AA3 | (V,C)36H175P14*+TXV | 59TP7A060V17**16 | Split System | 23600 | 15.2 | 8.5 | 1.92 | R-454B | 650
218387144 | CARRIER | 37MURAQ24AA3 | (V,C)36H175P15*+TXV | 59TP7A060V17**16 | Split System | 23600 | 15.2 | 8.5 | 1.92 | R-454B | 650
218387158 | CARRIER | 37MURAQ24AA3 | C36A***L15*+TXV | GG96VTAB48060B** | Split System | 23600 | 15.2 | 8.5 | 1.92 | R-454B | 650
218388929 | CARRIER | 37MURAQ24AA3 | PL36H210P74*+TXV | 58S(B,C)*B090M21**16 | Split System | 23800 | 15.2 | 8.5 | 1.92 | R-454B | 650
218387088 | CARRIER | 37MURAQ24AA3 | (V,C)36H175P15*+TXV | 58S(B,C)*B070M17**16 | Split System | 23800 | 15.2 | 8.5 | 1.92 | R-454B | 650
218387087 | CARRIER | 37MURAQ24AA3 | (V,C)36H175P14*+TXV | 58S(B,C)*B070M17**16 | Split System | 23800 | 15.2 | 8.5 | 1.92 | R-454B | 650
218387126 | CARRIER | 37MURAQ24AA3 | (V,C)36H175P15*+TXV | 59SC6A080M17**16 | Split System | 23800 | 15.2 | 8.5 | 1.92 | R-454B | 650
218387125 | CARRIER | 37MURAQ24AA3 | (V,C)36H175P14*+TXV | 59SC6A080M17**16 | Split System | 23800 | 15.2 | 8.5 | 1.92 | R-454B | 650
218387148 | CARRIER | 37MURAQ24AA3 | (V,C)36H175P13*+TXV | 59TP7A080V17**16 | Split System | 23200 | 15.2 | 8.5 | 1.94 | R-454B | 650
218387146 | CARRIER | 37MURAQ24AA3 | (V,C)36H175P14*+TXV | 59TP7A080V17**16 | Split System | 23400 | 15.2 | 8.5 | 1.94 | R-454B | 650
218387161 | CARRIER | 37MURAQ24AA3 | (V,C)36H175P14*+TXV | GG96VTAB48080B** | Split System | 23400 | 15.2 | 8.5 | 1.94 | R-454B | 650
218387162 | CARRIER | 37MURAQ24AA3 | PL36H175P14*+TXV | GG96VTAB48080B** | Split System | 23400 | 15.2 | 8.5 | 1.94 | R-454B | 650
218387164 | CARRIER | 37MURAQ24AA3 | C36A***L15*+TXV | GG96VTAB48080B** | Split System | 23600 | 15.2 | 8.5 | 1.94 | R-454B | 650
218387147 | CARRIER | 37MURAQ24AA3 | (V,C)36H175P15*+TXV | 59TP7A080V17**16 | Split System | 23800 | 15.2 | 8.5 | 1.94 | R-454B | 650
218387163 | CARRIER | 37MURAQ24AA3 | (V,C)36H175P15*+TXV | GG96VTAB48080B** | Split System | 23800 | 15.2 | 8.5 | 1.94 | R-454B | 650
218387132 | CARRIER | 37MURAQ24AA3 | (V,C)36H175P15*+TXV | 59SP6B080V17**16 | Split System | 23800 | 15.2 | 8.5 | 1.94 | R-454B | 650
218388937 | CARRIER | 37MURAQ24AA3 | PL36H175P15*+TXV | GG96VTAB48080B** | Split System | 23800 | 15.2 | 8.5 | 1.94 | R-454B | 650
218387141 | CARRIER | 37MURAQ24AA3 | (V,C)36H175P15*+TXV | 59TP6C080V17**16 | Split System | 23800 | 15.2 | 8.5 | 1.94 | R-454B | 650
218005526 | COMFORTMAKER | D5CUHAH36AAK+TIC2025-0016 | V,G36H175D14*+TXV | *80MS(N,L)0701712A* | Split System | 34600 | 15.2 | 8.5 | 1.78 | R-454B | 650
218005476 | COMFORTMAKER | D5CUHAH30AAK+TIC2025-0016 | V,G36H175D14*+TXV | *95MSU0401712A* | Split System | 29000 | 15.2 | 8.5 | 1.84 | R-454B | 650
218011449 | DAY & NIGHT | D5CURAH48AAK | FG35*48+TXV+AEFE4B* |  | Split System | 46000 | 15.2 | 8.5 | 1.85 | R-454B | 650
217969790 | INNOVAIR | GOV60H2BA | HE72*60+TXV+AEFE5D* |  | Split System | 53000 | 15.2 | 8.5 | 2.08 | R-454B | 650
218390753 | PAYNE HEATING AND COOLING | 37MURAQ24AA3 | (V,C)36H142P42*+TXV | PG80VTLB36045A** | Split System | 23000 | 15.2 | 8.5 | 1.9 | R-454B | 650
218390769 | PAYNE HEATING AND COOLING | 37MURAQ24AA3 | (V,C)36H142P42*+TXV | PG96VTAB36060A** | Split System | 23000 | 15.2 | 8.5 | 1.9 | R-454B | 650
218386979 | PAYNE HEATING AND COOLING | 37MURAQ24AA3 | (V,C)36H175P13*+TXV | PG97VTAA48080B** | Split System | 23200 | 15.2 | 8.5 | 1.9 | R-454B | 650
218386956 | PAYNE HEATING AND COOLING | 37MURAQ24AA3 | C36A***L13*+TXV | PG96VTAB48080B** | Split System | 23200 | 15.2 | 8.5 | 1.9 | R-454B | 650
218386972 | PAYNE HEATING AND COOLING | 37MURAQ24AA3 | C36A***L13*+TXV | PG97VTAA48080B** | Split System | 23200 | 15.2 | 8.5 | 1.9 | R-454B | 650
218386943 | PAYNE HEATING AND COOLING | 37MURAQ24AA3 | C36A***L13*+TXV | PG96VTAB36060A** | Split System | 23200 | 15.2 | 8.5 | 1.9 | R-454B | 650
218386961 | PAYNE HEATING AND COOLING | 37MURAQ24AA3 | PL36H210P74*+TXV | PG96VTAB48080B** | Split System | 23400 | 15.2 | 8.5 | 1.9 | R-454B | 650
218386957 | PAYNE HEATING AND COOLING | 37MURAQ24AA3 | (V,C)36H175P14*+TXV | PG96VTAB48080B** | Split System | 23400 | 15.2 | 8.5 | 1.9 | R-454B | 650
218386958 | PAYNE HEATING AND COOLING | 37MURAQ24AA3 | PL36H175P14*+TXV | PG96VTAB48080B** | Split System | 23400 | 15.2 | 8.5 | 1.9 | R-454B | 650
218386871 | PAYNE HEATING AND COOLING | 37MURAQ24AA3 | (V,C)36H175P13*+TXV | PG92MSAA42060B** | Split System | 23400 | 15.2 | 8.5 | 1.9 | R-454B | 650
218386839 | PAYNE HEATING AND COOLING | 37MURAQ24AA3 | C36A***L13*+TXV | PG80VTLB48070B** | Split System | 23400 | 15.2 | 8.5 | 1.9 | R-454B | 650
218386946 | PAYNE HEATING AND COOLING | 37MURAQ24AA3 | (V,C)36H***P21*+TXV | PG96VTAB36060A** | Split System | 23400 | 15.2 | 8.5 | 1.9 | R-454B | 650
218386888 | PAYNE HEATING AND COOLING | 37MURAQ24AA3 | C36A***L13*+TXV | PG95MSUA48060B** | Split System | 23400 | 15.2 | 8.5 | 1.9 | R-454B | 650
218386864 | PAYNE HEATING AND COOLING | 37MURAQ24AA3 | C36A***L13*+TXV | PG92MSAA42060B** | Split System | 23400 | 15.2 | 8.5 | 1.9 | R-454B | 650
218386895 | PAYNE HEATING AND COOLING | 37MURAQ24AA3 | (V,C)36H175P13*+TXV | PG95MSUA48060B** | Split System | 23600 | 15.2 | 8.5 | 1.9 | R-454B | 650
218386962 | PAYNE HEATING AND COOLING | 37MURAQ24AA3 | C36A***L15*+TXV | PG96VTAB48080B** | Split System | 23600 | 15.2 | 8.5 | 1.9 | R-454B | 650
218386869 | PAYNE HEATING AND COOLING | 37MURAQ24AA3 | PL36H210P74*+TXV | PG92MSAA42060B** | Split System | 23600 | 15.2 | 8.5 | 1.9 | R-454B | 650
218386944 | PAYNE HEATING AND COOLING | 37MURAQ24AA3 | PL36H175P14*+TXV | PG96VTAB36060A** | Split System | 23600 | 15.2 | 8.5 | 1.9 | R-454B | 650
218386947 | PAYNE HEATING AND COOLING | 37MURAQ24AA3 | PL36H***P44*+TXV | PG96VTAB36060A** | Split System | 23600 | 15.2 | 8.5 | 1.9 | R-454B | 650
218386893 | PAYNE HEATING AND COOLING | 37MURAQ24AA3 | PL36H210P74*+TXV | PG95MSUA48060B** | Split System | 23600 | 15.2 | 8.5 | 1.9 | R-454B | 650
218386867 | PAYNE HEATING AND COOLING | 37MURAQ24AA3 | (V,C)36H175P15*+TXV | PG92MSAA42060B** | Split System | 23600 | 15.2 | 8.5 | 1.9 | R-454B | 650
218386846 | PAYNE HEATING AND COOLING | 37MURAQ24AA3 | (V,C)36H175P13*+TXV | PG80VTLB48070B** | Split System | 23600 | 15.2 | 8.5 | 1.9 | R-454B | 650
218386870 | PAYNE HEATING AND COOLING | 37MURAQ24AA3 | C36A***L15*+TXV | PG92MSAA42060B** | Split System | 23600 | 15.2 | 8.5 | 1.9 | R-454B | 650
218386844 | PAYNE HEATING AND COOLING | 37MURAQ24AA3 | PL36H210P74*+TXV | PG80VTLB48070B** | Split System | 23600 | 15.2 | 8.5 | 1.9 | R-454B | 650
218386868 | PAYNE HEATING AND COOLING | 37MURAQ24AA3 | PL36H175P15*+TXV | PG92MSAA42060B** | Split System | 23600 | 15.2 | 8.5 | 1.9 | R-454B | 650
218386945 | PAYNE HEATING AND COOLING | 37MURAQ24AA3 | PL36H175P15*+TXV | PG96VTAB36060A** | Split System | 23600 | 15.2 | 8.5 | 1.9 | R-454B | 650
218386866 | PAYNE HEATING AND COOLING | 37MURAQ24AA3 | PL36H175P14*+TXV | PG92MSAA42060B** | Split System | 23600 | 15.2 | 8.5 | 1.9 | R-454B | 650
218386889 | PAYNE HEATING AND COOLING | 37MURAQ24AA3 | (V,C)36H175P14*+TXV | PG95MSUA48060B** | Split System | 23800 | 15.2 | 8.5 | 1.9 | R-454B | 650
218386894 | PAYNE HEATING AND COOLING | 37MURAQ24AA3 | C36A***L15*+TXV | PG95MSUA48060B** | Split System | 23800 | 15.2 | 8.5 | 1.9 | R-454B | 650
218386891 | PAYNE HEATING AND COOLING | 37MURAQ24AA3 | (V,C)36H175P15*+TXV | PG95MSUA48060B** | Split System | 23800 | 15.2 | 8.5 | 1.9 | R-454B | 650
218386890 | PAYNE HEATING AND COOLING | 37MURAQ24AA3 | PL36H175P14*+TXV | PG95MSUA48060B** | Split System | 23800 | 15.2 | 8.5 | 1.9 | R-454B | 650
218386892 | PAYNE HEATING AND COOLING | 37MURAQ24AA3 | PL36H175P15*+TXV | PG95MSUA48060B** | Split System | 23800 | 15.2 | 8.5 | 1.9 | R-454B | 650
218386841 | PAYNE HEATING AND COOLING | 37MURAQ24AA3 | PL36H175P14*+TXV | PG80VTLB48070B** | Split System | 23800 | 15.2 | 8.5 | 1.9 | R-454B | 650
218386845 | PAYNE HEATING AND COOLING | 37MURAQ24AA3 | C36A***L15*+TXV | PG80VTLB48070B** | Split System | 23800 | 15.2 | 8.5 | 1.9 | R-454B | 650
218386843 | PAYNE HEATING AND COOLING | 37MURAQ24AA3 | PL36H175P15*+TXV | PG80VTLB48070B** | Split System | 23800 | 15.2 | 8.5 | 1.9 | R-454B | 650
218390745 | PAYNE HEATING AND COOLING | 37MURAQ24AA3 | (V,C)36H142P42*+TXV | PG80MS(A,L)A36070A** | Split System | 23800 | 15.2 | 8.5 | 1.9 | R-454B | 650
218386847 | PAYNE HEATING AND COOLING | 37MURAQ24AA3 | C36A***L13*+TXV | PG80VTLB48090B** | Split System | 23200 | 15.2 | 8.5 | 1.92 | R-454B | 650
218386854 | PAYNE HEATING AND COOLING | 37MURAQ24AA3 | (V,C)36H175P13*+TXV | PG80VTLB48090B** | Split System | 23200 | 15.2 | 8.5 | 1.92 | R-454B | 650
218386948 | PAYNE HEATING AND COOLING | 37MURAQ24AA3 | C36A***L13*+TXV | PG96VTAB48060B** | Split System | 23200 | 15.2 | 8.5 | 1.92 | R-454B | 650
218386964 | PAYNE HEATING AND COOLING | 37MURAQ24AA3 | C36A***L13*+TXV | PG97VTAA48060B** | Split System | 23200 | 15.2 | 8.5 | 1.92 | R-454B | 650
218386955 | PAYNE HEATING AND COOLING | 37MURAQ24AA3 | (V,C)36H175P13*+TXV | PG96VTAB48060B** | Split System | 23400 | 15.2 | 8.5 | 1.92 | R-454B | 650
218386971 | PAYNE HEATING AND COOLING | 37MURAQ24AA3 | (V,C)36H175P13*+TXV | PG97VTAA48060B** | Split System | 23400 | 15.2 | 8.5 | 1.92 | R-454B | 650
218386953 | PAYNE HEATING AND COOLING | 37MURAQ24AA3 | PL36H210P74*+TXV | PG96VTAB48060B** | Split System | 23400 | 15.2 | 8.5 | 1.92 | R-454B | 650
218386969 | PAYNE HEATING AND COOLING | 37MURAQ24AA3 | PL36H210P74*+TXV | PG97VTAA48060B** | Split System | 23400 | 15.2 | 8.5 | 1.92 | R-454B | 650
218386970 | PAYNE HEATING AND COOLING | 37MURAQ24AA3 | C36A***L15*+TXV | PG97VTAA48060B** | Split System | 23600 | 15.2 | 8.5 | 1.92 | R-454B | 650
218386926 | PAYNE HEATING AND COOLING | 37MURAQ24AA3 | (V,C)36H175P13*+TXV | PG96MSAA48080B** | Split System | 23600 | 15.2 | 8.5 | 1.92 | R-454B | 650
218386949 | PAYNE HEATING AND COOLING | 37MURAQ24AA3 | (V,C)36H175P14*+TXV | PG96VTAB48060B** | Split System | 23600 | 15.2 | 8.5 | 1.92 | R-454B | 650
218386966 | PAYNE HEATING AND COOLING | 37MURAQ24AA3 | PL36H175P14*+TXV | PG97VTAA48060B** | Split System | 23600 | 15.2 | 8.5 | 1.92 | R-454B | 650
218386919 | PAYNE HEATING AND COOLING | 37MURAQ24AA3 | C36A***L13*+TXV | PG96MSAA48080B** | Split System | 23600 | 15.2 | 8.5 | 1.92 | R-454B | 650
218386967 | PAYNE HEATING AND COOLING | 37MURAQ24AA3 | (V,C)36H175P15*+TXV | PG97VTAA48060B** | Split System | 23600 | 15.2 | 8.5 | 1.92 | R-454B | 650
218386968 | PAYNE HEATING AND COOLING | 37MURAQ24AA3 | PL36H175P15*+TXV | PG97VTAA48060B** | Split System | 23600 | 15.2 | 8.5 | 1.92 | R-454B | 650
218386951 | PAYNE HEATING AND COOLING | 37MURAQ24AA3 | (V,C)36H175P15*+TXV | PG96VTAB48060B** | Split System | 23600 | 15.2 | 8.5 | 1.92 | R-454B | 650
218386954 | PAYNE HEATING AND COOLING | 37MURAQ24AA3 | C36A***L15*+TXV | PG96VTAB48060B** | Split System | 23600 | 15.2 | 8.5 | 1.92 | R-454B | 650
218386858 | PAYNE HEATING AND COOLING | 37MURAQ24AA3 | (V,C)36H***P42*+TXV | PG92MSAA36060A** | Split System | 23600 | 15.2 | 8.5 | 1.92 | R-454B | 650
218386921 | PAYNE HEATING AND COOLING | 37MURAQ24AA3 | PL36H175P14*+TXV | PG96MSAA48080B** | Split System | 23800 | 15.2 | 8.5 | 1.92 | R-454B | 650
218386923 | PAYNE HEATING AND COOLING | 37MURAQ24AA3 | PL36H175P15*+TXV | PG96MSAA48080B** | Split System | 23800 | 15.2 | 8.5 | 1.92 | R-454B | 650
218386922 | PAYNE HEATING AND COOLING | 37MURAQ24AA3 | (V,C)36H175P15*+TXV | PG96MSAA48080B** | Split System | 23800 | 15.2 | 8.5 | 1.92 | R-454B | 650
218386920 | PAYNE HEATING AND COOLING | 37MURAQ24AA3 | (V,C)36H175P14*+TXV | PG96MSAA48080B** | Split System | 23800 | 15.2 | 8.5 | 1.92 | R-454B | 650
218386918 | PAYNE HEATING AND COOLING | 37MURAQ24AA3 | PL36H210P29*+TXV | PG96MSAA48080B** | Split System | 23800 | 15.2 | 8.5 | 1.92 | R-454B | 650
218386924 | PAYNE HEATING AND COOLING | 37MURAQ24AA3 | PL36H210P74*+TXV | PG96MSAA48080B** | Split System | 23800 | 15.2 | 8.5 | 1.92 | R-454B | 650
218386963 | PAYNE HEATING AND COOLING | 37MURAQ24AA3 | (V,C)36H175P13*+TXV | PG96VTAB48080B** | Split System | 23200 | 15.2 | 8.5 | 1.94 | R-454B | 650
218386973 | PAYNE HEATING AND COOLING | 37MURAQ24AA3 | (V,C)36H175P14*+TXV | PG97VTAA48080B** | Split System | 23400 | 15.2 | 8.5 | 1.94 | R-454B | 650
218386974 | PAYNE HEATING AND COOLING | 37MURAQ24AA3 | PL36H175P14*+TXV | PG97VTAA48080B** | Split System | 23400 | 15.2 | 8.5 | 1.94 | R-454B | 650
218386978 | PAYNE HEATING AND COOLING | 37MURAQ24AA3 | C36A***L15*+TXV | PG97VTAA48080B** | Split System | 23600 | 15.2 | 8.5 | 1.94 | R-454B | 650
218386976 | PAYNE HEATING AND COOLING | 37MURAQ24AA3 | PL36H175P15*+TXV | PG97VTAA48080B** | Split System | 23800 | 15.2 | 8.5 | 1.94 | R-454B | 650
218386886 | PAYNE HEATING AND COOLING | 37MURAQ24AA3 | C36A***L15*+TXV | PG95MSUA36040B** | Split System | 23000 | 15.2 | 8.5 | 1.96 | R-454B | 650
218386883 | PAYNE HEATING AND COOLING | 37MURAQ24AA3 | (V,C)36H175P15*+TXV | PG95MSUA36040B** | Split System | 23200 | 15.2 | 8.5 | 1.96 | R-454B | 650
218386884 | PAYNE HEATING AND COOLING | 37MURAQ24AA3 | PL36H175P15*+TXV | PG95MSUA36040B** | Split System | 23200 | 15.2 | 8.5 | 1.96 | R-454B | 650
218386939 | PAYNE HEATING AND COOLING | 37MURAQ24AA3 | C36A***L15*+TXV | PG96VTAB36040B** | Split System | 23400 | 15.2 | 8.5 | 1.96 | R-454B | 650
218386936 | PAYNE HEATING AND COOLING | 37MURAQ24AA3 | (V,C)36H175P15*+TXV | PG96VTAB36040B** | Split System | 23600 | 15.2 | 8.5 | 1.96 | R-454B | 650
218386937 | PAYNE HEATING AND COOLING | 37MURAQ24AA3 | PL36H175P15*+TXV | PG96VTAB36040B** | Split System | 23600 | 15.2 | 8.5 | 1.96 | R-454B | 650
218390768 | PAYNE HEATING AND COOLING | 37MURAQ24AA3 | PL36H210P29*+TXV | PG96VTAB36040B** | Split System | 24200 | 15.2 | 8.5 | 1.96 | R-454B | 650
218088000 | TEMPSTAR | D5CUHAH36AAK+TIC2025-0016 | PL36H175P15*+TXV | *80MS(N,L)0701716A* | Split System | 34600 | 15.2 | 8.5 | 1.78 | R-454B | 650
218087997 | TEMPSTAR | D5CUHAH36AAK+TIC2025-0016 | H,GE8J*36+TXV | *80MS(N,L)0701712A* | Split System | 34600 | 15.2 | 8.5 | 1.78 | R-454B | 650
218087995 | TEMPSTAR | D5CUHAH36AAK+TIC2025-0016 | V,G36H175D14*+TXV | *80MS(N,L)0701712A* | Split System | 34600 | 15.2 | 8.5 | 1.78 | R-454B | 650
218113907 | TEMPSTAR | D5CUHAH36AAK+TIC2025-0016 | (V,G)36H175D14*+TXV | *80MS(N,L)0701712A* | Split System | 34600 | 15.2 | 8.5 | 1.78 | R-454B | 650
218113909 | TEMPSTAR | D5CUHAH36AAK+TIC2025-0016 | (V,G)36H175D14*+TXV | *80MS(N,L)0701716A* | Split System | 34600 | 15.2 | 8.5 | 1.78 | R-454B | 650
218113910 | TEMPSTAR | D5CUHAH36AAK+TIC2025-0016 | (H,G)E8J*36+TXV | *80MS(N,L)0701716A* | Split System | 34600 | 15.2 | 8.5 | 1.78 | R-454B | 650
218113908 | TEMPSTAR | D5CUHAH36AAK+TIC2025-0016 | (H,G)E8J*36+TXV | *80MS(N,L)0701712A* | Split System | 34600 | 15.2 | 8.5 | 1.78 | R-454B | 650
218087996 | TEMPSTAR | D5CUHAH36AAK+TIC2025-0016 | PL36H175P15*+TXV | *80MS(N,L)0701712A* | Split System | 34600 | 15.2 | 8.5 | 1.82 | R-454B | 650
218088042 | TEMPSTAR | D5CURAH24AAK | PL36H175P15*+TXV | *80MS(N,L)0451412A* | Split System | 23600 | 15.2 | 8.5 | 1.9 | R-454B | 650
218000428 | BRYANT HEATING AND COOLING SYSTEMS | 37MUHAQ30AA3+TIC2025-0016 | H,PE33*36+TXV | 927TA48060V17*** | Split System | 28600 | 16 | 8.5 | 1.8 | R-454B | 650
218000444 | BRYANT HEATING AND COOLING SYSTEMS | 37MUHAQ30AA3+TIC2025-0016 | H,PE33*36+TXV | 927TA66100V21*** | Split System | 29000 | 16 | 8.5 | 1.8 | R-454B | 650
218005537 | COMFORTMAKER | D5CUHAH36AAK+TIC2025-0016 | A36VBA*+TXV | *80MSU0601716A* | Split System | 34200 | 16 | 8.5 | 1.84 | R-454B | 650
218011448 | DAY & NIGHT | D5CURAH48AAK | FG35*48+TXV+AEFE5* |  | Split System | 46000 | 16 | 8.5 | 1.85 | R-454B | 650
218011742 | DAY & NIGHT | D5CURAH48AAK | FG36*60+TXV+AEFE5* |  | Split System | 46500 | 16 | 8.5 | 1.85 | R-454B | 650
218011433 | DAY & NIGHT | D5CURAH48AAK | PL48H175P78*+TXV+AEFE4B* |  | Split System | 46500 | 16 | 8.5 | 1.85 | R-454B | 650
218000360 | PAYNE HEATING AND COOLING | 37MUHAQ30AA3+TIC2025-0016 | H,PE32*36+TXV | PG97VTAA60100C** | Split System | 28600 | 16 | 8.5 | 1.8 | R-454B | 650
218088003 | TEMPSTAR | D5CUHAH36AAK+TIC2025-0016 | V,G36H175D14*+TXV | *80MSU0401712A* | Split System | 34200 | 16 | 8.5 | 1.84 | R-454B | 650
218088002 | TEMPSTAR | D5CUHAH36AAK+TIC2025-0016 | PL36H175P14*+TXV | *80MSU0401712A* | Split System | 34200 | 16 | 8.5 | 1.84 | R-454B | 650
218113911 | TEMPSTAR | D5CUHAH36AAK+TIC2025-0016 | (V,G)36H175D14*+TXV | *80MSU0401712A* | Split System | 34200 | 16 | 8.5 | 1.84 | R-454B | 650
218113914 | TEMPSTAR | D5CUHAH36AAK+TIC2025-0016 | (H,G)E8J*36+TXV | *80MSU0601716A* | Split System | 34800 | 16 | 8.5 | 1.84 | R-454B | 650
218113913 | TEMPSTAR | D5CUHAH36AAK+TIC2025-0016 | (V,G)36H175D14*+TXV | *80MSU0601716A* | Split System | 35000 | 16 | 8.5 | 1.84 | R-454B | 650
218623392 | AMERICAN STANDARD | 5A6V8X48A1 | (H,T)G84*48+TXV | S9V2B080U4VSB+VCKIT | Split System | 44500 | 18 | 8.5 | 2.1 | R-454B | 650
218157804 | HISENSE | AOH-48U3T25U | A48VGA*+TXV+AEFE5* |  | Split System | 45500 | 18 | 8.5 | 1.9 | R-454B | 650
217889472 | BRYANT HEATING AND COOLING SYSTEMS | 37MUHAQ36AA3+TIC2025-0016 | PL36H***P44*+TXV+AEFE3A* |  | Split System | 36200 | 15.2 | 8.5 | 1.86 | R-454B | 650
218008303 | BRYANT HEATING AND COOLING SYSTEMS | 37MUHAQ36AA3+TIC2025-0016 | M36G34*+TXV+AMHE4D |  | Split System | 36200 | 15.2 | 8.5 | 1.86 | R-454B | 650
218392140 | BRYANT HEATING AND COOLING SYSTEMS | 37MURAQ24AA3 | PL36H210P29*+TXV | 83*SB60080M21*** | Split System | 24400 | 15.2 | 8.5 | 1.9 | R-454B | 650
218388805 | BRYANT HEATING AND COOLING SYSTEMS | 37MURAQ24AA3 | (V,C)36H175P13*+TXV | 83*SB36040M17*** | Split System | 23600 | 15.2 | 8.5 | 1.92 | R-454B | 650
216989100 | BRYANT HEATING AND COOLING SYSTEMS | 37MURAQ24AA3 | V,C36H***P21*+TXV | 82*SB36070V14*** | Split System | 23800 | 15.2 | 8.5 | 1.92 | R-454B | 650
218388769 | BRYANT HEATING AND COOLING SYSTEMS | 37MURAQ24AA3 | (V,C)36H***P21*+TXV | 82*SB36070V14*** | Split System | 23800 | 15.2 | 8.5 | 1.92 | R-454B | 650
218388804 | BRYANT HEATING AND COOLING SYSTEMS | 37MURAQ24AA3 | (V,C)36H175P14*+TXV | 83*SB36040M17*** | Split System | 23800 | 15.2 | 8.5 | 1.92 | R-454B | 650
216991427 | BRYANT HEATING AND COOLING SYSTEMS | 37MURAQ24AA3 | C36A***L13*+TXV | 912SE36060M14*** | Split System | 23800 | 15.2 | 8.5 | 1.92 | R-454B | 650
216989099 | BRYANT HEATING AND COOLING SYSTEMS | 37MURAQ24AA3 | C36A***L15*+TXV | 82*SB36070V14*** | Split System | 24000 | 15.2 | 8.5 | 1.92 | R-454B | 650
216991430 | BRYANT HEATING AND COOLING SYSTEMS | 37MURAQ24AA3 | C36A***L15*+TXV | 912SE36060M14*** | Split System | 24000 | 15.2 | 8.5 | 1.92 | R-454B | 650
216991431 | BRYANT HEATING AND COOLING SYSTEMS | 37MURAQ24AA3 | V,C36H***P21*+TXV | 912SE36060M14*** | Split System | 24000 | 15.2 | 8.5 | 1.92 | R-454B | 650
216991429 | BRYANT HEATING AND COOLING SYSTEMS | 37MURAQ24AA3 | PL36H175P15*+TXV | 912SE36060M14*** | Split System | 24000 | 15.2 | 8.5 | 1.92 | R-454B | 650
216991428 | BRYANT HEATING AND COOLING SYSTEMS | 37MURAQ24AA3 | PL36H175P14*+TXV | 912SE36060M14*** | Split System | 24000 | 15.2 | 8.5 | 1.92 | R-454B | 650
216991432 | BRYANT HEATING AND COOLING SYSTEMS | 37MURAQ24AA3 | PL36H***P44*+TXV | 912SE36060M14*** | Split System | 24000 | 15.2 | 8.5 | 1.92 | R-454B | 650
216989098 | BRYANT HEATING AND COOLING SYSTEMS | 37MURAQ24AA3 | PL36H175P15*+TXV | 82*SB36070V14*** | Split System | 24200 | 15.2 | 8.5 | 1.92 | R-454B | 650
218392123 | BRYANT HEATING AND COOLING SYSTEMS | 37MURAQ24AA3 | PL36H210P29*+TXV | 8(0,1)*SB48090M21*** | Split System | 24200 | 15.2 | 8.5 | 1.92 | R-454B | 650
218392145 | BRYANT HEATING AND COOLING SYSTEMS | 37MURAQ24AA3 | PL36H210P29*+TXV | 912SE60080M21*** | Split System | 24600 | 15.2 | 8.5 | 1.92 | R-454B | 650
216989070 | BRYANT HEATING AND COOLING SYSTEMS | 37MURAQ24AA3 | C36A***L15*+TXV | 8(0,1)*SB36070M14*** | Split System | 23800 | 15.2 | 8.5 | 1.94 | R-454B | 650
216989069 | BRYANT HEATING AND COOLING SYSTEMS | 37MURAQ24AA3 | PL36H175P15*+TXV | 8(0,1)*SB36070M14*** | Split System | 24000 | 15.2 | 8.5 | 1.94 | R-454B | 650
218392158 | BRYANT HEATING AND COOLING SYSTEMS | 37MURAQ24AA3 | PL36H210P29*+TXV | 926TC48060V17*** | Split System | 24400 | 15.2 | 8.5 | 1.94 | R-454B | 650
216989639 | BRYANT HEATING AND COOLING SYSTEMS | 37MUHAQ24AA3 | V,C36H***P03*+TXV | 8(0,1)*SB36045M14*** | Split System | 21200 | 15.2 | 8.5 | 1.96 | R-454B | 650
218392165 | BRYANT HEATING AND COOLING SYSTEMS | 37MURAQ24AA3 | PL36H210P29*+TXV | 935SB48060M17*** | Split System | 24400 | 15.2 | 8.5 | 1.96 | R-454B | 650
218392119 | BRYANT HEATING AND COOLING SYSTEMS | 37MURAQ24AA3 | PL36H210P29*+TXV | 8(0,1)*SB42045M17*** | Split System | 24400 | 15.2 | 8.5 | 1.96 | R-454B | 650
218392120 | BRYANT HEATING AND COOLING SYSTEMS | 37MURAQ24AA3 | PL36H210P29*+TXV | 8(0,1)*SB42090M17*** | Split System | 24400 | 15.2 | 8.5 | 1.96 | R-454B | 650
218392154 | BRYANT HEATING AND COOLING SYSTEMS | 37MURAQ24AA3 | PL36H210P29*+TXV | 926SB48080V17*** | Split System | 24800 | 15.2 | 8.5 | 1.96 | R-454B | 650
216991875 | BRYANT HEATING AND COOLING SYSTEMS | 37MUHAQ24AA3 | V,C36H***P03*+TXV | 912SE36060M14*** | Split System | 21400 | 15.2 | 8.5 | 1.98 | R-454B | 650
216992970 | BRYANT HEATING AND COOLING SYSTEMS | 37MUHAQ24AA3 | H,PG7J*36+TXV | 82*TB60090V21*** | Split System | 21600 | 15.2 | 8.5 | 1.98 | R-454B | 650
216992989 | BRYANT HEATING AND COOLING SYSTEMS | 37MUHAQ24AA3 | H,PG7J*36+TXV | 926TC36040V17*** | Split System | 22000 | 15.2 | 8.5 | 1.98 | R-454B | 650
218005553 | COMFORTMAKER | D5CUHAH36AAK+TIC2025-0016 | V,G36H210D29*+TXV | *96MSN1002120A* | Split System | 36400 | 15.2 | 8.5 | 1.84 | R-454B | 650
218005501 | COMFORTMAKER | D5CURAH24AAK | V,G36H175D14*+TXV | *80MSU0401712A* | Split System | 23800 | 15.2 | 8.5 | 1.92 | R-454B | 650
218386837 | PAYNE HEATING AND COOLING | 37MURAQ24AA3 | (V,C)36H***P21*+TXV | PG80VTLB36070A** | Split System | 23800 | 15.2 | 8.5 | 1.92 | R-454B | 650
218386859 | PAYNE HEATING AND COOLING | 37MURAQ24AA3 | C36A***L13*+TXV | PG92MSAA36060A** | Split System | 23800 | 15.2 | 8.5 | 1.92 | R-454B | 650
218386838 | PAYNE HEATING AND COOLING | 37MURAQ24AA3 | PL36H***P44*+TXV | PG80VTLB36070A** | Split System | 24000 | 15.2 | 8.5 | 1.92 | R-454B | 650
218386863 | PAYNE HEATING AND COOLING | 37MURAQ24AA3 | PL36H***P44*+TXV | PG92MSAA36060A** | Split System | 24000 | 15.2 | 8.5 | 1.92 | R-454B | 650
218386860 | PAYNE HEATING AND COOLING | 37MURAQ24AA3 | PL36H175P14*+TXV | PG92MSAA36060A** | Split System | 24000 | 15.2 | 8.5 | 1.92 | R-454B | 650
218386862 | PAYNE HEATING AND COOLING | 37MURAQ24AA3 | (V,C)36H***P21*+TXV | PG92MSAA36060A** | Split System | 24000 | 15.2 | 8.5 | 1.92 | R-454B | 650
218386861 | PAYNE HEATING AND COOLING | 37MURAQ24AA3 | PL36H175P15*+TXV | PG92MSAA36060A** | Split System | 24000 | 15.2 | 8.5 | 1.92 | R-454B | 650
218390750 | PAYNE HEATING AND COOLING | 37MURAQ24AA3 | PL36H210P29*+TXV | PG80MS(A,L)A48090C** | Split System | 24200 | 15.2 | 8.5 | 1.92 | R-454B | 650
218390755 | PAYNE HEATING AND COOLING | 37MURAQ24AA3 | PL36H175P15*+TXV | PG80VTLB36070A** | Split System | 24200 | 15.2 | 8.5 | 1.92 | R-454B | 650
218390751 | PAYNE HEATING AND COOLING | 37MURAQ24AA3 | (V,C)36H175P15*+TXV | PG80MSUA36040B** | Split System | 24200 | 15.2 | 8.5 | 1.94 | R-454B | 650
218390772 | PAYNE HEATING AND COOLING | 37MURAQ24AA3 | PL36H210P29*+TXV | PG97VTAA48060B** | Split System | 24400 | 15.2 | 8.5 | 1.96 | R-454B | 650
218390770 | PAYNE HEATING AND COOLING | 37MURAQ24AA3 | PL36H210P29*+TXV | PG96VTAB48060B** | Split System | 24400 | 15.2 | 8.5 | 1.96 | R-454B | 650
218390747 | PAYNE HEATING AND COOLING | 37MURAQ24AA3 | PL36H210P29*+TXV | PG80MS(A,L)A42090B** | Split System | 24400 | 15.2 | 8.5 | 1.96 | R-454B | 650
218390773 | PAYNE HEATING AND COOLING | 37MURAQ24AA3 | PL36H210P29*+TXV | PG97VTAA48080B** | Split System | 24800 | 15.2 | 8.5 | 1.96 | R-454B | 650
218390771 | PAYNE HEATING AND COOLING | 37MURAQ24AA3 | PL36H210P29*+TXV | PG96VTAB48080B** | Split System | 24800 | 15.2 | 8.5 | 1.96 | R-454B | 650
218000412 | BRYANT HEATING AND COOLING SYSTEMS | 37MUHAQ24AA3+TIC2025-0016 | H,PE31*30+TXV | 927TA66120V24*** | Split System | 23000 | 16 | 8.5 | 1.9 | R-454B | 650
216989648 | BRYANT HEATING AND COOLING SYSTEMS | 37MUHAQ24AA3 | V,C36H***P03*+TXV | 8(0,1)*SB36070M14*** | Split System | 21000 | 16 | 8.5 | 1.96 | R-454B | 650
216987110 | BRYANT HEATING AND COOLING SYSTEMS | 37MUHAQ24AA3 | PL36H175P15*+TXV | 926TC36040V17*** | Split System | 22200 | 16 | 8.5 | 1.96 | R-454B | 650
216992984 | BRYANT HEATING AND COOLING SYSTEMS | 37MUHAQ24AA3 | H,PG7J*36+TXV | 916SA48080M17*** | Split System | 22200 | 16 | 8.5 | 1.96 | R-454B | 650
218002986 | CARRIER | 37MUHAQ24AA3+TIC2025-0016 | H,PE31*30+TXV | 59TP7A080V21**20 | Split System | 22800 | 16 | 8.5 | 1.9 | R-454B | 650
218005540 | COMFORTMAKER | D5CUHAH36AAK+TIC2025-0016 | V,G36H210D29*+TXV | *80MSU1002120A* | Split System | 36400 | 16 | 8.5 | 1.84 | R-454B | 650
218005658 | COMFORTMAKER | D5CURAH48AAK | A48VGA*+TXV+AEFE5* |  | Split System | 47500 | 16 | 8.5 | 1.85 | R-454B | 650
218005539 | COMFORTMAKER | D5CUHAH36AAK+TIC2025-0016 | V,G36H210D29*+TXV | *80MSU0802120A* | Split System | 36200 | 16 | 8.5 | 1.86 | R-454B | 650
218011745 | DAY & NIGHT | D5CURAH48AAK | FG49*60+TXV+AEFE5* |  | Split System | 48000 | 16 | 8.5 | 1.85 | R-454B | 650
218011746 | DAY & NIGHT | D5CURAH48AAK | FG84*48+TXV+AEFE5* |  | Split System | 48000 | 16 | 8.5 | 1.85 | R-454B | 650
218011434 | DAY & NIGHT | D5CURAH48AAK | V,G60H245P18*+TXV+AEFE5* |  | Split System | 48000 | 16 | 8.5 | 1.85 | R-454B | 650
218011749 | DAY & NIGHT | D5CURAH48AAK | FG86*60+TXV+AEFE5* |  | Split System | 48000 | 16 | 8.5 | 1.85 | R-454B | 650
218011436 | DAY & NIGHT | D5CURAH48AAK | PL48H175P46*+TXV+AEFE4B* |  | Split System | 48000 | 16 | 8.5 | 1.85 | R-454B | 650
218089920 | HEIL | D5CURAH30AAK | M36G32*+TXV+AMHE3D |  | Split System | 28800 | 16 | 8.5 | 2 | R-454B | 650
218089991 | HEIL | D5CURAH30AAK | M36E32*+TXV+AMHE3D |  | Split System | 28800 | 16 | 8.5 | 2 | R-454B | 650
218089921 | HEIL | D5CURAH30AAK | M36E32*+TXV+AMHE3D |  | Split System | 28800 | 16 | 8.5 | 2 | R-454B | 650
218089990 | HEIL | D5CURAH30AAK | M36G32*+TXV+AMHE3D |  | Split System | 28800 | 16 | 8.5 | 2 | R-454B | 650
218400565 | LENNOX | EL18KSLV-036-230A** | L*18/36V*+TXV | ML196UH070XE48B* | Split System | 33800 | 16 | 8.5 | 1.85 | R-454B | 650
218391382 | LENNOX | EL18KSLV-036-230A** | L*18/36V*+TXV | ML196UH070XE48B* | Split System | 33800 | 16 | 8.5 | 1.85 | R-454B | 650
218392621 | LENNOX | EL18KSLV-036-230A** | L*18/36V*+TXV | ML196UH070XE48B* | Split System | 33800 | 16 | 8.5 | 1.85 | R-454B | 650
218400034 | LENNOX | EL18KSLV-060-230A** | LP40/60R*+TXV | SL280UH135V60D* | Split System | 54000 | 16 | 8.5 | 1.85 | R-454B | 650
218088008 | TEMPSTAR | D5CUHAH36AAK+TIC2025-0016 | PL36H175P15*+TXV | *80MSU0601716A* | Split System | 35600 | 16 | 8.5 | 1.84 | R-454B | 650
218115394 | SAMSUNG | AC036FCUPCG | FE*BB9*37+TXV |  | Split System | 34000 | 17 | 8.5 | 1.75 | R-454B | 650
217901527 | SAMSUNG | AC024FCUPCG | FE*E32*24+TXV |  | Split System | 23000 | 17 | 8.5 | 1.78 | R-454B | 650
218623465 | AMERICAN STANDARD | 5A6V8X36A1 | (H,T)G80*36+TXV | S8V2A040M3PDB | Split System | 32000 | 18 | 8.5 | 2 | R-454B | 650
218623464 | AMERICAN STANDARD | 5A6V8X36A1 | (H,T)G80*36+TXV | S8V2A040M3PCB | Split System | 32000 | 18 | 8.5 | 2 | R-454B | 650
218623462 | AMERICAN STANDARD | 5A6V8X36A1 | (H,T)G80*36+TXV | L8V1A060U3VSB+LRP | Split System | 32200 | 18 | 8.5 | 2 | R-454B | 650
218623461 | AMERICAN STANDARD | 5A6V8X36A1 | (H,T)G80*36+TXV | L8V1A040U3VSB+LRP | Split System | 32200 | 18 | 8.5 | 2 | R-454B | 650
218623467 | AMERICAN STANDARD | 5A6V8X36A1 | (H,T)G80*36+TXV | S8V2B060M4PDB | Split System | 32800 | 18 | 8.5 | 2 | R-454B | 650
218623466 | AMERICAN STANDARD | 5A6V8X36A1 | (H,T)G80*36+TXV | S8V2B060M4PCB | Split System | 32800 | 18 | 8.5 | 2 | R-454B | 650
218623478 | AMERICAN STANDARD | 5A6V8X36A1 | (H,T)G80*36+TXV | S9V2B080U4PSC+LRP | Split System | 32400 | 18 | 8.5 | 2.1 | R-454B | 650
218623479 | AMERICAN STANDARD | 5A6V8X36A1 | (H,T)G80*36+TXV | S9V2B080U4VSB+LRP | Split System | 32400 | 18 | 8.5 | 2.1 | R-454B | 650
218623470 | AMERICAN STANDARD | 5A6V8X36A1 | (H,T)G80*36+TXV | S9V2B040U3PSC+LRP | Split System | 32600 | 18 | 8.5 | 2.1 | R-454B | 650
218623463 | AMERICAN STANDARD | 5A6V8X36A1 | (H,T)G80*36+TXV | L8V1B080U4VSB+LRP | Split System | 32600 | 18 | 8.5 | 2.1 | R-454B | 650
218623471 | AMERICAN STANDARD | 5A6V8X36A1 | (H,T)G80*36+TXV | S9V2B040U3VSB+LRP | Split System | 32600 | 18 | 8.5 | 2.1 | R-454B | 650
218623469 | AMERICAN STANDARD | 5A6V8X36A1 | (H,T)G80*36+TXV | S8V2B080M4PDB | Split System | 32800 | 18 | 8.5 | 2.1 | R-454B | 650
218623476 | AMERICAN STANDARD | 5A6V8X36A1 | (H,T)G80*36+TXV | S9V2B060U4VSB+LRP | Split System | 32800 | 18 | 8.5 | 2.1 | R-454B | 650
218623473 | AMERICAN STANDARD | 5A6V8X36A1 | (H,T)G80*36+TXV | S9V2B060U3VSB+LRP | Split System | 32800 | 18 | 8.5 | 2.1 | R-454B | 650
218623468 | AMERICAN STANDARD | 5A6V8X36A1 | (H,T)G80*36+TXV | S8V2B080M4PCB | Split System | 32800 | 18 | 8.5 | 2.1 | R-454B | 650
218623475 | AMERICAN STANDARD | 5A6V8X36A1 | (H,T)G80*36+TXV | S9V2B060U4PSC+LRP | Split System | 32800 | 18 | 8.5 | 2.1 | R-454B | 650
218623379 | AMERICAN STANDARD | 5A6V8X48A1 | (H,T)G84*48+TXV | S8V2B080M4PDB | Split System | 44500 | 18 | 8.5 | 2.1 | R-454B | 650
218623388 | AMERICAN STANDARD | 5A6V8X48A1 | (H,T)G84*48+TXV | S9V2B060U4PSC+LRP | Split System | 44500 | 18 | 8.5 | 2.1 | R-454B | 650
218623389 | AMERICAN STANDARD | 5A6V8X48A1 | (H,T)G84*48+TXV | S9V2B060U4VSB+LRP | Split System | 44500 | 18 | 8.5 | 2.1 | R-454B | 650
218623391 | AMERICAN STANDARD | 5A6V8X48A1 | (H,T)G84*48+TXV | S9V2B080U4VSB+LRP | Split System | 44500 | 18 | 8.5 | 2.1 | R-454B | 650
218623378 | AMERICAN STANDARD | 5A6V8X48A1 | (H,T)G84*48+TXV | S8V2B080M4PCB | Split System | 44500 | 18 | 8.5 | 2.1 | R-454B | 650
218623390 | AMERICAN STANDARD | 5A6V8X48A1 | (H,T)G84*48+TXV | S9V2B080U4PSC+LRP | Split System | 44500 | 18 | 8.5 | 2.1 | R-454B | 650
218623373 | AMERICAN STANDARD | 5A6V8X48A1 | (H,T)G84*48+TXV | L8V1B080U4VSB+LRP | Split System | 44500 | 18 | 8.5 | 2.1 | R-454B | 650
218623377 | AMERICAN STANDARD | 5A6V8X48A1 | (H,T)G84*48+TXV | S8V2B060M4PDB | Split System | 45000 | 18 | 8.5 | 2.1 | R-454B | 650
218623376 | AMERICAN STANDARD | 5A6V8X48A1 | (H,T)G84*48+TXV | S8V2B060M4PCB | Split System | 45000 | 18 | 8.5 | 2.1 | R-454B | 650
218623480 | AMERICAN STANDARD | 5A6V8X36A1 | (H,T)G80*36+TXV | S9V2B080U4VSB+VCKIT | Split System | 32800 | 18 | 8.5 | 2.11 | R-454B | 650
218623472 | AMERICAN STANDARD | 5A6V8X36A1 | (H,T)G80*36+TXV | S9V2B040U3VSB+VCKIT | Split System | 32800 | 18 | 8.5 | 2.11 | R-454B | 650
218623477 | AMERICAN STANDARD | 5A6V8X36A1 | (H,T)G80*36+TXV | S9V2B060U4VSB+VCKIT | Split System | 33000 | 18 | 8.5 | 2.12 | R-454B | 650
218623474 | AMERICAN STANDARD | 5A6V8X36A1 | (H,T)G80*36+TXV | S9V2B060U3VSB+VCKIT | Split System | 32800 | 18 | 8.5 | 2.13 | R-454B | 650
218623403 | AMERICAN STANDARD | 5A6V8X48A1 | (H,T)G84*48+TXV | S9V2C100U5VSB+LRP | Split System | 45500 | 18 | 8.5 | 2.14 | R-454B | 650
218623404 | AMERICAN STANDARD | 5A6V8X48A1 | (H,T)G84*60+TXV | S9V2C100U5VSB+LRP | Split System | 45500 | 18 | 8.5 | 2.14 | R-454B | 650
218623395 | AMERICAN STANDARD | 5A6V8X48A1 | (H,T)G84*48+TXV | S9V2C080U5VSB+LRP | Split System | 45000 | 18 | 8.5 | 2.15 | R-454B | 650
218623396 | AMERICAN STANDARD | 5A6V8X48A1 | (H,T)G84*60+TXV | S9V2C080U5VSB+LRP | Split System | 45000 | 18 | 8.5 | 2.15 | R-454B | 650
218623406 | AMERICAN STANDARD | 5A6V8X48A1 | (H,T)G84*60+TXV | S9V2C100U5VSB+VCKIT | Split System | 45500 | 18 | 8.5 | 2.15 | R-454B | 650
218623405 | AMERICAN STANDARD | 5A6V8X48A1 | (H,T)G84*48+TXV | S9V2C100U5VSB+VCKIT | Split System | 45500 | 18 | 8.5 | 2.15 | R-454B | 650
217645662 | ARMSTRONG AIR | A7SCP18V36P-**A | M36G36*+TXV+AMHE3D |  | Split System | 34000 | 15.2 | 8.5 | 1.75 | R-454B | 650
218597955 | ARMSTRONG AIR | A7SCP18V36P-**A | M36E36*+TXV+AMHE3D |  | Split System | 34000 | 15.2 | 8.5 | 1.8 | R-454B | 650
218008212 | BRYANT HEATING AND COOLING SYSTEMS | 37MUHAQ18AA3+TIC2025-0016 | M24G22*+TXV+AMHE2D |  | Split System | 17900 | 15.2 | 8.5 | 1.94 | R-454B | 650
216987112 | BRYANT HEATING AND COOLING SYSTEMS | 37MUHAQ24AA3 | PL36H210P74*+TXV | 926TC36040V17*** | Split System | 21800 | 15.2 | 8.5 | 1.98 | R-454B | 650
216987083 | BRYANT HEATING AND COOLING SYSTEMS | 37MUHAQ24AA3 | PL36H210P74*+TXV | 926SB36040V17*** | Split System | 21800 | 15.2 | 8.5 | 1.98 | R-454B | 650
216987077 | BRYANT HEATING AND COOLING SYSTEMS | 37MUHAQ24AA3 | A36VCA*+TXV | 926SB36040V17*** | Split System | 21800 | 15.2 | 8.5 | 1.98 | R-454B | 650
216987114 | BRYANT HEATING AND COOLING SYSTEMS | 37MUHAQ24AA3 | PL36H***P44*+TXV | 926TC36040V17*** | Split System | 22000 | 15.2 | 8.5 | 1.98 | R-454B | 650
216987085 | BRYANT HEATING AND COOLING SYSTEMS | 37MUHAQ24AA3 | PL36H***P44*+TXV | 926SB36040V17*** | Split System | 22000 | 15.2 | 8.5 | 1.98 | R-454B | 650
216992982 | BRYANT HEATING AND COOLING SYSTEMS | 37MUHAQ24AA3 | H,PG7J*36+TXV | 916SA36060M14*** | Split System | 22000 | 15.2 | 8.5 | 1.98 | R-454B | 650
216983426 | BRYANT HEATING AND COOLING SYSTEMS | 37MUHAQ24AA3 | A24VBA*+TXV | 916SA36060M14*** | Split System | 22000 | 15.2 | 8.5 | 1.98 | R-454B | 650
216992979 | BRYANT HEATING AND COOLING SYSTEMS | 37MUHAQ24AA3 | H,PG7J*36+TXV | 916SA30026M14*** | Split System | 22000 | 15.2 | 8.5 | 1.98 | R-454B | 650
216983399 | BRYANT HEATING AND COOLING SYSTEMS | 37MUHAQ24AA3 | PL36H175P14*+TXV | 916SA30026M14*** | Split System | 22000 | 15.2 | 8.5 | 1.98 | R-454B | 650
216992983 | BRYANT HEATING AND COOLING SYSTEMS | 37MUHAQ24AA3 | H,PG7J*36+TXV | 916SA48060M17*** | Split System | 22200 | 15.2 | 8.5 | 1.98 | R-454B | 650
216991876 | BRYANT HEATING AND COOLING SYSTEMS | 37MUHAQ24AA3 | V,C36H***P42*+TXV | 912SE36060M14*** | Split System | 22200 | 15.2 | 8.5 | 1.98 | R-454B | 650
216991877 | BRYANT HEATING AND COOLING SYSTEMS | 37MUHAQ24AA3 | A24VBA*+TXV | 912SE36060M14*** | Split System | 22200 | 15.2 | 8.5 | 1.98 | R-454B | 650
218397082 | BRYANT HEATING AND COOLING SYSTEMS | 37MUHAQ18AA3 | M36G22*+TXV+AMHE3D |  | Split System | 17600 | 15.2 | 8.5 | 2.02 | R-454B | 650
218005460 | COMFORTMAKER | D5CUHAH24AAK | V,G36H***D12*+TXV | *96MSN0261410A* | Split System | 22000 | 15.2 | 8.5 | 1.98 | R-454B | 650
218400662 | LENNOX | EL18KSLV-036-230A** | L*31/37U+TXV+LEFE3A* |  | Split System | 34000 | 15.2 | 8.5 | 1.8 | R-454B | 650
218394101 | LENNOX | EL18KSLV-036-230A** | L*31/37U+TXV+LEFE3A* |  | Split System | 34000 | 15.2 | 8.5 | 1.8 | R-454B | 650
218008146 | PAYNE HEATING AND COOLING | 37MUHAQ18AA3+TIC2025-0016 | M24G22*+TXV+AMHE2D |  | Split System | 17900 | 15.2 | 8.5 | 1.94 | R-454B | 650
218113925 | TEMPSTAR | D5CUHAH24AAK | (V,G)36H175D14*+TXV | *80MS(N,L)0451714A* | Split System | 21600 | 15.2 | 8.5 | 1.96 | R-454B | 650
218088026 | TEMPSTAR | D5CUHAH24AAK | PL36H175P15*+TXV | *80MS(N,L)0451714A* | Split System | 22000 | 15.2 | 8.5 | 1.96 | R-454B | 650
218432631 | ARMSTRONG AIR | A7SCP18V36P-**A | (H,A,D)G9J*36+TXV | A80UH1E100C20X* | Split System | 34800 | 16 | 8.5 | 1.85 | R-454B | 650
218433305 | ARMSTRONG AIR | A7SCP18V36P-**A | (H,A,D)G9J*36+TXV | A80UH1E100C20X* | Split System | 34800 | 16 | 8.5 | 1.85 | R-454B | 650
218432961 | ARMSTRONG AIR | A7SCP18V36P-**A | (H,A,D)G9J*36+TXV | A80UH1E100C20X* | Split System | 34800 | 16 | 8.5 | 1.85 | R-454B | 650
218432632 | ARMSTRONG AIR | A7SCP18V36P-**A | (H,A,D)G9J*36+TXV | A80UH1E110C20* | Split System | 35000 | 16 | 8.5 | 1.9 | R-454B | 650
218432962 | ARMSTRONG AIR | A7SCP18V36P-**A | (H,A,D)G9J*36+TXV | A80UH1E110C20* | Split System | 35000 | 16 | 8.5 | 1.9 | R-454B | 650
218433306 | ARMSTRONG AIR | A7SCP18V36P-**A | (H,A,D)G9J*36+TXV | A80UH1E110C20* | Split System | 35000 | 16 | 8.5 | 1.9 | R-454B | 650
218000405 | BRYANT HEATING AND COOLING SYSTEMS | 37MUHAQ24AA3+TIC2025-0016 | H,PE32*36+TXV | 927TA60100V21*** | Split System | 23400 | 16 | 8.5 | 1.9 | R-454B | 650
216989672 | BRYANT HEATING AND COOLING SYSTEMS | 37MUHAQ24AA3 | PL36H175P14*+TXV | 82*SB36045V14*** | Split System | 22200 | 16 | 8.5 | 1.94 | R-454B | 650
216989677 | BRYANT HEATING AND COOLING SYSTEMS | 37MUHAQ24AA3 | V,C36H***P03*+TXV | 82*SB36070V14*** | Split System | 21200 | 16 | 8.5 | 1.96 | R-454B | 650
216989675 | BRYANT HEATING AND COOLING SYSTEMS | 37MUHAQ24AA3 | V,C36H***P21*+TXV | 82*SB36045V14*** | Split System | 22000 | 16 | 8.5 | 1.96 | R-454B | 650
216989670 | BRYANT HEATING AND COOLING SYSTEMS | 37MUHAQ24AA3 | A24VBA*+TXV | 82*SB36045V14*** | Split System | 22000 | 16 | 8.5 | 1.96 | R-454B | 650
216989671 | BRYANT HEATING AND COOLING SYSTEMS | 37MUHAQ24AA3 | C36A***L13*+TXV | 82*SB36045V14*** | Split System | 22000 | 16 | 8.5 | 1.96 | R-454B | 650
216992966 | BRYANT HEATING AND COOLING SYSTEMS | 37MUHAQ24AA3 | H,PG7J*36+TXV | 82*TB36045V14*** | Split System | 22000 | 16 | 8.5 | 1.96 | R-454B | 650
216989640 | BRYANT HEATING AND COOLING SYSTEMS | 37MUHAQ24AA3 | V,C36H***P42*+TXV | 8(0,1)*SB36045M14*** | Split System | 22000 | 16 | 8.5 | 1.96 | R-454B | 650
216989641 | BRYANT HEATING AND COOLING SYSTEMS | 37MUHAQ24AA3 | A24VBA*+TXV | 8(0,1)*SB36045M14*** | Split System | 22000 | 16 | 8.5 | 1.96 | R-454B | 650
216992991 | BRYANT HEATING AND COOLING SYSTEMS | 37MUHAQ24AA3 | H,PG7J*36+TXV | 927TA48060V17*** | Split System | 22000 | 16 | 8.5 | 1.96 | R-454B | 650
216992968 | BRYANT HEATING AND COOLING SYSTEMS | 37MUHAQ24AA3 | H,PG7J*36+TXV | 82*TB48070V17*** | Split System | 22000 | 16 | 8.5 | 1.96 | R-454B | 650
216992957 | BRYANT HEATING AND COOLING SYSTEMS | 37MUHAQ24AA3 | H,PG7J*36+TXV | 8(0,1)*SB36045M14*** | Split System | 22000 | 16 | 8.5 | 1.96 | R-454B | 650
217464660 | BRYANT HEATING AND COOLING SYSTEMS | 37MUHAQ24AA3 | H,PG31*30+TXV | 927TA60100V21*** | Split System | 22200 | 16 | 8.5 | 1.96 | R-454B | 650
216989679 | BRYANT HEATING AND COOLING SYSTEMS | 37MUHAQ24AA3 | A24VBA*+TXV | 82*SB36070V14*** | Split System | 22200 | 16 | 8.5 | 1.96 | R-454B | 650
216989659 | BRYANT HEATING AND COOLING SYSTEMS | 37MUHAQ24AA3 | C36A***L13*+TXV | 8(0,1)*SB36070M17*** | Split System | 22200 | 16 | 8.5 | 1.96 | R-454B | 650
216989678 | BRYANT HEATING AND COOLING SYSTEMS | 37MUHAQ24AA3 | V,C36H***P42*+TXV | 82*SB36070V14*** | Split System | 22200 | 16 | 8.5 | 1.96 | R-454B | 650
216992959 | BRYANT HEATING AND COOLING SYSTEMS | 37MUHAQ24AA3 | H,PG7J*36+TXV | 8(0,1)*SB36070M17*** | Split System | 22200 | 16 | 8.5 | 1.96 | R-454B | 650
216992967 | BRYANT HEATING AND COOLING SYSTEMS | 37MUHAQ24AA3 | H,PG7J*36+TXV | 82*TB36070V14*** | Split System | 22200 | 16 | 8.5 | 1.96 | R-454B | 650
216989667 | BRYANT HEATING AND COOLING SYSTEMS | 37MUHAQ24AA3 | V,C36H175P13*+TXV | 8(0,1)*SB36070M17*** | Split System | 22200 | 16 | 8.5 | 1.96 | R-454B | 650
216992992 | BRYANT HEATING AND COOLING SYSTEMS | 37MUHAQ24AA3 | H,PG7J*36+TXV | 927TA48080V17*** | Split System | 22200 | 16 | 8.5 | 1.96 | R-454B | 650
216987129 | BRYANT HEATING AND COOLING SYSTEMS | 37MUHAQ24AA3 | V,C36H175P14*+TXV | 935SB36040M17*** | Split System | 22400 | 16 | 8.5 | 1.96 | R-454B | 650
216987132 | BRYANT HEATING AND COOLING SYSTEMS | 37MUHAQ24AA3 | PL36H210P74*+TXV | 935SB36040M17*** | Split System | 22400 | 16 | 8.5 | 1.96 | R-454B | 650
216992969 | BRYANT HEATING AND COOLING SYSTEMS | 37MUHAQ24AA3 | H,PG7J*36+TXV | 82*TB48090V17*** | Split System | 21800 | 16 | 8.5 | 1.98 | R-454B | 650
216992990 | BRYANT HEATING AND COOLING SYSTEMS | 37MUHAQ24AA3 | H,PG7J*36+TXV | 926TC36060V14*** | Split System | 21800 | 16 | 8.5 | 1.98 | R-454B | 650
216992961 | BRYANT HEATING AND COOLING SYSTEMS | 37MUHAQ24AA3 | H,PG7J*36+TXV | 8(0,1)*SB42090M17*** | Split System | 22000 | 16 | 8.5 | 1.98 | R-454B | 650
218002995 | CARRIER | 37MUHAQ24AA3+TIC2025-0016 | H,PE34*36+TXV | 59TP7A100V21**20 | Split System | 23600 | 16 | 8.5 | 1.9 | R-454B | 650
217960393 | CARRIER | 37MUHAQ24AA3+TIC2025-0016 | V,C36H175P14*+TXV | 58S(B,C)*B045M17**14 | Split System | 23200 | 16 | 8.5 | 1.92 | R-454B | 650
217960396 | CARRIER | 37MUHAQ24AA3+TIC2025-0016 | V,C36H175P15*+TXV | 58S(B,C)*B045M17**14 | Split System | 23200 | 16 | 8.5 | 1.92 | R-454B | 650
217960401 | CARRIER | 37MUHAQ24AA3+TIC2025-0016 | V,C36H175P15*+TXV | 59SC2E060M17**14 | Split System | 23200 | 16 | 8.5 | 1.94 | R-454B | 650
217960398 | CARRIER | 37MUHAQ24AA3+TIC2025-0016 | V,C36H175P14*+TXV | 59SC2E060M17**14 | Split System | 23200 | 16 | 8.5 | 1.94 | R-454B | 650
218005508 | COMFORTMAKER | D5CUHAH24AAK+TIC2025-0016 | V,G36H175D14*+TXV | *80MS(N,L)0451714A* | Split System | 23200 | 16 | 8.5 | 1.92 | R-454B | 650
218432814 | DUCANE | 7SCP18V36P-**A | (H,A,D)G9J*36+TXV | 80G1UH100CE20X* | Split System | 34800 | 16 | 8.5 | 1.85 | R-454B | 650
218433144 | DUCANE | 7SCP18V36P-**A | (H,A,D)G9J*36+TXV | 80G1UH100CE20X* | Split System | 34800 | 16 | 8.5 | 1.85 | R-454B | 650
218433513 | DUCANE | 7SCP18V36P-**A | (H,A,D)G9J*36+TXV | 80G1UH100CE20X* | Split System | 34800 | 16 | 8.5 | 1.85 | R-454B | 650
218432816 | DUCANE | 7SCP18V36P-**A | (H,A,D)G9J*36+TXV | 80G1UH110CE20L* | Split System | 35000 | 16 | 8.5 | 1.9 | R-454B | 650
218433514 | DUCANE | 7SCP18V36P-**A | (H,A,D)G9J*36+TXV | 80G1UH110CE20* | Split System | 35000 | 16 | 8.5 | 1.9 | R-454B | 650
218432815 | DUCANE | 7SCP18V36P-**A | (H,A,D)G9J*36+TXV | 80G1UH110CE20* | Split System | 35000 | 16 | 8.5 | 1.9 | R-454B | 650
218433146 | DUCANE | 7SCP18V36P-**A | (H,A,D)G9J*36+TXV | 80G1UH110CE20L* | Split System | 35000 | 16 | 8.5 | 1.9 | R-454B | 650
218433145 | DUCANE | 7SCP18V36P-**A | (H,A,D)G9J*36+TXV | 80G1UH110CE20* | Split System | 35000 | 16 | 8.5 | 1.9 | R-454B | 650
218433515 | DUCANE | 7SCP18V36P-**A | (H,A,D)G9J*36+TXV | 80G1UH110CE20L* | Split System | 35000 | 16 | 8.5 | 1.9 | R-454B | 650
218089992 | HEIL | D5CURAH30AAK | M36G34*+TXV+AMHE3D |  | Split System | 29600 | 16 | 8.5 | 2 | R-454B | 650
218399590 | MIDEA | MOVB-60HDN10-M16G | (H,Y)G84*60+TXV+TD | MGV96U080C4C | Split System | 43000 | 16 | 8.5 | 1.85 | R-454B | 650
218399583 | MIDEA | MOVB-60HDN10-M16G | (H,Y)G84*48+TXV+TD | MGV96U080B3C | Split System | 43000 | 16 | 8.5 | 1.85 | R-454B | 650
218399608 | MIDEA | MOVB-60HDN10-M16G | (H,Y)G84*60+TXV+TD | MGV96U100C5C | Split System | 44500 | 16 | 8.5 | 1.85 | R-454B | 650
218087917 | TEMPSTAR | D5CUHAH24AAK+TIC2025-0016 | V,G36H***D12*+TXV | *80MS(N,L)0451412A* | Split System | 22800 | 16 | 8.5 | 1.92 | R-454B | 650
218113891 | TEMPSTAR | D5CUHAH24AAK+TIC2025-0016 | (V,G)36H***D12*+TXV | *80MS(N,L)0451412A* | Split System | 22800 | 16 | 8.5 | 1.92 | R-454B | 650
218087925 | TEMPSTAR | D5CUHAH24AAK+TIC2025-0016 | H,GE8J*36+TXV | *80MS(N,L)0451714A* | Split System | 23000 | 16 | 8.5 | 1.92 | R-454B | 650
218113894 | TEMPSTAR | D5CUHAH24AAK+TIC2025-0016 | (H,G)E8J*36+TXV | *80MS(N,L)0451714A* | Split System | 23000 | 16 | 8.5 | 1.92 | R-454B | 650
218113893 | TEMPSTAR | D5CUHAH24AAK+TIC2025-0016 | (V,G)36H175D14*+TXV | *80MS(N,L)0451714A* | Split System | 23200 | 16 | 8.5 | 1.92 | R-454B | 650
218113892 | TEMPSTAR | D5CUHAH24AAK+TIC2025-0016 | (H,G)E8J*36+TXV | *80MS(N,L)0451412A* | Split System | 23200 | 16 | 8.5 | 1.92 | R-454B | 650
218087918 | TEMPSTAR | D5CUHAH24AAK+TIC2025-0016 | PL36H175P14*+TXV | *80MS(N,L)0451412A* | Split System | 23400 | 16 | 8.5 | 1.94 | R-454B | 650
218113923 | TEMPSTAR | D5CUHAH24AAK | (V,G)36H***D12*+TXV | *80MS(N,L)0451412A* | Split System | 22000 | 16 | 8.5 | 1.96 | R-454B | 650
218433001 | ARMSTRONG AIR | A7SCP18V36P-**A | (H,A,D)G9J*36+TXV | A97US2V090C20S* | Split System | 34800 | 17 | 8.5 | 1.85 | R-454B | 650
218432671 | ARMSTRONG AIR | A7SCP18V36P-**A | (H,A,D)G9J*36+TXV | A97US2V090C20S* | Split System | 34800 | 17 | 8.5 | 1.85 | R-454B | 650
218433345 | ARMSTRONG AIR | A7SCP18V36P-**A | (H,A,D)G9J*36+TXV | A97US2V090C20S* | Split System | 34800 | 17 | 8.5 | 1.85 | R-454B | 650
218432967 | ARMSTRONG AIR | A7SCP18V36P-**A | (H,A,D)G9J*36+TXV | A80UH2E110C16* | Split System | 34800 | 17 | 8.5 | 1.9 | R-454B | 650
218432637 | ARMSTRONG AIR | A7SCP18V36P-**A | (H,A,D)G9J*36+TXV | A80UH2E110C16* | Split System | 34800 | 17 | 8.5 | 1.9 | R-454B | 650
218432846 | DUCANE | 7SCP18V36P-**A | (H,A,D)G9J*36+TXV | 97G2UH090CV20* | Split System | 34800 | 17 | 8.5 | 1.85 | R-454B | 650
218433176 | DUCANE | 7SCP18V36P-**A | (H,A,D)G9J*36+TXV | 97G2UH090CV20* | Split System | 34800 | 17 | 8.5 | 1.85 | R-454B | 650
218433524 | DUCANE | 7SCP18V36P-**A | (H,A,D)G9J*36+TXV | 80G2UH110CE16* | Split System | 34800 | 17 | 8.5 | 1.9 | R-454B | 650
218432825 | DUCANE | 7SCP18V36P-**A | (H,A,D)G9J*36+TXV | 80G2UH110CE16* | Split System | 34800 | 17 | 8.5 | 1.9 | R-454B | 650
218433155 | DUCANE | 7SCP18V36P-**A | (H,A,D)G9J*36+TXV | 80G2UH110CE16* | Split System | 34800 | 17 | 8.5 | 1.9 | R-454B | 650
218089923 | HEIL | D5CURAH30AAK | M36G36*+TXV+AMHE3D |  | Split System | 30000 | 17 | 8.5 | 2 | R-454B | 650
218089993 | HEIL | D5CURAH30AAK | M36G36*+TXV+AMHE3D |  | Split System | 30000 | 17 | 8.5 | 2 | R-454B | 650
218113931 | TEMPSTAR | D5CUHAH24AAK | PL36H175P15*+TXV | *80MSU0601716A* | Split System | 22600 | 17 | 8.5 | 1.94 | R-454B | 650
218623382 | AMERICAN STANDARD | 5A6V8X48A1 | (H,T)G84*48+TXV | S8V2C080M5PDB | Split System | 46000 | 18 | 8.5 | 2.1 | R-454B | 650
218623383 | AMERICAN STANDARD | 5A6V8X48A1 | (H,T)G84*60+TXV | S8V2C080M5PDB | Split System | 46000 | 18 | 8.5 | 2.1 | R-454B | 650
218623399 | AMERICAN STANDARD | 5A6V8X48A1 | (H,T)G84*48+TXV | S9V2C100U4VSB+VCKIT | Split System | 46500 | 18 | 8.5 | 2.1 | R-454B | 650
218623397 | AMERICAN STANDARD | 5A6V8X48A1 | (H,T)G84*48+TXV | S9V2C100U4VSB+LRP | Split System | 46500 | 18 | 8.5 | 2.1 | R-454B | 650
218623401 | AMERICAN STANDARD | 5A6V8X48A1 | (H,T)G84*48+TXV | S9V2C100U5PSC+LRP | Split System | 46500 | 18 | 8.5 | 2.1 | R-454B | 650
218623398 | AMERICAN STANDARD | 5A6V8X48A1 | (H,T)G84*60+TXV | S9V2C100U4VSB+LRP | Split System | 46500 | 18 | 8.5 | 2.1 | R-454B | 650
218623400 | AMERICAN STANDARD | 5A6V8X48A1 | (H,T)G84*60+TXV | S9V2C100U4VSB+VCKIT | Split System | 46500 | 18 | 8.5 | 2.1 | R-454B | 650
218623402 | AMERICAN STANDARD | 5A6V8X48A1 | (H,T)G84*60+TXV | S9V2C100U5PSC+LRP | Split System | 46500 | 18 | 8.5 | 2.1 | R-454B | 650
218623385 | AMERICAN STANDARD | 5A6V8X48A1 | (H,T)G84*60+TXV | S8V2C100M5PCB | Split System | 46500 | 18 | 8.5 | 2.1 | R-454B | 650
218623394 | AMERICAN STANDARD | 5A6V8X48A1 | (H,T)G84*60+TXV | S9V2C080U5PSC+LRP | Split System | 46500 | 18 | 8.5 | 2.1 | R-454B | 650
218623387 | AMERICAN STANDARD | 5A6V8X48A1 | (H,T)G84*60+TXV | S8V2C100M5PDB | Split System | 46500 | 18 | 8.5 | 2.1 | R-454B | 650
218623393 | AMERICAN STANDARD | 5A6V8X48A1 | (H,T)G84*48+TXV | S9V2C080U5PSC+LRP | Split System | 46500 | 18 | 8.5 | 2.1 | R-454B | 650
218623386 | AMERICAN STANDARD | 5A6V8X48A1 | (H,T)G84*48+TXV | S8V2C100M5PDB | Split System | 46500 | 18 | 8.5 | 2.1 | R-454B | 650
218623384 | AMERICAN STANDARD | 5A6V8X48A1 | (H,T)G84*48+TXV | S8V2C100M5PCB | Split System | 46500 | 18 | 8.5 | 2.1 | R-454B | 650
218623380 | AMERICAN STANDARD | 5A6V8X48A1 | (H,T)G84*48+TXV | S8V2C080M5PCB | Split System | 46000 | 18 | 8.5 | 2.2 | R-454B | 650
218623381 | AMERICAN STANDARD | 5A6V8X48A1 | (H,T)G84*60+TXV | S8V2C080M5PCB | Split System | 46000 | 18 | 8.5 | 2.2 | R-454B | 650
218623375 | AMERICAN STANDARD | 5A6V8X48A1 | (H,T)G84*60+TXV | L8V1C100U5VSB+LRP | Split System | 46500 | 18 | 8.5 | 2.2 | R-454B | 650
218623374 | AMERICAN STANDARD | 5A6V8X48A1 | (H,T)G84*48+TXV | L8V1C100U5VSB+LRP | Split System | 46500 | 18 | 8.5 | 2.2 | R-454B | 650
218433302 | ARMSTRONG AIR | A7SCP18V36P-**A | (H,A,D)G9J*36+TXV | A80UH1E070B12* | Split System | 34600 | 18 | 8.5 | 1.85 | R-454B | 650
218432958 | ARMSTRONG AIR | A7SCP18V36P-**A | (H,A,D)G9J*36+TXV | A80UH1E070B12* | Split System | 34600 | 18 | 8.5 | 1.85 | R-454B | 650
218432628 | ARMSTRONG AIR | A7SCP18V36P-**A | (H,A,D)G9J*36+TXV | A80UH1E070B12* | Split System | 34600 | 18 | 8.5 | 1.85 | R-454B | 650
218433316 | ARMSTRONG AIR | A7SCP18V36P-**A | (H,A,D)G9J*36+TXV | A80US2V080C20X* | Split System | 34800 | 18 | 8.5 | 1.9 | R-454B | 650
218433352 | ARMSTRONG AIR | A7SCP18V36P-**A | (H,A,D)G9J*36+TXV | A98USMV110C20S* | Split System | 34800 | 18 | 8.5 | 1.9 | R-454B | 650
218432678 | ARMSTRONG AIR | A7SCP18V36P-**A | (H,A,D)G9J*36+TXV | A98USMV110C20S* | Split System | 34800 | 18 | 8.5 | 1.9 | R-454B | 650
218432972 | ARMSTRONG AIR | A7SCP18V36P-**A | (H,A,D)G9J*36+TXV | A80US2V080C20X* | Split System | 34800 | 18 | 8.5 | 1.9 | R-454B | 650
218432642 | ARMSTRONG AIR | A7SCP18V36P-**A | (H,A,D)G9J*36+TXV | A80US2V080C20X* | Split System | 34800 | 18 | 8.5 | 1.9 | R-454B | 650
218433347 | ARMSTRONG AIR | A7SCP18V36P-**A | (H,A,D)G9J*36+TXV | A97US2V110C20S* | Split System | 35000 | 18 | 8.5 | 1.9 | R-454B | 650
218433003 | ARMSTRONG AIR | A7SCP18V36P-**A | (H,A,D)G9J*36+TXV | A97US2V110C20S* | Split System | 35000 | 18 | 8.5 | 1.9 | R-454B | 650
218432646 | ARMSTRONG AIR | A7SCP18V36P-**A | (H,A,D)G9J*36+TXV | A80US2V090C20* | Split System | 35000 | 18 | 8.5 | 1.9 | R-454B | 650
218433320 | ARMSTRONG AIR | A7SCP18V36P-**A | (H,A,D)G9J*36+TXV | A80US2V090C20* | Split System | 35000 | 18 | 8.5 | 1.9 | R-454B | 650
218432976 | ARMSTRONG AIR | A7SCP18V36P-**A | (H,A,D)G9J*36+TXV | A80US2V090C20* | Split System | 35000 | 18 | 8.5 | 1.9 | R-454B | 650
218432673 | ARMSTRONG AIR | A7SCP18V36P-**A | (H,A,D)G9J*36+TXV | A97US2V110C20S* | Split System | 35000 | 18 | 8.5 | 1.9 | R-454B | 650
218433139 | DUCANE | 7SCP18V36P-**A | (H,A,D)G9J*36+TXV | 80G1UH070BE12* | Split System | 34600 | 18 | 8.5 | 1.85 | R-454B | 650
218433509 | DUCANE | 7SCP18V36P-**A | (H,A,D)G9J*36+TXV | 80G1UH070BE12L* | Split System | 34600 | 18 | 8.5 | 1.85 | R-454B | 650
218432809 | DUCANE | 7SCP18V36P-**A | (H,A,D)G9J*36+TXV | 80G1UH070BE12* | Split System | 34600 | 18 | 8.5 | 1.85 | R-454B | 650
218433508 | DUCANE | 7SCP18V36P-**A | (H,A,D)G9J*36+TXV | 80G1UH070BE12* | Split System | 34600 | 18 | 8.5 | 1.85 | R-454B | 650
218432810 | DUCANE | 7SCP18V36P-**A | (H,A,D)G9J*36+TXV | 80G1UH070BE12L* | Split System | 34600 | 18 | 8.5 | 1.85 | R-454B | 650
218433140 | DUCANE | 7SCP18V36P-**A | (H,A,D)G9J*36+TXV | 80G1UH070BE12L* | Split System | 34600 | 18 | 8.5 | 1.85 | R-454B | 650
218432847 | DUCANE | 7SCP18V36P-**A | (H,A,D)G9J*36+TXV | 97G2UH110CV20* | Split System | 35000 | 18 | 8.5 | 1.9 | R-454B | 650
218433177 | DUCANE | 7SCP18V36P-**A | (H,A,D)G9J*36+TXV | 97G2UH110CV20* | Split System | 35000 | 18 | 8.5 | 1.9 | R-454B | 650
218433546 | DUCANE | 7SCP18V36P-**A | (H,A,D)G9J*36+TXV | 97G2UH110CV20* | Split System | 35000 | 18 | 8.5 | 1.9 | R-454B | 650
216991878 | BRYANT HEATING AND COOLING SYSTEMS | 37MUHAQ24AA3 | C36A***L13*+TXV | 912SE36060M14*** | Split System | 22400 | 15.2 | 8.5 | 1.98 | R-454B | 650
216991880 | BRYANT HEATING AND COOLING SYSTEMS | 37MUHAQ24AA3 | PL36H175P15*+TXV | 912SE36060M14*** | Split System | 22600 | 15.2 | 8.5 | 1.98 | R-454B | 650
216991881 | BRYANT HEATING AND COOLING SYSTEMS | 37MUHAQ24AA3 | C36A***L15*+TXV | 912SE36060M14*** | Split System | 22600 | 15.2 | 8.5 | 1.98 | R-454B | 650
216991883 | BRYANT HEATING AND COOLING SYSTEMS | 37MUHAQ24AA3 | PL36H***P44*+TXV | 912SE36060M14*** | Split System | 22600 | 15.2 | 8.5 | 1.98 | R-454B | 650
216991882 | BRYANT HEATING AND COOLING SYSTEMS | 37MUHAQ24AA3 | V,C36H***P21*+TXV | 912SE36060M14*** | Split System | 22600 | 15.2 | 8.5 | 1.98 | R-454B | 650
218468955 | TEMPSTAR | N5H9V36*K*AAA* | A36VBA*+TXV | *96VSN0601716B* | Split System | 34800 | 15.2 | 8.5 | 2.02 | R-454B | 650
218623339 | AMERICAN STANDARD | 5A6H7036A1 | (H,T)G80*36+TXV | L9X1A050U3VSA | Split System | 31600 | 16 | 8.5 | 2 | R-454B | 650
218432629 | ARMSTRONG AIR | A7SCP18V36P-**A | (H,A,D)G9J*36+TXV | A80UH1E080B16X* | Split System | 34400 | 16 | 8.5 | 1.85 | R-454B | 650
218432959 | ARMSTRONG AIR | A7SCP18V36P-**A | (H,A,D)G9J*36+TXV | A80UH1E080B16X* | Split System | 34400 | 16 | 8.5 | 1.85 | R-454B | 650
216989642 | BRYANT HEATING AND COOLING SYSTEMS | 37MUHAQ24AA3 | C36A***L13*+TXV | 8(0,1)*SB36045M14*** | Split System | 22200 | 16 | 8.5 | 1.96 | R-454B | 650
216989655 | BRYANT HEATING AND COOLING SYSTEMS | 37MUHAQ24AA3 | V,C36H***P21*+TXV | 8(0,1)*SB36070M14*** | Split System | 22400 | 16 | 8.5 | 1.96 | R-454B | 650
216989652 | BRYANT HEATING AND COOLING SYSTEMS | 37MUHAQ24AA3 | PL36H175P14*+TXV | 8(0,1)*SB36070M14*** | Split System | 22400 | 16 | 8.5 | 1.96 | R-454B | 650
216989656 | BRYANT HEATING AND COOLING SYSTEMS | 37MUHAQ24AA3 | PL36H***P44*+TXV | 8(0,1)*SB36070M14*** | Split System | 22400 | 16 | 8.5 | 1.96 | R-454B | 650
216989647 | BRYANT HEATING AND COOLING SYSTEMS | 37MUHAQ24AA3 | PL36H***P44*+TXV | 8(0,1)*SB36045M14*** | Split System | 22400 | 16 | 8.5 | 1.96 | R-454B | 650
216989645 | BRYANT HEATING AND COOLING SYSTEMS | 37MUHAQ24AA3 | C36A***L15*+TXV | 8(0,1)*SB36045M14*** | Split System | 22400 | 16 | 8.5 | 1.96 | R-454B | 650
216989680 | BRYANT HEATING AND COOLING SYSTEMS | 37MUHAQ24AA3 | C36A***L13*+TXV | 82*SB36070V14*** | Split System | 22400 | 16 | 8.5 | 1.96 | R-454B | 650
216989682 | BRYANT HEATING AND COOLING SYSTEMS | 37MUHAQ24AA3 | PL36H175P15*+TXV | 82*SB36070V14*** | Split System | 22600 | 16 | 8.5 | 1.96 | R-454B | 650
216989684 | BRYANT HEATING AND COOLING SYSTEMS | 37MUHAQ24AA3 | V,C36H***P21*+TXV | 82*SB36070V14*** | Split System | 22600 | 16 | 8.5 | 1.96 | R-454B | 650
216989685 | BRYANT HEATING AND COOLING SYSTEMS | 37MUHAQ24AA3 | PL36H***P44*+TXV | 82*SB36070V14*** | Split System | 22600 | 16 | 8.5 | 1.96 | R-454B | 650
216992994 | BRYANT HEATING AND COOLING SYSTEMS | 37MUHAQ24AA3 | H,PG7J*36+TXV | 927TA60100V21*** | Split System | 22800 | 16 | 8.5 | 1.96 | R-454B | 650
217464669 | BRYANT HEATING AND COOLING SYSTEMS | 37MUHAQ24AA3 | H,PG37*36+TXV | 927TA60100V21*** | Split System | 22800 | 16 | 8.5 | 1.96 | R-454B | 650
216989657 | BRYANT HEATING AND COOLING SYSTEMS | 37MUHAQ24AA3 | PL36H210P29*+TXV | 8(0,1)*SB36070M17*** | Split System | 23200 | 16 | 8.5 | 1.96 | R-454B | 650
218433141 | DUCANE | 7SCP18V36P-**A | (H,A,D)G9J*36+TXV | 80G1UH080BE16X* | Split System | 34400 | 16 | 8.5 | 1.85 | R-454B | 650
218432811 | DUCANE | 7SCP18V36P-**A | (H,A,D)G9J*36+TXV | 80G1UH080BE16X* | Split System | 34400 | 16 | 8.5 | 1.85 | R-454B | 650
218433510 | DUCANE | 7SCP18V36P-**A | (H,A,D)G9J*36+TXV | 80G1UH080BE16X* | Split System | 34400 | 16 | 8.5 | 1.85 | R-454B | 650
218623189 | GE Appliances | NS18H36HA5*** | HG80*36+TXV | NF80X080S4B*** | Split System | 34800 | 16 | 8.5 | 1.85 | R-454B | 650
218400002 | LENNOX | EL18KSLV-060-230A** | L*42/60Z*+TXV | ML196UH110XE60C* | Split System | 45500 | 16 | 8.5 | 1.84 | R-454B | 650
218400342 | LENNOX | EL18KSLV-036-230A** | L*18/36V*+TXV | EL196UH030XE36B* | Split System | 33600 | 16 | 8.5 | 1.85 | R-454B | 650
218400340 | LENNOX | EL18KSLV-036-230A** | LD19/36Z*+TXV | EL196UH030XE36B* | Split System | 33600 | 16 | 8.5 | 1.85 | R-454B | 650
218400344 | LENNOX | EL18KSLV-036-230A** | L*19/36U+TXV | EL196UH030XE36B* | Split System | 33600 | 16 | 8.5 | 1.85 | R-454B | 650
218391161 | LENNOX | EL18KSLV-036-230A** | L*19/36U+TXV | EL196UH030XE36B* | Split System | 33600 | 16 | 8.5 | 1.85 | R-454B | 650
218391159 | LENNOX | EL18KSLV-036-230A** | L*18/36V*+TXV | EL196UH030XE36B* | Split System | 33600 | 16 | 8.5 | 1.85 | R-454B | 650
218400383 | LENNOX | EL18KSLV-036-230A** | L*18/36V*+TXV | EL280UH090E48B* | Split System | 34000 | 16 | 8.5 | 1.85 | R-454B | 650
218400503 | LENNOX | EL18KSLV-036-230A** | L*18/36V*+TXV | ML180UH090XE48B* | Split System | 34000 | 16 | 8.5 | 1.85 | R-454B | 650
218400389 | LENNOX | EL18KSLV-036-230A** | L*18/36V*+TXV | EL280UH090XE48B* | Split System | 34000 | 16 | 8.5 | 1.85 | R-454B | 650
217452192 | RHEEM | RP15AY48AJ2N | D(A,C,E)49A4J+TDR | R802V0754A17DZ | Split System | 45000 | 15.2 | 8.1 | 2.91 | R-454B | 650
217452106 | RHEEM | RP15AY48AJ2N | D(A,C,E)48B4J+TDR | R801V0704A17UH | Split System | 45000 | 15.2 | 8.1 | 2.91 | R-454B | 650
217452108 | RHEEM | RP15AY48AJ2N | D(A,C,E)49A4J+TDR | R801V0704A17UH | Split System | 45000 | 15.2 | 8.1 | 2.91 | R-454B | 650
217452114 | RHEEM | RP15AY48AJ2N | D(A,C,E)49A4J+TDR | R801V0754A17DZ | Split System | 45000 | 15.2 | 8.1 | 2.91 | R-454B | 650
217452112 | RHEEM | RP15AY48AJ2N | D(A,C,E)48B4J+TDR | R801V0754A17DZ | Split System | 45000 | 15.2 | 8.1 | 2.91 | R-454B | 650
217452128 | RHEEM | RP15AY48AJ2N | D(A,C,E)60C3J+TDR | R801V0755A21DZ | Split System | 45000 | 15.2 | 8.1 | 2.94 | R-454B | 650
217452206 | RHEEM | RP15AY48AJ2N | D(A,C,E)60C3J+TDR | R802V0755A21DZ | Split System | 45000 | 15.2 | 8.1 | 2.94 | R-454B | 650
217452164 | RHEEM | RP15AY48AJ2N | D(A,C,E)60C3J+TDR | R801V1005A21UHU | Split System | 45000 | 15.2 | 8.1 | 2.95 | R-454B | 650
217452214 | RHEEM | RP15AY48AJ2N | D(A,C,E)48B4J+TDR | R802V1004A17UH | Split System | 45000 | 15.2 | 8.1 | 2.95 | R-454B | 650
217452138 | RHEEM | RP15AY48AJ2N | D(A,C,E)49A4J+TDR | R801V1004A17UH | Split System | 45000 | 15.2 | 8.1 | 2.95 | R-454B | 650
217452136 | RHEEM | RP15AY48AJ2N | D(A,C,E)48B4J+TDR | R801V1004A17UH | Split System | 45000 | 15.2 | 8.1 | 2.95 | R-454B | 650
217452216 | RHEEM | RP15AY48AJ2N | D(A,C,E)49A4J+TDR | R802V1004A17UH | Split System | 45000 | 15.2 | 8.1 | 2.95 | R-454B | 650
217452182 | RHEEM | RP15AY48AJ2N | D(A,C,E)60C3J+TDR | R801V1505A24UH | Split System | 45000 | 15.2 | 8.1 | 2.97 | R-454B | 650
217452124 | RHEEM | RP15AY48AJ2N | D(A,C,E)48B4J+TDR | R801V0755A21DZ | Split System | 45000 | 15.2 | 8.1 | 2.97 | R-454B | 650
217452210 | RHEEM | RP15AY48AJ2N | D(A,C,E)49A4J+TDR | R802V0755A21UH | Split System | 45000 | 15.2 | 8.1 | 2.97 | R-454B | 650
217452126 | RHEEM | RP15AY48AJ2N | D(A,C,E)49A4J+TDR | R801V0755A21DZ | Split System | 45000 | 15.2 | 8.1 | 2.97 | R-454B | 650
217452132 | RHEEM | RP15AY48AJ2N | D(A,C,E)49A4J+TDR | R801V0755A21UH | Split System | 45000 | 15.2 | 8.1 | 2.97 | R-454B | 650
217452202 | RHEEM | RP15AY48AJ2N | D(A,C,E)48B4J+TDR | R802V0755A21DZ | Split System | 45000 | 15.2 | 8.1 | 2.97 | R-454B | 650
217452130 | RHEEM | RP15AY48AJ2N | D(A,C,E)48B4J+TDR | R801V0755A21UH | Split System | 45000 | 15.2 | 8.1 | 2.97 | R-454B | 650
217452248 | RHEEM | RP15AY48AJ2N | D(A,C,E)60C3J+TDR | R802V1505A24UH | Split System | 45000 | 15.2 | 8.1 | 2.97 | R-454B | 650
217452204 | RHEEM | RP15AY48AJ2N | D(A,C,E)49A4J+TDR | R802V0755A21DZ | Split System | 45000 | 15.2 | 8.1 | 2.97 | R-454B | 650
217452224 | RHEEM | RP15AY48AJ2N | D(A,C,E)60C3J+TDR | R802V1005A21DZ | Split System | 45000 | 15.2 | 8.1 | 2.97 | R-454B | 650
217452146 | RHEEM | RP15AY48AJ2N | D(A,C,E)60C3J+TDR | R801V1005A21DZ | Split System | 45000 | 15.2 | 8.1 | 2.97 | R-454B | 650
217452208 | RHEEM | RP15AY48AJ2N | D(A,C,E)48B4J+TDR | R802V0755A21UH | Split System | 45000 | 15.2 | 8.1 | 2.97 | R-454B | 650
217452162 | RHEEM | RP15AY48AJ2N | D(A,C,E)49A4J+TDR | R801V1005A21UHU | Split System | 45000 | 15.2 | 8.1 | 2.98 | R-454B | 650
217452160 | RHEEM | RP15AY48AJ2N | D(A,C,E)48B4J+TDR | R801V1005A21UHU | Split System | 45000 | 15.2 | 8.1 | 2.98 | R-454B | 650
217452246 | RHEEM | RP15AY48AJ2N | D(A,C,E)49A4J+TDR | R802V1505A24UH | Split System | 45000 | 15.2 | 8.1 | 2.99 | R-454B | 650
217452178 | RHEEM | RP15AY48AJ2N | D(A,C,E)48B4J+TDR | R801V1505A24UH | Split System | 45000 | 15.2 | 8.1 | 2.99 | R-454B | 650
217452144 | RHEEM | RP15AY48AJ2N | D(A,C,E)49A4J+TDR | R801V1005A21DZ | Split System | 45000 | 15.2 | 8.1 | 2.99 | R-454B | 650
217452244 | RHEEM | RP15AY48AJ2N | D(A,C,E)48B4J+TDR | R802V1505A24UH | Split System | 45000 | 15.2 | 8.1 | 2.99 | R-454B | 650
217452220 | RHEEM | RP15AY48AJ2N | D(A,C,E)48B4J+TDR | R802V1005A21DZ | Split System | 45000 | 15.2 | 8.1 | 2.99 | R-454B | 650
217452222 | RHEEM | RP15AY48AJ2N | D(A,C,E)49A4J+TDR | R802V1005A21DZ | Split System | 45000 | 15.2 | 8.1 | 2.99 | R-454B | 650
217452180 | RHEEM | RP15AY48AJ2N | D(A,C,E)49A4J+TDR | R801V1505A24UH | Split System | 45000 | 15.2 | 8.1 | 2.99 | R-454B | 650
217452142 | RHEEM | RP15AY48AJ2N | D(A,C,E)48B4J+TDR | R801V1005A21DZ | Split System | 45000 | 15.2 | 8.1 | 2.99 | R-454B | 650
217452196 | RHEEM | RP15AY48AJ2N | D(A,C,E)48B4J+TDR | R802V0754A17UH | Split System | 45000 | 15.2 | 8.1 | 3 | R-454B | 650
217452198 | RHEEM | RP15AY48AJ2N | D(A,C,E)49A4J+TDR | R802V0754A17UH | Split System | 45000 | 15.2 | 8.1 | 3 | R-454B | 650
217452120 | RHEEM | RP15AY48AJ2N | D(A,C,E)49A4J+TDR | R801V0754A17UH | Split System | 45000 | 15.2 | 8.1 | 3 | R-454B | 650
217452118 | RHEEM | RP15AY48AJ2N | D(A,C,E)48B4J+TDR | R801V0754A17UH | Split System | 45000 | 15.2 | 8.1 | 3 | R-454B | 650
217452166 | RHEEM | RP15AY48AJ2N | D(A,C,E)48B4J+TDR | R801V1255A24DZ | Split System | 45000 | 15.2 | 8.1 | 3.02 | R-454B | 650
217452154 | RHEEM | RP15AY48AJ2N | D(A,C,E)48B4J+TDR | R801V1005A21UHS | Split System | 45000 | 15.2 | 8.1 | 3.02 | R-454B | 650
217452156 | RHEEM | RP15AY48AJ2N | D(A,C,E)49A4J+TDR | R801V1005A21UHS | Split System | 45000 | 15.2 | 8.1 | 3.02 | R-454B | 650
217452240 | RHEEM | RP15AY48AJ2N | D(A,C,E)49A4J+TDR | R802V1255A24UH | Split System | 45000 | 15.2 | 8.1 | 3.02 | R-454B | 650
217452148 | RHEEM | RP15AY48AJ2N | D(A,C,E)48B4J+TDR | R801V1005A21UHN | Split System | 45000 | 15.2 | 8.1 | 3.02 | R-454B | 650
217452228 | RHEEM | RP15AY48AJ2N | D(A,C,E)49A4J+TDR | R802V1005A21UH | Split System | 45000 | 15.2 | 8.1 | 3.02 | R-454B | 650
217452234 | RHEEM | RP15AY48AJ2N | D(A,C,E)49A4J+TDR | R802V1255A24DZ | Split System | 45000 | 15.2 | 8.1 | 3.02 | R-454B | 650
217452172 | RHEEM | RP15AY48AJ2N | D(A,C,E)48B4J+TDR | R801V1255A24UH | Split System | 45000 | 15.2 | 8.1 | 3.02 | R-454B | 650
217452150 | RHEEM | RP15AY48AJ2N | D(A,C,E)49A4J+TDR | R801V1005A21UHN | Split System | 45000 | 15.2 | 8.1 | 3.02 | R-454B | 650
217452168 | RHEEM | RP15AY48AJ2N | D(A,C,E)49A4J+TDR | R801V1255A24DZ | Split System | 45000 | 15.2 | 8.1 | 3.02 | R-454B | 650
217452238 | RHEEM | RP15AY48AJ2N | D(A,C,E)48B4J+TDR | R802V1255A24UH | Split System | 45000 | 15.2 | 8.1 | 3.02 | R-454B | 650
217452232 | RHEEM | RP15AY48AJ2N | D(A,C,E)48B4J+TDR | R802V1255A24DZ | Split System | 45000 | 15.2 | 8.1 | 3.02 | R-454B | 650
217452174 | RHEEM | RP15AY48AJ2N | D(A,C,E)49A4J+TDR | R801V1255A24UH | Split System | 45000 | 15.2 | 8.1 | 3.02 | R-454B | 650
217452226 | RHEEM | RP15AY48AJ2N | D(A,C,E)48B4J+TDR | R802V1005A21UH | Split System | 45000 | 15.2 | 8.1 | 3.02 | R-454B | 650
218013065 | RUUD | RD16AY48AJVC | DX48B4K+TDR | R802V1005A21UH | Split System | 42000 | 16 | 8.1 | 2.61 | R-454B | 650
217451751 | RHEEM | RP15AY42AJ2N | D(A,C,E)42C4J+TDR | R801V0504A17UHS | Split System | 38500 | 16 | 8.1 | 2.9 | R-454B | 650
217451920 | RHEEM | RP15AY42AJ2N | D(A,C,E)42C4J+TDR | R802V0504A17UH | Split System | 38500 | 16 | 8.1 | 2.9 | R-454B | 650
217451745 | RHEEM | RP15AY42AJ2N | D(A,C,E)42C4J+TDR | R801V0504A17UHN | Split System | 38500 | 16 | 8.1 | 2.9 | R-454B | 650
218013059 | RUUD | RD16AY36AJVC | DX36B3K+TDR | R802V0754A17UH | Split System | 31200 | 16.5 | 8.1 | 2.78 | R-454B | 650
217451791 | RHEEM | RP15AY42AJ2N | D(A,C,E)48B4J+TDR | R801V0754A17DZ | Split System | 38000 | 16 | 8.1 | 2.87 | R-454B | 650
217451928 | RHEEM | RP15AY42AJ2N | D(A,C,E)48B4J+TDR | R802V0754A17DZ | Split System | 38000 | 16 | 8.1 | 2.87 | R-454B | 650
217451952 | RHEEM | RP15AY42AJ2N | D(A,C,E)48B4J+TDR | R802V1004A17UH | Split System | 38000 | 16 | 8.1 | 2.92 | R-454B | 650
217451770 | RHEEM | RP15AY42AJ2N | D(A,C,E)42C4J+TDR | R801V0704A17UH | Split System | 38500 | 16 | 8.1 | 2.92 | R-454B | 650
217451806 | RHEEM | RP15AY42AJ2N | D(A,C,E)48B4J+TDR | R801V0754A17UH | Split System | 38000 | 16 | 8.1 | 2.94 | R-454B | 650
217451934 | RHEEM | RP15AY42AJ2N | D(A,C,E)48B4J+TDR | R802V0754A17UH | Split System | 38000 | 16 | 8.1 | 2.94 | R-454B | 650
217451785 | RHEEM | RP15AY42AJ2N | D(A,C,E)42C4J+TDR | R801V0754A17DZ | Split System | 38500 | 16 | 8.1 | 2.94 | R-454B | 650
217451926 | RHEEM | RP15AY42AJ2N | D(A,C,E)42C4J+TDR | R802V0754A17DZ | Split System | 38500 | 16 | 8.1 | 2.94 | R-454B | 650
217451892 | RHEEM | RP15AY42AJ2N | D(A,C,E)48B4J+TDR | R801V1005A21UHS | Split System | 38000 | 16 | 8.1 | 2.96 | R-454B | 650
217451964 | RHEEM | RP15AY42AJ2N | D(A,C,E)48B4J+TDR | R802V1005A21UH | Split System | 38000 | 16 | 8.1 | 2.96 | R-454B | 650
217451881 | RHEEM | RP15AY42AJ2N | D(A,C,E)48B4J+TDR | R801V1005A21UHN | Split System | 38000 | 16 | 8.1 | 2.96 | R-454B | 650
217451950 | RHEEM | RP15AY42AJ2N | D(A,C,E)42C4J+TDR | R802V1004A17UH | Split System | 38500 | 16 | 8.1 | 2.98 | R-454B | 650
217451846 | RHEEM | RP15AY42AJ2N | D(A,C,E)42C4J+TDR | R801V1004A17UH | Split System | 38500 | 16 | 8.1 | 2.98 | R-454B | 650
217451976 | RHEEM | RP15AY42AJ2N | D(A,C,E)48B4J+TDR | R802V1255A24UH | Split System | 38000 | 16 | 8.1 | 2.99 | R-454B | 650
217451978 | RHEEM | RP15AY42AJ2N | D(A,C,E)49A4J+TDR | R802V1255A24UH | Split System | 38000 | 16 | 8.1 | 2.99 | R-454B | 650
217451916 | RHEEM | RP15AY42AJ2N | D(A,C,E)48B4J+TDR | R801V1505A24UH | Split System | 38000 | 16 | 8.1 | 2.99 | R-454B | 650
217451984 | RHEEM | RP15AY42AJ2N | D(A,C,E)49A4J+TDR | R802V1505A24UH | Split System | 38000 | 16 | 8.1 | 2.99 | R-454B | 650
217451912 | RHEEM | RP15AY42AJ2N | D(A,C,E)49A4J+TDR | R801V1255A24UH | Split System | 38000 | 16 | 8.1 | 2.99 | R-454B | 650
217451918 | RHEEM | RP15AY42AJ2N | D(A,C,E)49A4J+TDR | R801V1505A24UH | Split System | 38000 | 16 | 8.1 | 2.99 | R-454B | 650
217451982 | RHEEM | RP15AY42AJ2N | D(A,C,E)48B4J+TDR | R802V1505A24UH | Split System | 38000 | 16 | 8.1 | 2.99 | R-454B | 650
217451910 | RHEEM | RP15AY42AJ2N | D(A,C,E)48B4J+TDR | R801V1255A24UH | Split System | 38000 | 16 | 8.1 | 2.99 | R-454B | 650
217451896 | RHEEM | RP15AY42AJ2N | D(A,C,E)42C4J+TDR | R801V1005A21UHU | Split System | 38500 | 16 | 8.1 | 3 | R-454B | 650
217451932 | RHEEM | RP15AY42AJ2N | D(A,C,E)42C4J+TDR | R802V0754A17UH | Split System | 38500 | 16 | 8.1 | 3 | R-454B | 650
217451944 | RHEEM | RP15AY42AJ2N | D(A,C,E)42C4J+TDR | R802V0755A21UH | Split System | 38500 | 16 | 8.1 | 3 | R-454B | 650
217451831 | RHEEM | RP15AY42AJ2N | D(A,C,E)42C4J+TDR | R801V0755A21UH | Split System | 38500 | 16 | 8.1 | 3 | R-454B | 650
217451801 | RHEEM | RP15AY42AJ2N | D(A,C,E)42C4J+TDR | R801V0754A17UH | Split System | 38500 | 16 | 8.1 | 3 | R-454B | 650
217451974 | RHEEM | RP15AY42AJ2N | D(A,C,E)42C4J+TDR | R802V1255A24UH | Split System | 38500 | 16 | 8.1 | 3.01 | R-454B | 650
217451908 | RHEEM | RP15AY42AJ2N | D(A,C,E)42C4J+TDR | R801V1255A24UH | Split System | 38500 | 16 | 8.1 | 3.01 | R-454B | 650
217451968 | RHEEM | RP15AY42AJ2N | D(A,C,E)42C4J+TDR | R802V1255A24DZ | Split System | 38500 | 16 | 8.1 | 3.02 | R-454B | 650
217451902 | RHEEM | RP15AY42AJ2N | D(A,C,E)42C4J+TDR | R801V1255A24DZ | Split System | 38500 | 16 | 8.1 | 3.02 | R-454B | 650
217451816 | RHEEM | RP15AY42AJ2N | D(A,C,E)42C4J+TDR | R801V0755A21DZ | Split System | 38500 | 16 | 8.1 | 3.03 | R-454B | 650
217451980 | RHEEM | RP15AY42AJ2N | D(A,C,E)42C4J+TDR | R802V1505A24UH | Split System | 38500 | 16 | 8.1 | 3.03 | R-454B | 650
217451938 | RHEEM | RP15AY42AJ2N | D(A,C,E)42C4J+TDR | R802V0755A21DZ | Split System | 38500 | 16 | 8.1 | 3.03 | R-454B | 650
217451914 | RHEEM | RP15AY42AJ2N | D(A,C,E)42C4J+TDR | R801V1505A24UH | Split System | 38500 | 16 | 8.1 | 3.03 | R-454B | 650
217451962 | RHEEM | RP15AY42AJ2N | D(A,C,E)42C4J+TDR | R802V1005A21UH | Split System | 38500 | 16 | 8.1 | 3.03 | R-454B | 650
217451876 | RHEEM | RP15AY42AJ2N | D(A,C,E)42C4J+TDR | R801V1005A21UHN | Split System | 38500 | 16 | 8.1 | 3.03 | R-454B | 650
217451890 | RHEEM | RP15AY42AJ2N | D(A,C,E)42C4J+TDR | R801V1005A21UHS | Split System | 38500 | 16 | 8.1 | 3.03 | R-454B | 650
217451861 | RHEEM | RP15AY42AJ2N | D(A,C,E)42C4J+TDR | R801V1005A21DZ | Split System | 38500 | 16 | 8.1 | 3.05 | R-454B | 650
217451956 | RHEEM | RP15AY42AJ2N | D(A,C,E)42C4J+TDR | R802V1005A21DZ | Split System | 38500 | 16 | 8.1 | 3.05 | R-454B | 650
218456598 | CARRIER | 37MUHAQ60AA3 | (V,C)60H210P17*+TXV+TD |  | Split System | 47000 | 15.2 | 8.1 | 1.83 | R-454B | 650
218456596 | CARRIER | 37MUHAQ60AA3 | (V,C)60H210P29*+TXV+TD |  | Split System | 47000 | 15.2 | 8.1 | 1.83 | R-454B | 650
217994490 | CARRIER | 37MUHAQ60AA3 | H,PG72*60+TXV+TD |  | Split System | 47000 | 15.2 | 8.1 | 1.83 | R-454B | 650
218005369 | COMFORTMAKER | D5CUHAH60AAK | A60VHA*+TXV+TD |  | Split System | 47000 | 15.2 | 8.1 | 1.83 | R-454B | 650
218005368 | COMFORTMAKER | D5CUHAH60AAK | A48VGA*+TXV+TD |  | Split System | 47000 | 15.2 | 8.1 | 1.83 | R-454B | 650
218005371 | COMFORTMAKER | D5CUHAH60AAK | V,G60H210D17*+TXV+TD |  | Split System | 47000 | 15.2 | 8.1 | 1.83 | R-454B | 650
217994498 | TEMPSTAR | D5CUHAH60AAK | H,GG72*60+TXV+TD |  | Split System | 47000 | 15.2 | 8.1 | 1.83 | R-454B | 650
218005402 | HAIER | 1U36T3PC*HE | HG33*36+TXV+TD |  | Split System | 33000 | 15.2 | 8.1 | 1.85 | R-454B | 650
217454853 | GE Appliances | NS18H36HA5*** | HG8J*36+TXV+TD |  | Split System | 33400 | 15.2 | 8.1 | 1.9 | R-454B | 650
218088558 | FRIEDRICH | RD18AY48AJVC | H,RG52*60+TXV+TD |  | Split System | 40500 | 15.2 | 8.1 | 2 | R-454B | 650
217882959 | RHEEM | RD18AY48AJVC | H,RE86*60+TXV+TD |  | Split System | 40500 | 15.2 | 8.1 | 2 | R-454B | 650
217882958 | RHEEM | RD18AY48AJVC | H,RE84*48+TXV+TD |  | Split System | 40500 | 15.2 | 8.1 | 2 | R-454B | 650
218088565 | RHEEM | RD18AY48AJVC | H,RG51*60+TXV+TD |  | Split System | 40500 | 15.2 | 8.1 | 2 | R-454B | 650
218002925 | CHAMPION HEATING AND COOLING | HH860E2S11 | M60G67*+TXV+TD |  | Split System | 52500 | 15.2 | 8.1 | 2 | R-454B | 650
218088556 | FRIEDRICH | RD18AY36AJVC | H,RG9J*36+TXV+TD |  | Split System | 31000 | 15.2 | 8.1 | 1.9 | R-454B | 650
218088557 | FRIEDRICH | RD18AY36AJVC | H,RG1K*36+TXV+TD |  | Split System | 31000 | 15.2 | 8.1 | 1.9 | R-454B | 650
218088555 | FRIEDRICH | RD18AY36AJVC | H,RG36*36+TXV+TD |  | Split System | 31000 | 15.2 | 8.1 | 1.9 | R-454B | 650
218088553 | FRIEDRICH | RD18AY36AJVC | H,RG34*36+TXV+TD |  | Split System | 31000 | 15.2 | 8.1 | 1.9 | R-454B | 650
217882957 | RHEEM | RD18AY36AJVC | H,RE9J*36+TXV+TD |  | Split System | 31000 | 15.2 | 8.1 | 1.9 | R-454B | 650
217882971 | RHEEM | RD18AY36AJVC | H,RG34*36+TXV+TD |  | Split System | 31000 | 15.2 | 8.1 | 1.9 | R-454B | 650
218469063 | TEMPSTAR | N5H9V24*K*AAA* | A36VBA*+TXV+TD |  | Split System | 23000 | 16 | 8.1 | 1.8 | R-454B | 650
217138160 | TRANE | 5TWX7024A1 | H,TE31*30+TXV+TD |  | Split System | 21600 | 15.2 | 8.15 | 2.06 | R-454B | 650
217138151 | AMERICAN STANDARD | 5A6H7060A1 | TA*61D*+TXV+TD |  | Split System | 53000 | 15.2 | 8.2 | 2.28 | R-454B | 650
217138152 | AMERICAN STANDARD | 5A6H7060A1 | H,TE49*60+TXV+TD |  | Split System | 53000 | 15.2 | 8.2 | 2.28 | R-454B | 650
217138150 | AMERICAN STANDARD | 5A6H7060A1 | TA*61C*+TXV+TD |  | Split System | 53000 | 15.2 | 8.2 | 2.28 | R-454B | 650
217138175 | TRANE | 5TWX7060A1 | H,TE49*60+TXV+TD |  | Split System | 53000 | 15.2 | 8.2 | 2.28 | R-454B | 650
217138173 | TRANE | 5TWX7060A1 | TA*61C*+TXV+TD |  | Split System | 53000 | 15.2 | 8.2 | 2.28 | R-454B | 650
217138189 | TRANE | 5TWR7048A1 | H,TE48*48+TXV+TD |  | Split System | 44500 | 15.2 | 8.2 | 2.2 | R-454B | 650
217138154 | TRANE | 5TWR7024A1 | H,TE33*36+TXV+TD |  | Split System | 22400 | 15.2 | 8.2 | 2.08 | R-454B | 650
217138168 | TRANE | 5TWX7048A1 | TA*61C*+TXV+TD |  | Split System | 45000 | 15.2 | 8.2 | 2.2 | R-454B | 650
217994873 | HISENSE | AOH-36U3T24P | HG34*36+TXV+TD |  | Split System | 33000 | 16 | 8.2 | 1.8 | R-454B | 650
217138187 | AMERICAN STANDARD | 5A6H7048A1 | TA*48C*+TXV+TD |  | Split System | 45000 | 15.2 | 8.2 | 2.2 | R-454B | 650
217138155 | TRANE | 5TWR7024A1 | TA*30A*+TXV+TD |  | Split System | 22800 | 16 | 8.2 | 2.08 | R-454B | 650
217138164 | TRANE | 5TWX7024A1 | TA*36A*+TXV+TD |  | Split System | 22800 | 16 | 8.2 | 2.08 | R-454B | 650
217138163 | TRANE | 5TWX7024A1 | TA*30B*+TXV+TD |  | Split System | 22800 | 16 | 8.2 | 2.08 | R-454B | 650
217138159 | TRANE | 5TWR7024A1 | TA*36C*+TXV+TD |  | Split System | 22800 | 16 | 8.2 | 2.08 | R-454B | 650
217138166 | TRANE | 5TWX7024A1 | TA*36C*+TXV+TD |  | Split System | 22800 | 16 | 8.2 | 2.08 | R-454B | 650
217994881 | HISENSE | AOH-48U3T24P | HG84*48+TXV+TD |  | Split System | 48000 | 16 | 8.3 | 1.9 | R-454B | 650
218004151 | MIDEA | 37MUHAQ60AA3 | M60G36*+TXV+TD |  | Split System | 50500 | 16 | 8.35 | 1.78 | R-454B | 650
218004152 | MIDEA | D5CUHAH60AAK | M60G36*+TXV+TD |  | Split System | 50500 | 16 | 8.35 | 1.78 | R-454B | 650
218002926 | MIDEA | MOVA-60HDN10-M20G | M60G67*+TXV+TD |  | Split System | 51000 | 15.2 | 8.45 | 1.8 | R-454B | 650
218469078 | DUCANE | 7SCP18V60P-**A | (H,A,D)G49*60+TXV+TD |  | Split System | 47500 | 15.2 | 8.5 | 1.75 | R-454B | 650
217889375 | BRYANT | 37MUHAQ60AA3 | PL60H210P29*+TXV+TD |  | Split System | 52000 | 15.2 | 8.5 | 1.83 | R-454B | 650
218469072 | ARMSTRONG AIR | A7SCP18V60P-**A | (H,A,D)G49*60+TXV+TD |  | Split System | 47500 | 15.2 | 8.5 | 1.84 | R-454B | 650
217734160 | GE Appliances | NS18H60HA5*** | HG48*60+TXV+TD |  | Split System | 47500 | 15.2 | 8.5 | 1.85 | R-454B | 650
218469079 | DUCANE | 7SCP18V60P-**A | (H,A,D)G51*60+TXV+TD |  | Split System | 48000 | 15.2 | 8.5 | 1.85 | R-454B | 650
217454852 | GE Appliances | NS18H36HA5*** | PL36H175P78*+TXV+TD |  | Split System | 34000 | 15.2 | 8.5 | 1.75 | R-454B | 650
218469068 | ARMSTRONG AIR | A7SCP18V36P-**A | (H,A,D)G9J*36+TXV+TD |  | Split System | 33800 | 15.2 | 8.5 | 1.8 | R-454B | 650
218469074 | DUCANE | 7SCP18V36P-**A | (H,A,D)G9J*36+TXV+TD |  | Split System | 33800 | 15.2 | 8.5 | 1.8 | R-454B | 650
218635889 | FRIEDRICH | FPHFR48A3D | (H,R)G37*48+TXV+TD |  | Split System | 48000 | 15.2 | 8.5 | 1.75 | R-454B | 650
218007971 | MIDEA | MOVA-60HDN10-M20G | FE*TT4*60+TXV |  | Split System | 52000 | 15.2 | 8.5 | 1.8 | R-454B | 650
216017531 | YORK | HH824E2S11 | V,Y36H***P21*+TXV-BLEED+TD |  | Split System | 23000 | 15.2 | 8.5 | 2 | R-454B | 650
216017532 | YORK | HH824E2S11 | V,Y36H175P13*+TXV-BLEED+TD |  | Split System | 23000 | 15.2 | 8.5 | 2 | R-454B | 650
216017535 | YORK | HH824E2S11 | H,YG80*36+TXV-BLEED+TD |  | Split System | 23000 | 15.2 | 8.5 | 2 | R-454B | 650
216017533 | YORK | HH824E2S11 | H,YG8J*36+TXV-BLEED+TD |  | Split System | 23000 | 15.2 | 8.5 | 2 | R-454B | 650
216017534 | YORK | HH824E2S11 | H,YG9J*30+TXV-BLEED+TD |  | Split System | 23000 | 15.2 | 8.5 | 2 | R-454B | 650
216017538 | YORK | HH860E2S11 | V,Y60H210P19*+TXV-BLEED+TD |  | Split System | 44500 | 15.2 | 8.5 | 2 | R-454B | 650
216017539 | YORK | HH860E2S11 | H,YG88*60+TXV-BLEED+TD |  | Split System | 44500 | 15.2 | 8.5 | 2 | R-454B | 650
216975528 | LENNOX | EL18KSLV-024-230A** | L*19/36U*+TXV+TD |  | Split System | 23600 | 15.2 | 8.5 | 1.75 | R-454B | 650
216975531 | LENNOX | EL18KSLV-024-230A** | LP18/37R*+TXV+TD |  | Split System | 23600 | 15.2 | 8.5 | 1.75 | R-454B | 650
216975532 | LENNOX | EL18KSLV-024-230A** | LH24/37X*+TXV+TD |  | Split System | 23600 | 15.2 | 8.5 | 1.75 | R-454B | 650
216975533 | LENNOX | EL18KSLV-024-230A** | LH24/37F*+TXV+TD |  | Split System | 23600 | 15.2 | 8.5 | 1.75 | R-454B | 650
216978082 | LENNOX | EL18KSLV-024-230A** | LD19/25Z*+TXV+TD |  | Split System | 23600 | 15.2 | 8.5 | 1.75 | R-454B | 650
216975526 | LENNOX | EL18KSLV-024-230A** | L*18/36T*+TXV+TD |  | Split System | 23600 | 15.2 | 8.5 | 1.75 | R-454B | 650
216975525 | LENNOX | EL18KSLV-024-230A** | L*18/36V*+TXV+TD |  | Split System | 23600 | 15.2 | 8.5 | 1.75 | R-454B | 650
216978083 | LENNOX | EL18KSLV-024-230A** | LD19/36Z*+TXV+TD |  | Split System | 23600 | 15.2 | 8.5 | 1.75 | R-454B | 650
216975530 | LENNOX | EL18KSLV-024-230A** | LH18/37R*+TXV+TD |  | Split System | 23600 | 15.2 | 8.5 | 1.75 | R-454B | 650
216975527 | LENNOX | EL18KSLV-024-230A** | LH29/36X*+TXV+TD |  | Split System | 23600 | 15.2 | 8.5 | 1.75 | R-454B | 650
218471046 | LENNOX | EL18KSLV-024-230A** | HE34*36+TXV+TD |  | Split System | 24000 | 15.2 | 8.5 | 1.8 | R-454B | 650
218471045 | LENNOX | EL18KSLV-024-230A** | HE33*36+TXV+TD |  | Split System | 24000 | 15.8 | 8.5 | 1.8 | R-454B | 650
217463866 | TRANE | 5TWR7060A1 | FG84*60+TXV+P0V0C000M50SD |  | Split System | 52500 | 16 | 8.65 | 2.24 | R-454B | 650
217463867 | TRANE | 5TWR7060A1 | FG86*60+TXV+P0V0C000M50SD |  | Split System | 52500 | 16 | 8.65 | 2.24 | R-454B | 650
218469069 | ARMSTRONG AIR | A7SCP18V24P-**A | (H,A,D)G32*30+TXV+TD |  | Split System | 23800 | 16 | 8.8 | 1.78 | R-454B | 650
218469070 | ARMSTRONG AIR | A7SCP18V24P-**A | (H,A,D)G32*36+TXV+TD |  | Split System | 23800 | 16 | 8.8 | 1.78 | R-454B | 650
218469075 | DUCANE | 7SCP18V24P-**A | (H,A,D)G32*30+TXV+TD |  | Split System | 23800 | 16 | 8.8 | 1.78 | R-454B | 650
217454849 | GE Appliances | NS18H24HA5*** | HG32*36+TXV+TD |  | Split System | 24000 | 16 | 8.8 | 1.78 | R-454B | 650
218005390 | COMFORTMAKER | D5CURAH24AAK | V,G36H***D12*+TXV+TD |  | Split System | 24000 | 16 | 8.9 | 1.78 | R-454B | 650
218005389 | COMFORTMAKER | D5CURAH24AAK | A36VBA*+TXV+TD |  | Split System | 24000 | 16 | 8.95 | 1.8 | R-454B | 650
218005401 | HAIER | 1U24T3PS*HE | HG33*36+TXV+TD |  | Split System | 24000 | 16 | 8.95 | 1.8 | R-454B | 650
218008159 | CARRIER | 37MURAQ24AA3 | M36G34*+TXV+TD |  | Split System | 23200 | 16 | 9 | 1.8 | R-454B | 650
218005391 | COMFORTMAKER | D5CURAH24AAK | V,G36H175D14*+TXV+TD |  | Split System | 24000 | 16 | 9 | 1.8 | R-454B | 650
218028005 | MIDEA | MOVA-36HDN10-M20G | M36E33*+TXV+TD |  | Split System | 31200 | 15.2 | 9 | 2.3 | R-454B | 650
218028004 | MIDEA | MOVA-36HDN10-M20G | M36G33*+TXV+TD |  | Split System | 31200 | 15.2 | 9 | 2.3 | R-454B | 650
218399576 | MIDEA | MOVA-36HDN10-M20G | (H,Y)G80*36+TXV+TD |  | Split System | 23400 | 15.2 | 9 | 1.9 | R-454B | 650
218338536 | FRIEDRICH | FPHFR36A3D | (H,R)G48*36+TXV+TD |  | Split System | 36000 | 15.2 | 9 | 1.9 | R-454B | 650
218028007 | MIDEA | MOVA-36HDN10-M20G | M36E36*+TXV+TD |  | Split System | 32200 | 15.2 | 9 | 2.3 | R-454B | 650
218469071 | ARMSTRONG AIR | A7SCP18V24P-**A | (H,A,D)G9J*36+TXV+TD |  | Split System | 24000 | 16 | 9 | 1.8 | R-454B | 650
218469077 | DUCANE | 7SCP18V24P-**A | (H,A,D)G9J*36+TXV+TD |  | Split System | 24000 | 16 | 9 | 1.8 | R-454B | 650
217454851 | GE Appliances | NS18H24HA5*** | HG8J*36+TXV+TD |  | Split System | 24000 | 16 | 9 | 1.8 | R-454B | 650
218456464 | CARRIER | 37MUHAQ18AA3 | M24G22*+TXV+TD |  | Split System | 17100 | 16 | 9 | 1.98 | R-454B | 650
217735522 | CARRIER | 37MUHAQ18AA3 | H,PG22*24+TXV+TD |  | Split System | 18000 | 16 | 9 | 1.98 | R-454B | 650
217613360 | AIRQUEST | D5CUHAH18AAK | H,GG30*24+TXV+TD |  | Split System | 18000 | 16 | 9.1 | 1.98 | R-454B | 650
217735525 | CARRIER | 37MUHAQ18AA3 | H,PG30*24+TXV+TD |  | Split System | 18000 | 16 | 9.1 | 1.98 | R-454B | 650
217735527 | CARRIER | 37MUHAQ30AA3 | H,PG32*36+TXV+TD |  | Split System | 28200 | 15.2 | 9.15 | 1.78 | R-454B | 650
218457888 | CARRIER | 37MUHAQ24AA3 | (H,P)G31*24+TXV+TD |  | Split System | 24000 | 16 | 9.2 | 1.76 | R-454B | 650
218005366 | COMFORTMAKER | D5CUHAH30AAK | V,G36H***D12*+TXV+TD |  | Split System | 28200 | 15.2 | 9.2 | 1.8 | R-454B | 650
218457887 | CARRIER | 37MUHAQ18AA3 | (H,P)G31*24+TXV+TD |  | Split System | 18000 | 16 | 9.2 | 2 | R-454B | 650
217613374 | AIRQUEST | D5CUHAH30AAK | H,GG7J*36+TXV+TD |  | Split System | 28400 | 15.2 | 9.3 | 1.8 | R-454B | 650
217613375 | AIRQUEST | D5CUHAH30AAK | HG7J*36+TXV+TD |  | Split System | 28400 | 15.2 | 9.3 | 1.8 | R-454B | 650
218008080 | CARRIER | 37MUHAQ30AA3 | M36G33*+TXV+TD |  | Split System | 27200 | 16 | 9.3 | 1.8 | R-454B | 650
217374117 | LENNOX | EL21KLV-024-230A** | L*18/36T*+TXV+TD |  | Split System | 22000 | 15.2 | 9.3 | 2.02 | R-454B | 650
217735531 | CARRIER | 37MUHAQ24AA3 | H,PG32*36+TXV+TD |  | Split System | 24000 | 16 | 9.4 | 1.78 | R-454B | 650
218005384 | COMFORTMAKER | D5CUHAH24AAK | V,G36H***D12*+TXV+TD |  | Split System | 24000 | 16 | 9.4 | 1.78 | R-454B | 650
217374118 | LENNOX | EL21KLV-024-230A** | L*19/36S*+TXV+TD |  | Split System | 22200 | 16 | 9.4 | 2.04 | R-454B | 650
217735524 | CARRIER | 37MUHAQ18AA3 | H,PG32*36+TXV+TD |  | Split System | 18000 | 16 | 9.4 | 2.04 | R-454B | 650
218005363 | COMFORTMAKER | D5CUHAH18AAK | V,G36H***D12*+TXV+TD |  | Split System | 18000 | 16 | 9.4 | 2.04 | R-454B | 650
218005383 | COMFORTMAKER | D5CUHAH24AAK | A36VBA*+TXV+TD |  | Split System | 24000 | 16 | 9.45 | 1.8 | R-454B | 650
218008081 | CARRIER | 37MUHAQ30AA3 | M36G34*+TXV+TD |  | Split System | 28200 | 16 | 9.45 | 1.82 | R-454B | 650
218005362 | COMFORTMAKER | D5CUHAH18AAK | A36VBA*+TXV+TD |  | Split System | 18000 | 16 | 9.45 | 2.04 | R-454B | 650
218008155 | CARRIER | 37MUHAQ24AA3 | M36G34*+TXV+TD |  | Split System | 23200 | 16 | 9.5 | 1.8 | R-454B | 650
218088730 | HEIL | D5CUHAH24AAK | M36E32*+TXV+TD |  | Split System | 23200 | 16 | 9.5 | 1.8 | R-454B | 650
217613371 | AIRQUEST | D5CUHAH24AAK | HG1K*36+TXV+TD |  | Split System | 24000 | 16 | 9.5 | 1.8 | R-454B | 650
217613366 | AIRQUEST | D5CUHAH24AAK | HG35*36+TXV+TD |  | Split System | 24000 | 16 | 9.5 | 1.8 | R-454B | 650
217613369 | AIRQUEST | D5CUHAH24AAK | HG7J*36+TXV+TD |  | Split System | 24000 | 16 | 9.5 | 1.8 | R-454B | 650
217613365 | AIRQUEST | D5CUHAH24AAK | H,GG35*36+TXV+TD |  | Split System | 24000 | 16 | 9.5 | 1.8 | R-454B | 650
217613370 | AIRQUEST | D5CUHAH24AAK | H,GG1K*36+TXV+TD |  | Split System | 24000 | 16 | 9.5 | 1.8 | R-454B | 650
217732821 | CARRIER | 37MUHAQ24AA3 | C36A***L71*+TXV+TD |  | Split System | 24000 | 16 | 9.5 | 1.8 | R-454B | 650
218005385 | COMFORTMAKER | D5CUHAH24AAK | V,G36H175D14*+TXV+TD |  | Split System | 24000 | 16 | 9.5 | 1.8 | R-454B | 650
218088517 | TEMPSTAR | D5CUHAH24AAK | PL36H175P14*+TXV+TD |  | Split System | 24000 | 16 | 9.5 | 1.8 | R-454B | 650
218088519 | TEMPSTAR | D5CUHAH24AAK | PL36H175P15*+TXV+TD |  | Split System | 24000 | 16 | 9.5 | 1.8 | R-454B | 650
218088520 | TEMPSTAR | D5CUHAH24AAK | PL36H***P44*+TXV+TD |  | Split System | 24000 | 16 | 9.5 | 1.8 | R-454B | 650
218088521 | TEMPSTAR | D5CUHAH24AAK | H,GE8J*36+TXV+TD |  | Split System | 24000 | 16 | 9.5 | 1.8 | R-454B | 650
218008078 | CARRIER | 37MUHAQ18AA3 | M36G33*+TXV+TD |  | Split System | 17100 | 16 | 9.5 | 2.06 | R-454B | 650
218008079 | CARRIER | 37MUHAQ18AA3 | M36G34*+TXV+TD |  | Split System | 17100 | 16 | 9.5 | 2.06 | R-454B | 650
217613362 | AIRQUEST | D5CUHAH18AAK | HG7J*36+TXV+TD |  | Split System | 18000 | 16 | 9.5 | 2.06 | R-454B | 650
217613363 | AIRQUEST | D5CUHAH18AAK | H,GG1K*36+TXV+TD |  | Split System | 18000 | 16 | 9.5 | 2.06 | R-454B | 650
217613359 | AIRQUEST | D5CUHAH18AAK | HG35*36+TXV+TD |  | Split System | 18000 | 16 | 9.5 | 2.06 | R-454B | 650
217613361 | AIRQUEST | D5CUHAH18AAK | H,GG7J*36+TXV+TD |  | Split System | 18000 | 16 | 9.5 | 2.06 | R-454B | 650
217613358 | AIRQUEST | D5CUHAH18AAK | H,GG35*36+TXV+TD |  | Split System | 18000 | 16 | 9.5 | 2.06 | R-454B | 650
217613364 | AIRQUEST | D5CUHAH18AAK | HG1K*36+TXV+TD |  | Split System | 18000 | 16 | 9.5 | 2.06 | R-454B | 650
218005364 | COMFORTMAKER | D5CUHAH18AAK | V,G36H175D14*+TXV+TD |  | Split System | 18000 | 16 | 9.5 | 2.06 | R-454B | 650
218088514 | TEMPSTAR | D5CUHAH18AAK | PL36H***P44*+TXV+TD |  | Split System | 18000 | 16 | 9.5 | 2.06 | R-454B | 650
218088513 | TEMPSTAR | D5CUHAH18AAK | PL36H175P15*+TXV+TD |  | Split System | 18000 | 16 | 9.5 | 2.06 | R-454B | 650
218088512 | TEMPSTAR | D5CUHAH18AAK | V,G36H175D14*+TXV+TD |  | Split System | 18000 | 16 | 9.5 | 2.06 | R-454B | 650
218088511 | TEMPSTAR | D5CUHAH18AAK | PL36H175P14*+TXV+TD |  | Split System | 18000 | 16 | 9.5 | 2.06 | R-454B | 650
218088510 | TEMPSTAR | D5CUHAH18AAK | V,G36H***D12*+TXV+TD |  | Split System | 18000 | 16 | 9.5 | 2.06 | R-454B | 650
217613373 | AIRQUEST | D5CUHAH30AAK | HG35*36+TXV+TD |  | Split System | 29000 | 16 | 9.55 | 1.84 | R-454B | 650
217613372 | AIRQUEST | D5CUHAH30AAK | H,GG35*36+TXV+TD |  | Split System | 29000 | 16 | 9.55 | 1.84 | R-454B | 650
218088522 | TEMPSTAR | D5CUHAH30AAK | V,G36H***D12*+TXV+TD |  | Split System | 28200 | 15.2 | 9.6 | 1.85 | R-454B | 650
218088527 | TEMPSTAR | D5CUHAH30AAK | H,GE8J*36+TXV+TD |  | Split System | 28800 | 16 | 9.6 | 1.85 | R-454B | 650
217613376 | AIRQUEST | D5CUHAH30AAK | H,GG1K*36+TXV+TD |  | Split System | 29000 | 16 | 9.6 | 1.85 | R-454B | 650
217613377 | AIRQUEST | D5CUHAH30AAK | HG1K*36+TXV+TD |  | Split System | 29000 | 16 | 9.6 | 1.85 | R-454B | 650
218399577 | MIDEA | 37MUHAQ30AA3 | (H,Y)G80*36+TXV+TD |  | Split System | 29000 | 16 | 9.6 | 1.85 | R-454B | 650
218399578 | MIDEA | D5CUHAH30AAK | (H,Y)G80*36+TXV+TD |  | Split System | 29000 | 16 | 9.6 | 1.85 | R-454B | 650
218088524 | TEMPSTAR | D5CUHAH30AAK | V,G36H175D14*+TXV+TD |  | Split System | 29000 | 16 | 9.6 | 1.85 | R-454B | 650
218088526 | TEMPSTAR | D5CUHAH30AAK | PL36H***P44*+TXV+TD |  | Split System | 29000 | 16 | 9.6 | 1.85 | R-454B | 650
218088523 | TEMPSTAR | D5CUHAH30AAK | PL36H175P14*+TXV+TD |  | Split System | 29000 | 16 | 9.6 | 1.85 | R-454B | 650
217617062 | ACIQ | ACIQ-24-HPD | CM24A2J+TDR |  | Split System | 21200 | 15.2 | 8.1 | 2.86 | R-454B | 650
217735595 | GE Appliances | NS18H60HA5*** | DM60B4J+TDR |  | Split System | 49500 | 15.2 | 8.1 | 1.8 | R-454B | 650
217730102 | COLEMAN | HH836E2S11 | CM36B3Z+TXV+TDR |  | Split System | 30600 | 15.2 | 8.1 | 2.56 | R-454B | 650
217727074 | YORK | HH836E2S11 | CM36B3K+TDR |  | Split System | 30600 | 15.2 | 8.1 | 2.56 | R-454B | 650
217617067 | ACIQ | ACIQ-30-HPD | DM36E3J+TDR |  | Split System | 26600 | 15.5 | 8.1 | 2.43 | R-454B | 650
217272741 | CHAMPION HEATING AND COOLING | HH824E2S11 | CM24A3J+TDR |  | Split System | 21600 | 15.2 | 8.1 | 2.63 | R-454B | 650
217455212 | YORK | HH824E2S11 | D(A,C,E)36A4J+TDR |  | Split System | 22600 | 15.2 | 8.1 | 2.69 | R-454B | 650
217455209 | YORK | HH824E2S11 | D(A,C,E)30B4J+TDR |  | Split System | 22800 | 15.2 | 8.1 | 2.73 | R-454B | 650
217730101 | COLEMAN | HH824E2S11 | CM24C3Z+TXV+TDR |  | Split System | 22200 | 15.2 | 8.1 | 2.76 | R-454B | 650
217455214 | YORK | HH824E2S11 | D(A,C,E)36C3J+TDR |  | Split System | 23000 | 15.2 | 8.1 | 2.76 | R-454B | 650
217598353 | HISENSE | AOH-24U3T24P | CM30A3J+TDR |  | Split System | 22600 | 16 | 8.1 | 2.43 | R-454B | 650
217598386 | HISENSE | AUWR-2424P | CM30A3J+TDR |  | Split System | 22600 | 16 | 8.1 | 2.43 | R-454B | 650
217598450 | HISENSE | AUWR-2424P | CM30A3K+TDR |  | Split System | 22600 | 16 | 8.1 | 2.43 | R-454B | 650
217222705 | HISENSE | AUWR-2424P | D(A,C,E)24A4K+TDR |  | Split System | 22600 | 16 | 8.1 | 2.46 | R-454B | 650
217598384 | HISENSE | AUWR-2424P | CM24B3J+TDR |  | Split System | 22600 | 16 | 8.1 | 2.55 | R-454B | 650
217222714 | HISENSE | AUWR-2424P | D(A,C,E)31B3K+TDR |  | Split System | 23400 | 16 | 8.1 | 2.55 | R-454B | 650
217222730 | HISENSE | AUWR-2424P | D(A,C,E)36B3K+TDR |  | Split System | 23400 | 16 | 8.1 | 2.55 | R-454B | 650
217598385 | HISENSE | AUWR-2424P | CM24D2J+TDR |  | Split System | 21800 | 16 | 8.1 | 2.59 | R-454B | 650
217598451 | HISENSE | AUWR-2424P | CM30C2K+TDR |  | Split System | 21800 | 16 | 8.1 | 2.59 | R-454B | 650
217598449 | HISENSE | AUWR-2424P | CM24D2K+TDR |  | Split System | 21800 | 16 | 8.1 | 2.59 | R-454B | 650
217598387 | HISENSE | AUWR-2424P | CM30C2J+TDR |  | Split System | 21800 | 16 | 8.1 | 2.59 | R-454B | 650
217897280 | ARMSTRONG AIR | A7SCP18V24P-**A | DM36A3J+TDR |  | Split System | 23400 | 15.2 | 8.1 | 2.41 | R-454B | 650
217897301 | ARMSTRONG AIR | A7SCP18V24P-**A | DM36A3K+TDR |  | Split System | 23400 | 15.2 | 8.1 | 2.41 | R-454B | 650
217897302 | CONCORD | 7SCP18V24P-**A | DM36A3K+TDR |  | Split System | 23400 | 15.2 | 8.1 | 2.41 | R-454B | 650
217897276 | ARMSTRONG AIR | A7SCP18V24P-**A | CM36B3J+TDR |  | Split System | 23800 | 15.2 | 8.1 | 2.5 | R-454B | 650
217754354 | AMERICAN STANDARD | 5A6H7024A1 | CM36B4J+TDR |  | Split System | 21600 | 16 | 8.1 | 2.85 | R-454B | 650
217754352 | TRANE | 5TWR7024A1 | CM36B4J+TDR |  | Split System | 21600 | 16 | 8.1 | 2.85 | R-454B | 650
217730350 | HISENSE | AOH-36U3T24P | DM36B4K+TDR |  | Split System | 31800 | 16.5 | 8.1 | 2.33 | R-454B | 650
217222748 | HISENSE | AUWR-4824P | D(A,C,E)48C3K+TDR |  | Split System | 45500 | 16.5 | 8.1 | 2.49 | R-454B | 650
217222762 | HISENSE | AOH-48U3T24P | D(A,C,E)61B3K+TDR |  | Split System | 46000 | 16.5 | 8.1 | 2.5 | R-454B | 650
217222757 | HISENSE | AOH-48U3T24P | D(A,C,E)48D3K+TDR |  | Split System | 46000 | 16.5 | 8.1 | 2.51 | R-454B | 650
217301059 | HISENSE | AUWR-2424P | D(A,C,E)31D2J+TDR |  | Split System | 22400 | 16 | 8.2 | 2.57 | R-454B | 650
217301065 | HISENSE | AUWR-4824P | D(A,C,E)49B3J+TDR |  | Split System | 45000 | 16.5 | 8.2 | 2.46 | R-454B | 650
217455215 | YORK | HH836E2S11 | D(A,C,E)36A4J+TDR |  | Split System | 31000 | 15.2 | 8.5 | 2.64 | R-454B | 650
217730091 | COLEMAN | HH836E2S11 | DM36B4Z+TXV+TDR |  | Split System | 31800 | 15.2 | 8.5 | 2.69 | R-454B | 650
217993429 | YORK | HH836E2S11 | DM36B4J+TDR |  | Split System | 31800 | 15.2 | 8.5 | 2.69 | R-454B | 650
217455216 | YORK | HH836E2S11 | D(A,C,E)36B4J+TDR |  | Split System | 31800 | 15.2 | 8.5 | 2.69 | R-454B | 650
217894875 | CARRIER | 37MURAQ24AA3 | D(A,C,E)36A3J+TDR |  | Split System | 23800 | 16 | 8.5 | 2.88 | R-454B | 650
217894867 | CARRIER | 37MUHAQ24AA3 | D(A,C,E)36A3J+TDR |  | Split System | 23800 | 16 | 8.5 | 2.88 | R-454B | 650
217735594 | GE Appliances | NS18H36HA5*** | DM36B4J+TDR |  | Split System | 32200 | 15.2 | 8.5 | 1.75 | R-454B | 650
217617063 | ACIQ | ACIQ-30-HPD | CM30B3J+TDR |  | Split System | 26600 | 15.2 | 8.5 | 2.43 | R-454B | 650
217455224 | YORK | HH860E2S11 | D(A,C,E)60A3J+TDR |  | Split System | 41000 | 15.2 | 8.5 | 2.66 | R-454B | 650
217727075 | YORK | HH860E2S11 | CM48C3K+TDR |  | Split System | 41500 | 15.2 | 8.5 | 2.73 | R-454B | 650
217455223 | YORK | HH860E2S11 | D(A,C,E)48C3J+TDR |  | Split System | 41500 | 15.2 | 8.5 | 2.73 | R-454B | 650
217455222 | YORK | HH860E2S11 | D(A,C,E)48B4J+TDR |  | Split System | 41500 | 15.2 | 8.5 | 2.75 | R-454B | 650
217727076 | YORK | HH860E2S11 | CM48D3K+TDR |  | Split System | 42000 | 15.2 | 8.5 | 2.74 | R-454B | 650
217455225 | YORK | HH860E2S11 | D(A,C,E)60A4J+TDR |  | Split System | 42000 | 15.2 | 8.5 | 2.77 | R-454B | 650
217993484 | YORK | HH860E2S11 | D(A,C,E)60B4K+TDR |  | Split System | 42500 | 15.2 | 8.5 | 2.79 | R-454B | 650
217993431 | YORK | HH860E2S11 | D(A,C,E)60B4J+TDR |  | Split System | 42500 | 15.2 | 8.5 | 2.79 | R-454B | 650
217455227 | YORK | HH860E2S11 | D(A,C,E)60D3J+TDR |  | Split System | 43000 | 15.2 | 8.5 | 2.8 | R-454B | 650
218026586 | ECOER | EODA19H-4860AB* | D(A,C,E)36C3J+TDR |  | Split System | 33000 | 15.2 | 8.5 | 1.8 | R-454B | 650
217219872 | BOSCH | BOVA-36RTB-M20S | D(A,C,E)36A4J+TDR |  | Split System | 21600 | 15.2 | 8.5 | 1.9 | R-454B | 650
217617061 | ACIQ | ACIQ-18-HPD | CM24A2J+TDR |  | Split System | 16100 | 15.2 | 8.5 | 2.93 | R-454B | 650
218026584 | ECOER | EODA19H-4860AB* | D(A,C,E)48C3J+TDR |  | Split System | 40000 | 16 | 8.5 | 1.9 | R-454B | 650
217596956 | GE Appliances | NS18H24HA5*** | C(A,C,D,E)24A3N+TXV+TDR |  | Split System | 22400 | 15.9 | 8.5 | 3.13 | R-454B | 650
217735593 | GE Appliances | NS18H24HA5*** | DM36B4J+TDR |  | Split System | 22600 | 15.2 | 8.5 | 1.75 | R-454B | 650
218026589 | ECOER | EODA19H-4860AB* | EBCT3036BBA |  | Split System | 33000 | 15.2 | 8.5 | 1.8 | R-454B | 650
218026585 | ECOER | EODA19H-4860AB* | EBCT4248CBA |  | Split System | 40000 | 16 | 8.5 | 1.9 | R-454B | 650
218000469 | BRYANT HEATING AND COOLING SYSTEMS | 37MUHAQ36AA3+TIC2025-0016 | H,PE23*36+TXV | 927TA48080V17*** | Split System | 32600 | 15.2 | 8.1 | 1.75 | R-454B | 650
218000481 | BRYANT HEATING AND COOLING SYSTEMS | 37MUHAQ36AA3+TIC2025-0016 | H,PE23*36+TXV | 927TA66100V21*** | Split System | 32800 | 15.2 | 8.1 | 1.75 | R-454B | 650
218000486 | BRYANT HEATING AND COOLING SYSTEMS | 37MUHAQ36AA3+TIC2025-0016 | H,PE32*36+TXV | 927TA66120V24*** | Split System | 33400 | 15.2 | 8.1 | 1.75 | R-454B | 650
218003024 | CARRIER | 37MUHAQ36AA3+TIC2025-0016 | H,PE32*36+TXV | 59TP7A120V24**22 | Split System | 33400 | 15.2 | 8.1 | 1.75 | R-454B | 650
218003025 | CARRIER | 37MUHAQ36AA3+TIC2025-0016 | H,PE33*36+TXV | 59TP7A120V24**22 | Split System | 34200 | 15.2 | 8.1 | 1.75 | R-454B | 650
218005541 | COMFORTMAKER | D5CUHAH36AAK+TIC2025-0016 | A36VBA*+TXV | *95MSU0401712A* | Split System | 34400 | 15.2 | 8.1 | 1.75 | R-454B | 650
218000488 | BRYANT HEATING AND COOLING SYSTEMS | 37MUHAQ36AA3+TIC2025-0016 | H,PE34*36+TXV | 927TA66120V24*** | Split System | 34600 | 15.2 | 8.1 | 1.75 | R-454B | 650
218003026 | CARRIER | 37MUHAQ36AA3+TIC2025-0016 | H,PE34*36+TXV | 59TP7A120V24**22 | Split System | 34600 | 15.2 | 8.1 | 1.75 | R-454B | 650
218000478 | BRYANT HEATING AND COOLING SYSTEMS | 37MUHAQ36AA3+TIC2025-0016 | H,PE32*36+TXV | 927TA60100V21*** | Split System | 34000 | 16 | 8.1 | 1.75 | R-454B | 650
218456365 | CARRIER | 37MUHAQ36AA3+TIC2025-0016 | (V,C)36H175P14*+TXV | 59SU5B060M17**16 | Split System | 34000 | 16 | 8.1 | 1.75 | R-454B | 650
218003018 | CARRIER | 37MUHAQ36AA3+TIC2025-0016 | H,PE32*36+TXV | 59TP7A100V21**20 | Split System | 34000 | 16 | 8.1 | 1.75 | R-454B | 650
218000462 | PAYNE HEATING AND COOLING | 37MUHAQ36AA3+TIC2025-0016 | H,PE32*36+TXV | PG97VTAA60100C** | Split System | 34000 | 16 | 8.1 | 1.75 | R-454B | 650
218456298 | CARRIER | 37MUHAQ36AA3+TIC2025-0016 | (V,C)36H175P14*+TXV | 58TP*B070V17**16 | Split System | 34200 | 16 | 8.1 | 1.75 | R-454B | 650
218456366 | CARRIER | 37MUHAQ36AA3+TIC2025-0016 | (V,C)36H175P15*+TXV | 59SU5B060M17**16 | Split System | 34600 | 16 | 8.1 | 1.75 | R-454B | 650
218456299 | CARRIER | 37MUHAQ36AA3+TIC2025-0016 | (V,C)36H175P15*+TXV | 58TP*B070V17**16 | Split System | 34800 | 16 | 8.1 | 1.75 | R-454B | 650
218000466 | BRYANT HEATING AND COOLING SYSTEMS | 37MUHAQ36AA3+TIC2025-0016 | H,PE32*36+TXV | 927TA48060V17*** | Split System | 34200 | 15.2 | 8.1 | 1.75 | R-454B | 650
218456294 | CARRIER | 37MUHAQ36AA3+TIC2025-0016 | (V,C)36H***P42*+TXV | 58TP*B045V14**12 | Split System | 34200 | 15.2 | 8.1 | 1.75 | R-454B | 650
218456279 | CARRIER | 37MUHAQ36AA3+TIC2025-0016 | (V,C)36H***P21*+TXV | 58SP*B045V14**12 | Split System | 34200 | 15.2 | 8.1 | 1.75 | R-454B | 650
218456295 | CARRIER | 37MUHAQ36AA3+TIC2025-0016 | (V,C)36H***P21*+TXV | 58TP*B045V14**12 | Split System | 34200 | 15.2 | 8.1 | 1.75 | R-454B | 650
218456278 | CARRIER | 37MUHAQ36AA3+TIC2025-0016 | (V,C)36H***P42*+TXV | 58SP*B045V14**12 | Split System | 34200 | 15.2 | 8.1 | 1.75 | R-454B | 650
218456281 | CARRIER | 37MUHAQ36AA3+TIC2025-0016 | (V,C)36H***P21*+TXV | 58SP*B070V14**12 | Split System | 34200 | 15.2 | 8.1 | 1.75 | R-454B | 650
218456280 | CARRIER | 37MUHAQ36AA3+TIC2025-0016 | (V,C)36H***P42*+TXV | 58SP*B070V14**12 | Split System | 34200 | 15.2 | 8.1 | 1.75 | R-454B | 650
218003009 | CARRIER | 37MUHAQ36AA3+TIC2025-0016 | H,PE32*36+TXV | 59TP7A060V17**16 | Split System | 34200 | 15.2 | 8.1 | 1.75 | R-454B | 650
218000450 | PAYNE HEATING AND COOLING | 37MUHAQ36AA3+TIC2025-0016 | H,PE32*36+TXV | PG97VTAA48060B** | Split System | 34200 | 15.2 | 8.1 | 1.75 | R-454B | 650
218000470 | BRYANT HEATING AND COOLING SYSTEMS | 37MUHAQ36AA3+TIC2025-0016 | H,PE32*36+TXV | 927TA48080V17*** | Split System | 34400 | 15.2 | 8.1 | 1.75 | R-454B | 650
218456300 | CARRIER | 37MUHAQ36AA3+TIC2025-0016 | (V,C)36H175P13*+TXV | 58TP*B070V17**16 | Split System | 34400 | 15.2 | 8.1 | 1.75 | R-454B | 650
218003012 | CARRIER | 37MUHAQ36AA3+TIC2025-0016 | H,PE32*36+TXV | 59TP7A080V17**16 | Split System | 34400 | 15.2 | 8.1 | 1.75 | R-454B | 650
218000454 | PAYNE HEATING AND COOLING | 37MUHAQ36AA3+TIC2025-0016 | H,PE32*36+TXV | PG97VTAA48080B** | Split System | 34400 | 15.2 | 8.1 | 1.75 | R-454B | 650
218000467 | BRYANT HEATING AND COOLING SYSTEMS | 37MUHAQ36AA3+TIC2025-0016 | H,PE33*36+TXV | 927TA48060V17*** | Split System | 34600 | 15.2 | 8.1 | 1.75 | R-454B | 650
218000471 | BRYANT HEATING AND COOLING SYSTEMS | 37MUHAQ36AA3+TIC2025-0016 | H,PE33*36+TXV | 927TA48080V17*** | Split System | 34600 | 15.2 | 8.1 | 1.75 | R-454B | 650
218003010 | CARRIER | 37MUHAQ36AA3+TIC2025-0016 | H,PE33*36+TXV | 59TP7A060V17**16 | Split System | 34600 | 15.2 | 8.1 | 1.75 | R-454B | 650
218456364 | CARRIER | 37MUHAQ36AA3+TIC2025-0016 | (V,C)36H175P13*+TXV | 59SU5B040M17**12 | Split System | 34600 | 15.2 | 8.1 | 1.75 | R-454B | 650
218456363 | CARRIER | 37MUHAQ36AA3+TIC2025-0016 | (V,C)36H175P15*+TXV | 59SU5B040M17**12 | Split System | 34600 | 15.2 | 8.1 | 1.75 | R-454B | 650
218456362 | CARRIER | 37MUHAQ36AA3+TIC2025-0016 | (V,C)36H175P14*+TXV | 59SU5B040M17**12 | Split System | 34600 | 15.2 | 8.1 | 1.75 | R-454B | 650
218456367 | CARRIER | 37MUHAQ36AA3+TIC2025-0016 | (V,C)36H175P13*+TXV | 59SU5B060M17**16 | Split System | 34600 | 15.2 | 8.1 | 1.75 | R-454B | 650
218456361 | CARRIER | 37MUHAQ36AA3+TIC2025-0016 | (V,C)36H175P13*+TXV | 59SP6B080V17**16 | Split System | 34600 | 15.2 | 8.1 | 1.75 | R-454B | 650
218456401 | CARRIER | 37MUHAQ36AA3+TIC2025-0016 | PL36H210P74*+TXV | GG96VTAB48080B** | Split System | 34600 | 15.2 | 8.1 | 1.75 | R-454B | 650
218456384 | CARRIER | 37MUHAQ36AA3+TIC2025-0016 | (V,C)36H175P13*+TXV | 59TP7A080V17**16 | Split System | 34600 | 15.2 | 8.1 | 1.75 | R-454B | 650
218456403 | CARRIER | 37MUHAQ36AA3+TIC2025-0016 | (V,C)36H175P13*+TXV | GG96VTAB48080B** | Split System | 34600 | 15.2 | 8.1 | 1.75 | R-454B | 650
218456395 | CARRIER | 37MUHAQ36AA3+TIC2025-0016 | A36VCA*+TXV | GG96VTAB48080B** | Split System | 34600 | 15.2 | 8.1 | 1.75 | R-454B | 650
218456378 | CARRIER | 37MUHAQ36AA3+TIC2025-0016 | (V,C)36H175P13*+TXV | 59TP6C080V17**16 | Split System | 34600 | 15.2 | 8.1 | 1.75 | R-454B | 650
218456396 | CARRIER | 37MUHAQ36AA3+TIC2025-0016 | C36A***L13*+TXV | GG96VTAB48080B** | Split System | 34600 | 15.2 | 8.1 | 1.75 | R-454B | 650
218003013 | CARRIER | 37MUHAQ36AA3+TIC2025-0016 | H,PE33*36+TXV | 59TP7A080V17**16 | Split System | 34600 | 15.2 | 8.1 | 1.75 | R-454B | 650
218005543 | COMFORTMAKER | D5CUHAH36AAK+TIC2025-0016 | A36VBA*+TXV | *95MSU0601716A* | Split System | 34600 | 15.2 | 8.1 | 1.75 | R-454B | 650
218000451 | PAYNE HEATING AND COOLING | 37MUHAQ36AA3+TIC2025-0016 | H,PE33*36+TXV | PG97VTAA48060B** | Split System | 34600 | 15.2 | 8.1 | 1.75 | R-454B | 650
218000455 | PAYNE HEATING AND COOLING | 37MUHAQ36AA3+TIC2025-0016 | H,PE33*36+TXV | PG97VTAA48080B** | Split System | 34600 | 15.2 | 8.1 | 1.75 | R-454B | 650
218456394 | CARRIER | 37MUHAQ36AA3+TIC2025-0016 | (V,C)36H175P13*+TXV | GG96VTAB48060B** | Split System | 34800 | 15.2 | 8.1 | 1.75 | R-454B | 650
218456381 | CARRIER | 37MUHAQ36AA3+TIC2025-0016 | (V,C)36H175P13*+TXV | 59TP7A060V17**16 | Split System | 34800 | 15.2 | 8.1 | 1.75 | R-454B | 650
218456358 | CARRIER | 37MUHAQ36AA3+TIC2025-0016 | (V,C)36H175P13*+TXV | 59SP6B060V17**16 | Split System | 34800 | 15.2 | 8.1 | 1.75 | R-454B | 650
218456375 | CARRIER | 37MUHAQ36AA3+TIC2025-0016 | (V,C)36H175P13*+TXV | 59TP6C060V17**16 | Split System | 34800 | 15.2 | 8.1 | 1.75 | R-454B | 650
217625522 | AMERICAN STANDARD | 5HPL5060A1 | FE*CC7*60+TXV |  | Split System | 52000 | 15.2 | 8.1 | 1.75 | R-454B | 650
218008356 | TCL | THH60HES2NAGOH24 | FE*CC7*60+TXV |  | Split System | 52000 | 15.2 | 8.1 | 1.75 | R-454B | 650
218466115 | AMERISTAR | A5HL5024A1 | CE3005C*+TXV |  | Split System | 21600 | 15.2 | 8.1 | 1.8 | R-454B | 650
218029854 | AMERISTAR | A5HL5024A1 | M36G33*+TXV+AMHE3D |  | Split System | 21600 | 15.2 | 8.1 | 1.8 | R-454B | 650
217889383 | BRYANT | 37MUHAQ60AA3 | C60A***L75*+TXV+TD |  | Split System | 46500 | 15.2 | 8.1 | 1.83 | R-454B | 650
217289847 | CARRIER | 37MUHAQ24AA3 | CE(P,V)2417G31*+TXV | 58S(B,C)*B090M21**20 | Split System | 21200 | 15.2 | 8.1 | 1.9 | R-454B | 650
217289846 | CARRIER | 37MUHAQ24AA3 | CE(P,V)2414G31*+TXV | 58S(B,C)*B090M21**20 | Split System | 21200 | 15.2 | 8.1 | 1.9 | R-454B | 650
218000482 | BRYANT HEATING AND COOLING SYSTEMS | 37MUHAQ36AA3+TIC2025-0016 | H,PE32*36+TXV | 927TA66100V21*** | Split System | 33600 | 16 | 8.1 | 1.75 | R-454B | 650
218003021 | CARRIER | 37MUHAQ36AA3+TIC2025-0016 | H,PE32*36+TXV | 59TP7A100V21**22 | Split System | 33600 | 16 | 8.1 | 1.75 | R-454B | 650
218456303 | CARRIER | 37MUHAQ36AA3+TIC2025-0016 | (V,C)36H175P13*+TXV | 58TP*B090V17**16 | Split System | 34200 | 16 | 8.1 | 1.75 | R-454B | 650
218456287 | CARRIER | 37MUHAQ36AA3+TIC2025-0016 | (V,C)36H175P13*+TXV | 58SP*B090V17**16 | Split System | 34200 | 16 | 8.1 | 1.75 | R-454B | 650
218000468 | BRYANT HEATING AND COOLING SYSTEMS | 37MUHAQ36AA3+TIC2025-0016 | H,PE34*36+TXV | 927TA48060V17*** | Split System | 34400 | 16 | 8.1 | 1.75 | R-454B | 650
218456373 | CARRIER | 37MUHAQ36AA3+TIC2025-0016 | (V,C)36H175P14*+TXV | 59TP6C060V17**16 | Split System | 34400 | 16 | 8.1 | 1.75 | R-454B | 650
218456356 | CARRIER | 37MUHAQ36AA3+TIC2025-0016 | (V,C)36H175P14*+TXV | 59SP6B060V17**16 | Split System | 34400 | 16 | 8.1 | 1.75 | R-454B | 650
218456389 | CARRIER | 37MUHAQ36AA3+TIC2025-0016 | PL36H175P14*+TXV | GG96VTAB48060B** | Split System | 34400 | 16 | 8.1 | 1.75 | R-454B | 650
218456392 | CARRIER | 37MUHAQ36AA3+TIC2025-0016 | PL36H210P74*+TXV | GG96VTAB48060B** | Split System | 34400 | 16 | 8.1 | 1.75 | R-454B | 650
218456386 | CARRIER | 37MUHAQ36AA3+TIC2025-0016 | A36VCA*+TXV | GG96VTAB48060B** | Split System | 34400 | 16 | 8.1 | 1.75 | R-454B | 650
218456285 | CARRIER | 37MUHAQ36AA3+TIC2025-0016 | (V,C)36H175P14*+TXV | 58SP*B090V17**16 | Split System | 34400 | 16 | 8.1 | 1.75 | R-454B | 650
218456301 | CARRIER | 37MUHAQ36AA3+TIC2025-0016 | (V,C)36H175P14*+TXV | 58TP*B090V17**16 | Split System | 34400 | 16 | 8.1 | 1.75 | R-454B | 650
218456302 | CARRIER | 37MUHAQ36AA3+TIC2025-0016 | (V,C)36H175P15*+TXV | 58TP*B090V17**16 | Split System | 34400 | 16 | 8.1 | 1.75 | R-454B | 650
218456290 | CARRIER | 37MUHAQ36AA3+TIC2025-0016 | (V,C)36H175P13*+TXV | 58SU*B040M17**12 | Split System | 34400 | 16 | 8.1 | 1.75 | R-454B | 650
218000452 | PAYNE HEATING AND COOLING | 37MUHAQ36AA3+TIC2025-0016 | H,PE34*36+TXV | PG97VTAA48060B** | Split System | 34400 | 16 | 8.1 | 1.75 | R-454B | 650
218000483 | BRYANT HEATING AND COOLING SYSTEMS | 37MUHAQ36AA3+TIC2025-0016 | H,PE33*36+TXV | 927TA66100V21*** | Split System | 34600 | 16 | 8.1 | 1.75 | R-454B | 650
218000479 | BRYANT HEATING AND COOLING SYSTEMS | 37MUHAQ36AA3+TIC2025-0016 | H,PE33*36+TXV | 927TA60100V21*** | Split System | 34600 | 16 | 8.1 | 1.75 | R-454B | 650
218003022 | CARRIER | 37MUHAQ36AA3+TIC2025-0016 | H,PE33*36+TXV | 59TP7A100V21**22 | Split System | 34600 | 16 | 8.1 | 1.75 | R-454B | 650
218003019 | CARRIER | 37MUHAQ36AA3+TIC2025-0016 | H,PE33*36+TXV | 59TP7A100V21**20 | Split System | 34600 | 16 | 8.1 | 1.75 | R-454B | 650
218000463 | PAYNE HEATING AND COOLING | 37MUHAQ36AA3+TIC2025-0016 | H,PE33*36+TXV | PG97VTAA60100C** | Split System | 34600 | 16 | 8.1 | 1.75 | R-454B | 650
218088005 | TEMPSTAR | D5CUHAH36AAK+TIC2025-0016 | H,GE8J*36+TXV | *80MSU0401712A* | Split System | 34600 | 16 | 8.1 | 1.75 | R-454B | 650
218000480 | BRYANT HEATING AND COOLING SYSTEMS | 37MUHAQ36AA3+TIC2025-0016 | H,PE34*36+TXV | 927TA60100V21*** | Split System | 34800 | 16 | 8.1 | 1.75 | R-454B | 650
218456393 | CARRIER | 37MUHAQ36AA3+TIC2025-0016 | C36A***L15*+TXV | GG96VTAB48060B** | Split System | 34800 | 16 | 8.1 | 1.75 | R-454B | 650
218003020 | CARRIER | 37MUHAQ36AA3+TIC2025-0016 | H,PE34*36+TXV | 59TP7A100V21**20 | Split System | 34800 | 16 | 8.1 | 1.75 | R-454B | 650
218000464 | PAYNE HEATING AND COOLING | 37MUHAQ36AA3+TIC2025-0016 | H,PE34*36+TXV | PG97VTAA60100C** | Split System | 34800 | 16 | 8.1 | 1.75 | R-454B | 650
218456374 | CARRIER | 37MUHAQ36AA3+TIC2025-0016 | (V,C)36H175P15*+TXV | 59TP6C060V17**16 | Split System | 35000 | 16 | 8.1 | 1.75 | R-454B | 650
218456357 | CARRIER | 37MUHAQ36AA3+TIC2025-0016 | (V,C)36H175P15*+TXV | 59SP6B060V17**16 | Split System | 35000 | 16 | 8.1 | 1.75 | R-454B | 650
218456380 | CARRIER | 37MUHAQ36AA3+TIC2025-0016 | (V,C)36H175P15*+TXV | 59TP7A060V17**16 | Split System | 35000 | 16 | 8.1 | 1.75 | R-454B | 650
218456390 | CARRIER | 37MUHAQ36AA3+TIC2025-0016 | (V,C)36H175P15*+TXV | GG96VTAB48060B** | Split System | 35000 | 16 | 8.1 | 1.75 | R-454B | 650
218456391 | CARRIER | 37MUHAQ36AA3+TIC2025-0016 | PL36H175P15*+TXV | GG96VTAB48060B** | Split System | 35000 | 16 | 8.1 | 1.75 | R-454B | 650
218456385 | CARRIER | 37MUHAQ36AA3+TIC2025-0016 | PL36H210P29*+TXV | GG96VTAB48060B** | Split System | 35400 | 16 | 8.1 | 1.75 | R-454B | 650
218029670 | AMERISTAR | A5HL5024A1 | M36E34*+TXV+AMHE3D |  | Split System | 22000 | 15.2 | 8.1 | 1.8 | R-454B | 650
218029855 | AMERISTAR | A5HL5024A1 | M36E34*+TXV+AMHE3D |  | Split System | 22000 | 15.2 | 8.1 | 1.8 | R-454B | 650
218000931 | AMERISTAR | A5HL5036A1 | FE*TT1*37+TXV |  | Split System | 31000 | 15.2 | 8.1 | 1.8 | R-454B | 650
218029847 | AMERISTAR | A5HL5036A1 | M36E66*+TXV+AMHE3D |  | Split System | 31000 | 15.2 | 8.1 | 1.8 | R-454B | 650
218001414 | AMERISTAR | A5HL5036A1 | FE*TT1*37+TXV |  | Split System | 31000 | 15.2 | 8.1 | 1.8 | R-454B | 650
218029662 | AMERISTAR | A5HL5036A1 | M36E66*+TXV+AMHE3D |  | Split System | 31000 | 15.2 | 8.1 | 1.8 | R-454B | 650
218000925 | AMERISTAR | A5HL5036A1 | FE*TT1*37+TXV |  | Split System | 31000 | 15.2 | 8.1 | 1.8 | R-454B | 650
218029848 | AMERISTAR | A5HL5048A1 | M48G66*+TXV+AMHE4D |  | Split System | 41000 | 15.2 | 8.1 | 1.8 | R-454B | 650
218029663 | AMERISTAR | A5HL5048A1 | M48G66*+TXV+AMHE4D |  | Split System | 41000 | 15.2 | 8.1 | 1.8 | R-454B | 650
218456457 | BRYANT | 37MUHAQ60AA3 | (V,C)60H210P29*+TXV+TD |  | Split System | 47000 | 15.2 | 8.1 | 1.83 | R-454B | 650
218456460 | BRYANT | 37MUHAQ60AA3 | (V,C)60H210P17*+TXV+TD |  | Split System | 47000 | 15.2 | 8.1 | 1.83 | R-454B | 650
217889384 | BRYANT | 37MUHAQ60AA3 | C48A***L18*+TXV+TD |  | Split System | 47000 | 15.2 | 8.1 | 1.83 | R-454B | 650
217889407 | BRYANT | 37MUHAQ60AA3 | PL60H210P17*+TXV+AEFE5* |  | Split System | 47000 | 15.2 | 8.1 | 1.83 | R-454B | 650
217889386 | BRYANT | 37MUHAQ60AA3 | C60A***L19*+TXV+TD |  | Split System | 47000 | 15.2 | 8.1 | 1.83 | R-454B | 650
217889380 | BRYANT | 37MUHAQ60AA3 | V,C48H175P38*+TXV+TD |  | Split System | 47000 | 15.2 | 8.1 | 1.83 | R-454B | 650
217889514 | BRYANT | 37MUHAQ60AA3 | C60A***L19*+TXV+AEFE5* |  | Split System | 47000 | 15.2 | 8.1 | 1.83 | R-454B | 650
217889382 | BRYANT | 37MUHAQ60AA3 | V,C60H210P17*+TXV+TD |  | Split System | 47000 | 15.2 | 8.1 | 1.83 | R-454B | 650
217889405 | BRYANT | 37MUHAQ60AA3 | PL60H210P29*+TXV+AEFE5* |  | Split System | 47000 | 15.2 | 8.1 | 1.83 | R-454B | 650
218000532 | BRYANT | 37MUHAQ60AA3 | H,PE48*60+TXV+TD |  | Split System | 47000 | 15.2 | 8.1 | 1.83 | R-454B | 650
217727352 | COMFORTMAKER | D5CUHAH60AAK | FE*TT4*60+TXV |  | Split System | 47000 | 15.2 | 8.1 | 1.83 | R-454B | 650
218005620 | COMFORTMAKER | D5CUHAH60AAK | A48VGA*+TXV+AEFE5* |  | Split System | 47000 | 15.2 | 8.1 | 1.83 | R-454B | 650
218005622 | COMFORTMAKER | D5CUHAH60AAK | V,G60H210D17*+TXV+AEFE5* |  | Split System | 47000 | 15.2 | 8.1 | 1.83 | R-454B | 650
218005621 | COMFORTMAKER | D5CUHAH60AAK | A60VHA*+TXV+AEFE5* |  | Split System | 47000 | 15.2 | 8.1 | 1.83 | R-454B | 650
218011079 | DAY & NIGHT | D5CUHAH60AAK | V,G60H245P18*+TXV+AEFE5* |  | Split System | 47000 | 15.2 | 8.1 | 1.83 | R-454B | 650
218011080 | DAY & NIGHT | D5CUHAH60AAK | V,G48H175P38*+TXV+AEFE4B* |  | Split System | 47000 | 15.2 | 8.1 | 1.83 | R-454B | 650
218011535 | DAY & NIGHT | D5CUHAH60AAK | FG84*60+TXV+AEFE5* |  | Split System | 47000 | 15.2 | 8.1 | 1.83 | R-454B | 650
217734229 | Grandaire | D5CUHAH60AAK | H,GG48*48+TXV+AEFE4B* |  | Split System | 47000 | 15.2 | 8.1 | 1.83 | R-454B | 650
217733808 | Grandaire | D5CUHAH60AAK | H,GG48*48+TXV+AEFE4B* |  | Split System | 47000 | 15.2 | 8.1 | 1.83 | R-454B | 650
217734228 | Grandaire | D5CUHAH60AAK | H,GG48*60+TXV+AEFE5* |  | Split System | 47000 | 15.2 | 8.1 | 1.83 | R-454B | 650
217733807 | Grandaire | D5CUHAH60AAK | H,GG48*60+TXV+AEFE5* |  | Split System | 47000 | 15.2 | 8.1 | 1.83 | R-454B | 650
218456580 | PAYNE | 37MUHAQ60AA3 | C60A***L18*+TXV+CBPE5* |  | Split System | 47000 | 15.2 | 8.1 | 1.83 | R-454B | 650
218456555 | PAYNE | 37MUHAQ60AA3 | (V,C)60H210P17*+TXV+TD |  | Split System | 47000 | 15.2 | 8.1 | 1.83 | R-454B | 650
218456582 | PAYNE | 37MUHAQ60AA3 | CF602E*+TXV |  | Split System | 47000 | 15.2 | 8.1 | 1.83 | R-454B | 650
218456551 | PAYNE | 37MUHAQ60AA3 | (V,C)60H210P29*+TXV+TD |  | Split System | 47000 | 15.2 | 8.1 | 1.83 | R-454B | 650
218456581 | PAYNE | 37MUHAQ60AA3 | C60A***L19*+TXV+CBPE5* |  | Split System | 47000 | 15.2 | 8.1 | 1.83 | R-454B | 650
218000517 | PAYNE | 37MUHAQ60AA3 | H,PE48*60+TXV+TD |  | Split System | 47000 | 15.2 | 8.1 | 1.83 | R-454B | 650
217733832 | TEMPSTAR | D5CUHAH60AAK | H,GG48*60+TXV+AEFE5* |  | Split System | 47000 | 15.2 | 8.1 | 1.83 | R-454B | 650
217735226 | TEMPSTAR | D5CUHAH60AAK | FE*TT9*60+TXV |  | Split System | 47000 | 15.2 | 8.1 | 1.83 | R-454B | 650
217733833 | TEMPSTAR | D5CUHAH60AAK | H,GG48*48+TXV+AEFE4B* |  | Split System | 47000 | 15.2 | 8.1 | 1.83 | R-454B | 650
217464699 | BRYANT HEATING AND COOLING SYSTEMS | 37MUHAQ24AA3 | H,PG30*24+TXV | 927TA66100V21*** | Split System | 21400 | 15.2 | 8.1 | 1.84 | R-454B | 650
218000386 | BRYANT HEATING AND COOLING SYSTEMS | 37MUHAQ24AA3 | H,PE30*24+TXV | 927TA66100V21*** | Split System | 21400 | 15.2 | 8.1 | 1.84 | R-454B | 650
218000316 | CARRIER | 37MUHAQ24AA3 | H,PE30*24+TXV | 59TP7A100V21**22 | Split System | 21400 | 15.2 | 8.1 | 1.84 | R-454B | 650
216987067 | BRYANT HEATING AND COOLING SYSTEMS | 37MUHAQ24AA3 | V,C36H***P03*+TXV | 926SB30040V14*** | Split System | 20800 | 15.2 | 8.1 | 1.85 | R-454B | 650
216987096 | BRYANT HEATING AND COOLING SYSTEMS | 37MUHAQ24AA3 | V,C36H***P03*+TXV | 926TC30040V14*** | Split System | 20800 | 15.2 | 8.1 | 1.85 | R-454B | 650
217290247 | CARRIER | 37MUHAQ24AA3 | CE(P,V)2417G31*+TXV | 59TP6C040V14**10 | Split System | 21200 | 15.2 | 8.1 | 1.85 | R-454B | 650
217290246 | CARRIER | 37MUHAQ24AA3 | CE(P,V)2414G31*+TXV | 59TP6C040V14**10 | Split System | 21200 | 15.2 | 8.1 | 1.85 | R-454B | 650
217289811 | CARRIER | 37MUHAQ24AA3 | CE(P,V)2414G31*+TXV | 58S(B,C)*B045M17**14 | Split System | 21200 | 15.2 | 8.1 | 1.85 | R-454B | 650
217464641 | BRYANT HEATING AND COOLING SYSTEMS | 37MUHAQ24AA3 | H,PG30*24+TXV | 927TA60080V21*** | Split System | 21600 | 15.2 | 8.1 | 1.85 | R-454B | 650
217464624 | BRYANT HEATING AND COOLING SYSTEMS | 37MUHAQ24AA3 | H,PG22*36+TXV | 927TA60080V21*** | Split System | 21600 | 15.2 | 8.1 | 1.85 | R-454B | 650
217464622 | BRYANT HEATING AND COOLING SYSTEMS | 37MUHAQ24AA3 | H,PG22*24+TXV | 927TA60080V21*** | Split System | 21600 | 15.2 | 8.1 | 1.85 | R-454B | 650
217464623 | BRYANT HEATING AND COOLING SYSTEMS | 37MUHAQ24AA3 | H,PG22*30+TXV | 927TA60080V21*** | Split System | 21600 | 15.2 | 8.1 | 1.85 | R-454B | 650
218000378 | BRYANT HEATING AND COOLING SYSTEMS | 37MUHAQ24AA3 | H,PE30*24+TXV | 927TA60080V21*** | Split System | 21600 | 15.2 | 8.1 | 1.85 | R-454B | 650
217464710 | BRYANT HEATING AND COOLING SYSTEMS | 37MUHAQ24AA3 | H,PG22*24+TXV | 927TA66120V24*** | Split System | 21600 | 15.2 | 8.1 | 1.85 | R-454B | 650
217464712 | BRYANT HEATING AND COOLING SYSTEMS | 37MUHAQ24AA3 | H,PG22*36+TXV | 927TA66120V24*** | Split System | 21600 | 15.2 | 8.1 | 1.85 | R-454B | 650
217464711 | BRYANT HEATING AND COOLING SYSTEMS | 37MUHAQ24AA3 | H,PG22*30+TXV | 927TA66120V24*** | Split System | 21600 | 15.2 | 8.1 | 1.85 | R-454B | 650
218000312 | CARRIER | 37MUHAQ24AA3 | H,PE30*24+TXV | 59TP7A080V21**20 | Split System | 21600 | 15.2 | 8.1 | 1.85 | R-454B | 650
217464729 | BRYANT HEATING AND COOLING SYSTEMS | 37MUHAQ24AA3 | H,PG30*24+TXV | 927TA66120V24*** | Split System | 21800 | 15.2 | 8.1 | 1.85 | R-454B | 650
218000390 | BRYANT HEATING AND COOLING SYSTEMS | 37MUHAQ24AA3 | H,PE30*24+TXV | 927TA66120V24*** | Split System | 21800 | 15.2 | 8.1 | 1.85 | R-454B | 650
217290206 | CARRIER | 37MUHAQ24AA3 | CE(P,V)2414G31*+TXV | 59SU5B100M21**20 | Split System | 21800 | 15.2 | 8.1 | 1.85 | R-454B | 650
218000318 | CARRIER | 37MUHAQ24AA3 | H,PE30*24+TXV | 59TP7A120V24**22 | Split System | 21800 | 15.2 | 8.1 | 1.85 | R-454B | 650
217289996 | CARRIER | 37MUHAQ24AA3 | CE(P,V)2414G31*+TXV | 58TP*B110V21**22 | Split System | 21800 | 15.2 | 8.1 | 1.85 | R-454B | 650
218005451 | COMFORTMAKER | D5CUHAH24AAK | A36VBA*+TXV | *80MS(N,L)0451714A* | Split System | 21800 | 15.2 | 8.1 | 1.85 | R-454B | 650
217464625 | BRYANT HEATING AND COOLING SYSTEMS | 37MUHAQ24AA3 | H,PG23*24+TXV | 927TA60080V21*** | Split System | 22000 | 15.2 | 8.1 | 1.85 | R-454B | 650
217464630 | BRYANT HEATING AND COOLING SYSTEMS | 37MUHAQ24AA3 | H,PG31*24+TXV | 927TA60080V21*** | Split System | 22000 | 15.2 | 8.1 | 1.85 | R-454B | 650
217464631 | BRYANT HEATING AND COOLING SYSTEMS | 37MUHAQ24AA3 | H,PG31*30+TXV | 927TA60080V21*** | Split System | 22000 | 15.2 | 8.1 | 1.85 | R-454B | 650
217464627 | BRYANT HEATING AND COOLING SYSTEMS | 37MUHAQ24AA3 | H,PG23*36+TXV | 927TA60080V21*** | Split System | 22000 | 15.2 | 8.1 | 1.85 | R-454B | 650
218000375 | BRYANT HEATING AND COOLING SYSTEMS | 37MUHAQ24AA3 | H,PE23*36+TXV | 927TA60080V21*** | Split System | 22000 | 15.2 | 8.1 | 1.85 | R-454B | 650
218000376 | BRYANT HEATING AND COOLING SYSTEMS | 37MUHAQ24AA3 | H,PE31*30+TXV | 927TA60080V21*** | Split System | 22000 | 15.2 | 8.1 | 1.85 | R-454B | 650
217464688 | BRYANT HEATING AND COOLING SYSTEMS | 37MUHAQ24AA3 | H,PG31*24+TXV | 927TA66100V21*** | Split System | 22000 | 15.2 | 8.1 | 1.85 | R-454B | 650
217464683 | BRYANT HEATING AND COOLING SYSTEMS | 37MUHAQ24AA3 | H,PG23*24+TXV | 927TA66100V21*** | Split System | 22000 | 15.2 | 8.1 | 1.85 | R-454B | 650
217464684 | BRYANT HEATING AND COOLING SYSTEMS | 37MUHAQ24AA3 | H,PG23*30+TXV | 927TA66100V21*** | Split System | 22000 | 15.2 | 8.1 | 1.85 | R-454B | 650
217464689 | BRYANT HEATING AND COOLING SYSTEMS | 37MUHAQ24AA3 | H,PG31*30+TXV | 927TA66100V21*** | Split System | 22000 | 15.2 | 8.1 | 1.85 | R-454B | 650
218000384 | BRYANT HEATING AND COOLING SYSTEMS | 37MUHAQ24AA3 | H,PE31*30+TXV | 927TA66100V21*** | Split System | 22000 | 15.2 | 8.1 | 1.85 | R-454B | 650
218000383 | BRYANT HEATING AND COOLING SYSTEMS | 37MUHAQ24AA3 | H,PE23*36+TXV | 927TA66100V21*** | Split System | 22000 | 15.2 | 8.1 | 1.85 | R-454B | 650
217290272 | CARRIER | 37MUHAQ24AA3 | CE(P,V)2417G31*+TXV | 59TP6C080V21**20 | Split System | 22000 | 15.2 | 8.1 | 1.85 | R-454B | 650
217290176 | CARRIER | 37MUHAQ24AA3 | CE(P,V)2414G31*+TXV | 59SP6B080V21**20 | Split System | 22000 | 15.2 | 8.1 | 1.85 | R-454B | 650
218000311 | CARRIER | 37MUHAQ24AA3 | H,PE31*30+TXV | 59TP7A080V21**20 | Split System | 22000 | 15.2 | 8.1 | 1.85 | R-454B | 650
217290281 | CARRIER | 37MUHAQ24AA3 | CE(P,V)2414G31*+TXV | 59TP6C100V21**22 | Split System | 22000 | 15.2 | 8.1 | 1.85 | R-454B | 650
217290312 | CARRIER | 37MUHAQ24AA3 | CE(P,V)2414G31*+TXV | 59TP7A100V21**22 | Split System | 22000 | 15.2 | 8.1 | 1.85 | R-454B | 650
218000315 | CARRIER | 37MUHAQ24AA3 | H,PE31*30+TXV | 59TP7A100V21**22 | Split System | 22000 | 15.2 | 8.1 | 1.85 | R-454B | 650
217289842 | CARRIER | 37MUHAQ24AA3 | CE(P,V)2417G31*+TXV | 58S(B,C)*B090M21**16 | Split System | 22000 | 15.2 | 8.1 | 1.85 | R-454B | 650
217289861 | CARRIER | 37MUHAQ24AA3 | CE(P,V)2414G31*+TXV | 58S(B,C)*B110M24**20 | Split System | 22000 | 15.2 | 8.1 | 1.85 | R-454B | 650
217289841 | CARRIER | 37MUHAQ24AA3 | CE(P,V)2414G31*+TXV | 58S(B,C)*B090M21**16 | Split System | 22000 | 15.2 | 8.1 | 1.85 | R-454B | 650
217290131 | CARRIER | 37MUHAQ24AA3 | CE(P,V)2414G31*+TXV | 59SC6A100M21**20 | Split System | 22000 | 15.2 | 8.1 | 1.85 | R-454B | 650
217290132 | CARRIER | 37MUHAQ24AA3 | CE(P,V)2417G31*+TXV | 59SC6A100M21**20 | Split System | 22000 | 15.2 | 8.1 | 1.85 | R-454B | 650
217290091 | CARRIER | 37MUHAQ24AA3 | CE(P,V)2414G31*+TXV | 59SC2E120M24**20 | Split System | 22000 | 15.2 | 8.1 | 1.85 | R-454B | 650
217290092 | CARRIER | 37MUHAQ24AA3 | CE(P,V)2417G31*+TXV | 59SC2E120M24**20 | Split System | 22000 | 15.2 | 8.1 | 1.85 | R-454B | 650
217464713 | BRYANT HEATING AND COOLING SYSTEMS | 37MUHAQ24AA3 | H,PG23*24+TXV | 927TA66120V24*** | Split System | 22200 | 15.2 | 8.1 | 1.85 | R-454B | 650
217464714 | BRYANT HEATING AND COOLING SYSTEMS | 37MUHAQ24AA3 | H,PG23*30+TXV | 927TA66120V24*** | Split System | 22200 | 15.2 | 8.1 | 1.85 | R-454B | 650
217464715 | BRYANT HEATING AND COOLING SYSTEMS | 37MUHAQ24AA3 | H,PG23*36+TXV | 927TA66120V24*** | Split System | 22200 | 15.2 | 8.1 | 1.85 | R-454B | 650
217464718 | BRYANT HEATING AND COOLING SYSTEMS | 37MUHAQ24AA3 | H,PG31*24+TXV | 927TA66120V24*** | Split System | 22200 | 15.2 | 8.1 | 1.85 | R-454B | 650
217464719 | BRYANT HEATING AND COOLING SYSTEMS | 37MUHAQ24AA3 | H,PG31*30+TXV | 927TA66120V24*** | Split System | 22200 | 15.2 | 8.1 | 1.85 | R-454B | 650
218000388 | BRYANT HEATING AND COOLING SYSTEMS | 37MUHAQ24AA3 | H,PE31*30+TXV | 927TA66120V24*** | Split System | 22200 | 15.2 | 8.1 | 1.85 | R-454B | 650
218000387 | BRYANT HEATING AND COOLING SYSTEMS | 37MUHAQ24AA3 | H,PE23*36+TXV | 927TA66120V24*** | Split System | 22200 | 15.2 | 8.1 | 1.85 | R-454B | 650
217290343 | CARRIER | 37MUHAQ24AA3 | CE(P,V)2417G31*+TXV | GG96VTAB66120D** | Split System | 22200 | 15.2 | 8.1 | 1.85 | R-454B | 650
217290287 | CARRIER | 37MUHAQ24AA3 | CE(P,V)2417G31*+TXV | 59TP6C120V24**22 | Split System | 22200 | 15.2 | 8.1 | 1.85 | R-454B | 650
217290342 | CARRIER | 37MUHAQ24AA3 | CE(P,V)2414G31*+TXV | GG96VTAB66120D** | Split System | 22200 | 15.2 | 8.1 | 1.85 | R-454B | 650
218000317 | CARRIER | 37MUHAQ24AA3 | H,PE31*30+TXV | 59TP7A120V24**22 | Split System | 22200 | 15.2 | 8.1 | 1.85 | R-454B | 650
217290076 | CARRIER | 37MUHAQ24AA3 | CE(P,V)2414G31*+TXV | 59SC2E080M21**20 | Split System | 22200 | 15.2 | 8.1 | 1.85 | R-454B | 650
217290077 | CARRIER | 37MUHAQ24AA3 | CE(P,V)2417G31*+TXV | 59SC2E080M21**20 | Split System | 22200 | 15.2 | 8.1 | 1.85 | R-454B | 650
217290148 | CARRIER | 37MUHAQ24AA3 | CE(P,V)3614G34*+TXV | 59SC6A140M24**22 | Split System | 22400 | 15.2 | 8.1 | 1.85 | R-454B | 650
216987098 | BRYANT HEATING AND COOLING SYSTEMS | 37MUHAQ24AA3 | A24VBA*+TXV | 926TC30040V14*** | Split System | 21800 | 15.2 | 8.1 | 1.9 | R-454B | 650
216987097 | BRYANT HEATING AND COOLING SYSTEMS | 37MUHAQ24AA3 | V,C36H***P42*+TXV | 926TC30040V14*** | Split System | 21800 | 15.2 | 8.1 | 1.9 | R-454B | 650
217289872 | CARRIER | 37MUHAQ24AA3 | CE(P,V)2417G31*+TXV | 58S(B,C)*B155M24**20 | Split System | 21800 | 15.2 | 8.1 | 1.9 | R-454B | 650
217289871 | CARRIER | 37MUHAQ24AA3 | CE(P,V)2414G31*+TXV | 58S(B,C)*B155M24**20 | Split System | 21800 | 15.2 | 8.1 | 1.9 | R-454B | 650
216983412 | BRYANT HEATING AND COOLING SYSTEMS | 37MUHAQ24AA3 | PL36H***P44*+TXV | 916SA30040M14*** | Split System | 22000 | 15.2 | 8.1 | 1.9 | R-454B | 650
216983410 | BRYANT HEATING AND COOLING SYSTEMS | 37MUHAQ24AA3 | C36A***L15*+TXV | 916SA30040M14*** | Split System | 22000 | 15.2 | 8.1 | 1.9 | R-454B | 650
216983409 | BRYANT HEATING AND COOLING SYSTEMS | 37MUHAQ24AA3 | PL36H175P15*+TXV | 916SA30040M14*** | Split System | 22200 | 15.2 | 8.1 | 1.9 | R-454B | 650
217289848 | CARRIER | 37MUHAQ24AA3 | CE(P,V)3614G34*+TXV | 58S(B,C)*B090M21**20 | Split System | 22200 | 15.2 | 8.1 | 1.9 | R-454B | 650
217289857 | CARRIER | 37MUHAQ24AA3 | CE(P,V)2417G31*+TXV | 58S(B,C)*B110M21**20 | Split System | 22200 | 15.2 | 8.1 | 1.9 | R-454B | 650
217290143 | CARRIER | 37MUHAQ24AA3 | CE(P,V)3614G34*+TXV | 59SC6A120M24**22 | Split System | 22600 | 15.2 | 8.1 | 1.9 | R-454B | 650
217290145 | CARRIER | 37MUHAQ24AA3 | CE(P,V)3621G34*+TXV | 59SC6A120M24**22 | Split System | 22600 | 15.2 | 8.1 | 1.9 | R-454B | 650
216977281 | BRYANT HEATING AND COOLING SYSTEMS | 37MUHAQ24AA3 | V,C36H***P03*+TXV | 82*TB36045V14*** | Split System | 21000 | 16 | 8.1 | 1.85 | R-454B | 650
216989668 | BRYANT HEATING AND COOLING SYSTEMS | 37MUHAQ24AA3 | V,C36H***P03*+TXV | 82*SB36045V14*** | Split System | 21000 | 16 | 8.1 | 1.85 | R-454B | 650
218399985 | LENNOX | EL18KSLV-060-230A** | LP40/60R*+TXV | ML180UH135E60D* | Split System | 53500 | 16 | 8.1 | 1.85 | R-454B | 650
216987070 | BRYANT HEATING AND COOLING SYSTEMS | 37MUHAQ24AA3 | C36A***L13*+TXV | 926SB30040V14*** | Split System | 21800 | 15.2 | 8.1 | 1.85 | R-454B | 650
216987099 | BRYANT HEATING AND COOLING SYSTEMS | 37MUHAQ24AA3 | C36A***L13*+TXV | 926TC30040V14*** | Split System | 21800 | 15.2 | 8.1 | 1.85 | R-454B | 650
216987104 | BRYANT HEATING AND COOLING SYSTEMS | 37MUHAQ24AA3 | PL36H***P44*+TXV | 926TC30040V14*** | Split System | 22200 | 15.2 | 8.1 | 1.85 | R-454B | 650
216987102 | BRYANT HEATING AND COOLING SYSTEMS | 37MUHAQ24AA3 | C36A***L15*+TXV | 926TC30040V14*** | Split System | 22200 | 15.2 | 8.1 | 1.85 | R-454B | 650
217290326 | CARRIER | 37MUHAQ24AA3 | CE(P,V)3621G34*+TXV | GG96VTAB30040A** | Split System | 22200 | 15.2 | 8.1 | 1.85 | R-454B | 650
217290248 | CARRIER | 37MUHAQ24AA3 | CE(P,V)3614G34*+TXV | 59TP6C040V14**10 | Split System | 22200 | 15.2 | 8.1 | 1.85 | R-454B | 650
217290325 | CARRIER | 37MUHAQ24AA3 | CE(P,V)3617G34*+TXV | GG96VTAB30040A** | Split System | 22200 | 15.2 | 8.1 | 1.85 | R-454B | 650
217464629 | BRYANT HEATING AND COOLING SYSTEMS | 37MUHAQ24AA3 | H,PG24*36+TXV | 927TA60080V21*** | Split System | 22400 | 15.2 | 8.1 | 1.85 | R-454B | 650
217464628 | BRYANT HEATING AND COOLING SYSTEMS | 37MUHAQ24AA3 | H,PG24*24+TXV | 927TA60080V21*** | Split System | 22400 | 15.2 | 8.1 | 1.85 | R-454B | 650
217464643 | BRYANT HEATING AND COOLING SYSTEMS | 37MUHAQ24AA3 | H,PG7J*30+TXV | 927TA60080V21*** | Split System | 22400 | 15.2 | 8.1 | 1.85 | R-454B | 650
217464634 | BRYANT HEATING AND COOLING SYSTEMS | 37MUHAQ24AA3 | H,PG32*36+TXV | 927TA60080V21*** | Split System | 22400 | 15.2 | 8.1 | 1.85 | R-454B | 650
217464632 | BRYANT HEATING AND COOLING SYSTEMS | 37MUHAQ24AA3 | H,PG32*24+TXV | 927TA60080V21*** | Split System | 22400 | 15.2 | 8.1 | 1.85 | R-454B | 650
217464633 | BRYANT HEATING AND COOLING SYSTEMS | 37MUHAQ24AA3 | H,PG32*30+TXV | 927TA60080V21*** | Split System | 22400 | 15.2 | 8.1 | 1.85 | R-454B | 650
218000377 | BRYANT HEATING AND COOLING SYSTEMS | 37MUHAQ24AA3 | H,PE32*36+TXV | 927TA60080V21*** | Split System | 22400 | 15.2 | 8.1 | 1.85 | R-454B | 650
217464690 | BRYANT HEATING AND COOLING SYSTEMS | 37MUHAQ24AA3 | H,PG32*24+TXV | 927TA66100V21*** | Split System | 22400 | 15.2 | 8.1 | 1.85 | R-454B | 650
217464686 | BRYANT HEATING AND COOLING SYSTEMS | 37MUHAQ24AA3 | H,PG24*24+TXV | 927TA66100V21*** | Split System | 22400 | 15.2 | 8.1 | 1.85 | R-454B | 650
217464687 | BRYANT HEATING AND COOLING SYSTEMS | 37MUHAQ24AA3 | H,PG24*36+TXV | 927TA66100V21*** | Split System | 22400 | 15.2 | 8.1 | 1.85 | R-454B | 650
217464692 | BRYANT HEATING AND COOLING SYSTEMS | 37MUHAQ24AA3 | H,PG32*36+TXV | 927TA66100V21*** | Split System | 22400 | 15.2 | 8.1 | 1.85 | R-454B | 650
217464691 | BRYANT HEATING AND COOLING SYSTEMS | 37MUHAQ24AA3 | H,PG32*30+TXV | 927TA66100V21*** | Split System | 22400 | 15.2 | 8.1 | 1.85 | R-454B | 650
217289999 | CARRIER | 37MUHAQ24AA3 | CE(P,V)3617G34*+TXV | 58TP*B110V21**22 | Split System | 22400 | 15.2 | 8.1 | 1.85 | R-454B | 650
217289998 | CARRIER | 37MUHAQ24AA3 | CE(P,V)3614G34*+TXV | 58TP*B110V21**22 | Split System | 22400 | 15.2 | 8.1 | 1.85 | R-454B | 650
217464716 | BRYANT HEATING AND COOLING SYSTEMS | 37MUHAQ24AA3 | H,PG24*24+TXV | 927TA66120V24*** | Split System | 22600 | 15.2 | 8.1 | 1.85 | R-454B | 650
217464717 | BRYANT HEATING AND COOLING SYSTEMS | 37MUHAQ24AA3 | H,PG24*36+TXV | 927TA66120V24*** | Split System | 22600 | 15.2 | 8.1 | 1.85 | R-454B | 650
217464721 | BRYANT HEATING AND COOLING SYSTEMS | 37MUHAQ24AA3 | H,PG32*30+TXV | 927TA66120V24*** | Split System | 22600 | 15.2 | 8.1 | 1.85 | R-454B | 650
217464722 | BRYANT HEATING AND COOLING SYSTEMS | 37MUHAQ24AA3 | H,PG32*36+TXV | 927TA66120V24*** | Split System | 22600 | 15.2 | 8.1 | 1.85 | R-454B | 650
217464720 | BRYANT HEATING AND COOLING SYSTEMS | 37MUHAQ24AA3 | H,PG32*24+TXV | 927TA66120V24*** | Split System | 22600 | 15.2 | 8.1 | 1.85 | R-454B | 650
218000389 | BRYANT HEATING AND COOLING SYSTEMS | 37MUHAQ24AA3 | H,PE32*36+TXV | 927TA66120V24*** | Split System | 22600 | 15.2 | 8.1 | 1.85 | R-454B | 650
217464702 | BRYANT HEATING AND COOLING SYSTEMS | 37MUHAQ24AA3 | H,PG7J*36+TXV | 927TA66100V21*** | Split System | 22600 | 15.2 | 8.1 | 1.85 | R-454B | 650
217464701 | BRYANT HEATING AND COOLING SYSTEMS | 37MUHAQ24AA3 | H,PG7J*30+TXV | 927TA66100V21*** | Split System | 22600 | 15.2 | 8.1 | 1.85 | R-454B | 650
217464700 | BRYANT HEATING AND COOLING SYSTEMS | 37MUHAQ24AA3 | H,PG7J*24+TXV | 927TA66100V21*** | Split System | 22600 | 15.2 | 8.1 | 1.85 | R-454B | 650
217290283 | CARRIER | 37MUHAQ24AA3 | CE(P,V)3614G34*+TXV | 59TP6C100V21**22 | Split System | 22600 | 15.2 | 8.1 | 1.85 | R-454B | 650
217290134 | CARRIER | 37MUHAQ24AA3 | CE(P,V)3617G34*+TXV | 59SC6A100M21**20 | Split System | 22600 | 15.2 | 8.1 | 1.85 | R-454B | 650
217290133 | CARRIER | 37MUHAQ24AA3 | CE(P,V)3614G34*+TXV | 59SC6A100M21**20 | Split System | 22600 | 15.2 | 8.1 | 1.85 | R-454B | 650
217290095 | CARRIER | 37MUHAQ24AA3 | CE(P,V)3621G34*+TXV | 59SC2E120M24**20 | Split System | 22600 | 15.2 | 8.1 | 1.85 | R-454B | 650
217464730 | BRYANT HEATING AND COOLING SYSTEMS | 37MUHAQ24AA3 | H,PG7J*24+TXV | 927TA66120V24*** | Split System | 22800 | 15.2 | 8.1 | 1.85 | R-454B | 650
217464732 | BRYANT HEATING AND COOLING SYSTEMS | 37MUHAQ24AA3 | H,PG8J*30+TXV | 927TA66120V24*** | Split System | 22800 | 15.2 | 8.1 | 1.85 | R-454B | 650
217464735 | BRYANT HEATING AND COOLING SYSTEMS | 37MUHAQ24AA3 | H,PG9J*36+TXV | 927TA66120V24*** | Split System | 22800 | 15.2 | 8.1 | 1.85 | R-454B | 650
217464737 | BRYANT HEATING AND COOLING SYSTEMS | 37MUHAQ24AA3 | H,PG80*36+TXV | 927TA66120V24*** | Split System | 22800 | 15.2 | 8.1 | 1.85 | R-454B | 650
217464727 | BRYANT HEATING AND COOLING SYSTEMS | 37MUHAQ24AA3 | H,PG36*36+TXV | 927TA66120V24*** | Split System | 22800 | 15.2 | 8.1 | 1.85 | R-454B | 650
217464734 | BRYANT HEATING AND COOLING SYSTEMS | 37MUHAQ24AA3 | H,PG9J*30+TXV | 927TA66120V24*** | Split System | 22800 | 15.2 | 8.1 | 1.85 | R-454B | 650
217464736 | BRYANT HEATING AND COOLING SYSTEMS | 37MUHAQ24AA3 | H,PG1K*36+TXV | 927TA66120V24*** | Split System | 22800 | 15.2 | 8.1 | 1.85 | R-454B | 650
217464726 | BRYANT HEATING AND COOLING SYSTEMS | 37MUHAQ24AA3 | H,PG35*36+TXV | 927TA66120V24*** | Split System | 22800 | 15.2 | 8.1 | 1.85 | R-454B | 650
217464733 | BRYANT HEATING AND COOLING SYSTEMS | 37MUHAQ24AA3 | H,PG8J*36+TXV | 927TA66120V24*** | Split System | 22800 | 15.2 | 8.1 | 1.85 | R-454B | 650
217464725 | BRYANT HEATING AND COOLING SYSTEMS | 37MUHAQ24AA3 | H,PG34*36+TXV | 927TA66120V24*** | Split System | 22800 | 15.2 | 8.1 | 1.85 | R-454B | 650
217464724 | BRYANT HEATING AND COOLING SYSTEMS | 37MUHAQ24AA3 | H,PG33*36+TXV | 927TA66120V24*** | Split System | 22800 | 15.2 | 8.1 | 1.85 | R-454B | 650
217464738 | BRYANT HEATING AND COOLING SYSTEMS | 37MUHAQ24AA3 | H,PG81*36+TXV | 927TA66120V24*** | Split System | 22800 | 15.2 | 8.1 | 1.85 | R-454B | 650
217464731 | BRYANT HEATING AND COOLING SYSTEMS | 37MUHAQ24AA3 | H,PG7J*30+TXV | 927TA66120V24*** | Split System | 22800 | 15.2 | 8.1 | 1.85 | R-454B | 650
217464723 | BRYANT HEATING AND COOLING SYSTEMS | 37MUHAQ24AA3 | H,PG33*30+TXV | 927TA66120V24*** | Split System | 22800 | 15.2 | 8.1 | 1.85 | R-454B | 650
217290345 | CARRIER | 37MUHAQ24AA3 | CE(P,V)3617G34*+TXV | GG96VTAB66120D** | Split System | 22800 | 15.2 | 8.1 | 1.85 | R-454B | 650
217290321 | CARRIER | 37MUHAQ24AA3 | CE(P,V)3621G34*+TXV | 59TP7A120V24**22 | Split System | 22800 | 15.2 | 8.1 | 1.85 | R-454B | 650
217290289 | CARRIER | 37MUHAQ24AA3 | CE(P,V)3617G34*+TXV | 59TP6C120V24**22 | Split System | 22800 | 15.2 | 8.1 | 1.85 | R-454B | 650
217290346 | CARRIER | 37MUHAQ24AA3 | CE(P,V)3621G34*+TXV | GG96VTAB66120D** | Split System | 22800 | 15.2 | 8.1 | 1.85 | R-454B | 650
218005443 | COMFORTMAKER | D5CUHAH18AAK+TIC2025-0016 | A36VBA*+TXV | *80MSU0401712A* | Split System | 17500 | 15.2 | 8.1 | 1.9 | R-454B | 650
218005444 | COMFORTMAKER | D5CUHAH18AAK+TIC2025-0016 | V,G36H175D14*+TXV | *80MSU0401712A* | Split System | 17600 | 15.2 | 8.1 | 1.9 | R-454B | 650
216987086 | BRYANT HEATING AND COOLING SYSTEMS | 37MUHAQ24AA3 | V,C36H175P13*+TXV | 926SB36040V17*** | Split System | 21800 | 15.2 | 8.1 | 1.9 | R-454B | 650
216987078 | BRYANT HEATING AND COOLING SYSTEMS | 37MUHAQ24AA3 | C36A***L13*+TXV | 926SB36040V17*** | Split System | 21800 | 15.2 | 8.1 | 1.9 | R-454B | 650
216987115 | BRYANT HEATING AND COOLING SYSTEMS | 37MUHAQ24AA3 | V,C36H175P13*+TXV | 926TC36040V17*** | Split System | 21800 | 15.2 | 8.1 | 1.9 | R-454B | 650
216987107 | BRYANT HEATING AND COOLING SYSTEMS | 37MUHAQ24AA3 | C36A***L13*+TXV | 926TC36040V17*** | Split System | 21800 | 15.2 | 8.1 | 1.9 | R-454B | 650
217289875 | CARRIER | 37MUHAQ24AA3 | CE(P,V)3621G34*+TXV | 58S(B,C)*B155M24**20 | Split System | 22400 | 15.2 | 8.1 | 1.9 | R-454B | 650
217290128 | CARRIER | 37MUHAQ24AA3 | CE(P,V)3614G34*+TXV | 59SC6A080M21**20 | Split System | 22400 | 15.2 | 8.1 | 1.9 | R-454B | 650
217290129 | CARRIER | 37MUHAQ24AA3 | CE(P,V)3617G34*+TXV | 59SC6A080M21**20 | Split System | 22400 | 15.2 | 8.1 | 1.9 | R-454B | 650
217289833 | CARRIER | 37MUHAQ24AA3 | CE(P,V)3614G34*+TXV | 58S(B,C)*B070M21**16 | Split System | 22400 | 15.2 | 8.1 | 1.9 | R-454B | 650
217133529 | CARRIER | 37MUHAQ24AA3 | V,C36H210P74*+TXV | 58S(B,C)*B070M21**16 | Split System | 22400 | 15.2 | 8.1 | 1.9 | R-454B | 650
217290355 | CARRIER | 37MUHAQ24AA3 | CE(P,V)3617G34*+TXV | OVMAAB036098 | Split System | 22400 | 15.2 | 8.1 | 1.9 | R-454B | 650
218029698 | AMERICAN STANDARD | 5A6H7060A1 | M60E66*+TXV+TD |  | Split System | 50500 | 15.2 | 8.1 | 2.26 | R-454B | 650
217290081 | CARRIER | 37MUHAQ24AA3 | CE(P,V)2414G31*+TXV | 59SC2E100M21**20 | Split System | 21800 | 16 | 8.1 | 1.85 | R-454B | 650
217290082 | CARRIER | 37MUHAQ24AA3 | CE(P,V)2417G31*+TXV | 59SC2E100M21**20 | Split System | 21800 | 16 | 8.1 | 1.85 | R-454B | 650
217464636 | BRYANT HEATING AND COOLING SYSTEMS | 37MUHAQ24AA3 | H,PG33*36+TXV | 927TA60080V21*** | Split System | 22200 | 16 | 8.1 | 1.85 | R-454B | 650
217464635 | BRYANT HEATING AND COOLING SYSTEMS | 37MUHAQ24AA3 | H,PG33*30+TXV | 927TA60080V21*** | Split System | 22200 | 16 | 8.1 | 1.85 | R-454B | 650
217464644 | BRYANT HEATING AND COOLING SYSTEMS | 37MUHAQ24AA3 | H,PG8J*30+TXV | 927TA60080V21*** | Split System | 22200 | 16 | 8.1 | 1.85 | R-454B | 650
217464645 | BRYANT HEATING AND COOLING SYSTEMS | 37MUHAQ24AA3 | H,PG8J*36+TXV | 927TA60080V21*** | Split System | 22200 | 16 | 8.1 | 1.85 | R-454B | 650
217464694 | BRYANT HEATING AND COOLING SYSTEMS | 37MUHAQ24AA3 | H,PG33*36+TXV | 927TA66100V21*** | Split System | 22400 | 16 | 8.1 | 1.85 | R-454B | 650
217464693 | BRYANT HEATING AND COOLING SYSTEMS | 37MUHAQ24AA3 | H,PG33*30+TXV | 927TA66100V21*** | Split System | 22400 | 16 | 8.1 | 1.85 | R-454B | 650
217464704 | BRYANT HEATING AND COOLING SYSTEMS | 37MUHAQ24AA3 | H,PG8J*36+TXV | 927TA66100V21*** | Split System | 22400 | 16 | 8.1 | 1.85 | R-454B | 650
217464703 | BRYANT HEATING AND COOLING SYSTEMS | 37MUHAQ24AA3 | H,PG8J*30+TXV | 927TA66100V21*** | Split System | 22400 | 16 | 8.1 | 1.85 | R-454B | 650
217289929 | CARRIER | 37MUHAQ24AA3 | CE(P,V)3617G34*+TXV | 58SU*B100M21**20 | Split System | 22400 | 16 | 8.1 | 1.85 | R-454B | 650
217290208 | CARRIER | 37MUHAQ24AA3 | CE(P,V)3614G34*+TXV | 59SU5B100M21**20 | Split System | 22400 | 16 | 8.1 | 1.85 | R-454B | 650
217290275 | CARRIER | 37MUHAQ24AA3 | CE(P,V)3621G34*+TXV | 59TP6C080V21**20 | Split System | 22400 | 16 | 8.1 | 1.85 | R-454B | 650
217290274 | CARRIER | 37MUHAQ24AA3 | CE(P,V)3617G34*+TXV | 59TP6C080V21**20 | Split System | 22400 | 16 | 8.1 | 1.85 | R-454B | 650
217290178 | CARRIER | 37MUHAQ24AA3 | CE(P,V)3614G34*+TXV | 59SP6B080V21**20 | Split System | 22400 | 16 | 8.1 | 1.85 | R-454B | 650
217290179 | CARRIER | 37MUHAQ24AA3 | CE(P,V)3617G34*+TXV | 59SP6B080V21**20 | Split System | 22400 | 16 | 8.1 | 1.85 | R-454B | 650
217289843 | CARRIER | 37MUHAQ24AA3 | CE(P,V)3614G34*+TXV | 58S(B,C)*B090M21**16 | Split System | 22400 | 16 | 8.1 | 1.85 | R-454B | 650
217289844 | CARRIER | 37MUHAQ24AA3 | CE(P,V)3617G34*+TXV | 58S(B,C)*B090M21**16 | Split System | 22400 | 16 | 8.1 | 1.85 | R-454B | 650
217464695 | BRYANT HEATING AND COOLING SYSTEMS | 37MUHAQ24AA3 | H,PG34*36+TXV | 927TA66100V21*** | Split System | 22600 | 16 | 8.1 | 1.85 | R-454B | 650
217289863 | CARRIER | 37MUHAQ24AA3 | CE(P,V)3614G34*+TXV | 58S(B,C)*B110M24**20 | Split System | 22600 | 16 | 8.1 | 1.85 | R-454B | 650
217289865 | CARRIER | 37MUHAQ24AA3 | CE(P,V)3621G34*+TXV | 58S(B,C)*B110M24**20 | Split System | 22600 | 16 | 8.1 | 1.85 | R-454B | 650
217290183 | CARRIER | 37MUHAQ24AA3 | CE(P,V)3614G34*+TXV | 59SP6B100V21**20 | Split System | 22800 | 16 | 8.1 | 1.85 | R-454B | 650
217290072 | CARRIER | 37MUHAQ24AA3 | CE(P,V)2417G31*+TXV | 59SC2E080M17**16 | Split System | 21600 | 16 | 8.1 | 1.9 | R-454B | 650
217289858 | CARRIER | 37MUHAQ24AA3 | CE(P,V)3614G34*+TXV | 58S(B,C)*B110M21**20 | Split System | 22200 | 16 | 8.1 | 1.9 | R-454B | 650
217289860 | CARRIER | 37MUHAQ24AA3 | CE(P,V)3621G34*+TXV | 58S(B,C)*B110M21**20 | Split System | 22200 | 16 | 8.1 | 1.9 | R-454B | 650
217289859 | CARRIER | 37MUHAQ24AA3 | CE(P,V)3617G34*+TXV | 58S(B,C)*B110M21**20 | Split System | 22200 | 16 | 8.1 | 1.9 | R-454B | 650
218636432 | SAMSUNG | AC048FCUPCG | HE49*60+TXV+AEFE5* |  | Split System | 45000 | 18 | 8.1 | 1.86 | R-454B | 650
218011250 | TRANE | 5HPL5048A1 | V,T60H245P18*+TXV+AEFE5* |  | Split System | 44500 | 15.2 | 8.1 | 1.75 | R-454B | 650
218026143 | SAMSUNG | AC024FCUPCG | HE32*24+TXV+TD |  | Split System | 23000 | 15.2 | 8.1 | 1.86 | R-454B | 650
217732790 | LENNOX | EL18KSLV-036-230A** | LD31/36Z*+TXV+LEFE4B* |  | Split System | 34000 | 15.2 | 8.1 | 1.9 | R-454B | 650
217732791 | LENNOX | EL18KSLV-036-230A** | L*30/36V*+TXV+LEFE4B* |  | Split System | 34000 | 15.2 | 8.1 | 1.9 | R-454B | 650
217732381 | LENNOX | EL18KSLV-036-230A** | L*25/37Z*+TXV+LEFE3A* |  | Split System | 34000 | 15.2 | 8.1 | 1.9 | R-454B | 650
217465681 | LENNOX | EL18KSLV-036-230A** | L*24/36Z*+TXV+LEFE4B* |  | Split System | 34000 | 15.2 | 8.1 | 1.9 | R-454B | 650
217465679 | LENNOX | EL18KSLV-036-230A** | L*35/36U*+TXV+LEFE4B* |  | Split System | 34000 | 15.2 | 8.1 | 1.9 | R-454B | 650
217465678 | LENNOX | EL18KSLV-036-230A** | L*29/36U*+TXV+LEFE4B* |  | Split System | 34000 | 15.2 | 8.1 | 1.9 | R-454B | 650
217465680 | LENNOX | EL18KSLV-036-230A** | L*25/37Z*+TXV+LEFE4B* |  | Split System | 34000 | 15.2 | 8.1 | 1.9 | R-454B | 650
217465682 | LENNOX | EL18KSLV-036-230A** | L*24/36Z*+TXV+LEFE3A* |  | Split System | 34000 | 15.2 | 8.1 | 1.9 | R-454B | 650
218029694 | AMERICAN STANDARD | 5A6H7036A1 | M36G58*+TXV+TD |  | Split System | 32200 | 15.2 | 8.1 | 2.1 | R-454B | 650
217993413 | SAMSUNG | AC024FCUPCG | CH360B*C+TXV+TD |  | Split System | 23000 | 15.2 | 8.1 | 6.96 | R-454B | 650
217993412 | SAMSUNG | AC024FCUPCG | CH360**C+TXV+TD |  | Split System | 23200 | 15.2 | 8.1 | 6.98 | R-454B | 650
216989664 | BRYANT HEATING AND COOLING SYSTEMS | 37MUHAQ24AA3 | PL36H210P74*+TXV | 8(0,1)*SB36070M17*** | Split System | 22000 | 16 | 8.1 | 1.85 | R-454B | 650
216989660 | BRYANT HEATING AND COOLING SYSTEMS | 37MUHAQ24AA3 | PL36H175P14*+TXV | 8(0,1)*SB36070M17*** | Split System | 22200 | 16 | 8.1 | 1.85 | R-454B | 650
216989663 | BRYANT HEATING AND COOLING SYSTEMS | 37MUHAQ24AA3 | V,C36H175P15*+TXV | 8(0,1)*SB36070M17*** | Split System | 22200 | 16 | 8.1 | 1.85 | R-454B | 650
217289825 | CARRIER | 37MUHAQ24AA3 | CE(P,V)3621G34*+TXV | 58S(B,C)*B070M17**12 | Split System | 22200 | 16 | 8.1 | 1.85 | R-454B | 650
218005455 | COMFORTMAKER | D5CUHAH24AAK | V,G36H175D14*+TXV | *80MS(N,L)0701712A* | Split System | 22200 | 16 | 8.1 | 1.85 | R-454B | 650
216987124 | BRYANT HEATING AND COOLING SYSTEMS | 37MUHAQ24AA3 | PL36H***P44*+TXV | 926TC36060V14*** | Split System | 22400 | 16 | 8.1 | 1.85 | R-454B | 650
216987122 | BRYANT HEATING AND COOLING SYSTEMS | 37MUHAQ24AA3 | C36A***L15*+TXV | 926TC36060V14*** | Split System | 22400 | 16 | 8.1 | 1.85 | R-454B | 650
216987095 | BRYANT HEATING AND COOLING SYSTEMS | 37MUHAQ24AA3 | PL36H***P44*+TXV | 926SB36060V14*** | Split System | 22400 | 16 | 8.1 | 1.85 | R-454B | 650
216987093 | BRYANT HEATING AND COOLING SYSTEMS | 37MUHAQ24AA3 | C36A***L15*+TXV | 926SB36060V14*** | Split System | 22400 | 16 | 8.1 | 1.85 | R-454B | 650
217464609 | BRYANT HEATING AND COOLING SYSTEMS | 37MUHAQ24AA3 | H,PG35*36+TXV | 927TA48080V17*** | Split System | 22400 | 16 | 8.1 | 1.85 | R-454B | 650
217464580 | BRYANT HEATING AND COOLING SYSTEMS | 37MUHAQ24AA3 | H,PG35*36+TXV | 927TA48060V17*** | Split System | 22400 | 16 | 8.1 | 1.85 | R-454B | 650
216977287 | BRYANT HEATING AND COOLING SYSTEMS | 37MUHAQ24AA3 | C36A***L15*+TXV | 82*TB36045V14*** | Split System | 22400 | 16 | 8.1 | 1.85 | R-454B | 650
216977289 | BRYANT HEATING AND COOLING SYSTEMS | 37MUHAQ24AA3 | PL36H***P44*+TXV | 82*TB36045V14*** | Split System | 22400 | 16 | 8.1 | 1.85 | R-454B | 650
216987121 | BRYANT HEATING AND COOLING SYSTEMS | 37MUHAQ24AA3 | PL36H175P15*+TXV | 926TC36060V14*** | Split System | 22600 | 16 | 8.1 | 1.85 | R-454B | 650
217464610 | BRYANT HEATING AND COOLING SYSTEMS | 37MUHAQ24AA3 | H,PG36*36+TXV | 927TA48080V17*** | Split System | 22600 | 16 | 8.1 | 1.85 | R-454B | 650
217464619 | BRYANT HEATING AND COOLING SYSTEMS | 37MUHAQ24AA3 | H,PG1K*36+TXV | 927TA48080V17*** | Split System | 22600 | 16 | 8.1 | 1.85 | R-454B | 650
217464620 | BRYANT HEATING AND COOLING SYSTEMS | 37MUHAQ24AA3 | H,PG80*36+TXV | 927TA48080V17*** | Split System | 22600 | 16 | 8.1 | 1.85 | R-454B | 650
217464621 | BRYANT HEATING AND COOLING SYSTEMS | 37MUHAQ24AA3 | H,PG81*36+TXV | 927TA48080V17*** | Split System | 22600 | 16 | 8.1 | 1.85 | R-454B | 650
216987134 | BRYANT HEATING AND COOLING SYSTEMS | 37MUHAQ24AA3 | PL36H***P44*+TXV | 935SB36040M17*** | Split System | 22600 | 16 | 8.1 | 1.85 | R-454B | 650
217464590 | BRYANT HEATING AND COOLING SYSTEMS | 37MUHAQ24AA3 | H,PG1K*36+TXV | 927TA48060V17*** | Split System | 22600 | 16 | 8.1 | 1.85 | R-454B | 650
217464592 | BRYANT HEATING AND COOLING SYSTEMS | 37MUHAQ24AA3 | H,PG81*36+TXV | 927TA48060V17*** | Split System | 22600 | 16 | 8.1 | 1.85 | R-454B | 650
217464591 | BRYANT HEATING AND COOLING SYSTEMS | 37MUHAQ24AA3 | H,PG80*36+TXV | 927TA48060V17*** | Split System | 22600 | 16 | 8.1 | 1.85 | R-454B | 650
217464581 | BRYANT HEATING AND COOLING SYSTEMS | 37MUHAQ24AA3 | H,PG36*36+TXV | 927TA48060V17*** | Split System | 22600 | 16 | 8.1 | 1.85 | R-454B | 650
216977286 | BRYANT HEATING AND COOLING SYSTEMS | 37MUHAQ24AA3 | PL36H175P15*+TXV | 82*TB36045V14*** | Split System | 22600 | 16 | 8.1 | 1.85 | R-454B | 650
217464646 | BRYANT HEATING AND COOLING SYSTEMS | 37MUHAQ24AA3 | H,PG9J*30+TXV | 927TA60080V21*** | Split System | 22600 | 16 | 8.1 | 1.85 | R-454B | 650
217464647 | BRYANT HEATING AND COOLING SYSTEMS | 37MUHAQ24AA3 | H,PG9J*36+TXV | 927TA60080V21*** | Split System | 22600 | 16 | 8.1 | 1.85 | R-454B | 650
217464638 | BRYANT HEATING AND COOLING SYSTEMS | 37MUHAQ24AA3 | H,PG35*36+TXV | 927TA60080V21*** | Split System | 22600 | 16 | 8.1 | 1.85 | R-454B | 650
217464648 | BRYANT HEATING AND COOLING SYSTEMS | 37MUHAQ24AA3 | H,PG1K*36+TXV | 927TA60080V21*** | Split System | 22800 | 16 | 8.1 | 1.85 | R-454B | 650
217464649 | BRYANT HEATING AND COOLING SYSTEMS | 37MUHAQ24AA3 | H,PG80*36+TXV | 927TA60080V21*** | Split System | 22800 | 16 | 8.1 | 1.85 | R-454B | 650
217464640 | BRYANT HEATING AND COOLING SYSTEMS | 37MUHAQ24AA3 | H,PG37*36+TXV | 927TA60080V21*** | Split System | 22800 | 16 | 8.1 | 1.85 | R-454B | 650
217464639 | BRYANT HEATING AND COOLING SYSTEMS | 37MUHAQ24AA3 | H,PG36*36+TXV | 927TA60080V21*** | Split System | 22800 | 16 | 8.1 | 1.85 | R-454B | 650
217464650 | BRYANT HEATING AND COOLING SYSTEMS | 37MUHAQ24AA3 | H,PG81*36+TXV | 927TA60080V21*** | Split System | 22800 | 16 | 8.1 | 1.85 | R-454B | 650
217464696 | BRYANT HEATING AND COOLING SYSTEMS | 37MUHAQ24AA3 | H,PG35*36+TXV | 927TA66100V21*** | Split System | 22800 | 16 | 8.1 | 1.85 | R-454B | 650
217464706 | BRYANT HEATING AND COOLING SYSTEMS | 37MUHAQ24AA3 | H,PG9J*36+TXV | 927TA66100V21*** | Split System | 22800 | 16 | 8.1 | 1.85 | R-454B | 650
217464705 | BRYANT HEATING AND COOLING SYSTEMS | 37MUHAQ24AA3 | H,PG9J*30+TXV | 927TA66100V21*** | Split System | 22800 | 16 | 8.1 | 1.85 | R-454B | 650
217464707 | BRYANT HEATING AND COOLING SYSTEMS | 37MUHAQ24AA3 | H,PG1K*36+TXV | 927TA66100V21*** | Split System | 23000 | 16 | 8.1 | 1.85 | R-454B | 650
217464698 | BRYANT HEATING AND COOLING SYSTEMS | 37MUHAQ24AA3 | H,PG37*36+TXV | 927TA66100V21*** | Split System | 23000 | 16 | 8.1 | 1.85 | R-454B | 650
217464697 | BRYANT HEATING AND COOLING SYSTEMS | 37MUHAQ24AA3 | H,PG36*36+TXV | 927TA66100V21*** | Split System | 23000 | 16 | 8.1 | 1.85 | R-454B | 650
217464709 | BRYANT HEATING AND COOLING SYSTEMS | 37MUHAQ24AA3 | H,PG81*36+TXV | 927TA66100V21*** | Split System | 23000 | 16 | 8.1 | 1.85 | R-454B | 650
217464708 | BRYANT HEATING AND COOLING SYSTEMS | 37MUHAQ24AA3 | H,PG80*36+TXV | 927TA66100V21*** | Split System | 23000 | 16 | 8.1 | 1.85 | R-454B | 650
218005453 | COMFORTMAKER | D5CUHAH24AAK | V,G36H***D12*+TXV | *80MS(N,L)0701412A* | Split System | 22200 | 16 | 8.1 | 1.9 | R-454B | 650
217290074 | CARRIER | 37MUHAQ24AA3 | CE(P,V)3617G34*+TXV | 59SC2E080M17**16 | Split System | 22400 | 16 | 8.1 | 1.9 | R-454B | 650
217289840 | CARRIER | 37MUHAQ24AA3 | CE(P,V)3621G34*+TXV | 58S(B,C)*B090M17**14 | Split System | 22400 | 16 | 8.1 | 1.9 | R-454B | 650
217289830 | CARRIER | 37MUHAQ24AA3 | CE(P,V)3621G34*+TXV | 58S(B,C)*B070M17**16 | Split System | 22400 | 16 | 8.1 | 1.9 | R-454B | 650
217289839 | CARRIER | 37MUHAQ24AA3 | CE(P,V)3617G34*+TXV | 58S(B,C)*B090M17**14 | Split System | 22400 | 16 | 8.1 | 1.9 | R-454B | 650
217289838 | CARRIER | 37MUHAQ24AA3 | CE(P,V)3614G34*+TXV | 58S(B,C)*B090M17**14 | Split System | 22400 | 16 | 8.1 | 1.9 | R-454B | 650
217289829 | CARRIER | 37MUHAQ24AA3 | CE(P,V)3617G34*+TXV | 58S(B,C)*B070M17**16 | Split System | 22400 | 16 | 8.1 | 1.9 | R-454B | 650
217289828 | CARRIER | 37MUHAQ24AA3 | CE(P,V)3614G34*+TXV | 58S(B,C)*B070M17**16 | Split System | 22400 | 16 | 8.1 | 1.9 | R-454B | 650
217747197 | BOSCH | BOVA-24RXB-M15S | CE2301A*+TXV |  | Split System | 22400 | 17 | 8.1 | 1.78 | R-454B | 650
217738831 | BOSCH | BOVA-24RXB-M15S | FE*G31*24+TXV |  | Split System | 22600 | 17 | 8.1 | 1.78 | R-454B | 650
217735208 | BOSCH | BOVA-24RXB-M15S | FE*G31*24+TXV |  | Split System | 22600 | 17 | 8.1 | 1.78 | R-454B | 650
217738795 | BOSCH | BOVA-24RXB-M15S | FE*G31*24+TXV |  | Split System | 22600 | 17 | 8.1 | 1.78 | R-454B | 650
217738872 | BOSCH | BOVA-24RXB-M15S | FE*G31*24+TXV |  | Split System | 22600 | 17 | 8.1 | 1.78 | R-454B | 650
217738893 | BOSCH | BOVA-24RXB-M15S | FE*G31*24+TXV |  | Split System | 22600 | 17 | 8.1 | 1.78 | R-454B | 650
218078310 | SAMSUNG | AC036FCUPCG | CV367A*C+TXV+AEF36AXP* |  | Split System | 33200 | 17 | 8.1 | 1.8 | R-454B | 650
217994486 | TRANE | 5HPL5048A1 | FE*CC4*60+TXV |  | Split System | 45000 | 15.2 | 8.1 | 1.75 | R-454B | 650
218011252 | TRANE | 5HPL5048A1 | PL60H210P19*+TXV+AEFE5* |  | Split System | 45500 | 15.2 | 8.1 | 1.75 | R-454B | 650
218011726 | TRANE | 5HPL5048A1 | FG86*60+TXV+AEFE5* |  | Split System | 45500 | 15.2 | 8.1 | 1.75 | R-454B | 650
218011766 | TRANE | 5HPL5024A1 | FG82*36+TXV+AEFE4B* |  | Split System | 22600 | 16 | 8.1 | 1.75 | R-454B | 650
217730083 | AMERICAN STANDARD | 5HPL5048A1 | FE*TT7*60+TXV |  | Split System | 45500 | 16 | 8.1 | 1.75 | R-454B | 650
218008355 | TCL | THH48HES2NAGOH24 | M60G52*+TXV+AMHE5D |  | Split System | 45500 | 16 | 8.1 | 1.75 | R-454B | 650
218636425 | SAMSUNG | AC024FCUPCG | V36H***D12*+TXV+AEFE3A* |  | Split System | 23600 | 17 | 8.1 | 1.86 | R-454B | 650
217993376 | SAMSUNG | AC024FCUPCG | CH360B*C+TXV+AEF48BXP* |  | Split System | 23600 | 17 | 8.1 | 6.96 | R-454B | 650
217993375 | SAMSUNG | AC024FCUPCG | CH360**C+TXV+AEF36AXP* |  | Split System | 23600 | 17 | 8.1 | 6.98 | R-454B | 650
218442489 | TRANE | 5HPL5024A1 | FG35*36+TXV+P0V0B000M40SD |  | Split System | 21000 | 15.2 | 8.1 | 1.8 | R-454B | 650
218466102 | SAMSUNG | AC024FCUPCG | HG35*36+TXV+TD |  | Split System | 23000 | 16 | 8.1 | 1.81 | R-454B | 650
217738805 | FRIEDRICH | WFPU17Y483D | A48VGA*+TXV+AEFE5* |  | Split System | 44500 | 18 | 8.15 | 1.84 | R-454B | 650
217738879 | FRIEDRICH | WFPU17Y483D | A48VGA*+TXV+AEFE5* |  | Split System | 44500 | 18 | 8.15 | 1.84 | R-454B | 650
217735228 | TEMPSTAR | D5CURAH48AAK | FE*TT3*60+TXV |  | Split System | 46500 | 16 | 8.15 | 1.78 | R-454B | 650
217733835 | TEMPSTAR | D5CURAH48AAK | V,G60H210P16*+TXV+AEFE5* |  | Split System | 46500 | 16 | 8.15 | 1.8 | R-454B | 650
218083179 | SAMSUNG | AC024FCUPCG | AC30C0**+TXV+TD |  | Split System | 23400 | 15.2 | 8.15 | 1.86 | R-454B | 650
217993411 | SAMSUNG | AC024FCUPCG | CH240A*C+TXV+TD |  | Split System | 23200 | 15.2 | 8.15 | 7.02 | R-454B | 650
218466101 | SAMSUNG | AC036FCUPCG | FE*TT3*37+TXV |  | Split System | 33600 | 17 | 8.15 | 1.8 | R-454B | 650
217993387 | SAMSUNG | AC036FCUPCG | AV360C*+TXV |  | Split System | 33800 | 17 | 8.15 | 2.3 | R-454B | 650
218083183 | SAMSUNG | AC024FCUPCG | AC31C0**+TXV |  | Split System | 23800 | 17 | 8.15 | 1.86 | R-454B | 650
218636424 | SAMSUNG | AC024FCUPCG | A36VBA*+TXV+AEFE4B* |  | Split System | 23800 | 17 | 8.15 | 1.88 | R-454B | 650
218000917 | AMERICAN STANDARD | 5A6H7024A1 | FE*E31*24+TXV |  | Split System | 22000 | 17 | 8.15 | 2.06 | R-454B | 650
217993374 | SAMSUNG | AC024FCUPCG | CH240A*C+TXV+AEF36AXP* |  | Split System | 23800 | 17 | 8.15 | 7.02 | R-454B | 650
217728925 | COMFORTMAKER | D5CURAH48AAK | H,GG2K*60+TXV+AEFE5* |  | Split System | 46500 | 16 | 8.2 | 1.8 | R-454B | 650
217268668 | ARMSTRONG AIR | A7SCP18V36P-**A | H,A,DP14*36+TXV | A97DS2V070B16S* | Split System | 33800 | 17 | 8.2 | 1.84 | R-454B | 650
218467722 | LENNOX | EL18KSLV-036-230A** | LP25/36R*+TXV | ML296DF045XV36B* | Split System | 33600 | 16 | 8.2 | 1.84 | R-454B | 650
218026240 | LENNOX | EL18KSLV-036-230A** | L*19/36U*+TXV | SL280DF060NV36B* | Split System | 34000 | 17 | 8.2 | 1.84 | R-454B | 650
218010291 | SAMSUNG | AC024FCUPCG | M36G33*+TXV+TD |  | Split System | 22200 | 15.2 | 8.2 | 1.88 | R-454B | 650
217454739 | AMERICAN STANDARD | 5A6H7060A1 | PL60H210P17*+TXV+TD |  | Split System | 52500 | 15.2 | 8.2 | 2.28 | R-454B | 650
218011737 | TRANE | 5TWX7060A1 | FG86*60+TXV+AEFE5* |  | Split System | 53000 | 16 | 8.2 | 2.28 | R-454B | 650
218011736 | TRANE | 5TWX7060A1 | FG84*60+TXV+AEFE5* |  | Split System | 53000 | 16 | 8.2 | 2.28 | R-454B | 650
218011259 | TRANE | 5TWX7060A1 | V,T60H245P18*+TXV+AEFE5* |  | Split System | 53000 | 16 | 8.2 | 2.28 | R-454B | 650
217454742 | AMERICAN STANDARD | 5A6H7024A1 | V,T36H175P72*+TXV+TD |  | Split System | 22000 | 15.2 | 8.2 | 2.08 | R-454B | 650
217454743 | AMERICAN STANDARD | 5A6H7048A1 | PL60H210P17*+TXV+TD |  | Split System | 44500 | 15.2 | 8.2 | 2.2 | R-454B | 650
217447850 | BOSCH | BOVA-60RXB-M15S | M36G59*+TXV+AMHE3D |  | Split System | 33600 | 16 | 8.2 | 1.76 | R-454B | 650
218011260 | TRANE | 5TWX7060A1 | PL60H210P19*+TXV+AEFE5* |  | Split System | 53000 | 16 | 8.2 | 2.28 | R-454B | 650
218011272 | TRANE | 5TWR7060A1 | PL60H210P19*+TXV+AEFE5* |  | Split System | 53000 | 16 | 8.2 | 2.28 | R-454B | 650
218011261 | TRANE | 5TWX7060A1 | V,T60H210P19*+TXV+AEFE5* |  | Split System | 53000 | 16 | 8.2 | 2.28 | R-454B | 650
217729498 | AMERICAN STANDARD | 5A6H7024A1 | CP2505A*+TXV+TD |  | Split System | 22200 | 15.2 | 8.2 | 2.08 | R-454B | 650
218466105 | SAMSUNG | AC024FCUPCG | FE*G33*25+TXV |  | Split System | 24000 | 17 | 8.2 | 1.88 | R-454B | 650
217896481 | AMERICAN STANDARD | 5A6H7024A1 | CE2403C*+TXV |  | Split System | 22400 | 17 | 8.2 | 2.08 | R-454B | 650
218011711 | TRANE | 5TWX7036A1 | FG82*36+TXV+AEFE3A* |  | Split System | 34400 | 17 | 8.2 | 2.12 | R-454B | 650
218029682 | AMERICAN STANDARD | 5A6H7024A1 | M36G58*+TXV+TD |  | Split System | 22200 | 16 | 8.2 | 2.08 | R-454B | 650
218011471 | TRANE | 5TWX7048A1 | FG84*48+TXV+AEFE5* |  | Split System | 45000 | 16 | 8.2 | 2.2 | R-454B | 650
218029645 | AMERICAN STANDARD | 5A6H7024A1 | M36G33*+TXV+AMHE3D |  | Split System | 22800 | 17 | 8.2 | 2.08 | R-454B | 650
218000918 | AMERICAN STANDARD | 5A6H7024A1 | FE*E34*25+TXV |  | Split System | 23000 | 17 | 8.2 | 2.08 | R-454B | 650
218029646 | AMERICAN STANDARD | 5A6H7024A1 | M36E34*+TXV+AMHE3D |  | Split System | 23000 | 17 | 8.2 | 2.08 | R-454B | 650
218046970 | AMERICAN STANDARD | 5A6H7024A1 | M36E59*+TXV+AMHE3D |  | Split System | 23000 | 17 | 8.2 | 2.08 | R-454B | 650
218011463 | TRANE | 5TWR7024A1 | FG80*36+TXV+AEFE3A* |  | Split System | 23000 | 17 | 8.2 | 2.08 | R-454B | 650
218011280 | TRANE | 5TWX7024A1 | FG33*36+TXV+AEFE4B* |  | Split System | 23000 | 17 | 8.2 | 2.08 | R-454B | 650
218029647 | AMERICAN STANDARD | 5A6H7024A1 | M36E66*+TXV+AMHE3D |  | Split System | 23000 | 17 | 8.2 | 2.08 | R-454B | 650
217735917 | FRIEDRICH | WFPU17Y483D | H,RG84*60+TXV+AEFE5* |  | Split System | 45000 | 18 | 8.25 | 1.86 | R-454B | 650
217738882 | FRIEDRICH | WFPU17Y483D | H,RG84*60+TXV+AEFE5* |  | Split System | 45000 | 18 | 8.25 | 1.86 | R-454B | 650
217738806 | FRIEDRICH | WFPU17Y483D | A60VHA*+TXV+AEFE5* |  | Split System | 45000 | 18 | 8.25 | 1.86 | R-454B | 650
217738808 | FRIEDRICH | WFPU17Y483D | H,RG84*60+TXV+AEFE5* |  | Split System | 45000 | 18 | 8.25 | 1.86 | R-454B | 650
217738880 | FRIEDRICH | WFPU17Y483D | A60VHA*+TXV+AEFE5* |  | Split System | 45000 | 18 | 8.25 | 1.86 | R-454B | 650
217268667 | ARMSTRONG AIR | A7SCP18V36P-**A | H,A,DP42*36+TXV | A97DS2V070B16S* | Split System | 33000 | 16 | 8.25 | 1.8 | R-454B | 650
217735229 | TEMPSTAR | D5CURAH48AAK | FE*TT6*60+TXV |  | Split System | 47000 | 16 | 8.25 | 1.8 | R-454B | 650
218000402 | BRYANT HEATING AND COOLING SYSTEMS | 37MUHAQ24AA3+TIC2025-0016 | H,PE30*24+TXV | 927TA60080V21*** | Split System | 21400 | 16 | 8.25 | 1.88 | R-454B | 650
218002990 | CARRIER | 37MUHAQ24AA3+TIC2025-0016 | H,PE30*24+TXV | 59TP7A080V21**20 | Split System | 21400 | 16 | 8.25 | 1.88 | R-454B | 650
218004048 | SAMSUNG | AC036FCUPCG | A36VCC*+TXV+TD |  | Split System | 33000 | 15.2 | 8.25 | 1.76 | R-454B | 650
217268579 | ARMSTRONG AIR | A7SCP18V36P-**A | H,A,DP42*36+TXV | A80UH1E080B16X* | Split System | 33400 | 16 | 8.25 | 1.8 | R-454B | 650
218444048 | ARMSTRONG AIR | A7SCP18V36P-**A | A36VBA*+TXV | A96DF1E045B12S* | Split System | 33000 | 17 | 8.25 | 1.8 | R-454B | 650
218444016 | DUCANE | 7SCP18V36P-**A | A36VBA*+TXV | 96G1DF045BE12* | Split System | 33000 | 17 | 8.25 | 1.8 | R-454B | 650
218444045 | ARMSTRONG AIR | A7SCP18V36P-**A | A36VBA*+TXV | A93DF1E070B12A* | Split System | 33400 | 17 | 8.25 | 1.8 | R-454B | 650
217752260 | BOSCH | BOVA-24RXB-M15S | SM3*25+TXV |  | Split System | 22200 | 18 | 8.25 | 1.8 | R-454B | 650
217993371 | SAMSUNG | AC024FCUPCG | CX360B*35+TXV+AEF48BXP* |  | Split System | 24000 | 17 | 8.25 | 7.16 | R-454B | 650
218079540 | FRIEDRICH | WFPU17Y483D | PL48H175P38*+TXV+AEFE4B* |  | Split System | 44500 | 18 | 8.3 | 1.86 | R-454B | 650
218079541 | FRIEDRICH | WFPU17Y483D | H,RG48*48+TXV+AEFE4B* |  | Split System | 44500 | 18 | 8.3 | 1.86 | R-454B | 650
217738881 | FRIEDRICH | WFPU17Y483D | V,R48H175P38*+TXV+AEFE4B* |  | Split System | 44500 | 18 | 8.3 | 1.86 | R-454B | 650
217735916 | FRIEDRICH | WFPU17Y483D | V,R48H175P38*+TXV+AEFE4B* |  | Split System | 44500 | 18 | 8.3 | 1.86 | R-454B | 650
217738807 | FRIEDRICH | WFPU17Y483D | V,R48H175P38*+TXV+AEFE4B* |  | Split System | 44500 | 18 | 8.3 | 1.86 | R-454B | 650
218080175 | FRIEDRICH | WFPU17Y483D | PL48H175P38*+TXV+AEFE4B* |  | Split System | 44500 | 18 | 8.3 | 1.86 | R-454B | 650
218080176 | FRIEDRICH | WFPU17Y483D | H,RG48*48+TXV+AEFE4B* |  | Split System | 44500 | 18 | 8.3 | 1.86 | R-454B | 650
218000406 | BRYANT HEATING AND COOLING SYSTEMS | 37MUHAQ24AA3+TIC2025-0016 | H,PE30*24+TXV | 927TA60100V21*** | Split System | 21000 | 16 | 8.3 | 1.88 | R-454B | 650
218002996 | CARRIER | 37MUHAQ24AA3+TIC2025-0016 | H,PE30*24+TXV | 59TP7A100V21**20 | Split System | 21000 | 16 | 8.3 | 1.88 | R-454B | 650
217268671 | ARMSTRONG AIR | A7SCP18V36P-**A | H,A,DP75*36+TXV | A97DS2V070B16S* | Split System | 34200 | 17 | 8.3 | 1.86 | R-454B | 650
218078418 | SAMSUNG | AC036FCUPCG | CH368A*C+TXV+TD |  | Split System | 33200 | 15.2 | 8.3 | 1.76 | R-454B | 650
217993419 | SAMSUNG | AC036FCUPCG | M36E34*+TXV+TD |  | Split System | 32200 | 15.2 | 8.3 | 2.3 | R-454B | 650
217993418 | SAMSUNG | AC036FCUPCG | CH365B*C+TXV+TD |  | Split System | 33000 | 15.2 | 8.3 | 2.3 | R-454B | 650
218467723 | LENNOX | EL18KSLV-036-230A** | LP29/36X*+TXV | ML296DF045XV36B* | Split System | 34000 | 16 | 8.3 | 1.86 | R-454B | 650
218078311 | SAMSUNG | AC048FCUPCG | CV602**C+TXV+AEF60*XP* |  | Split System | 45500 | 16 | 8.3 | 1.9 | R-454B | 650
218026239 | LENNOX | EL18KSLV-036-230A** | LD24/35Z*+TXV | SL280DF060NV36B* | Split System | 34400 | 17 | 8.3 | 1.86 | R-454B | 650
217733963 | DUCANE | 7SCP18V36P-**A | A36VDA*+TXV | 80G2DF090BE16* | Split System | 34600 | 17 | 8.3 | 1.86 | R-454B | 650
218004044 | SAMSUNG | AC024FCUPCG | A36VCC*+TXV+TD |  | Split System | 23600 | 16 | 8.3 | 1.9 | R-454B | 650
217730140 | HISENSE | AOH-48U3T24P | FE*TT1*48+TXV |  | Split System | 48000 | 16 | 8.3 | 1.9 | R-454B | 650
218386395 | LENNOX | EL21KLV-048-230A** | L*42/60Z*+TXV | EL196UH110XE60C* | Split System | 47000 | 19 | 8.3 | 2.08 | R-454B | 650
218000562 | BRYANT HEATING AND COOLING SYSTEMS | 37MUHAQ24AA3+TIC2025-0016 | H,PE21*24+TXV | 927TA66120V24*** | Split System | 21800 | 15.2 | 8.35 | 1.88 | R-454B | 650
218003003 | CARRIER | 37MUHAQ24AA3+TIC2025-0016 | H,PE21*24+TXV | 59TP7A120V24**22 | Split System | 21800 | 15.2 | 8.35 | 1.88 | R-454B | 650
217289991 | CARRIER | 37MUHAQ24AA3 | CE(P,V)2414G31*+TXV | 58TP*B090V21**20 | Split System | 21000 | 15.2 | 8.35 | 1.94 | R-454B | 650
217289897 | CARRIER | 37MUHAQ24AA3 | CE(P,V)2417G31*+TXV | 58SP*B090V21**20 | Split System | 21000 | 15.2 | 8.35 | 1.94 | R-454B | 650
217268674 | ARMSTRONG AIR | A7SCP18V36P-**A | H,A,DP13*36+TXV | A97DS2V070B16S* | Split System | 33400 | 16 | 8.35 | 1.82 | R-454B | 650
218400402 | LENNOX | EL18KSLV-036-230A** | LD19/36Z*+TXV | EL297DF070XV48B* | Split System | 33600 | 16 | 8.35 | 1.82 | R-454B | 650
217889465 | BRYANT HEATING AND COOLING SYSTEMS | 37MUHAQ36AA3+TIC2025-0016 | C36A***L13*+TXV+AEFE4B* |  | Split System | 35600 | 16 | 8.35 | 1.82 | R-454B | 650
217268673 | ARMSTRONG AIR | A7SCP18V36P-**A | H,A,DP44*36+TXV | A97DS2V070B16S* | Split System | 34400 | 17 | 8.35 | 1.88 | R-454B | 650
217268669 | ARMSTRONG AIR | A7SCP18V36P-**A | H,A,DP15*36+TXV | A97DS2V070B16S* | Split System | 34400 | 17 | 8.35 | 1.88 | R-454B | 650
217735918 | FRIEDRICH | WFPU17Y483D | H,RG84*48+TXV+AEFE4B* |  | Split System | 45500 | 18 | 8.35 | 1.88 | R-454B | 650
217738809 | FRIEDRICH | WFPU17Y483D | H,RG84*48+TXV+AEFE4B* |  | Split System | 45500 | 18 | 8.35 | 1.88 | R-454B | 650
217738883 | FRIEDRICH | WFPU17Y483D | H,RG84*48+TXV+AEFE4B* |  | Split System | 45500 | 18 | 8.35 | 1.88 | R-454B | 650
217738800 | TEMPSTAR | D5CURAH48AAK | FE*TT1*48+TXV |  | Split System | 48000 | 15.2 | 8.35 | 1.82 | R-454B | 650
217738875 | TEMPSTAR | D5CURAH48AAK | FE*TT1*48+TXV |  | Split System | 48000 | 15.2 | 8.35 | 1.82 | R-454B | 650
217735230 | TEMPSTAR | D5CURAH48AAK | FE*TT1*48+TXV |  | Split System | 48000 | 15.2 | 8.35 | 1.82 | R-454B | 650
218000554 | BRYANT HEATING AND COOLING SYSTEMS | 37MUHAQ24AA3 | H,PE21*24+TXV | 927TA60100V21*** | Split System | 21000 | 15.2 | 8.35 | 1.94 | R-454B | 650
218000544 | CARRIER | 37MUHAQ24AA3 | H,PE21*24+TXV | 59TP7A100V21**20 | Split System | 21000 | 15.2 | 8.35 | 1.94 | R-454B | 650
217733836 | TEMPSTAR | D5CURAH48AAK | H,GG48*48+TXV+AEFE4B* |  | Split System | 47500 | 16 | 8.35 | 1.82 | R-454B | 650
218045512 | ARMSTRONG AIR | A7SCP18V36P-**A | 7AHWAE39PX**-71 |  | Split System | 33000 | 15.2 | 8.35 | 1.78 | R-454B | 650
218045517 | CONCORD | 7SCP18V36P-**A | 7AHWAE39PX**-71 |  | Split System | 33000 | 15.2 | 8.35 | 1.78 | R-454B | 650
218444010 | DUCANE | 7SCP18V36P-**A | A36VCA*+TXV | 80G2DF090BE16* | Split System | 34200 | 16 | 8.35 | 1.82 | R-454B | 650
217483082 | GE Appliances | NS18H36HA5*** | V36H175P13*+TXV | NF80X080S4B*** | Split System | 34200 | 16 | 8.35 | 1.82 | R-454B | 650
218467724 | LENNOX | EL18KSLV-036-230A** | LP18/37R*+TXV | ML296DF045XV36B* | Split System | 34200 | 16 | 8.35 | 1.88 | R-454B | 650
218400508 | LENNOX | EL18KSLV-036-230A** | LP25/36R*+TXV | ML180UH110E60C* | Split System | 34600 | 16 | 8.35 | 1.88 | R-454B | 650
217615003 | LENNOX | EL18KSLV-036-230A** | LP25/36R*+TXV | ML296UH070XV36B* | Split System | 34200 | 17 | 8.35 | 1.82 | R-454B | 650
218400421 | LENNOX | EL18KSLV-036-230A** | LP25/36R*+TXV | EL297UH090XV60C* | Split System | 34400 | 17 | 8.35 | 1.82 | R-454B | 650
217268574 | ARMSTRONG AIR | A7SCP18V36P-**A | H,A,DP74*36+TXV | A80UH1E070B12* | Split System | 34200 | 18 | 8.35 | 1.82 | R-454B | 650
217614915 | LENNOX | EL18KSLV-036-230A** | LP25/36R*+TXV | ML180UH070XE36B* | Split System | 34200 | 18 | 8.35 | 1.82 | R-454B | 650
217614885 | LENNOX | EL18KSLV-036-230A** | LP25/36R*+TXV | ML180UH070E36B* | Split System | 34200 | 18 | 8.35 | 1.82 | R-454B | 650
218004049 | SAMSUNG | AC036FCUPCG | A36VDA*+TXV+TD |  | Split System | 33400 | 15.2 | 8.35 | 1.78 | R-454B | 650
217454908 | BOSCH | BOVA-60RXB-M15S | FE*E34*36+TXV |  | Split System | 33400 | 16 | 8.35 | 1.78 | R-454B | 650
217934050 | CARRIER | 27VPA924A*030* | CVAMA3017XMA* | 59TP6C060V14**12 | Split System | 24200 | 18 | 8.5 | 1.88 | R-454B | 650
217934394 | CARRIER | 27VPA924A*030* | CVAVA3617XMA* | 59TP6C060V14**12 | Split System | 24200 | 18 | 8.5 | 1.88 | R-454B | 650
217934314 | CARRIER | 27VPA924A*030* | CVAVA3017XMA* | 59SP6B060V14**12 | Split System | 24200 | 18 | 8.5 | 1.88 | R-454B | 650
217934263 | CARRIER | 27VPA924A*030* | CVAVA2517XMA* | 59SP6B060V14**12 | Split System | 24200 | 18 | 8.5 | 1.88 | R-454B | 650
217934039 | CARRIER | 27VPA924A*030* | CVAMA3017XMA* | 59SP6B060V14**12 | Split System | 24200 | 18 | 8.5 | 1.88 | R-454B | 650
217934161 | CARRIER | 27VPA924A*030* | CVAMA3617XMA* | 59SP6B060V14**12 | Split System | 24200 | 18 | 8.5 | 1.9 | R-454B | 650
217934173 | CARRIER | 27VPA924A*030* | CVAMA3617XMA* | 59TP6C060V14**12 | Split System | 24200 | 18 | 8.5 | 1.9 | R-454B | 650
217934012 | CARRIER | 27VPA924A*030* | CVAMA2517XMA* | 59TP6C060V14**12 | Split System | 24200 | 18 | 8.5 | 1.9 | R-454B | 650
217934000 | CARRIER | 27VPA924A*030* | CVAMA2517XMA* | 59SP6B060V14**12 | Split System | 24200 | 18 | 8.5 | 1.9 | R-454B | 650
217934493 | CARRIER | 27VPA924A*030* | CVAVA3721XMA* | 59SP6B040V17**12 | Split System | 24200 | 18 | 8.5 | 1.9 | R-454B | 650
217934386 | CARRIER | 27VPA924A*030* | CVAVA3617XMA* | 59SU5B040M17**12 | Split System | 24400 | 18 | 8.5 | 1.9 | R-454B | 650
217934017 | CARRIER | 27VPA924A*030* | CVAMA2517XMA* | OVLAAB036098 | Split System | 24400 | 18 | 8.5 | 1.9 | R-454B | 650
217934266 | CARRIER | 27VPA924A*030* | CVAVA2517XMA* | 59SU5B040M17**12 | Split System | 24400 | 18 | 8.5 | 1.9 | R-454B | 650
217934317 | CARRIER | 27VPA924A*030* | CVAVA3017XMA* | 59SU5B040M17**12 | Split System | 24400 | 18 | 8.5 | 1.9 | R-454B | 650
217934042 | CARRIER | 27VPA924A*030* | CVAMA3017XMA* | 59SU5B040M17**12 | Split System | 24400 | 18 | 8.5 | 1.9 | R-454B | 650
217934164 | CARRIER | 27VPA924A*030* | CVAMA3617XMA* | 59SU5B040M17**12 | Split System | 24400 | 18 | 8.5 | 1.9 | R-454B | 650
217934178 | CARRIER | 27VPA924A*030* | CVAMA3617XMA* | OVLAAB036098 | Split System | 24400 | 18 | 8.5 | 1.9 | R-454B | 650
217934055 | CARRIER | 27VPA924A*030* | CVAMA3017XMA* | OVLAAB036098 | Split System | 24400 | 18 | 8.5 | 1.9 | R-454B | 650
217934179 | CARRIER | 27VPA924A*030* | CVAMA3617XMA* | OVMAAB036098 | Split System | 24400 | 18 | 8.5 | 1.9 | R-454B | 650
217934281 | CARRIER | 27VPA924A*030* | CVAVA2517XMA* | OVMAAB036098 | Split System | 24400 | 18 | 8.5 | 1.9 | R-454B | 650
217934271 | CARRIER | 27VPA924A*030* | CVAVA2517XMA* | 59TN7A060C17**16 | Split System | 24400 | 18 | 8.5 | 1.9 | R-454B | 650
217934390 | CARRIER | 27VPA924A*030* | CVAVA3617XMA* | 59TN7A060C17**16 | Split System | 24400 | 18 | 8.5 | 1.9 | R-454B | 650
217934399 | CARRIER | 27VPA924A*030* | CVAVA3617XMA* | OVLAAB036098 | Split System | 24400 | 18 | 8.5 | 1.9 | R-454B | 650
217934056 | CARRIER | 27VPA924A*030* | CVAMA3017XMA* | OVMAAB036098 | Split System | 24400 | 18 | 8.5 | 1.9 | R-454B | 650
217934331 | CARRIER | 27VPA924A*030* | CVAVA3017XMA* | OVLAAB036098 | Split System | 24400 | 18 | 8.5 | 1.9 | R-454B | 650
217934280 | CARRIER | 27VPA924A*030* | CVAVA2517XMA* | OVLAAB036098 | Split System | 24400 | 18 | 8.5 | 1.9 | R-454B | 650
217934400 | CARRIER | 27VPA924A*030* | CVAVA3617XMA* | OVMAAB036098 | Split System | 24400 | 18 | 8.5 | 1.9 | R-454B | 650
217934018 | CARRIER | 27VPA924A*030* | CVAMA2517XMA* | OVMAAB036098 | Split System | 24400 | 18 | 8.5 | 1.9 | R-454B | 650
217934332 | CARRIER | 27VPA924A*030* | CVAVA3017XMA* | OVMAAB036098 | Split System | 24400 | 18 | 8.5 | 1.9 | R-454B | 650
217934078 | CARRIER | 27VPA924A*030* | CVAMA3117XMA* | 59SP6B040V17**12 | Split System | 24600 | 18 | 8.5 | 1.92 | R-454B | 650
217934358 | CARRIER | 27VPA924A*030* | CVAVA3117XMA* | 59TP6C040V17**12 | Split System | 24600 | 18 | 8.5 | 1.92 | R-454B | 650
217934090 | CARRIER | 27VPA924A*030* | CVAMA3117XMA* | 59TP6C040V17**12 | Split System | 24600 | 18 | 8.5 | 1.92 | R-454B | 650
217934349 | CARRIER | 27VPA924A*030* | CVAVA3117XMA* | 59SP6B040V17**12 | Split System | 24600 | 18 | 8.5 | 1.92 | R-454B | 650
217934353 | CARRIER | 27VPA924A*030* | CVAVA3117XMA* | 59TN6C040C14**10 | Split System | 24600 | 18 | 8.5 | 1.92 | R-454B | 650
217934540 | CARRIER | 27VPA924A*030* | CVAVA3817XMA* | 59SP6B040V17**12 | Split System | 24800 | 18 | 8.5 | 1.92 | R-454B | 650
217934549 | CARRIER | 27VPA924A*030* | CVAVA3817XMA* | 59TP6C040V17**12 | Split System | 24800 | 18 | 8.5 | 1.92 | R-454B | 650
217934539 | CARRIER | 27VPA924A*030* | CVAVA3817XMA* | 59SP6B040V14**10 | Split System | 24800 | 18 | 8.5 | 1.92 | R-454B | 650
217935098 | COMFORTMAKER | N5H9V24*K*AAA* | EVM5X24M14A* | *80VSL0451412B* | Split System | 23400 | 18 | 8.5 | 1.88 | R-454B | 650
217935105 | COMFORTMAKER | Q5H9V24*K*AAA* | EVM5X24M14A* | *80VSL0451412B* | Split System | 23400 | 18 | 8.5 | 1.88 | R-454B | 650
217935099 | DAY & NIGHT | N5H9V24*K*AAA* | EVM5X24M14A* | *80VSL0451412B* | Split System | 23400 | 18 | 8.5 | 1.88 | R-454B | 650
217935106 | DAY & NIGHT | Q5H9V24*K*AAA* | EVM5X24M14A* | *80VSL0451412B* | Split System | 23400 | 18 | 8.5 | 1.88 | R-454B | 650
217935100 | HEIL | N5H9V24*K*AAA* | EVM5X24M14A* | *80VSL0451412B* | Split System | 23400 | 18 | 8.5 | 1.88 | R-454B | 650
217935107 | HEIL | Q5H9V24*K*AAA* | EVM5X24M14A* | *80VSL0451412B* | Split System | 23400 | 18 | 8.5 | 1.88 | R-454B | 650
217935101 | KEEPRITE | N5H9V24*K*AAA* | EVM5X24M14A* | *80VSL0451412B* | Split System | 23400 | 18 | 8.5 | 1.88 | R-454B | 650
217935108 | KEEPRITE | Q5H9V24*K*AAA* | EVM5X24M14A* | *80VSL0451412B* | Split System | 23400 | 18 | 8.5 | 1.88 | R-454B | 650
217935102 | TEMPSTAR | N5H9V24*K*AAA* | EVM5X24M14A* | *80VSL0451412B* | Split System | 23400 | 18 | 8.5 | 1.88 | R-454B | 650
217934196 | CARRIER | 27VPA924A*030* | CVAVA2417XMA* | 58SP*B090V17**16 | Split System | 23600 | 18.5 | 8.5 | 1.86 | R-454B | 650
217934206 | CARRIER | 27VPA924A*030* | CVAVA2417XMA* | 58TP*B090V17**16 | Split System | 23600 | 18.5 | 8.5 | 1.86 | R-454B | 650
217933947 | CARRIER | 27VPA924A*030* | CVAMA2417XMA* | 58TN*B070C14**12 | Split System | 23600 | 18.5 | 8.5 | 1.86 | R-454B | 650
217934197 | CARRIER | 27VPA924A*030* | CVAVA2417XMA* | 58SU*B040M17**12 | Split System | 23600 | 18.5 | 8.5 | 1.86 | R-454B | 650
217934219 | CARRIER | 27VPA924A*030* | CVAVA2417XMA* | 59TN6C080C17**14 | Split System | 23600 | 18.5 | 8.5 | 1.86 | R-454B | 650
217934205 | CARRIER | 27VPA924A*030* | CVAVA2417XMA* | 58TP*B070V17**16 | Split System | 23600 | 18.5 | 8.5 | 1.86 | R-454B | 650
217934204 | CARRIER | 27VPA924A*030* | CVAVA2417XMA* | 58TP*B070V14**12 | Split System | 23800 | 18.5 | 8.5 | 1.86 | R-454B | 650
217933938 | CARRIER | 27VPA924A*030* | CVAMA2417XMA* | 58CU*B040C17**12 | Split System | 23800 | 18.5 | 8.5 | 1.86 | R-454B | 650
217933944 | CARRIER | 27VPA924A*030* | CVAMA2417XMA* | 58SU*B040M17**12 | Split System | 23800 | 18.5 | 8.5 | 1.86 | R-454B | 650
217934201 | CARRIER | 27VPA924A*030* | CVAVA2417XMA* | 58TN*B070C17**16 | Split System | 23800 | 18.5 | 8.5 | 1.86 | R-454B | 650
217933945 | CARRIER | 27VPA924A*030* | CVAMA2417XMA* | 58SU*B060M17**16 | Split System | 23800 | 18.5 | 8.5 | 1.88 | R-454B | 650
217933948 | CARRIER | 27VPA924A*030* | CVAMA2417XMA* | 58TN*B070C17**16 | Split System | 23800 | 18.5 | 8.5 | 1.88 | R-454B | 650
217934283 | CARRIER | 27VPA924A*030* | CVAVA3014XMA* | 58SP*B045V14**12 | Split System | 24000 | 18.5 | 8.5 | 1.88 | R-454B | 650
217934284 | CARRIER | 27VPA924A*030* | CVAVA3014XMA* | 58SP*B070V14**12 | Split System | 24000 | 18.5 | 8.5 | 1.88 | R-454B | 650
217934286 | CARRIER | 27VPA924A*030* | CVAVA3014XMA* | 58TP*B045V14**12 | Split System | 24000 | 18.5 | 8.5 | 1.88 | R-454B | 650
217934287 | CARRIER | 27VPA924A*030* | CVAVA3014XMA* | 58TP*B070V14**12 | Split System | 24000 | 18.5 | 8.5 | 1.88 | R-454B | 650
217934285 | CARRIER | 27VPA924A*030* | CVAVA3014XMA* | 58TN*B070C14**12 | Split System | 24200 | 18.5 | 8.5 | 1.88 | R-454B | 650
217934003 | CARRIER | 27VPA924A*030* | CVAMA2517XMA* | 59SU5B040M17**12 | Split System | 24400 | 18.5 | 8.5 | 1.9 | R-454B | 650
217934460 | CARRIER | 27VPA924A*030* | CVAVA3621XMA* | OVLAAB036098 | Split System | 24400 | 18.5 | 8.5 | 1.9 | R-454B | 650
217934169 | CARRIER | 27VPA924A*030* | CVAMA3617XMA* | 59TN7A060C17**16 | Split System | 24400 | 18.5 | 8.5 | 1.9 | R-454B | 650
217934046 | CARRIER | 27VPA924A*030* | CVAMA3017XMA* | 59TN7A060C17**16 | Split System | 24400 | 18.5 | 8.5 | 1.9 | R-454B | 650
217934322 | CARRIER | 27VPA924A*030* | CVAVA3017XMA* | 59TN7A060C17**16 | Split System | 24400 | 18.5 | 8.5 | 1.9 | R-454B | 650
217934130 | CARRIER | 27VPA924A*030* | CVAMA3217XMA* | 59TP6C040V14**10 | Split System | 24600 | 18.5 | 8.5 | 1.9 | R-454B | 650
217934424 | CARRIER | 27VPA924A*030* | CVAVA3621XMA* | 59CU5B080C21**20 | Split System | 24400 | 19 | 8.5 | 1.9 | R-454B | 650
217934437 | CARRIER | 27VPA924A*030* | CVAVA3621XMA* | 59SU5B060M17**16 | Split System | 24400 | 19 | 8.5 | 1.9 | R-454B | 650
217934248 | CARRIER | 27VPA924A*030* | CVAVA2517XMA* | 58SU*B040M17**12 | Split System | 24600 | 19 | 8.5 | 1.9 | R-454B | 650
217934370 | CARRIER | 27VPA924A*030* | CVAVA3617XMA* | 58SU*B040M17**12 | Split System | 24600 | 19 | 8.5 | 1.9 | R-454B | 650
217934025 | CARRIER | 27VPA924A*030* | CVAMA3017XMA* | 58SU*B040M17**12 | Split System | 24600 | 19 | 8.5 | 1.9 | R-454B | 650
217934036 | CARRIER | 27VPA924A*030* | CVAMA3017XMA* | 59MN7C060C17**14 | Split System | 24600 | 19 | 8.5 | 1.9 | R-454B | 650
217934157 | CARRIER | 27VPA924A*030* | CVAMA3617XMA* | 59MN7C060C17**14 | Split System | 24600 | 19 | 8.5 | 1.9 | R-454B | 650
217934310 | CARRIER | 27VPA924A*030* | CVAVA3017XMA* | 59MN7C060C17**14 | Split System | 24600 | 19 | 8.5 | 1.9 | R-454B | 650
217934259 | CARRIER | 27VPA924A*030* | CVAVA2517XMA* | 59MN7C060C17**14 | Split System | 24600 | 19 | 8.5 | 1.9 | R-454B | 650
217934380 | CARRIER | 27VPA924A*030* | CVAVA3617XMA* | 59MN7C060C17**14 | Split System | 24600 | 19 | 8.5 | 1.9 | R-454B | 650
217934035 | CARRIER | 27VPA924A*030* | CVAMA3017XMA* | 59CU5B060C17**16 | Split System | 24400 | 18 | 8.5 | 1.9 | R-454B | 650
217934372 | CARRIER | 27VPA924A*030* | CVAVA3617XMA* | 58TN*B045C17**12 | Split System | 24400 | 18 | 8.5 | 1.9 | R-454B | 650
217934200 | CARRIER | 27VPA924A*030* | CVAVA2417XMA* | 58TN*B070C14**12 | Split System | 23600 | 18.5 | 8.5 | 1.86 | R-454B | 650
217934234 | CARRIER | 27VPA924A*030* | CVAVA2514XMA* | 58TN*B070C14**12 | Split System | 23800 | 18.5 | 8.5 | 1.88 | R-454B | 650
217934233 | CARRIER | 27VPA924A*030* | CVAVA2514XMA* | 58SP*B070V14**12 | Split System | 23800 | 18.5 | 8.5 | 1.88 | R-454B | 650
217934236 | CARRIER | 27VPA924A*030* | CVAVA2514XMA* | 58TP*B070V14**12 | Split System | 23800 | 18.5 | 8.5 | 1.88 | R-454B | 650
217934198 | CARRIER | 27VPA924A*030* | CVAVA2417XMA* | 58SU*B060M17**16 | Split System | 24000 | 18.5 | 8.5 | 1.88 | R-454B | 650
217934445 | CARRIER | 27VPA924A*030* | CVAVA3621XMA* | 59TN7A060C17**16 | Split System | 24200 | 18.5 | 8.5 | 1.88 | R-454B | 650
217934436 | CARRIER | 27VPA924A*030* | CVAVA3621XMA* | 59SU5B040M17**12 | Split System | 24400 | 18.5 | 8.5 | 1.88 | R-454B | 650
217934426 | CARRIER | 27VPA924A*030* | CVAVA3621XMA* | 59MN7C060C17**14 | Split System | 24400 | 18.5 | 8.5 | 1.88 | R-454B | 650
217934008 | CARRIER | 27VPA924A*030* | CVAMA2517XMA* | 59TN7A060C17**16 | Split System | 24200 | 18.5 | 8.5 | 1.9 | R-454B | 650
217933996 | CARRIER | 27VPA924A*030* | CVAMA2517XMA* | 59MN7C060C17**14 | Split System | 24200 | 18.5 | 8.5 | 1.9 | R-454B | 650
217934004 | CARRIER | 27VPA924A*030* | CVAMA2517XMA* | 59SU5B060M17**16 | Split System | 24400 | 18.5 | 8.5 | 1.9 | R-454B | 650
217934033 | CARRIER | 27VPA924A*030* | CVAMA3017XMA* | 58TP*B070V17**16 | Split System | 24400 | 18.5 | 8.5 | 1.9 | R-454B | 650
217934168 | CARRIER | 27VPA924A*030* | CVAMA3617XMA* | 59TN6C080C17**14 | Split System | 24400 | 18.5 | 8.5 | 1.9 | R-454B | 650
217934148 | CARRIER | 27VPA924A*030* | CVAMA3617XMA* | 58TN*B045C17**12 | Split System | 24400 | 18.5 | 8.5 | 1.9 | R-454B | 650
217934131 | CARRIER | 27VPA924A*030* | CVAMA3217XMA* | 59TP6C040V17**12 | Split System | 24400 | 18.5 | 8.5 | 1.9 | R-454B | 650
217934307 | CARRIER | 27VPA924A*030* | CVAVA3017XMA* | 58TP*B070V17**16 | Split System | 24400 | 18.5 | 8.5 | 1.9 | R-454B | 650
217933987 | CARRIER | 27VPA924A*030* | CVAMA2517XMA* | 58TN*B045C17**12 | Split System | 24400 | 18.5 | 8.5 | 1.9 | R-454B | 650
217934378 | CARRIER | 27VPA924A*030* | CVAVA3617XMA* | 58TP*B070V17**16 | Split System | 24400 | 18.5 | 8.5 | 1.9 | R-454B | 650
217934154 | CARRIER | 27VPA924A*030* | CVAMA3617XMA* | 58TP*B070V17**16 | Split System | 24400 | 18.5 | 8.5 | 1.9 | R-454B | 650
217934256 | CARRIER | 27VPA924A*030* | CVAVA2517XMA* | 58TP*B070V17**16 | Split System | 24400 | 18.5 | 8.5 | 1.9 | R-454B | 650
217934119 | CARRIER | 27VPA924A*030* | CVAMA3217XMA* | 59SP6B040V17**12 | Split System | 24400 | 18.5 | 8.5 | 1.9 | R-454B | 650
217934270 | CARRIER | 27VPA924A*030* | CVAVA2517XMA* | 59TN6C080C17**14 | Split System | 24400 | 18.5 | 8.5 | 1.9 | R-454B | 650
217934258 | CARRIER | 27VPA924A*030* | CVAVA2517XMA* | 59CU5B060C17**16 | Split System | 24400 | 18.5 | 8.5 | 1.9 | R-454B | 650
217934051 | CARRIER | 27VPA924A*030* | CVAMA3017XMA* | 59TP6C060V17**16 | Split System | 24400 | 18.5 | 8.5 | 1.9 | R-454B | 650
217934301 | CARRIER | 27VPA924A*030* | CVAVA3017XMA* | 58TN*B045C17**12 | Split System | 24400 | 18.5 | 8.5 | 1.9 | R-454B | 650
217934053 | CARRIER | 27VPA924A*030* | CVAMA3017XMA* | 59TP7A060V17**16 | Split System | 24400 | 18.5 | 8.5 | 1.9 | R-454B | 650
217934329 | CARRIER | 27VPA924A*030* | CVAVA3017XMA* | 59TP7A060V17**16 | Split System | 24400 | 18.5 | 8.5 | 1.9 | R-454B | 650
217934276 | CARRIER | 27VPA924A*030* | CVAVA2517XMA* | 59TP6C060V17**16 | Split System | 24400 | 18.5 | 8.5 | 1.9 | R-454B | 650
217934264 | CARRIER | 27VPA924A*030* | CVAVA2517XMA* | 59SP6B060V17**16 | Split System | 24400 | 18.5 | 8.5 | 1.9 | R-454B | 650
217934176 | CARRIER | 27VPA924A*030* | CVAMA3617XMA* | 59TP7A060V17**16 | Split System | 24400 | 18.5 | 8.5 | 1.9 | R-454B | 650
217934040 | CARRIER | 27VPA924A*030* | CVAMA3017XMA* | 59SP6B060V17**16 | Split System | 24400 | 18.5 | 8.5 | 1.9 | R-454B | 650
217934013 | CARRIER | 27VPA924A*030* | CVAMA2517XMA* | 59TP6C060V17**16 | Split System | 24400 | 18.5 | 8.5 | 1.9 | R-454B | 650
217934397 | CARRIER | 27VPA924A*030* | CVAVA3617XMA* | 59TP7A060V17**16 | Split System | 24400 | 18.5 | 8.5 | 1.9 | R-454B | 650
217934015 | CARRIER | 27VPA924A*030* | CVAMA2517XMA* | 59TP7A060V17**16 | Split System | 24400 | 18.5 | 8.5 | 1.9 | R-454B | 650
217934315 | CARRIER | 27VPA924A*030* | CVAVA3017XMA* | 59SP6B060V17**16 | Split System | 24400 | 18.5 | 8.5 | 1.9 | R-454B | 650
217934384 | CARRIER | 27VPA924A*030* | CVAVA3617XMA* | 59SP6B060V17**16 | Split System | 24400 | 18.5 | 8.5 | 1.9 | R-454B | 650
217934162 | CARRIER | 27VPA924A*030* | CVAMA3617XMA* | 59SP6B060V17**16 | Split System | 24400 | 18.5 | 8.5 | 1.9 | R-454B | 650
217934001 | CARRIER | 27VPA924A*030* | CVAMA2517XMA* | 59SP6B060V17**16 | Split System | 24400 | 18.5 | 8.5 | 1.9 | R-454B | 650
217934250 | CARRIER | 27VPA924A*030* | CVAVA2517XMA* | 58TN*B045C17**12 | Split System | 24400 | 18.5 | 8.5 | 1.9 | R-454B | 650
217934327 | CARRIER | 27VPA924A*030* | CVAVA3017XMA* | 59TP6C060V17**16 | Split System | 24400 | 18.5 | 8.5 | 1.9 | R-454B | 650
217934395 | CARRIER | 27VPA924A*030* | CVAVA3617XMA* | 59TP6C060V17**16 | Split System | 24400 | 18.5 | 8.5 | 1.9 | R-454B | 650
217934462 | CARRIER | 27VPA924A*030* | CVAVA3621XMA* | OVMAAB036098 | Split System | 24400 | 18.5 | 8.5 | 1.9 | R-454B | 650
217934387 | CARRIER | 27VPA924A*030* | CVAVA3617XMA* | 59SU5B060M17**16 | Split System | 24600 | 18.5 | 8.5 | 1.9 | R-454B | 650
217934043 | CARRIER | 27VPA924A*030* | CVAMA3017XMA* | 59SU5B060M17**16 | Split System | 24600 | 18.5 | 8.5 | 1.9 | R-454B | 650
217934267 | CARRIER | 27VPA924A*030* | CVAVA2517XMA* | 59SU5B060M17**16 | Split System | 24600 | 18.5 | 8.5 | 1.9 | R-454B | 650
217934522 | CARRIER | 27VPA924A*030* | CVAVA3721XMA* | OVLAAB036098 | Split System | 24600 | 18.5 | 8.5 | 1.9 | R-454B | 650
217934118 | CARRIER | 27VPA924A*030* | CVAMA3217XMA* | 59SP6B040V14**10 | Split System | 24400 | 18.5 | 8.5 | 1.92 | R-454B | 650
217934461 | CARRIER | 27VPA924A*030* | CVAVA3621XMA* | OVLAAB048112 | Split System | 24600 | 18.5 | 8.5 | 1.92 | R-454B | 650
217934091 | CARRIER | 27VPA924A*030* | CVAMA3117XMA* | 59TP6C060V14**12 | Split System | 24600 | 18.5 | 8.5 | 1.92 | R-454B | 650
217934079 | CARRIER | 27VPA924A*030* | CVAMA3117XMA* | 59SP6B060V14**12 | Split System | 24600 | 18.5 | 8.5 | 1.92 | R-454B | 650
217934359 | CARRIER | 27VPA924A*030* | CVAVA3117XMA* | 59TP6C060V14**12 | Split System | 24800 | 18.5 | 8.5 | 1.92 | R-454B | 650
217934524 | CARRIER | 27VPA924A*030* | CVAVA3721XMA* | OVMAAB036098 | Split System | 24800 | 18.5 | 8.5 | 1.92 | R-454B | 650
217934523 | CARRIER | 27VPA924A*030* | CVAVA3721XMA* | OVLAAB048112 | Split System | 24800 | 18.5 | 8.5 | 1.92 | R-454B | 650
217934096 | CARRIER | 27VPA924A*030* | CVAMA3117XMA* | OVLAAB036098 | Split System | 24800 | 18.5 | 8.5 | 1.92 | R-454B | 650
217934350 | CARRIER | 27VPA924A*030* | CVAVA3117XMA* | 59SP6B060V14**12 | Split System | 24800 | 18.5 | 8.5 | 1.92 | R-454B | 650
217934097 | CARRIER | 27VPA924A*030* | CVAMA3117XMA* | OVMAAB036098 | Split System | 25000 | 18.5 | 8.5 | 1.92 | R-454B | 650
217934352 | CARRIER | 27VPA924A*030* | CVAVA3117XMA* | 59SU5B040M17**12 | Split System | 25000 | 18.5 | 8.5 | 1.92 | R-454B | 650
217934450 | CARRIER | 27VPA924A*030* | CVAVA3621XMA* | 59TP6C060V17**16 | Split System | 24200 | 19 | 8.5 | 1.88 | R-454B | 650
217934455 | CARRIER | 27VPA924A*030* | CVAVA3621XMA* | 59TP7A060V17**16 | Split System | 24200 | 19 | 8.5 | 1.88 | R-454B | 650
217934432 | CARRIER | 27VPA924A*030* | CVAVA3621XMA* | 59SP6B060V17**16 | Split System | 24200 | 19 | 8.5 | 1.88 | R-454B | 650
217934446 | CARRIER | 27VPA924A*030* | CVAVA3621XMA* | 59TN7A080C17**16 | Split System | 24200 | 19 | 8.5 | 1.88 | R-454B | 650
217933979 | CARRIER | 27VPA924A*030* | CVAMA2517XMA* | 58CU*B040C17**12 | Split System | 24400 | 19 | 8.5 | 1.88 | R-454B | 650
217934140 | CARRIER | 27VPA924A*030* | CVAMA3617XMA* | 58CU*B040C17**12 | Split System | 24400 | 19 | 8.5 | 1.88 | R-454B | 650
217933985 | CARRIER | 27VPA924A*030* | CVAMA2517XMA* | 58SU*B040M17**12 | Split System | 24400 | 19 | 8.5 | 1.88 | R-454B | 650
217934441 | CARRIER | 27VPA924A*030* | CVAVA3621XMA* | 59TN6C060C17**14 | Split System | 24400 | 19 | 8.5 | 1.88 | R-454B | 650
217934242 | CARRIER | 27VPA924A*030* | CVAVA2517XMA* | 58CU*B040C17**12 | Split System | 24400 | 19 | 8.5 | 1.88 | R-454B | 650
217934293 | CARRIER | 27VPA924A*030* | CVAVA3017XMA* | 58CU*B040C17**12 | Split System | 24400 | 19 | 8.5 | 1.88 | R-454B | 650
217934002 | CARRIER | 27VPA924A*030* | CVAMA2517XMA* | 59SP6B080V17**16 | Split System | 24400 | 19 | 8.5 | 1.88 | R-454B | 650
217934330 | CARRIER | 27VPA924A*030* | CVAVA3017XMA* | 59TP7A080V17**16 | Split System | 24400 | 19 | 8.5 | 1.88 | R-454B | 650
217934311 | CARRIER | 27VPA924A*030* | CVAVA3017XMA* | 59MN7C080C17**14 | Split System | 24400 | 19 | 8.5 | 1.88 | R-454B | 650
217934328 | CARRIER | 27VPA924A*030* | CVAVA3017XMA* | 59TP6C080V17**16 | Split System | 24400 | 19 | 8.5 | 1.88 | R-454B | 650
217933997 | CARRIER | 27VPA924A*030* | CVAMA2517XMA* | 59MN7C080C17**14 | Split System | 24400 | 19 | 8.5 | 1.88 | R-454B | 650
217934413 | CARRIER | 27VPA924A*030* | CVAVA3621XMA* | 58TN*B045C17**12 | Split System | 24400 | 19 | 8.5 | 1.88 | R-454B | 650
217934316 | CARRIER | 27VPA924A*030* | CVAVA3017XMA* | 59SP6B080V17**16 | Split System | 24400 | 19 | 8.5 | 1.88 | R-454B | 650
217934016 | CARRIER | 27VPA924A*030* | CVAMA2517XMA* | 59TP7A080V17**16 | Split System | 24400 | 19 | 8.5 | 1.88 | R-454B | 650
217934158 | CARRIER | 27VPA924A*030* | CVAMA3617XMA* | 59MN7C080C17**14 | Split System | 24400 | 19 | 8.5 | 1.88 | R-454B | 650
217934427 | CARRIER | 27VPA924A*030* | CVAVA3621XMA* | 59MN7C060C21**20 | Split System | 24400 | 19 | 8.5 | 1.88 | R-454B | 650
217934014 | CARRIER | 27VPA924A*030* | CVAMA2517XMA* | 59TP6C080V17**16 | Split System | 24400 | 19 | 8.5 | 1.88 | R-454B | 650
217934438 | CARRIER | 27VPA924A*030* | CVAVA3621XMA* | 59SU5B080M21**20 | Split System | 24600 | 19 | 8.5 | 1.88 | R-454B | 650
217934433 | CARRIER | 27VPA924A*030* | CVAVA3621XMA* | 59SP6B080V17**16 | Split System | 24200 | 19 | 8.5 | 1.9 | R-454B | 650
217934456 | CARRIER | 27VPA924A*030* | CVAVA3621XMA* | 59TP7A080V17**16 | Split System | 24200 | 19 | 8.5 | 1.9 | R-454B | 650
217934451 | CARRIER | 27VPA924A*030* | CVAVA3621XMA* | 59TP6C080V17**16 | Split System | 24200 | 19 | 8.5 | 1.9 | R-454B | 650
217934405 | CARRIER | 27VPA924A*030* | CVAVA3621XMA* | 58CU*B100C21**20 | Split System | 24400 | 19 | 8.5 | 1.9 | R-454B | 650
217934299 | CARRIER | 27VPA924A*030* | CVAVA3017XMA* | 58SU*B040M17**12 | Split System | 24400 | 19 | 8.5 | 1.9 | R-454B | 650
217933980 | CARRIER | 27VPA924A*030* | CVAMA2517XMA* | 58CU*B060C17**16 | Split System | 24400 | 19 | 8.5 | 1.9 | R-454B | 650
217934146 | CARRIER | 27VPA924A*030* | CVAMA3617XMA* | 58SU*B040M17**12 | Split System | 24400 | 19 | 8.5 | 1.9 | R-454B | 650
217933984 | CARRIER | 27VPA924A*030* | CVAMA2517XMA* | 58SP*B090V17**16 | Split System | 24400 | 19 | 8.5 | 1.9 | R-454B | 650
217934152 | CARRIER | 27VPA924A*030* | CVAMA3617XMA* | 58TP*B045V14**12 | Split System | 24400 | 19 | 8.5 | 1.9 | R-454B | 650
217934367 | CARRIER | 27VPA924A*030* | CVAVA3617XMA* | 58SP*B070V14**12 | Split System | 24400 | 19 | 8.5 | 1.9 | R-454B | 650
217934369 | CARRIER | 27VPA924A*030* | CVAVA3617XMA* | 58SP*B090V17**16 | Split System | 24400 | 19 | 8.5 | 1.9 | R-454B | 650
217934032 | CARRIER | 27VPA924A*030* | CVAMA3017XMA* | 58TP*B070V14**12 | Split System | 24400 | 19 | 8.5 | 1.9 | R-454B | 650
217934031 | CARRIER | 27VPA924A*030* | CVAMA3017XMA* | 58TP*B045V14**12 | Split System | 24400 | 19 | 8.5 | 1.9 | R-454B | 650
217934298 | CARRIER | 27VPA924A*030* | CVAVA3017XMA* | 58SP*B090V17**16 | Split System | 24400 | 19 | 8.5 | 1.9 | R-454B | 650
217934321 | CARRIER | 27VPA924A*030* | CVAVA3017XMA* | 59TN6C080C17**14 | Split System | 24400 | 19 | 8.5 | 1.9 | R-454B | 650
217934366 | CARRIER | 27VPA924A*030* | CVAVA3617XMA* | 58SP*B045V14**12 | Split System | 24400 | 19 | 8.5 | 1.9 | R-454B | 650
217934423 | CARRIER | 27VPA924A*030* | CVAVA3621XMA* | 59CU5B060C17**16 | Split System | 24400 | 19 | 8.5 | 1.9 | R-454B | 650
217934145 | CARRIER | 27VPA924A*030* | CVAMA3617XMA* | 58SP*B090V17**16 | Split System | 24400 | 19 | 8.5 | 1.9 | R-454B | 650
217934379 | CARRIER | 27VPA924A*030* | CVAVA3617XMA* | 58TP*B090V17**16 | Split System | 24400 | 19 | 8.5 | 1.9 | R-454B | 650
217934143 | CARRIER | 27VPA924A*030* | CVAMA3617XMA* | 58SP*B070V14**12 | Split System | 24400 | 19 | 8.5 | 1.9 | R-454B | 650
217934377 | CARRIER | 27VPA924A*030* | CVAVA3617XMA* | 58TP*B070V14**12 | Split System | 24400 | 19 | 8.5 | 1.9 | R-454B | 650
217934021 | CARRIER | 27VPA924A*030* | CVAMA3017XMA* | 58SP*B045V14**12 | Split System | 24400 | 19 | 8.5 | 1.9 | R-454B | 650
217934155 | CARRIER | 27VPA924A*030* | CVAMA3617XMA* | 58TP*B090V17**16 | Split System | 24400 | 19 | 8.5 | 1.9 | R-454B | 650
217933991 | CARRIER | 27VPA924A*030* | CVAMA2517XMA* | 58TP*B045V14**12 | Split System | 24400 | 19 | 8.5 | 1.9 | R-454B | 650
217933994 | CARRIER | 27VPA924A*030* | CVAMA2517XMA* | 58TP*B090V17**16 | Split System | 24400 | 19 | 8.5 | 1.9 | R-454B | 650
217934296 | CARRIER | 27VPA924A*030* | CVAVA3017XMA* | 58SP*B070V14**12 | Split System | 24400 | 19 | 8.5 | 1.9 | R-454B | 650
217934142 | CARRIER | 27VPA924A*030* | CVAMA3617XMA* | 58SP*B045V14**12 | Split System | 24400 | 19 | 8.5 | 1.9 | R-454B | 650
217934257 | CARRIER | 27VPA924A*030* | CVAVA2517XMA* | 58TP*B090V17**16 | Split System | 24400 | 19 | 8.5 | 1.9 | R-454B | 650
217934156 | CARRIER | 27VPA924A*030* | CVAMA3617XMA* | 59CU5B060C17**16 | Split System | 24400 | 19 | 8.5 | 1.9 | R-454B | 650
217934376 | CARRIER | 27VPA924A*030* | CVAVA3617XMA* | 58TP*B045V14**12 | Split System | 24400 | 19 | 8.5 | 1.9 | R-454B | 650
217933981 | CARRIER | 27VPA924A*030* | CVAMA2517XMA* | 58SP*B045V14**12 | Split System | 24400 | 19 | 8.5 | 1.9 | R-454B | 650
217934022 | CARRIER | 27VPA924A*030* | CVAMA3017XMA* | 58SP*B070V14**12 | Split System | 24400 | 19 | 8.5 | 1.9 | R-454B | 650
217933995 | CARRIER | 27VPA924A*030* | CVAMA2517XMA* | 59CU5B060C17**16 | Split System | 24400 | 19 | 8.5 | 1.9 | R-454B | 650
217934306 | CARRIER | 27VPA924A*030* | CVAVA3017XMA* | 58TP*B070V14**12 | Split System | 24400 | 19 | 8.5 | 1.9 | R-454B | 650
217934247 | CARRIER | 27VPA924A*030* | CVAVA2517XMA* | 58SP*B090V17**16 | Split System | 24400 | 19 | 8.5 | 1.9 | R-454B | 650
217934254 | CARRIER | 27VPA924A*030* | CVAVA2517XMA* | 58TP*B045V14**12 | Split System | 24400 | 19 | 8.5 | 1.9 | R-454B | 650
217934305 | CARRIER | 27VPA924A*030* | CVAVA3017XMA* | 58TP*B045V14**12 | Split System | 24400 | 19 | 8.5 | 1.9 | R-454B | 650
217933982 | CARRIER | 27VPA924A*030* | CVAMA2517XMA* | 58SP*B070V14**12 | Split System | 24400 | 19 | 8.5 | 1.9 | R-454B | 650
217934034 | CARRIER | 27VPA924A*030* | CVAMA3017XMA* | 58TP*B090V17**16 | Split System | 24400 | 19 | 8.5 | 1.9 | R-454B | 650
217934153 | CARRIER | 27VPA924A*030* | CVAMA3617XMA* | 58TP*B070V14**12 | Split System | 24400 | 19 | 8.5 | 1.9 | R-454B | 650
217933993 | CARRIER | 27VPA924A*030* | CVAMA2517XMA* | 58TP*B070V17**16 | Split System | 24400 | 19 | 8.5 | 1.9 | R-454B | 650
217934007 | CARRIER | 27VPA924A*030* | CVAMA2517XMA* | 59TN6C080C17**14 | Split System | 24400 | 19 | 8.5 | 1.9 | R-454B | 650
217934245 | CARRIER | 27VPA924A*030* | CVAVA2517XMA* | 58SP*B070V14**12 | Split System | 24400 | 19 | 8.5 | 1.9 | R-454B | 650
217934428 | CARRIER | 27VPA924A*030* | CVAVA3621XMA* | 59MN7C080C17**14 | Split System | 24400 | 19 | 8.5 | 1.9 | R-454B | 650
217933992 | CARRIER | 27VPA924A*030* | CVAMA2517XMA* | 58TP*B070V14**12 | Split System | 24400 | 19 | 8.5 | 1.9 | R-454B | 650
217934024 | CARRIER | 27VPA924A*030* | CVAMA3017XMA* | 58SP*B090V17**16 | Split System | 24400 | 19 | 8.5 | 1.9 | R-454B | 650
217934244 | CARRIER | 27VPA924A*030* | CVAVA2517XMA* | 58SP*B045V14**12 | Split System | 24400 | 19 | 8.5 | 1.9 | R-454B | 650
217934308 | CARRIER | 27VPA924A*030* | CVAVA3017XMA* | 58TP*B090V17**16 | Split System | 24400 | 19 | 8.5 | 1.9 | R-454B | 650
217934255 | CARRIER | 27VPA924A*030* | CVAVA2517XMA* | 58TP*B070V14**12 | Split System | 24400 | 19 | 8.5 | 1.9 | R-454B | 650
217934488 | CARRIER | 27VPA924A*030* | CVAVA3721XMA* | 59MN7C060C17**14 | Split System | 24600 | 19 | 8.5 | 1.9 | R-454B | 650
217934371 | CARRIER | 27VPA924A*030* | CVAVA3617XMA* | 58SU*B060M17**16 | Split System | 24600 | 19 | 8.5 | 1.9 | R-454B | 650
217934123 | CARRIER | 27VPA924A*030* | CVAMA3217XMA* | 59SU5B040M17**12 | Split System | 24600 | 19 | 8.5 | 1.9 | R-454B | 650
217934249 | CARRIER | 27VPA924A*030* | CVAVA2517XMA* | 58SU*B060M17**16 | Split System | 24600 | 19 | 8.5 | 1.9 | R-454B | 650
217934300 | CARRIER | 27VPA924A*030* | CVAVA3017XMA* | 58SU*B060M17**16 | Split System | 24600 | 19 | 8.5 | 1.9 | R-454B | 650
217934252 | CARRIER | 27VPA924A*030* | CVAVA2517XMA* | 58TN*B070C17**16 | Split System | 24600 | 19 | 8.5 | 1.9 | R-454B | 650
217934318 | CARRIER | 27VPA924A*030* | CVAVA3017XMA* | 59SU5B060M17**16 | Split System | 24600 | 19 | 8.5 | 1.9 | R-454B | 650
217934052 | CARRIER | 27VPA924A*030* | CVAMA3017XMA* | 59TP6C080V17**16 | Split System | 24600 | 19 | 8.5 | 1.9 | R-454B | 650
217934167 | CARRIER | 27VPA924A*030* | CVAMA3617XMA* | 59TN6C060C17**14 | Split System | 24600 | 19 | 8.5 | 1.9 | R-454B | 650
217934269 | CARRIER | 27VPA924A*030* | CVAVA2517XMA* | 59TN6C060C17**14 | Split System | 24600 | 19 | 8.5 | 1.9 | R-454B | 650
217934246 | CARRIER | 27VPA924A*030* | CVAVA2517XMA* | 58SP*B070V17**16 | Split System | 24600 | 19 | 8.5 | 1.9 | R-454B | 650
217934396 | CARRIER | 27VPA924A*030* | CVAVA3617XMA* | 59TP6C080V17**16 | Split System | 24600 | 19 | 8.5 | 1.9 | R-454B | 650
217934047 | CARRIER | 27VPA924A*030* | CVAMA3017XMA* | 59TN7A080C17**16 | Split System | 24600 | 19 | 8.5 | 1.9 | R-454B | 650
217934054 | CARRIER | 27VPA924A*030* | CVAMA3017XMA* | 59TP7A080V17**16 | Split System | 24600 | 19 | 8.5 | 1.9 | R-454B | 650
217934272 | CARRIER | 27VPA924A*030* | CVAVA2517XMA* | 59TN7A080C17**16 | Split System | 24600 | 19 | 8.5 | 1.9 | R-454B | 650
217934304 | CARRIER | 27VPA924A*030* | CVAVA3017XMA* | 58TN*B090C17**16 | Split System | 24600 | 19 | 8.5 | 1.9 | R-454B | 650
217934391 | CARRIER | 27VPA924A*030* | CVAVA3617XMA* | 59TN7A080C17**16 | Split System | 24600 | 19 | 8.5 | 1.9 | R-454B | 650
217934498 | CARRIER | 27VPA924A*030* | CVAVA3721XMA* | 59SU5B040M17**12 | Split System | 24600 | 19 | 8.5 | 1.9 | R-454B | 650
217934144 | CARRIER | 27VPA924A*030* | CVAMA3617XMA* | 58SP*B070V17**16 | Split System | 24600 | 19 | 8.5 | 1.9 | R-454B | 650
217934177 | CARRIER | 27VPA924A*030* | CVAMA3617XMA* | 59TP7A080V17**16 | Split System | 24600 | 19 | 8.5 | 1.9 | R-454B | 650
217933988 | CARRIER | 27VPA924A*030* | CVAMA2517XMA* | 58TN*B070C14**12 | Split System | 24600 | 19 | 8.5 | 1.9 | R-454B | 650
217934006 | CARRIER | 27VPA924A*030* | CVAMA2517XMA* | 59TN6C060C17**14 | Split System | 24600 | 19 | 8.5 | 1.9 | R-454B | 650
217934020 | CARRIER | 27VPA924A*030* | CVAMA3017XMA* | 58CU*B060C17**16 | Split System | 24600 | 19 | 8.5 | 1.9 | R-454B | 650
217934030 | CARRIER | 27VPA924A*030* | CVAMA3017XMA* | 58TN*B090C17**16 | Split System | 24600 | 19 | 8.5 | 1.9 | R-454B | 650
217934373 | CARRIER | 27VPA924A*030* | CVAVA3617XMA* | 58TN*B070C14**12 | Split System | 24600 | 19 | 8.5 | 1.9 | R-454B | 650
217934389 | CARRIER | 27VPA924A*030* | CVAVA3617XMA* | 59TN6C060C17**14 | Split System | 24600 | 19 | 8.5 | 1.9 | R-454B | 650
217934398 | CARRIER | 27VPA924A*030* | CVAVA3617XMA* | 59TP7A080V17**16 | Split System | 24600 | 19 | 8.5 | 1.9 | R-454B | 650
217934165 | CARRIER | 27VPA924A*030* | CVAMA3617XMA* | 59SU5B060M17**16 | Split System | 24600 | 19 | 8.5 | 1.9 | R-454B | 650
217934170 | CARRIER | 27VPA924A*030* | CVAMA3617XMA* | 59TN7A080C17**16 | Split System | 24600 | 19 | 8.5 | 1.9 | R-454B | 650
217934279 | CARRIER | 27VPA924A*030* | CVAVA2517XMA* | 59TP7A080V17**16 | Split System | 24600 | 19 | 8.5 | 1.9 | R-454B | 650
217934475 | CARRIER | 27VPA924A*030* | CVAVA3721XMA* | 58TN*B045C17**12 | Split System | 24600 | 19 | 8.5 | 1.9 | R-454B | 650
217934374 | CARRIER | 27VPA924A*030* | CVAVA3617XMA* | 58TN*B070C17**16 | Split System | 24600 | 19 | 8.5 | 1.9 | R-454B | 650
217934463 | CARRIER | 27VPA924A*030* | CVAVA3621XMA* | OVMAAB042112 | Split System | 24600 | 19 | 8.5 | 1.9 | R-454B | 650
217934029 | CARRIER | 27VPA924A*030* | CVAMA3017XMA* | 58TN*B070C17**16 | Split System | 24600 | 19 | 8.5 | 1.9 | R-454B | 650
217933990 | CARRIER | 27VPA924A*030* | CVAMA2517XMA* | 58TN*B090C17**16 | Split System | 24600 | 19 | 8.5 | 1.9 | R-454B | 650
217934163 | CARRIER | 27VPA924A*030* | CVAMA3617XMA* | 59SP6B080V17**16 | Split System | 24600 | 19 | 8.5 | 1.9 | R-454B | 650
217934265 | CARRIER | 27VPA924A*030* | CVAVA2517XMA* | 59SP6B080V17**16 | Split System | 24600 | 19 | 8.5 | 1.9 | R-454B | 650
217934045 | CARRIER | 27VPA924A*030* | CVAMA3017XMA* | 59TN6C060C17**14 | Split System | 24600 | 19 | 8.5 | 1.9 | R-454B | 650
217934297 | CARRIER | 27VPA924A*030* | CVAVA3017XMA* | 58SP*B070V17**16 | Split System | 24600 | 19 | 8.5 | 1.9 | R-454B | 650
217934365 | CARRIER | 27VPA924A*030* | CVAVA3617XMA* | 58CU*B060C17**16 | Split System | 24600 | 19 | 8.5 | 1.9 | R-454B | 650
217933983 | CARRIER | 27VPA924A*030* | CVAMA2517XMA* | 58SP*B070V17**16 | Split System | 24600 | 19 | 8.5 | 1.9 | R-454B | 650
217934151 | CARRIER | 27VPA924A*030* | CVAMA3617XMA* | 58TN*B090C17**16 | Split System | 24600 | 19 | 8.5 | 1.9 | R-454B | 650
217934302 | CARRIER | 27VPA924A*030* | CVAVA3017XMA* | 58TN*B070C14**12 | Split System | 24600 | 19 | 8.5 | 1.9 | R-454B | 650
217934368 | CARRIER | 27VPA924A*030* | CVAVA3617XMA* | 58SP*B070V17**16 | Split System | 24600 | 19 | 8.5 | 1.9 | R-454B | 650
217934485 | CARRIER | 27VPA924A*030* | CVAVA3721XMA* | 59CU5B060C17**16 | Split System | 24600 | 19 | 8.5 | 1.9 | R-454B | 650
217934507 | CARRIER | 27VPA924A*030* | CVAVA3721XMA* | 59TN7A060C17**16 | Split System | 24600 | 19 | 8.5 | 1.9 | R-454B | 650
217934149 | CARRIER | 27VPA924A*030* | CVAMA3617XMA* | 58TN*B070C14**12 | Split System | 24600 | 19 | 8.5 | 1.9 | R-454B | 650
217934253 | CARRIER | 27VPA924A*030* | CVAVA2517XMA* | 58TN*B090C17**16 | Split System | 24600 | 19 | 8.5 | 1.9 | R-454B | 650
217934303 | CARRIER | 27VPA924A*030* | CVAVA3017XMA* | 58TN*B070C17**16 | Split System | 24600 | 19 | 8.5 | 1.9 | R-454B | 650
217934150 | CARRIER | 27VPA924A*030* | CVAMA3617XMA* | 58TN*B070C17**16 | Split System | 24600 | 19 | 8.5 | 1.9 | R-454B | 650
217934251 | CARRIER | 27VPA924A*030* | CVAVA2517XMA* | 58TN*B070C14**12 | Split System | 24600 | 19 | 8.5 | 1.9 | R-454B | 650
217934320 | CARRIER | 27VPA924A*030* | CVAVA3017XMA* | 59TN6C060C17**14 | Split System | 24600 | 19 | 8.5 | 1.9 | R-454B | 650
217934385 | CARRIER | 27VPA924A*030* | CVAVA3617XMA* | 59SP6B080V17**16 | Split System | 24600 | 19 | 8.5 | 1.9 | R-454B | 650
217934009 | CARRIER | 27VPA924A*030* | CVAMA2517XMA* | 59TN7A080C17**16 | Split System | 24600 | 19 | 8.5 | 1.9 | R-454B | 650
217934175 | CARRIER | 27VPA924A*030* | CVAMA3617XMA* | 59TP6C080V17**16 | Split System | 24600 | 19 | 8.5 | 1.9 | R-454B | 650
217934277 | CARRIER | 27VPA924A*030* | CVAVA2517XMA* | 59TP6C080V17**16 | Split System | 24600 | 19 | 8.5 | 1.9 | R-454B | 650
217934375 | CARRIER | 27VPA924A*030* | CVAVA3617XMA* | 58TN*B090C17**16 | Split System | 24600 | 19 | 8.5 | 1.9 | R-454B | 650
217933989 | CARRIER | 27VPA924A*030* | CVAMA2517XMA* | 58TN*B070C17**16 | Split System | 24600 | 19 | 8.5 | 1.9 | R-454B | 650
217934023 | CARRIER | 27VPA924A*030* | CVAMA3017XMA* | 58SP*B070V17**16 | Split System | 24600 | 19 | 8.5 | 1.9 | R-454B | 650
217934028 | CARRIER | 27VPA924A*030* | CVAMA3017XMA* | 58TN*B070C14**12 | Split System | 24600 | 19 | 8.5 | 1.9 | R-454B | 650
217934323 | CARRIER | 27VPA924A*030* | CVAVA3017XMA* | 59TN7A080C17**16 | Split System | 24600 | 19 | 8.5 | 1.9 | R-454B | 650
217934066 | CARRIER | 27VPA924A*030* | CVAMA3117XMA* | 58TN*B045C17**12 | Split System | 24800 | 19 | 8.5 | 1.9 | R-454B | 650
217934087 | CARRIER | 27VPA924A*030* | CVAMA3117XMA* | 59TN7A060C17**16 | Split System | 24800 | 19 | 8.5 | 1.9 | R-454B | 650
217934525 | CARRIER | 27VPA924A*030* | CVAVA3721XMA* | OVMAAB042112 | Split System | 24800 | 19 | 8.5 | 1.9 | R-454B | 650
217934082 | CARRIER | 27VPA924A*030* | CVAMA3117XMA* | 59SU5B040M17**12 | Split System | 24800 | 19 | 8.5 | 1.9 | R-454B | 650
217934088 | CARRIER | 27VPA924A*030* | CVAMA3117XMA* | 59TN7A080C17**16 | Split System | 25000 | 19 | 8.5 | 1.9 | R-454B | 650
217934098 | CARRIER | 27VPA924A*030* | CVAMA3117XMA* | OVMAAB042112 | Split System | 25000 | 19 | 8.5 | 1.9 | R-454B | 650
217934364 | CARRIER | 27VPA924A*030* | CVAVA3117XMA* | OVMAAB042112 | Split System | 25000 | 19 | 8.5 | 1.9 | R-454B | 650
217934085 | CARRIER | 27VPA924A*030* | CVAMA3117XMA* | 59TN6C060C17**14 | Split System | 25000 | 19 | 8.5 | 1.9 | R-454B | 650
217934546 | CARRIER | 27VPA924A*030* | CVAVA3817XMA* | 59TN7A060C17**16 | Split System | 25200 | 19 | 8.5 | 1.9 | R-454B | 650
217934362 | CARRIER | 27VPA924A*030* | CVAVA3117XMA* | OVLAAB036098 | Split System | 24800 | 19 | 8.5 | 1.92 | R-454B | 650
217934363 | CARRIER | 27VPA924A*030* | CVAVA3117XMA* | OVMAAB036098 | Split System | 25000 | 19 | 8.5 | 1.92 | R-454B | 650
217934347 | CARRIER | 27VPA924A*030* | CVAVA3117XMA* | 59MN7C060C17**14 | Split System | 25000 | 19 | 8.5 | 1.92 | R-454B | 650
217934137 | CARRIER | 27VPA924A*030* | CVAMA3217XMA* | OVLAAB036098 | Split System | 25000 | 19 | 8.5 | 1.92 | R-454B | 650
217934553 | CARRIER | 27VPA924A*030* | CVAVA3817XMA* | OVLAAB036098 | Split System | 25000 | 19 | 8.5 | 1.92 | R-454B | 650
217934355 | CARRIER | 27VPA924A*030* | CVAVA3117XMA* | 59TN7A060C17**16 | Split System | 25000 | 19 | 8.5 | 1.92 | R-454B | 650
217934541 | CARRIER | 27VPA924A*030* | CVAVA3817XMA* | 59SP6B060V14**12 | Split System | 25000 | 19 | 8.5 | 1.92 | R-454B | 650
217934550 | CARRIER | 27VPA924A*030* | CVAVA3817XMA* | 59TP6C060V14**12 | Split System | 25000 | 19 | 8.5 | 1.92 | R-454B | 650
217934554 | CARRIER | 27VPA924A*030* | CVAVA3817XMA* | OVMAAB036098 | Split System | 25200 | 19 | 8.5 | 1.92 | R-454B | 650
217934138 | CARRIER | 27VPA924A*030* | CVAMA3217XMA* | OVMAAB036098 | Split System | 25200 | 19 | 8.5 | 1.92 | R-454B | 650
217934402 | CARRIER | 27VPA924A*030* | CVAVA3621XMA* | 58CU*B040C17**12 | Split System | 24200 | 19 | 8.5 | 1.88 | R-454B | 650
217934404 | CARRIER | 27VPA924A*030* | CVAVA3621XMA* | 58CU*B080C21**20 | Split System | 24400 | 19 | 8.5 | 1.88 | R-454B | 650
217934440 | CARRIER | 27VPA924A*030* | CVAVA3621XMA* | 59SU5B100M21**22 | Split System | 24400 | 19 | 8.5 | 1.88 | R-454B | 650
217934409 | CARRIER | 27VPA924A*030* | CVAVA3621XMA* | 58SU*B040M17**12 | Split System | 24400 | 19 | 8.5 | 1.88 | R-454B | 650
217934403 | CARRIER | 27VPA924A*030* | CVAVA3621XMA* | 58CU*B060C17**16 | Split System | 24400 | 19 | 8.5 | 1.88 | R-454B | 650
217934417 | CARRIER | 27VPA924A*030* | CVAVA3621XMA* | 58TN*B090C21**20 | Split System | 24400 | 19 | 8.5 | 1.88 | R-454B | 650
217934416 | CARRIER | 27VPA924A*030* | CVAVA3621XMA* | 58TN*B090C17**16 | Split System | 24400 | 19 | 8.5 | 1.88 | R-454B | 650
217934448 | CARRIER | 27VPA924A*030* | CVAVA3621XMA* | 59TN7A100C21**22 | Split System | 24400 | 19 | 8.5 | 1.88 | R-454B | 650
217934457 | CARRIER | 27VPA924A*030* | CVAVA3621XMA* | 59TP7A080V21**20 | Split System | 24400 | 19 | 8.5 | 1.88 | R-454B | 650
217934430 | CARRIER | 27VPA924A*030* | CVAVA3621XMA* | 59MN7C100C21**22 | Split System | 24400 | 19 | 8.5 | 1.88 | R-454B | 650
217934411 | CARRIER | 27VPA924A*030* | CVAVA3621XMA* | 58SU*B080M21**20 | Split System | 24400 | 19 | 8.5 | 1.88 | R-454B | 650
217934422 | CARRIER | 27VPA924A*030* | CVAVA3621XMA* | 58TP*B110V21**22 | Split System | 24400 | 19 | 8.5 | 1.88 | R-454B | 650
217934429 | CARRIER | 27VPA924A*030* | CVAVA3621XMA* | 59MN7C080C21**20 | Split System | 24400 | 19 | 8.5 | 1.88 | R-454B | 650
217934434 | CARRIER | 27VPA924A*030* | CVAVA3621XMA* | 59SP6B080V21**20 | Split System | 24400 | 19 | 8.5 | 1.88 | R-454B | 650
217934452 | CARRIER | 27VPA924A*030* | CVAVA3621XMA* | 59TP6C080V21**20 | Split System | 24400 | 19 | 8.5 | 1.88 | R-454B | 650
217934444 | CARRIER | 27VPA924A*030* | CVAVA3621XMA* | 59TN6C100C21**22 | Split System | 24400 | 19 | 8.5 | 1.88 | R-454B | 650
217934439 | CARRIER | 27VPA924A*030* | CVAVA3621XMA* | 59SU5B100M21**20 | Split System | 24400 | 19 | 8.5 | 1.88 | R-454B | 650
217934504 | CARRIER | 27VPA924A*030* | CVAVA3721XMA* | 59TN6C080C17**14 | Split System | 24600 | 19 | 8.5 | 1.88 | R-454B | 650
217934513 | CARRIER | 27VPA924A*030* | CVAVA3721XMA* | 59TP6C080V17**16 | Split System | 24600 | 19 | 8.5 | 1.88 | R-454B | 650
217934478 | CARRIER | 27VPA924A*030* | CVAVA3721XMA* | 58TN*B090C17**16 | Split System | 24600 | 19 | 8.5 | 1.88 | R-454B | 650
217934495 | CARRIER | 27VPA924A*030* | CVAVA3721XMA* | 59SP6B080V17**16 | Split System | 24600 | 19 | 8.5 | 1.88 | R-454B | 650
217933986 | CARRIER | 27VPA924A*030* | CVAMA2517XMA* | 58SU*B060M17**16 | Split System | 24600 | 19 | 8.5 | 1.88 | R-454B | 650
217934458 | CARRIER | 27VPA924A*030* | CVAVA3621XMA* | 59TP7A100V21**20 | Split System | 24600 | 19 | 8.5 | 1.88 | R-454B | 650
217934486 | CARRIER | 27VPA924A*030* | CVAVA3721XMA* | 59CU5B080C21**20 | Split System | 24600 | 19 | 8.5 | 1.88 | R-454B | 650
217934518 | CARRIER | 27VPA924A*030* | CVAVA3721XMA* | 59TP7A080V17**16 | Split System | 24600 | 19 | 8.5 | 1.88 | R-454B | 650
217934418 | CARRIER | 27VPA924A*030* | CVAVA3621XMA* | 58TN*B110C21**20 | Split System | 24600 | 19 | 8.5 | 1.88 | R-454B | 650
217934453 | CARRIER | 27VPA924A*030* | CVAVA3621XMA* | 59TP6C100V21**20 | Split System | 24600 | 19 | 8.5 | 1.88 | R-454B | 650
217934468 | CARRIER | 27VPA924A*030* | CVAVA3721XMA* | 58SP*B070V17**16 | Split System | 24600 | 19 | 8.5 | 1.88 | R-454B | 650
217934476 | CARRIER | 27VPA924A*030* | CVAVA3721XMA* | 58TN*B070C17**16 | Split System | 24600 | 19 | 8.5 | 1.88 | R-454B | 650
217934447 | CARRIER | 27VPA924A*030* | CVAVA3621XMA* | 59TN7A080C21**20 | Split System | 24200 | 19 | 8.5 | 1.9 | R-454B | 650
217934443 | CARRIER | 27VPA924A*030* | CVAVA3621XMA* | 59TN6C080C21**20 | Split System | 24200 | 19 | 8.5 | 1.9 | R-454B | 650
217934414 | CARRIER | 27VPA924A*030* | CVAVA3621XMA* | 58TN*B070C17**16 | Split System | 24200 | 19 | 8.5 | 1.9 | R-454B | 650
217934415 | CARRIER | 27VPA924A*030* | CVAVA3621XMA* | 58TN*B070C21**20 | Split System | 24400 | 19 | 8.5 | 1.9 | R-454B | 650
217934406 | CARRIER | 27VPA924A*030* | CVAVA3621XMA* | 58SP*B070V17**16 | Split System | 24400 | 19 | 8.5 | 1.9 | R-454B | 650
217934420 | CARRIER | 27VPA924A*030* | CVAVA3621XMA* | 58TP*B090V17**16 | Split System | 24400 | 19 | 8.5 | 1.9 | R-454B | 650
217934407 | CARRIER | 27VPA924A*030* | CVAVA3621XMA* | 58SP*B090V17**16 | Split System | 24400 | 19 | 8.5 | 1.9 | R-454B | 650
217934120 | CARRIER | 27VPA924A*030* | CVAMA3217XMA* | 59SP6B060V14**12 | Split System | 24400 | 19 | 8.5 | 1.9 | R-454B | 650
217934442 | CARRIER | 27VPA924A*030* | CVAVA3621XMA* | 59TN6C080C17**14 | Split System | 24400 | 19 | 8.5 | 1.9 | R-454B | 650
217934132 | CARRIER | 27VPA924A*030* | CVAMA3217XMA* | 59TP6C060V14**12 | Split System | 24400 | 19 | 8.5 | 1.9 | R-454B | 650
217934419 | CARRIER | 27VPA924A*030* | CVAVA3621XMA* | 58TP*B070V17**16 | Split System | 24400 | 19 | 8.5 | 1.9 | R-454B | 650
217934464 | CARRIER | 27VPA924A*030* | CVAVA3721XMA* | 58CU*B040C17**12 | Split System | 24600 | 19 | 8.5 | 1.9 | R-454B | 650
217934466 | CARRIER | 27VPA924A*030* | CVAVA3721XMA* | 58CU*B080C21**20 | Split System | 24600 | 19 | 8.5 | 1.9 | R-454B | 650
217934410 | CARRIER | 27VPA924A*030* | CVAVA3621XMA* | 58SU*B060M17**16 | Split System | 24600 | 19 | 8.5 | 1.9 | R-454B | 650
217934492 | CARRIER | 27VPA924A*030* | CVAVA3721XMA* | 59MN7C100C21**22 | Split System | 24600 | 19 | 8.5 | 1.9 | R-454B | 650
217934506 | CARRIER | 27VPA924A*030* | CVAVA3721XMA* | 59TN6C100C21**22 | Split System | 24600 | 19 | 8.5 | 1.9 | R-454B | 650
217934099 | CARRIER | 27VPA924A*030* | CVAMA3217XMA* | 58CU*B040C17**12 | Split System | 24600 | 19 | 8.5 | 1.9 | R-454B | 650
217934502 | CARRIER | 27VPA924A*030* | CVAVA3721XMA* | 59SU5B100M21**22 | Split System | 24600 | 19 | 8.5 | 1.9 | R-454B | 650
217934473 | CARRIER | 27VPA924A*030* | CVAVA3721XMA* | 58SU*B080M21**20 | Split System | 24600 | 19 | 8.5 | 1.9 | R-454B | 650
217934101 | CARRIER | 27VPA924A*030* | CVAMA3217XMA* | 58SP*B045V14**12 | Split System | 24600 | 19 | 8.5 | 1.9 | R-454B | 650
217934501 | CARRIER | 27VPA924A*030* | CVAVA3721XMA* | 59SU5B100M21**20 | Split System | 24600 | 19 | 8.5 | 1.9 | R-454B | 650
217934110 | CARRIER | 27VPA924A*030* | CVAMA3217XMA* | 58TN*B090C17**16 | Split System | 24600 | 19 | 8.5 | 1.9 | R-454B | 650
217934111 | CARRIER | 27VPA924A*030* | CVAMA3217XMA* | 58TP*B045V14**12 | Split System | 24600 | 19 | 8.5 | 1.9 | R-454B | 650
217934503 | CARRIER | 27VPA924A*030* | CVAVA3721XMA* | 59TN6C060C17**14 | Split System | 24600 | 19 | 8.5 | 1.9 | R-454B | 650
217934517 | CARRIER | 27VPA924A*030* | CVAVA3721XMA* | 59TP7A060V17**16 | Split System | 24600 | 19 | 8.5 | 1.9 | R-454B | 650
217934103 | CARRIER | 27VPA924A*030* | CVAMA3217XMA* | 58SP*B070V17**16 | Split System | 24600 | 19 | 8.5 | 1.9 | R-454B | 650
217934421 | CARRIER | 27VPA924A*030* | CVAVA3621XMA* | 58TP*B090V21**20 | Split System | 24600 | 19 | 8.5 | 1.9 | R-454B | 650
217934514 | CARRIER | 27VPA924A*030* | CVAVA3721XMA* | 59TP6C080V21**20 | Split System | 24600 | 19 | 8.5 | 1.9 | R-454B | 650
217934479 | CARRIER | 27VPA924A*030* | CVAVA3721XMA* | 58TN*B090C21**20 | Split System | 24600 | 19 | 8.5 | 1.9 | R-454B | 650
217934481 | CARRIER | 27VPA924A*030* | CVAVA3721XMA* | 58TP*B070V17**16 | Split System | 24600 | 19 | 8.5 | 1.9 | R-454B | 650
217934026 | CARRIER | 27VPA924A*030* | CVAMA3017XMA* | 58SU*B060M17**16 | Split System | 24600 | 19 | 8.5 | 1.9 | R-454B | 650
217934128 | CARRIER | 27VPA924A*030* | CVAMA3217XMA* | 59TN7A060C17**16 | Split System | 24600 | 19 | 8.5 | 1.9 | R-454B | 650
217934408 | CARRIER | 27VPA924A*030* | CVAVA3621XMA* | 58SP*B090V21**20 | Split System | 24600 | 19 | 8.5 | 1.9 | R-454B | 650
217934459 | CARRIER | 27VPA924A*030* | CVAVA3621XMA* | 59TP7A100V21**22 | Split System | 24600 | 19 | 8.5 | 1.9 | R-454B | 650
217934512 | CARRIER | 27VPA924A*030* | CVAVA3721XMA* | 59TP6C060V17**16 | Split System | 24600 | 19 | 8.5 | 1.9 | R-454B | 650
217934482 | CARRIER | 27VPA924A*030* | CVAVA3721XMA* | 58TP*B090V17**16 | Split System | 24600 | 19 | 8.5 | 1.9 | R-454B | 650
217934489 | CARRIER | 27VPA924A*030* | CVAVA3721XMA* | 59MN7C060C21**20 | Split System | 24600 | 19 | 8.5 | 1.9 | R-454B | 650
217934129 | CARRIER | 27VPA924A*030* | CVAMA3217XMA* | 59TN7A080C17**16 | Split System | 24600 | 19 | 8.5 | 1.9 | R-454B | 650
217934496 | CARRIER | 27VPA924A*030* | CVAVA3721XMA* | 59SP6B080V21**20 | Split System | 24600 | 19 | 8.5 | 1.9 | R-454B | 650
217934147 | CARRIER | 27VPA924A*030* | CVAMA3617XMA* | 58SU*B060M17**16 | Split System | 24600 | 19 | 8.5 | 1.9 | R-454B | 650
217934454 | CARRIER | 27VPA924A*030* | CVAVA3621XMA* | 59TP6C100V21**22 | Split System | 24600 | 19 | 8.5 | 1.9 | R-454B | 650
217934490 | CARRIER | 27VPA924A*030* | CVAVA3721XMA* | 59MN7C080C17**14 | Split System | 24600 | 19 | 8.5 | 1.9 | R-454B | 650
217934508 | CARRIER | 27VPA924A*030* | CVAVA3721XMA* | 59TN7A080C17**16 | Split System | 24600 | 19 | 8.5 | 1.9 | R-454B | 650
217934491 | CARRIER | 27VPA924A*030* | CVAVA3721XMA* | 59MN7C080C21**20 | Split System | 24600 | 19 | 8.5 | 1.9 | R-454B | 650
217934435 | CARRIER | 27VPA924A*030* | CVAVA3621XMA* | 59SP6B100V21**20 | Split System | 24600 | 19 | 8.5 | 1.9 | R-454B | 650
217934467 | CARRIER | 27VPA924A*030* | CVAVA3721XMA* | 58CU*B100C21**20 | Split System | 24600 | 19 | 8.5 | 1.9 | R-454B | 650
217934116 | CARRIER | 27VPA924A*030* | CVAMA3217XMA* | 59MN7C060C17**14 | Split System | 24600 | 19 | 8.5 | 1.9 | R-454B | 650
217934469 | CARRIER | 27VPA924A*030* | CVAVA3721XMA* | 58SP*B090V17**16 | Split System | 24600 | 19 | 8.5 | 1.9 | R-454B | 650
217934484 | CARRIER | 27VPA924A*030* | CVAVA3721XMA* | 58TP*B110V21**22 | Split System | 24600 | 19 | 8.5 | 1.9 | R-454B | 650
217934487 | CARRIER | 27VPA924A*030* | CVAVA3721XMA* | 59CU5B100C21**22 | Split System | 24600 | 19 | 8.5 | 1.9 | R-454B | 650
217934519 | CARRIER | 27VPA924A*030* | CVAVA3721XMA* | 59TP7A080V21**20 | Split System | 24600 | 19 | 8.5 | 1.9 | R-454B | 650
217934126 | CARRIER | 27VPA924A*030* | CVAMA3217XMA* | 59TN6C060C17**14 | Split System | 24600 | 19 | 8.5 | 1.9 | R-454B | 650
217934494 | CARRIER | 27VPA924A*030* | CVAVA3721XMA* | 59SP6B060V17**16 | Split System | 24600 | 19 | 8.5 | 1.9 | R-454B | 650
217934106 | CARRIER | 27VPA924A*030* | CVAMA3217XMA* | 58SU*B060M17**16 | Split System | 24800 | 19 | 8.5 | 1.9 | R-454B | 650
217934117 | CARRIER | 27VPA924A*030* | CVAMA3217XMA* | 59MN7C080C17**14 | Split System | 24800 | 19 | 8.5 | 1.9 | R-454B | 650
217934136 | CARRIER | 27VPA924A*030* | CVAMA3217XMA* | 59TP7A080V17**16 | Split System | 24800 | 19 | 8.5 | 1.9 | R-454B | 650
217934500 | CARRIER | 27VPA924A*030* | CVAVA3721XMA* | 59SU5B080M21**20 | Split System | 24800 | 19 | 8.5 | 1.9 | R-454B | 650
217934470 | CARRIER | 27VPA924A*030* | CVAVA3721XMA* | 58SP*B090V21**20 | Split System | 24800 | 19 | 8.5 | 1.9 | R-454B | 650
217934474 | CARRIER | 27VPA924A*030* | CVAVA3721XMA* | 58SU*B100M21**20 | Split System | 24800 | 19 | 8.5 | 1.9 | R-454B | 650
217934124 | CARRIER | 27VPA924A*030* | CVAMA3217XMA* | 59SU5B060M17**16 | Split System | 24800 | 19 | 8.5 | 1.9 | R-454B | 650
217934107 | CARRIER | 27VPA924A*030* | CVAMA3217XMA* | 58TN*B045C17**12 | Split System | 24800 | 19 | 8.5 | 1.9 | R-454B | 650
217934114 | CARRIER | 27VPA924A*030* | CVAMA3217XMA* | 58TP*B090V17**16 | Split System | 24800 | 19 | 8.5 | 1.9 | R-454B | 650
217934113 | CARRIER | 27VPA924A*030* | CVAMA3217XMA* | 58TP*B070V17**16 | Split System | 24800 | 19 | 8.5 | 1.9 | R-454B | 650
217934115 | CARRIER | 27VPA924A*030* | CVAMA3217XMA* | 59CU5B060C17**16 | Split System | 24800 | 19 | 8.5 | 1.9 | R-454B | 650
217934104 | CARRIER | 27VPA924A*030* | CVAMA3217XMA* | 58SP*B090V17**16 | Split System | 24800 | 19 | 8.5 | 1.9 | R-454B | 650
217934122 | CARRIER | 27VPA924A*030* | CVAMA3217XMA* | 59SP6B080V17**16 | Split System | 24800 | 19 | 8.5 | 1.9 | R-454B | 650
217934483 | CARRIER | 27VPA924A*030* | CVAVA3721XMA* | 58TP*B090V21**20 | Split System | 24800 | 19 | 8.5 | 1.9 | R-454B | 650
217934499 | CARRIER | 27VPA924A*030* | CVAVA3721XMA* | 59SU5B060M17**16 | Split System | 24800 | 19 | 8.5 | 1.9 | R-454B | 650
217934465 | CARRIER | 27VPA924A*030* | CVAVA3721XMA* | 58CU*B060C17**16 | Split System | 24800 | 19 | 8.5 | 1.9 | R-454B | 650
217934472 | CARRIER | 27VPA924A*030* | CVAVA3721XMA* | 58SU*B060M17**16 | Split System | 24800 | 19 | 8.5 | 1.9 | R-454B | 650
217934135 | CARRIER | 27VPA924A*030* | CVAMA3217XMA* | 59TP7A060V17**16 | Split System | 24800 | 19 | 8.5 | 1.9 | R-454B | 650
217934121 | CARRIER | 27VPA924A*030* | CVAMA3217XMA* | 59SP6B060V17**16 | Split System | 24800 | 19 | 8.5 | 1.9 | R-454B | 650
217934516 | CARRIER | 27VPA924A*030* | CVAVA3721XMA* | 59TP6C100V21**22 | Split System | 24800 | 19 | 8.5 | 1.9 | R-454B | 650
217934133 | CARRIER | 27VPA924A*030* | CVAMA3217XMA* | 59TP6C060V17**16 | Split System | 24800 | 19 | 8.5 | 1.9 | R-454B | 650
217934100 | CARRIER | 27VPA924A*030* | CVAMA3217XMA* | 58CU*B060C17**16 | Split System | 24800 | 19 | 8.5 | 1.9 | R-454B | 650
217934134 | CARRIER | 27VPA924A*030* | CVAMA3217XMA* | 59TP6C080V17**16 | Split System | 24800 | 19 | 8.5 | 1.9 | R-454B | 650
217934059 | CARRIER | 27VPA924A*030* | CVAMA3117XMA* | 58CU*B060C17**16 | Split System | 24800 | 19 | 8.5 | 1.9 | R-454B | 650
217934127 | CARRIER | 27VPA924A*030* | CVAMA3217XMA* | 59TN6C080C17**14 | Split System | 24800 | 19 | 8.5 | 1.9 | R-454B | 650
217934471 | CARRIER | 27VPA924A*030* | CVAVA3721XMA* | 58SU*B040M17**12 | Split System | 24800 | 19 | 8.5 | 1.9 | R-454B | 650
217934480 | CARRIER | 27VPA924A*030* | CVAVA3721XMA* | 58TN*B110C21**20 | Split System | 24800 | 19 | 8.5 | 1.9 | R-454B | 650
217934521 | CARRIER | 27VPA924A*030* | CVAVA3721XMA* | 59TP7A100V21**22 | Split System | 24800 | 19 | 8.5 | 1.9 | R-454B | 650
217934086 | CARRIER | 27VPA924A*030* | CVAMA3117XMA* | 59TN6C080C17**14 | Split System | 24800 | 19 | 8.5 | 1.9 | R-454B | 650
217934083 | CARRIER | 27VPA924A*030* | CVAMA3117XMA* | 59SU5B060M17**16 | Split System | 24800 | 19 | 8.5 | 1.9 | R-454B | 650
217934505 | CARRIER | 27VPA924A*030* | CVAVA3721XMA* | 59TN6C080C21**20 | Split System | 24800 | 19 | 8.5 | 1.9 | R-454B | 650
217934509 | CARRIER | 27VPA924A*030* | CVAVA3721XMA* | 59TN7A080C21**20 | Split System | 24800 | 19 | 8.5 | 1.9 | R-454B | 650
217934063 | CARRIER | 27VPA924A*030* | CVAMA3117XMA* | 58SP*B090V17**16 | Split System | 24800 | 19 | 8.5 | 1.9 | R-454B | 650
217934070 | CARRIER | 27VPA924A*030* | CVAMA3117XMA* | 58TP*B045V14**12 | Split System | 24800 | 19 | 8.5 | 1.9 | R-454B | 650
217934072 | CARRIER | 27VPA924A*030* | CVAMA3117XMA* | 58TP*B070V17**16 | Split System | 24800 | 19 | 8.5 | 1.9 | R-454B | 650
217934515 | CARRIER | 27VPA924A*030* | CVAVA3721XMA* | 59TP6C100V21**20 | Split System | 24800 | 19 | 8.5 | 1.9 | R-454B | 650
217934497 | CARRIER | 27VPA924A*030* | CVAVA3721XMA* | 59SP6B100V21**20 | Split System | 24800 | 19 | 8.5 | 1.9 | R-454B | 650
217934073 | CARRIER | 27VPA924A*030* | CVAMA3117XMA* | 58TP*B090V17**16 | Split System | 24800 | 19 | 8.5 | 1.9 | R-454B | 650
217934520 | CARRIER | 27VPA924A*030* | CVAVA3721XMA* | 59TP7A100V21**20 | Split System | 24800 | 19 | 8.5 | 1.9 | R-454B | 650
217934075 | CARRIER | 27VPA924A*030* | CVAMA3117XMA* | 59MN7C060C17**14 | Split System | 24800 | 19 | 8.5 | 1.9 | R-454B | 650
217934060 | CARRIER | 27VPA924A*030* | CVAMA3117XMA* | 58SP*B045V14**12 | Split System | 24800 | 19 | 8.5 | 1.9 | R-454B | 650
217934102 | CARRIER | 27VPA924A*030* | CVAMA3217XMA* | 58SP*B070V14**12 | Split System | 25000 | 19 | 8.5 | 1.9 | R-454B | 650
217934105 | CARRIER | 27VPA924A*030* | CVAMA3217XMA* | 58SU*B040M17**12 | Split System | 25000 | 19 | 8.5 | 1.9 | R-454B | 650
217934112 | CARRIER | 27VPA924A*030* | CVAMA3217XMA* | 58TP*B070V14**12 | Split System | 25000 | 19 | 8.5 | 1.9 | R-454B | 650
217934071 | CARRIER | 27VPA924A*030* | CVAMA3117XMA* | 58TP*B070V14**12 | Split System | 25000 | 19 | 8.5 | 1.9 | R-454B | 650
217934064 | CARRIER | 27VPA924A*030* | CVAMA3117XMA* | 58SU*B040M17**12 | Split System | 25000 | 19 | 8.5 | 1.9 | R-454B | 650
217934342 | CARRIER | 27VPA924A*030* | CVAVA3117XMA* | 58TN*B090C17**16 | Split System | 25000 | 19 | 8.5 | 1.9 | R-454B | 650
217934339 | CARRIER | 27VPA924A*030* | CVAVA3117XMA* | 58SU*B040M17**12 | Split System | 25000 | 19 | 8.5 | 1.9 | R-454B | 650
217934346 | CARRIER | 27VPA924A*030* | CVAVA3117XMA* | 58TP*B090V17**16 | Split System | 25000 | 19 | 8.5 | 1.9 | R-454B | 650
217934065 | CARRIER | 27VPA924A*030* | CVAMA3117XMA* | 58SU*B060M17**16 | Split System | 25000 | 19 | 8.5 | 1.9 | R-454B | 650
217934338 | CARRIER | 27VPA924A*030* | CVAVA3117XMA* | 58SP*B090V17**16 | Split System | 25000 | 19 | 8.5 | 1.9 | R-454B | 650
217934061 | CARRIER | 27VPA924A*030* | CVAMA3117XMA* | 58SP*B070V14**12 | Split System | 25000 | 19 | 8.5 | 1.9 | R-454B | 650
217934092 | CARRIER | 27VPA924A*030* | CVAMA3117XMA* | 59TP6C060V17**16 | Split System | 25000 | 19 | 8.5 | 1.9 | R-454B | 650
217934080 | CARRIER | 27VPA924A*030* | CVAMA3117XMA* | 59SP6B060V17**16 | Split System | 25000 | 19 | 8.5 | 1.9 | R-454B | 650
217934356 | CARRIER | 27VPA924A*030* | CVAVA3117XMA* | 59TN7A080C17**16 | Split System | 25000 | 19 | 8.5 | 1.9 | R-454B | 650
217934354 | CARRIER | 27VPA924A*030* | CVAVA3117XMA* | 59TN6C060C17**14 | Split System | 25000 | 19 | 8.5 | 1.9 | R-454B | 650
217934351 | CARRIER | 27VPA924A*030* | CVAVA3117XMA* | 59SP6B060V17**16 | Split System | 25000 | 19 | 8.5 | 1.9 | R-454B | 650
217934094 | CARRIER | 27VPA924A*030* | CVAMA3117XMA* | 59TP7A060V17**16 | Split System | 25000 | 19 | 8.5 | 1.9 | R-454B | 650
217934361 | CARRIER | 27VPA924A*030* | CVAVA3117XMA* | 59TP7A060V17**16 | Split System | 25000 | 19 | 8.5 | 1.9 | R-454B | 650
217934535 | CARRIER | 27VPA924A*030* | CVAVA3817XMA* | 58TP*B070V14**12 | Split System | 25200 | 19 | 8.5 | 1.9 | R-454B | 650
217934528 | CARRIER | 27VPA924A*030* | CVAVA3817XMA* | 58SP*B070V14**12 | Split System | 25200 | 19 | 8.5 | 1.9 | R-454B | 650
218598236 | CHAMPION HEATING AND COOLING | HH860E2S12 | JHC60C5CH2SS1 |  | Split System | 54000 | 18 | 8.1 | 2 | R-454B | 650
218598228 | COLEMAN | HH860E2S12 | JHC60C5CH2SS1 |  | Split System | 54000 | 18 | 8.1 | 2 | R-454B | 650
218598239 | FRASER-JOHNSTON | HH860E2S12 | JHC60C5CH2SS1 |  | Split System | 54000 | 18 | 8.1 | 2 | R-454B | 650
218598226 | KENMORE | HH860E2S12 | JHC60C5CH2SS1 |  | Split System | 54000 | 18 | 8.1 | 2 | R-454B | 650
218598222 | YORK | HH860E2S12 | JHC60C5CH2SS1 |  | Split System | 54000 | 18 | 8.1 | 2 | R-454B | 650
218599912 | KENMORE | HH836E2S11* | CTF36B5ADS2 | Z9ES060B12SMPS1* | Split System | 33200 | 17 | 8.5 | 2 | R-454B | 650
218599914 | KENMORE | HH836E2S11* | CTU36B5XDS2+TXV | Z9ES060B12SMPS1* | Split System | 33200 | 17 | 8.5 | 2 | R-454B | 650
218600197 | KENMORE | HH836E2S11* | CTM36B5ADS2 | Z8ES100B12LMPS1* | Split System | 33200 | 18 | 8.5 | 2 | R-454B | 650
218600196 | KENMORE | HH836E2S11* | CTM36B5ADS2 | Z8ES100B12SMPS1* | Split System | 33200 | 18 | 8.5 | 2 | R-454B | 650
218600198 | KENMORE | HH836E2S11* | CTM36B5CDS2 | Z8ES100B12SMPS1* | Split System | 33200 | 18 | 8.5 | 2 | R-454B | 650
218600206 | KENMORE | HH836E2S11* | CTM36B5CDS2 | Z9ET080B12SMPS1* | Split System | 33200 | 18 | 8.5 | 2 | R-454B | 650
218600203 | KENMORE | HH836E2S11* | CTM36B5ADS2 | Z9ET060B12SMPS1* | Split System | 33200 | 18 | 8.5 | 2 | R-454B | 650
218599995 | KENMORE | HH836E2S11* | CTM36C5CDS2 | Z9ET080C16SMPS1 | Split System | 33400 | 18 | 8.5 | 2 | R-454B | 650
218599911 | KENMORE | HH836E2S11* | CTU36B5XDS2+TXV | Z9ET080B12SMPS1* | Split System | 33400 | 18 | 8.5 | 2 | R-454B | 650
218599923 | KENMORE | HH836E2S11* | CTU36B5XDS2+TXV | Z9ES080B12SMPS1* | Split System | 33600 | 18 | 8.5 | 2 | R-454B | 650
218599922 | KENMORE | HH836E2S11* | CTF36B5CDS2 | Z9ES080B12SMPS1* | Split System | 33600 | 18 | 8.5 | 2 | R-454B | 650
218599921 | KENMORE | HH836E2S11* | CTF36B5ADS2 | Z9ES080B12SMPS1* | Split System | 33600 | 18 | 8.5 | 2 | R-454B | 650
218599989 | KENMORE | HH836E2S11* | CTM36C5ADS2 | Z8ES080C20SMPS1* | Split System | 34400 | 18 | 8.5 | 2 | R-454B | 650
218599965 | KENMORE | HH836E2S11* | CTM36C5ADS2 | Z8ES100C20LMPS1* | Split System | 34400 | 18 | 8.5 | 2 | R-454B | 650
218599972 | KENMORE | HH836E2S11* | CTM36C5ADS2 | Z8ES120C20SMPS1* | Split System | 34400 | 18 | 8.5 | 2 | R-454B | 650
218599966 | KENMORE | HH836E2S11* | CTM36C5CDS2 | Z8ES100C20LMPS1* | Split System | 34400 | 18 | 8.5 | 2 | R-454B | 650
218600089 | KENMORE | HH836E2S11* | CTF36C5ADS2 | Z8ES120C20SMPS1* | Split System | 34400 | 18 | 8.5 | 2 | R-454B | 650
218599964 | KENMORE | HH836E2S11* | CTM36C5ADS2 | Z8ES100C20SMPS1* | Split System | 34400 | 18 | 8.5 | 2 | R-454B | 650
218599886 | KENMORE | HH860E2S11* | CTM60C5CHS2 | Z9ES100C20SMPS1* | Split System | 53000 | 19 | 8.5 | 2 | R-454B | 650
218599881 | KENMORE | HH860E2S11* | CTM60C5CHS2 | Z9ET100C20SMPS1 | Split System | 53500 | 19 | 8.5 | 2 | R-454B | 650
218599883 | KENMORE | HH860E2S11* | CTM60C5CHS2 | Z9ES080C20SMPS1* | Split System | 53500 | 19 | 8.5 | 2 | R-454B | 650
218600104 | KENMORE | HH836E2S11* | CTF36C5ADS2 | Z9ET100C20SMPS1 | Split System | 33600 | 17 | 8.5 | 2 | R-454B | 650
218600105 | KENMORE | HH836E2S11* | CTF36C5CDS2 | Z9ET100C20SMPS1 | Split System | 33600 | 17 | 8.5 | 2 | R-454B | 650
218600103 | KENMORE | HH836E2S11* | CTF36C5CDS2 | Z9ET100C16SMPS1 | Split System | 33000 | 18 | 8.5 | 2 | R-454B | 650
218599915 | KENMORE | HH836E2S11* | CTF36B5ADS2 | Z8ES080B12SMPS1* | Split System | 33200 | 18 | 8.5 | 2 | R-454B | 650
218599920 | KENMORE | HH836E2S11* | CTU36B5XDS2+TXV | Z8ES080B12SMPS1* | Split System | 33200 | 18 | 8.5 | 2 | R-454B | 650
218599928 | KENMORE | HH836E2S11* | CTU36B5XDS2+TXV | Z8ES100B12SMPS1* | Split System | 33400 | 18 | 8.5 | 2 | R-454B | 650
218599948 | KENMORE | HH836E2S11* | CTM36C5ADS2 | Z8VT100C20SMPC1 | Split System | 33600 | 18 | 8.5 | 2 | R-454B | 650
218599985 | KENMORE | HH836E2S11* | CTM36C5ADS2 | Z8ES080C16LMPS1* | Split System | 34000 | 18 | 8.5 | 2 | R-454B | 650
218599988 | KENMORE | HH836E2S11* | CTM36C5CDS2 | Z8ES080C16LMPS1* | Split System | 34000 | 18 | 8.5 | 2 | R-454B | 650
218599970 | KENMORE | HH836E2S11* | CTM36C5CDS2 | Z8ES100C16SMPS1* | Split System | 34200 | 18 | 8.5 | 2 | R-454B | 650
218599971 | KENMORE | HH836E2S11* | CTM36C5CDS2 | Z8ES100C16LMPS1* | Split System | 34200 | 18 | 8.5 | 2 | R-454B | 650
218599979 | KENMORE | HH836E2S11* | CTM36C5ADS2 | Z8ES120C16LMPS1* | Split System | 34400 | 18 | 8.5 | 2 | R-454B | 650
218599981 | KENMORE | HH836E2S11* | CTM36C5CDS2 | Z8ES120C16LMPS1* | Split System | 34400 | 18 | 8.5 | 2 | R-454B | 650
218599978 | KENMORE | HH836E2S11* | CTM36C5ADS2 | Z8ES120C16SMPS1* | Split System | 34400 | 18 | 8.5 | 2 | R-454B | 650
218599980 | KENMORE | HH836E2S11* | CTM36C5CDS2 | Z8ES120C16SMPS1* | Split System | 34400 | 18 | 8.5 | 2 | R-454B | 650
218600081 | KENMORE | HH836E2S11* | CTF36C5ADS2 | Z8ES100C16LMPS1* | Split System | 34400 | 18 | 8.5 | 2 | R-454B | 650
218600080 | KENMORE | HH836E2S11* | CTF36C5ADS2 | Z8ES100C16SMPS1* | Split System | 34400 | 18 | 8.5 | 2 | R-454B | 650
218600082 | KENMORE | HH836E2S11* | CTF36C5CDS2 | Z8ES100C16SMPS1* | Split System | 34400 | 18 | 8.5 | 2 | R-454B | 650
218599954 | KENMORE | HH836E2S11* | CTM36C5ADS2 | Z8VT080C16SMPC1 | Split System | 33800 | 19 | 8.5 | 2 | R-454B | 650
218599955 | KENMORE | HH836E2S11* | CTM36C5CDS2 | Z8VT080C16SMPC1 | Split System | 33800 | 19 | 8.5 | 2 | R-454B | 650
218599945 | KENMORE | HH836E2S11* | CTM36C5CDS2 | Z8ET080C16LMPS1* | Split System | 34000 | 19 | 8.5 | 2 | R-454B | 650
218600051 | KENMORE | HH836E2S11* | CTF36C5CDS2 | Z8ET100C16LMPS1* | Split System | 34200 | 19 | 8.5 | 2 | R-454B | 650
218599946 | KENMORE | HH836E2S11* | CTM36C5ADS2 | Z8ET100C16LMPS1* | Split System | 34200 | 19 | 8.5 | 2 | R-454B | 650
218599873 | KENMORE | HH860E2S11* | CTF60D5CHS2 | Z9ES120D20SMPS1* | Split System | 53500 | 19 | 8.5 | 2 | R-454B | 650
218088735 | Navien, Inc. | NAZ17V3622A1 | NAM24B2TA1 | NPF700-080D3BH | Split System | 22600 | 16.8 | 8.7 | 1.9 | R-454B | 650
218600421 | KENMORE | HH860E2S11* | CTU60C5XGS2+TXV | Z8ET100C20LMPS1* | Split System | 45500 | 17 | 9 | 2 | R-454B | 650
218600120 | KENMORE | HH836E2S11* | CTF48C5AFS2 | Z9ES080C20SMPS1* | Split System | 34200 | 18 | 9 | 2 | R-454B | 650
218600121 | KENMORE | HH836E2S11* | CTF48C5CFS2 | Z9ES080C20SMPS1* | Split System | 34200 | 18 | 9 | 2 | R-454B | 650
218600163 | KENMORE | HH836E2S11* | CTF48C5CFS2 | Z9ES100C16SMPS1* | Split System | 35000 | 18 | 9 | 2 | R-454B | 650
218600033 | KENMORE | HH836E2S11* | CTM48C5CFS2 | Z9ES100C16SMPS1* | Split System | 35000 | 18 | 9 | 2 | R-454B | 650
218600032 | KENMORE | HH836E2S11* | CTM48C5AFS2 | Z9ES100C16SMPS1* | Split System | 35000 | 18 | 9 | 2 | R-454B | 650
218600162 | KENMORE | HH836E2S11* | CTF48C5AFS2 | Z9ES100C16SMPS1* | Split System | 35000 | 18 | 9 | 2 | R-454B | 650
218600164 | KENMORE | HH836E2S11* | CTU48C5XFS2+TXV | Z9ES100C16SMPS1* | Split System | 35000 | 18 | 9 | 2 | R-454B | 650
218600379 | KENMORE | HH860E2S11* | CTF60C5CGS2 | Z9ET080C16SMPS1 | Split System | 44000 | 18 | 9 | 2 | R-454B | 650
218600451 | KENMORE | HH860E2S11* | CTM60C5CGS2 | Z9ET080C16SMPS1 | Split System | 44000 | 18 | 9 | 2 | R-454B | 650
218600389 | KENMORE | HH860E2S11* | CTF60C5CGS2 | Z9ES100C16SMPS1* | Split System | 45500 | 18 | 9 | 2 | R-454B | 650
218600138 | KENMORE | HH836E2S11* | CTF48C5CFS2 | Z8ES080C20LMPS1* | Split System | 34200 | 19 | 9 | 2 | R-454B | 650
218600140 | KENMORE | HH836E2S11* | CTU48C5XFS2+TXV | Z8ES080C20LMPS1* | Split System | 34200 | 19 | 9 | 2 | R-454B | 650
218600012 | KENMORE | HH836E2S11* | CTM48C5AFS2 | Z8ES080C20SMPS1* | Split System | 34200 | 19 | 9 | 2 | R-454B | 650
218600139 | KENMORE | HH836E2S11* | CTU48C5XFS2+TXV | Z8ES080C20SMPS1* | Split System | 34200 | 19 | 9 | 2 | R-454B | 650
218600137 | KENMORE | HH836E2S11* | CTF48C5CFS2 | Z8ES080C20SMPS1* | Split System | 34200 | 19 | 9 | 2 | R-454B | 650
218600031 | KENMORE | HH836E2S11* | CTM48C5CFS2 | Z8ES120C20LMPS1* | Split System | 34200 | 19 | 9 | 2 | R-454B | 650
218600115 | KENMORE | HH836E2S11* | CTF48C5AFS2 | Z8ES120C20LMPS1* | Split System | 34200 | 19 | 9 | 2 | R-454B | 650
218600028 | KENMORE | HH836E2S11* | CTM48C5AFS2 | Z8ES120C20SMPS1* | Split System | 34200 | 19 | 9 | 2 | R-454B | 650
218600030 | KENMORE | HH836E2S11* | CTM48C5CFS2 | Z8ES120C20SMPS1* | Split System | 34200 | 19 | 9 | 2 | R-454B | 650
218600114 | KENMORE | HH836E2S11* | CTF48C5AFS2 | Z8ES120C20SMPS1* | Split System | 34200 | 19 | 9 | 2 | R-454B | 650
218600149 | KENMORE | HH836E2S11* | CTF48C5CFS2 | Z8ES100C20SMPS1* | Split System | 34400 | 19 | 9 | 2 | R-454B | 650
218600004 | KENMORE | HH836E2S11* | CTM48C5AFS2 | Z8ES100C20SMPS1* | Split System | 34400 | 19 | 9 | 2 | R-454B | 650
218600006 | KENMORE | HH836E2S11* | CTM48C5CFS2 | Z8ES100C20LMPS1* | Split System | 34400 | 19 | 9 | 2 | R-454B | 650
218600147 | KENMORE | HH836E2S11* | CTF48C5AFS2 | Z8ES100C20SMPS1* | Split System | 34400 | 19 | 9 | 2 | R-454B | 650
218600005 | KENMORE | HH836E2S11* | CTM48C5AFS2 | Z8ES100C20LMPS1* | Split System | 34400 | 19 | 9 | 2 | R-454B | 650
218600152 | KENMORE | HH836E2S11* | CTU48C5XFS2+TXV | Z8ES100C20LMPS1* | Split System | 34400 | 19 | 9 | 2 | R-454B | 650
218600134 | KENMORE | HH836E2S11* | CTU48C5XFS2+TXV | Z8ES080C16LMPS1* | Split System | 34400 | 19 | 9 | 2 | R-454B | 650
218600130 | KENMORE | HH836E2S11* | CTF48C5AFS2 | Z8ES080C16LMPS1* | Split System | 34400 | 19 | 9 | 2 | R-454B | 650
218600374 | KENMORE | HH860E2S11* | CTF60C5CGS2 | Z9ET100C16SMPS1 | Split System | 44500 | 19 | 9 | 2 | R-454B | 650
218599880 | KENMORE | HH860E2S11* | CTF60D5CJS2+JMC20D2SN1 |  | Split System | 53000 | 19 | 9 | 2 | R-454B | 650
218599878 | KENMORE | HH860E2S11* | CTF60D5CJS2 | Z8ES130D20SMPS1* | Split System | 53500 | 19 | 9 | 2 | R-454B | 650
218599903 | KENMORE | HH860E2S11* | CTM60D5CJS2 | Z8ES130D20LMPS1* | Split System | 53500 | 19 | 9 | 2 | R-454B | 650
218599905 | KENMORE | HH860E2S11* | CTM60D5CJS2+JMC20D2SN1 |  | Split System | 54000 | 19 | 9 | 2 | R-454B | 650
218160615 | RHEEM | RP17AY24AJVC | RH2TY2417STANN |  | Split System | 22600 | 17 | 9 | 2.1 | R-454B | 650
218327884 | RUUD | RP17AY24AJVC | RH2TY2417STANN |  | Split System | 22600 | 17 | 9 | 2.1 | R-454B | 650
218327575 | SURE | SP17AY24AJVC | SH2CY2417STANN |  | Split System | 22600 | 17 | 9 | 2.1 | R-454B | 650
218599938 | KENMORE | HH836E2S11* | CTU36B5XDS2+TXV | Z8VT080B12SMPC1 | Split System | 33000 | 18 | 9 | 2 | R-454B | 650
218599937 | KENMORE | HH836E2S11* | CTF36B5CDS2 | Z8VT080B12SMPC1 | Split System | 33000 | 18 | 9 | 2 | R-454B | 650
218600054 | KENMORE | HH836E2S11* | CTF36C5ADS2 | Z8VT100C20SMPC1 | Split System | 33600 | 18 | 9 | 2 | R-454B | 650
218600055 | KENMORE | HH836E2S11* | CTF36C5CDS2 | Z8VT100C20SMPC1 | Split System | 33600 | 18 | 9 | 2 | R-454B | 650
218600056 | KENMORE | HH836E2S11* | CTF36C5ADS2 | Z8VT080C16SMPC1 | Split System | 34000 | 18 | 9 | 2 | R-454B | 650
218600399 | KENMORE | HH860E2S11* | CTU60C5XGS2+TXV | Z8ES120C20LMPS1* | Split System | 45000 | 18 | 9 | 2 | R-454B | 650
218600398 | KENMORE | HH860E2S11* | CTU60C5XGS2+TXV | Z8ES120C20SMPS1* | Split System | 45000 | 18 | 9 | 2 | R-454B | 650
218600182 | KENMORE | HH836E2S11* | CTU48C5XFS2+TXV | Z8ET120C20LMPS1* | Split System | 32600 | 19 | 9 | 2 | R-454B | 650
218600045 | KENMORE | HH836E2S11* | CTM48C5CFS2 | Z8ET080C16LMPS1* | Split System | 32800 | 19 | 9 | 2 | R-454B | 650
218600188 | KENMORE | HH836E2S11* | CTU48C5XFS2+TXV | Z8ET080C16LMPS1* | Split System | 32800 | 19 | 9 | 2 | R-454B | 650
218600187 | KENMORE | HH836E2S11* | CTF48C5CFS2 | Z8ET080C16LMPS1* | Split System | 32800 | 19 | 9 | 2 | R-454B | 650
218600037 | KENMORE | HH836E2S11* | CTM48C5CFS2 | Z8VT100C16SMPC1 | Split System | 32800 | 19 | 9 | 2 | R-454B | 650
218600171 | KENMORE | HH836E2S11* | CTF48C5AFS2 | Z8VT100C16SMPC1 | Split System | 32800 | 19 | 9 | 2 | R-454B | 650
218600173 | KENMORE | HH836E2S11* | CTU48C5XFS2+TXV | Z8VT100C16SMPC1 | Split System | 32800 | 19 | 9 | 2 | R-454B | 650
218600049 | KENMORE | HH836E2S11* | CTM48C5CFS2 | Z8ET100C20LMPS1* | Split System | 33200 | 19 | 9 | 2 | R-454B | 650
218600048 | KENMORE | HH836E2S11* | CTM48C5AFS2 | Z8ET100C20LMPS1* | Split System | 33200 | 19 | 9 | 2 | R-454B | 650
218600063 | KENMORE | HH836E2S11* | CTF36C5CDS2 | Z8ET120C20LMPS1* | Split System | 33400 | 19 | 9 | 2 | R-454B | 650
218599953 | KENMORE | HH836E2S11* | CTM36C5CDS2 | Z8ET120C20LMPS1* | Split System | 33400 | 19 | 9 | 2 | R-454B | 650
218600062 | KENMORE | HH836E2S11* | CTF36C5ADS2 | Z8ET120C20LMPS1* | Split System | 33400 | 19 | 9 | 2 | R-454B | 650
218600174 | KENMORE | HH836E2S11* | CTF48C5AFS2 | Z8VT120C20SMPC1 | Split System | 33400 | 19 | 9 | 2 | R-454B | 650
218600170 | KENMORE | HH836E2S11* | CTU48C5XFS2+TXV | Z8VT080C16SMPC1 | Split System | 33400 | 19 | 9 | 2 | R-454B | 650
218600035 | KENMORE | HH836E2S11* | CTM48C5CFS2 | Z8VT080C16SMPC1 | Split System | 33400 | 19 | 9 | 2 | R-454B | 650
218600183 | KENMORE | HH836E2S11* | CTF48C5AFS2 | Z8ET100C16LMPS1* | Split System | 33600 | 19 | 9 | 2 | R-454B | 650
218600184 | KENMORE | HH836E2S11* | CTF48C5CFS2 | Z8ET100C16LMPS1* | Split System | 33600 | 19 | 9 | 2 | R-454B | 650
218600046 | KENMORE | HH836E2S11* | CTM48C5AFS2 | Z8ET100C16LMPS1* | Split System | 33600 | 19 | 9 | 2 | R-454B | 650
218600053 | KENMORE | HH836E2S11* | CTF36C5CDS2 | Z8ET100C20LMPS1* | Split System | 33800 | 19 | 9 | 2 | R-454B | 650
218599956 | KENMORE | HH836E2S11* | CTM36C5ADS2 | Z8VT120C20SMPC1 | Split System | 33800 | 19 | 9 | 2 | R-454B | 650
218600021 | KENMORE | HH836E2S11* | CTM48C5CFS2 | Z8ES120C16LMPS1* | Split System | 34000 | 19 | 9 | 2 | R-454B | 650
218599931 | KENMORE | HH836E2S11* | CTF36B5CDS2+JMC12B2SN1 |  | Split System | 34000 | 19 | 9 | 2 | R-454B | 650
218600073 | KENMORE | HH836E2S11* | CTF36C5ADS2+JMC17C2SN1 |  | Split System | 34400 | 19 | 9 | 2 | R-454B | 650
218600071 | KENMORE | HH836E2S11* | CTF36C5CDS2+JMC17C2SN1 |  | Split System | 34400 | 19 | 9 | 2 | R-454B | 650
218599962 | KENMORE | HH836E2S11* | CTM36C5ADS2+JMC16C2SN1 |  | Split System | 34400 | 19 | 9 | 2 | R-454B | 650
218600003 | KENMORE | HH836E2S11* | CTM48C5CFS2+JMC16C2SN1 |  | Split System | 34400 | 19 | 9 | 2 | R-454B | 650
218600153 | KENMORE | HH836E2S11* | CTF48C5AFS2+JMC16C2SN1 |  | Split System | 34400 | 19 | 9 | 2 | R-454B | 650
218600146 | KENMORE | HH836E2S11* | CTU48C5XFS2+JMC17C2SN1+TXV |  | Split System | 34400 | 19 | 9 | 2 | R-454B | 650
218600096 | KENMORE | HH836E2S11* | CTF36C5CDS2+JMC16C2SN1 |  | Split System | 34800 | 19 | 9 | 2 | R-454B | 650
218599855 | KENMORE | HH860E2S11* | CTF60C5CHS2 | Z8VT100C20SMPC1 | Split System | 53000 | 19 | 9 | 2 | R-454B | 650
218599890 | KENMORE | HH860E2S11* | CTM60C5CHS2 | Z8ES120C20SMPS1* | Split System | 53500 | 19 | 9 | 2 | R-454B | 650
218599866 | KENMORE | HH860E2S11* | CTF60C5CHS2 | Z8ES120C20LMPS1* | Split System | 53500 | 19 | 9 | 2 | R-454B | 650
218599778 | KENMORE | HH824E2S11* | CTF30A5ADS2 | Z9ET040A10SMPS1* | Split System | 23000 | 17 | 9 | 2 | R-454B | 650
218599786 | KENMORE | HH824E2S11* | CTF30A5ADS2 | Z9ES040A10SMPS1* | Split System | 23000 | 18 | 9 | 2 | R-454B | 650
218599779 | KENMORE | HH824E2S11* | CTF30A5ADS2 | Z9ES026A08SMPS1* | Split System | 23000 | 18 | 9 | 2 | R-454B | 650
218600064 | KENMORE | HH836E2S11* | CTF36C5ADS2 | Z8VT120C20SMPC1 | Split System | 33000 | 18 | 9 | 2 | R-454B | 650
218600424 | KENMORE | HH860E2S11* | CTF60C5CGS2 | Z8VT100C16SMPC1 | Split System | 43500 | 18 | 9 | 2 | R-454B | 650
218600441 | KENMORE | HH860E2S11* | CTM60C5CGS2 | Z8VT100C20SMPC1 | Split System | 43500 | 18 | 9 | 2 | R-454B | 650
218600407 | KENMORE | HH860E2S11* | CTF60C5CGS2 | Z8ES120C16LMPS1* | Split System | 44000 | 18 | 9 | 2 | R-454B | 650
218600431 | KENMORE | HH860E2S11* | CTU60C5XGS2+TXV | Z8VT080C16SMPC1 | Split System | 44000 | 18 | 9 | 2 | R-454B | 650
218600430 | KENMORE | HH860E2S11* | CTF60C5CGS2 | Z8VT080C16SMPC1 | Split System | 44000 | 18 | 9 | 2 | R-454B | 650
218600390 | KENMORE | HH860E2S11* | CTF60C5CGS2 | Z8ES100C16SMPS1* | Split System | 44000 | 18 | 9 | 2 | R-454B | 650
218600391 | KENMORE | HH860E2S11* | CTF60C5CGS2 | Z8ES100C16LMPS1* | Split System | 44000 | 18 | 9 | 2 | R-454B | 650
218600446 | KENMORE | HH860E2S11* | CTM60C5CGS2 | Z8ES080C20LMPS1* | Split System | 44000 | 18 | 9 | 2 | R-454B | 650
218600402 | KENMORE | HH860E2S11* | CTF60C5CGS2 | Z8ES100C20SMPS1* | Split System | 44500 | 18 | 9 | 2 | R-454B | 650
218600455 | KENMORE | HH860E2S11* | CTM60C5CGS2 | Z8ES100C20SMPS1* | Split System | 44500 | 18 | 9 | 2 | R-454B | 650
218600405 | KENMORE | HH860E2S11* | CTU60C5XGS2+TXV | Z8ES100C20LMPS1* | Split System | 44500 | 18 | 9 | 2 | R-454B | 650
218600380 | KENMORE | HH860E2S11* | CTF60C5CGS2 | Z8ES080C16SMPS1* | Split System | 44500 | 18 | 9 | 2 | R-454B | 650
218600457 | KENMORE | HH860E2S11* | CTM60C5CGS2+JMC17C2SN1 |  | Split System | 45000 | 19 | 9 | 2 | R-454B | 650
218599889 | KENMORE | HH860E2S11* | CTM60C5CHS2+JMC17C2SN1 |  | Split System | 53500 | 19 | 9 | 2 | R-454B | 650
218599856 | KENMORE | HH860E2S11* | CTF60C5CHS2 | Z8VT120C20SMPC1 | Split System | 53500 | 19 | 9 | 2 | R-454B | 650
218599862 | KENMORE | HH860E2S11* | CTF60C5CHS2+JMC17C2SN1 |  | Split System | 53500 | 19 | 9 | 2 | R-454B | 650
218599863 | KENMORE | HH860E2S11* | CTF60C5CHS2 | Z8ES100C20SMPS1* | Split System | 53500 | 19 | 9 | 2 | R-454B | 650
218599888 | KENMORE | HH860E2S11* | CTM60C5CHS2 | Z8ES100C20LMPS1* | Split System | 53500 | 19 | 9 | 2 | R-454B | 650
218599887 | KENMORE | HH860E2S11* | CTM60C5CHS2 | Z8ES100C20SMPS1* | Split System | 53500 | 19 | 9 | 2 | R-454B | 650
218599871 | KENMORE | HH860E2S11* | CTF60D5CHS2 | Z8ES130D20SMPS1* | Split System | 54000 | 19 | 9 | 2 | R-454B | 650
218599895 | KENMORE | HH860E2S11* | CTM60C5CHS2 | Z8ET120C20LMPS1* | Split System | 54000 | 19 | 9 | 2 | R-454B | 650
218599898 | KENMORE | HH860E2S11* | CTM60D5CHS2 | Z8ES130D20LMPS1* | Split System | 54000 | 19 | 9 | 2 | R-454B | 650
218599900 | KENMORE | HH860E2S11* | CTM60D5CHS2 | Z8ES130D20SMPS1* | Split System | 54000 | 19 | 9 | 2 | R-454B | 650
218331936 | TRANE | 5TWR7048A1 | 5TXCD008AS3+P0V0C000M50SD |  | Split System | 43500 | 16.5 | 9 | 2.2 | R-454B | 650
218600438 | KENMORE | HH860E2S11* | CTM60C5CGS2 | Z8ET100C20LMPS1* | Split System | 45500 | 17 | 9.5 | 2 | R-454B | 650
218600113 | KENMORE | HH836E2S11* | CTU48C5XFS2+TXV | Z9ET080C16SMPS1 | Split System | 33800 | 19 | 9.5 | 2 | R-454B | 650
218599996 | KENMORE | HH836E2S11* | CTM48C5AFS2 | Z9ET080C16SMPS1 | Split System | 33800 | 19 | 9.5 | 2 | R-454B | 650
218599805 | KENMORE | HH824E2S11* | CTU30B5XCS2+TXV | Z9ET060B12SMPS1* | Split System | 23000 | 18 | 9.5 | 2 | R-454B | 650
218599822 | KENMORE | HH824E2S11* | CTF36B5ADS2 | Z9ES060B12SMPS1* | Split System | 23000 | 17 | 9.5 | 2 | R-454B | 650
218599823 | KENMORE | HH824E2S11* | CTU36B5XDS2+TXV | Z9ES060B12SMPS1* | Split System | 23000 | 17 | 9.5 | 2 | R-454B | 650
218599811 | KENMORE | HH824E2S11* | CTF36B5ADS2 | Z9ET080B12SMPS1* | Split System | 23000 | 18 | 9.5 | 2 | R-454B | 650
218599783 | KENMORE | HH824E2S11* | CTF30A5ADS2 | Z8ES060A12LMPS1* | Split System | 23000 | 18 | 9.5 | 2 | R-454B | 650
218599799 | KENMORE | HH824E2S11* | CTU30B5XCS2+JMC12B2SN1+TXV |  | Split System | 23000 | 18 | 9.5 | 2 | R-454B | 650
218599798 | KENMORE | HH824E2S11* | CTF30B5ACS2+JMC12B2SN1 |  | Split System | 23000 | 18 | 9.5 | 2 | R-454B | 650
218599788 | KENMORE | HH824E2S11* | CTF30B5ACS2 | Z8VT080B12SMPC1 | Split System | 23000 | 18 | 9.5 | 2 | R-454B | 650
218599837 | KENMORE | HH824E2S11* | CTM30B5ACS2 | Z8ES080B12SMPS1* | Split System | 23000 | 18 | 9.5 | 2 | R-454B | 650
218599803 | KENMORE | HH824E2S11* | CTU30B5XCS2+TXV | Z8ES080B12LMPS1* | Split System | 23000 | 18 | 9.5 | 2 | R-454B | 650
218599838 | KENMORE | HH824E2S11* | CTM30B5ACS2 | Z8ES080B12LMPS1* | Split System | 23000 | 18 | 9.5 | 2 | R-454B | 650
218599800 | KENMORE | HH824E2S11* | CTF30B5ACS2 | Z8ES080B12SMPS1* | Split System | 23000 | 18 | 9.5 | 2 | R-454B | 650
218599836 | KENMORE | HH824E2S11* | CTM30B5ACS2 | Z8ET080B12LMPS1* | Split System | 23000 | 18 | 9.5 | 2 | R-454B | 650
218599795 | KENMORE | HH824E2S11* | CTU30B5XCS2+TXV | Z8ET080B12LMPS1* | Split System | 23000 | 18 | 9.5 | 2 | R-454B | 650
218599794 | KENMORE | HH824E2S11* | CTF30B5ACS2 | Z8ET080B12LMPS1* | Split System | 23000 | 18 | 9.5 | 2 | R-454B | 650
218599851 | KENMORE | HH824E2S11* | CTM36B5ADS2 | Z8ES080B12LMPS1* | Split System | 23000 | 18 | 9.5 | 2 | R-454B | 650
218599848 | KENMORE | HH824E2S11* | CTM36B5ADS2 | Z9ES080B12SMPS1* | Split System | 23000 | 18 | 9.5 | 2 | R-454B | 650
218599847 | KENMORE | HH824E2S11* | CTM36B5ADS2 | Z8ES100B12LMPS1* | Split System | 23000 | 18 | 9.5 | 2 | R-454B | 650
218599846 | KENMORE | HH824E2S11* | CTM36B5ADS2 | Z8ES100B12SMPS1* | Split System | 23000 | 18 | 9.5 | 2 | R-454B | 650
218599787 | KENMORE | HH824E2S11* | CTF30A5ADS2 | Z8VT060A12SMPC1 | Split System | 23000 | 18 | 9.5 | 2 | R-454B | 650
218599781 | KENMORE | HH824E2S11* | CTF30A5ADS2 | Z8ES040A12LMPS1* | Split System | 23000 | 18 | 9.5 | 2 | R-454B | 650
218599780 | KENMORE | HH824E2S11* | CTF30A5ADS2 | Z8ES040A12SMPS1* | Split System | 23000 | 18 | 9.5 | 2 | R-454B | 650
218600466 | KENMORE | HH860E2S11* | CTM60D5CGS2+JMC20D2SN1 |  | Split System | 45000 | 18 | 9.5 | 2 | R-454B | 650
218599820 | KENMORE | HH824E2S11* | CTU36B5XDS2+TXV | Z8ES080B12LMPS1* | Split System | 23000 | 19 | 9.5 | 2 | R-454B | 650
218599819 | KENMORE | HH824E2S11* | CTF36B5ADS2 | Z8ES080B12LMPS1* | Split System | 23000 | 19 | 9.5 | 2 | R-454B | 650
218599821 | KENMORE | HH824E2S11* | CTU36B5XDS2+TXV | Z8ES080B12SMPS1* | Split System | 23000 | 19 | 9.5 | 2 | R-454B | 650
218599854 | KENMORE | HH824E2S11* | CTM36B5ADS2 | Z8VT080B12SMPC1 | Split System | 23000 | 19 | 9.5 | 2 | R-454B | 650
218599828 | KENMORE | HH824E2S11* | CTF36B5ADS2 | Z8VT080B12SMPC1 | Split System | 23000 | 19 | 9.5 | 2 | R-454B | 650
218599813 | KENMORE | HH824E2S11* | CTF36B5ADS2 | Z8ES100B12LMPS1* | Split System | 23000 | 19 | 9.5 | 2 | R-454B | 650
218599814 | KENMORE | HH824E2S11* | CTU36B5XDS2+TXV | Z8ES100B12SMPS1* | Split System | 23000 | 19 | 9.5 | 2 | R-454B | 650
218599812 | KENMORE | HH824E2S11* | CTF36B5ADS2 | Z8ES100B12SMPS1* | Split System | 23000 | 19 | 9.5 | 2 | R-454B | 650
218600433 | KENMORE | HH860E2S11* | CTF60D5CGS2+JMC20D2SN1 |  | Split System | 46000 | 19 | 9.5 | 2 | R-454B | 650
218036401 | TRANE | 5TWV0X48A1 | 5TXCC009AS3 | S9V2C080U5VSB+VCKIT | Split System | 44500 | 20 | 9.7 | 2.1 | R-454B | 650
218036385 | TRANE | 5TWV0X48A1 | 5PX*D010AS3 | S9V2D120U5VSB+VCKIT | Split System | 44500 | 20.8 | 9.7 | 2.1 | R-454B | 650
216819809 | FRIEDRICH | RD18AY48AJVC | RCFY4821STANM | FR801V0504A17UHS | Split System | 40500 | 16 | 8.1 | 2 | R-454B | 650
216819891 | FRIEDRICH | RD18AY48AJVC | RCFY4821STANM | FR801V0504A17UHN | Split System | 40500 | 16 | 8.1 | 2 | R-454B | 650
216819665 | FRIEDRICH | RD18AY48AJVC | RCFY4821STANM | FR802V0504A17UH | Split System | 40500 | 16 | 8.1 | 2 | R-454B | 650
216819905 | FRIEDRICH | RD18AY48AJVC | RCFY4821STANM | FR801V0504A17UHU | Split System | 40500 | 16 | 8.1 | 2 | R-454B | 650
216820080 | FRIEDRICH | RD18AY48AJVC | RCFY4821STANM | FR801V0704A17UH | Split System | 40500 | 16 | 8.1 | 2 | R-454B | 650
216820117 | RHEEM | RD18AY48AJVC | RCFY4821STANM | R802V0504A17UH | Split System | 40500 | 16 | 8.1 | 2 | R-454B | 650
216819691 | RHEEM | RD18AY48AJVC | RCFY4821STANM | R801V0504A17UHS | Split System | 40500 | 16 | 8.1 | 2 | R-454B | 650
216819713 | RHEEM | RD18AY48AJVC | RCFY4821STANM | R801V0504A17UHN | Split System | 40500 | 16 | 8.1 | 2 | R-454B | 650
216819976 | RHEEM | RD18AY48AJVC | RCFY4821STANM | R801V0704A17UH | Split System | 40500 | 16 | 8.1 | 2 | R-454B | 650
216819939 | RHEEM | RD18AY48AJVC | RCFY4821STANM | R801V0504A17UHU | Split System | 40500 | 16 | 8.1 | 2 | R-454B | 650
216821404 | RUSSELL | RD18AY48AJVC | TCFY4821STANM | S801V0504A17UHS | Split System | 40500 | 16 | 8.1 | 2 | R-454B | 650
216821409 | RUSSELL | RD18AY48AJVC | TCFY4821STANM | S801V0504A17UHN | Split System | 40500 | 16 | 8.1 | 2 | R-454B | 650
216821477 | RUSSELL | RD18AY48AJVC | TCFY4821STANM | S801V0504A17UHU | Split System | 40500 | 16 | 8.1 | 2 | R-454B | 650
216821543 | RUSSELL | RD18AY48AJVC | TCFY4821STANM | S802V0504A17UH | Split System | 40500 | 16 | 8.1 | 2 | R-454B | 650
216821489 | RUSSELL | RD18AY48AJVC | TCFY4821STANM | S801V0704A17UH | Split System | 40500 | 16 | 8.1 | 2 | R-454B | 650
216819985 | RUUD | RD18AY48AJVC | RCFY4821STANM | R801V0504A17UHU | Split System | 40500 | 16 | 8.1 | 2 | R-454B | 650
216820031 | RUUD | RD18AY48AJVC | RCFY4821STANM | R802V0504A17UH | Split System | 40500 | 16 | 8.1 | 2 | R-454B | 650
216819677 | RUUD | RD18AY48AJVC | RCFY4821STANM | R801V0504A17UHN | Split System | 40500 | 16 | 8.1 | 2 | R-454B | 650
216819993 | RUUD | RD18AY48AJVC | RCFY4821STANM | R801V0704A17UH | Split System | 40500 | 16 | 8.1 | 2 | R-454B | 650
216819687 | RUUD | RD18AY48AJVC | RCFY4821STANM | R801V0504A17UHS | Split System | 40500 | 16 | 8.1 | 2 | R-454B | 650
216820879 | SURE | RD18AY48AJVC | TCFY4821STANM | S801V0504A17UHN | Split System | 40500 | 16 | 8.1 | 2 | R-454B | 650
216820947 | SURE | RD18AY48AJVC | TCFY4821STANM | S801V0504A17UHU | Split System | 40500 | 16 | 8.1 | 2 | R-454B | 650
216821013 | SURE | RD18AY48AJVC | TCFY4821STANM | S802V0504A17UH | Split System | 40500 | 16 | 8.1 | 2 | R-454B | 650
216820961 | SURE | RD18AY48AJVC | TCFY4821STANM | S801V0704A17UH | Split System | 40500 | 16 | 8.1 | 2 | R-454B | 650
216820873 | SURE | RD18AY48AJVC | TCFY4821STANM | S801V0504A17UHS | Split System | 40500 | 16 | 8.1 | 2 | R-454B | 650
216820469 | FRIEDRICH | RD18AY60AJVC | RCFY6021STAAM | FR802V0755A21UH | Split System | 48500 | 17 | 8.1 | 2 | R-454B | 650
216820536 | FRIEDRICH | RD18AY60AJVC | RCFY6021STAAM | FR801V0755A21UH | Split System | 48500 | 17 | 8.1 | 2 | R-454B | 650
216820582 | FRIEDRICH | RD18AY60AJVC | RCFY6021STAAM | FR801V1005A21UHU | Split System | 48500 | 17 | 8.1 | 2 | R-454B | 650
216820628 | FRIEDRICH | RD18AY60AJVC | RCFY6021STAAM | FR801V1005A21DZ | Split System | 49000 | 17 | 8.1 | 2 | R-454B | 650
216820459 | FRIEDRICH | RD18AY60AJVC | RCFY6021STAAM | FR801V1005A21UHN | Split System | 49000 | 17 | 8.1 | 2 | R-454B | 650
216820486 | FRIEDRICH | RD18AY60AJVC | RCFY6021STAAM | FR802V1005A21DZ | Split System | 49000 | 17 | 8.1 | 2 | R-454B | 650
216820488 | FRIEDRICH | RD18AY60AJVC | RCFY6021STAAM | FR802V1005A21UH | Split System | 49000 | 17 | 8.1 | 2 | R-454B | 650
216820539 | FRIEDRICH | RD18AY60AJVC | RCFY6021STAAM | FR801V1005A21UHS | Split System | 49000 | 17 | 8.1 | 2 | R-454B | 650
216820609 | FRIEDRICH | RD18AY60AJVC | RCFY6021STAAM | FR802V0755A21DZ | Split System | 49000 | 17 | 8.1 | 2 | R-454B | 650
216820520 | FRIEDRICH | RD18AY60AJVC | RCFY6021STAAM | FR801V0755A21DZ | Split System | 49000 | 17 | 8.1 | 2 | R-454B | 650
216820142 | FRIEDRICH | RD18AY48AJVC | RCFY4821STANM | FR802V1004A17UH | Split System | 41000 | 17 | 8.1 | 2.1 | R-454B | 650
216820478 | RHEEM | RD18AY60AJVC | RCFY6021STAAM | R801V1005A21UHU | Split System | 48500 | 17 | 8.1 | 2 | R-454B | 650
216820598 | RHEEM | RD18AY60AJVC | RCFY6021STAAM | R802V0755A21UH | Split System | 48500 | 17 | 8.1 | 2 | R-454B | 650
216820533 | RHEEM | RD18AY60AJVC | RCFY6021STAAM | R801V0755A21UH | Split System | 48500 | 17 | 8.1 | 2 | R-454B | 650
216820502 | RHEEM | RD18AY60AJVC | RCFY6021STAAM | R801V1005A21UHS | Split System | 49000 | 17 | 8.1 | 2 | R-454B | 650
216820567 | RHEEM | RD18AY60AJVC | RCFY6021STAAM | R801V1005A21DZ | Split System | 49000 | 17 | 8.1 | 2 | R-454B | 650
216820528 | RHEEM | RD18AY60AJVC | RCFY6021STAAM | R802V1005A21DZ | Split System | 49000 | 17 | 8.1 | 2 | R-454B | 650
216820607 | RHEEM | RD18AY60AJVC | RCFY6021STAAM | R801V1005A21UHN | Split System | 49000 | 17 | 8.1 | 2 | R-454B | 650
216820558 | RHEEM | RD18AY60AJVC | RCFY6021STAAM | R802V1005A21UH | Split System | 49000 | 17 | 8.1 | 2 | R-454B | 650
216820635 | RHEEM | RD18AY60AJVC | RCFY6021STAAM | R802V0755A21DZ | Split System | 49000 | 17 | 8.1 | 2 | R-454B | 650
216820642 | RHEEM | RD18AY60AJVC | RCFY6021STAAM | R801V0755A21DZ | Split System | 49000 | 17 | 8.1 | 2 | R-454B | 650
216820147 | RHEEM | RD18AY48AJVC | RCFY4821STANM | R802V1004A17UH | Split System | 41000 | 17 | 8.1 | 2.1 | R-454B | 650
216821692 | RUSSELL | RD18AY60AJVC | TCFY6021STAAM | S801V0755A21UH | Split System | 48500 | 17 | 8.1 | 2 | R-454B | 650
216821701 | RUSSELL | RD18AY60AJVC | TCFY6021STAAM | S802V0755A21UH | Split System | 48500 | 17 | 8.1 | 2 | R-454B | 650
216821665 | RUSSELL | RD18AY60AJVC | TCFY6021STAAM | S801V1005A21UHU | Split System | 48500 | 17 | 8.1 | 2 | R-454B | 650
216821689 | RUSSELL | RD18AY60AJVC | TCFY6021STAAM | S802V1005A21DZ | Split System | 49000 | 17 | 8.1 | 2 | R-454B | 650
216821697 | RUSSELL | RD18AY60AJVC | TCFY6021STAAM | S802V1005A21UH | Split System | 49000 | 17 | 8.1 | 2 | R-454B | 650
216821699 | RUSSELL | RD18AY60AJVC | TCFY6021STAAM | S801V1005A21DZ | Split System | 49000 | 17 | 8.1 | 2 | R-454B | 650
216821706 | RUSSELL | RD18AY60AJVC | TCFY6021STAAM | S801V1005A21UHN | Split System | 49000 | 17 | 8.1 | 2 | R-454B | 650
216821675 | RUSSELL | RD18AY60AJVC | TCFY6021STAAM | S801V1005A21UHS | Split System | 49000 | 17 | 8.1 | 2 | R-454B | 650
216821718 | RUSSELL | RD18AY60AJVC | TCFY6021STAAM | S801V0755A21DZ | Split System | 49000 | 17 | 8.1 | 2 | R-454B | 650
216821716 | RUSSELL | RD18AY60AJVC | TCFY6021STAAM | S802V0755A21DZ | Split System | 49000 | 17 | 8.1 | 2 | R-454B | 650
216821467 | RUSSELL | RD18AY48AJVC | TCFY4821STANM | S801V0754A17DZ | Split System | 40500 | 17 | 8.1 | 2.1 | R-454B | 650
216821556 | RUSSELL | RD18AY48AJVC | TCFY4821STANM | S802V1004A17UH | Split System | 41000 | 17 | 8.1 | 2.1 | R-454B | 650
216821414 | RUSSELL | RD18AY48AJVC | TCFY4821STANM | S801V1004A17UH | Split System | 41000 | 17 | 8.1 | 2.1 | R-454B | 650
216820563 | RUUD | RD18AY60AJVC | RCFY6021STAAM | R802V0755A21UH | Split System | 48500 | 17 | 8.1 | 2 | R-454B | 650
216820550 | RUUD | RD18AY60AJVC | RCFY6021STAAM | R801V1005A21UHU | Split System | 48500 | 17 | 8.1 | 2 | R-454B | 650
216820542 | RUUD | RD18AY60AJVC | RCFY6021STAAM | R801V0755A21UH | Split System | 48500 | 17 | 8.1 | 2 | R-454B | 650
216820491 | RUUD | RD18AY60AJVC | RCFY6021STAAM | R802V1005A21DZ | Split System | 49000 | 17 | 8.1 | 2 | R-454B | 650
216820499 | RUUD | RD18AY60AJVC | RCFY6021STAAM | R801V1005A21DZ | Split System | 49000 | 17 | 8.1 | 2 | R-454B | 650
216820561 | RUUD | RD18AY60AJVC | RCFY6021STAAM | R802V1005A21UH | Split System | 49000 | 17 | 8.1 | 2 | R-454B | 650
216820614 | RUUD | RD18AY60AJVC | RCFY6021STAAM | R801V1005A21UHN | Split System | 49000 | 17 | 8.1 | 2 | R-454B | 650
216820574 | RUUD | RD18AY60AJVC | RCFY6021STAAM | R801V1005A21UHS | Split System | 49000 | 17 | 8.1 | 2 | R-454B | 650
216820507 | RUUD | RD18AY60AJVC | RCFY6021STAAM | R802V0755A21DZ | Split System | 49000 | 17 | 8.1 | 2 | R-454B | 650
216820622 | RUUD | RD18AY60AJVC | RCFY6021STAAM | R801V0755A21DZ | Split System | 49000 | 17 | 8.1 | 2 | R-454B | 650
216820145 | RUUD | RD18AY48AJVC | RCFY4821STANM | R802V1004A17UH | Split System | 41000 | 17 | 8.1 | 2.1 | R-454B | 650
216821135 | SURE | RD18AY60AJVC | TCFY6021STAAM | S801V1005A21UHU | Split System | 48500 | 17 | 8.1 | 2 | R-454B | 650
216821164 | SURE | RD18AY60AJVC | TCFY6021STAAM | S801V0755A21UH | Split System | 48500 | 17 | 8.1 | 2 | R-454B | 650
216821174 | SURE | RD18AY60AJVC | TCFY6021STAAM | S802V0755A21UH | Split System | 48500 | 17 | 8.1 | 2 | R-454B | 650
216821171 | SURE | RD18AY60AJVC | TCFY6021STAAM | S801V1005A21DZ | Split System | 49000 | 17 | 8.1 | 2 | R-454B | 650
216821179 | SURE | RD18AY60AJVC | TCFY6021STAAM | S801V1005A21UHN | Split System | 49000 | 17 | 8.1 | 2 | R-454B | 650
216821145 | SURE | RD18AY60AJVC | TCFY6021STAAM | S801V1005A21UHS | Split System | 49000 | 17 | 8.1 | 2 | R-454B | 650
216821161 | SURE | RD18AY60AJVC | TCFY6021STAAM | S802V1005A21DZ | Split System | 49000 | 17 | 8.1 | 2 | R-454B | 650
216821168 | SURE | RD18AY60AJVC | TCFY6021STAAM | S802V1005A21UH | Split System | 49000 | 17 | 8.1 | 2 | R-454B | 650
216821192 | SURE | RD18AY60AJVC | TCFY6021STAAM | S801V0755A21DZ | Split System | 49000 | 17 | 8.1 | 2 | R-454B | 650
216821190 | SURE | RD18AY60AJVC | TCFY6021STAAM | S802V0755A21DZ | Split System | 49000 | 17 | 8.1 | 2 | R-454B | 650
216820938 | SURE | RD18AY48AJVC | TCFY4821STANM | S801V0754A17DZ | Split System | 40500 | 17 | 8.1 | 2.1 | R-454B | 650
216820884 | SURE | RD18AY48AJVC | TCFY4821STANM | S801V1004A17UH | Split System | 41000 | 17 | 8.1 | 2.1 | R-454B | 650
216821025 | SURE | RD18AY48AJVC | TCFY4821STANM | S802V1004A17UH | Split System | 41000 | 17 | 8.1 | 2.1 | R-454B | 650
216820107 | FRIEDRICH | RD18AY48AJVC | RCFY4821STANM | FR802V0755A21DZ | Split System | 41000 | 18 | 8.1 | 2.1 | R-454B | 650
216820006 | FRIEDRICH | RD18AY48AJVC | RCFY4824STANM | FR802V0755A21DZ | Split System | 41000 | 18 | 8.1 | 2.1 | R-454B | 650
216819827 | FRIEDRICH | RD18AY48AJVC | RCFY4824STANM | FR801V1255A24UH | Split System | 41500 | 18 | 8.1 | 2.1 | R-454B | 650
216819854 | RHEEM | RD18AY48AJVC | RCFY4821STANM | R802V0755A21DZ | Split System | 41000 | 18 | 8.1 | 2.1 | R-454B | 650
216819792 | RHEEM | RD18AY48AJVC | RCFY4824STANM | R801V1005A21UHN | Split System | 41000 | 18 | 8.1 | 2.1 | R-454B | 650
216819742 | RHEEM | RD18AY48AJVC | RCFY4824STANM | R801V1255A24UH | Split System | 41500 | 18 | 8.1 | 2.1 | R-454B | 650
216821492 | RUSSELL | RD18AY48AJVC | TCFY4821STANM | S801V1005A21UHS | Split System | 41000 | 18 | 8.1 | 2.1 | R-454B | 650
216821457 | RUSSELL | RD18AY48AJVC | TCFY4824STANM | S802V0755A21DZ | Split System | 41000 | 18 | 8.1 | 2.1 | R-454B | 650
216821516 | RUSSELL | RD18AY48AJVC | TCFY4824STANM | S801V1255A24DZ | Split System | 41000 | 18 | 8.1 | 2.1 | R-454B | 650
216821546 | RUSSELL | RD18AY48AJVC | TCFY4824STANM | S802V0755A21UH | Split System | 41000 | 18 | 8.1 | 2.1 | R-454B | 650
216821450 | RUSSELL | RD18AY48AJVC | TCFY4821STANM | S802V0755A21DZ | Split System | 41000 | 18 | 8.1 | 2.1 | R-454B | 650
216821487 | RUSSELL | RD18AY48AJVC | TCFY4821STANM | S801V1005A21UHU | Split System | 41000 | 18 | 8.1 | 2.1 | R-454B | 650
216821399 | RUSSELL | RD18AY48AJVC | TCFY4821STANM | S801V0755A21UH | Split System | 41000 | 18 | 8.1 | 2.1 | R-454B | 650
216821524 | RUSSELL | RD18AY48AJVC | TCFY4821STANM | S802V0755A21UH | Split System | 41000 | 18 | 8.1 | 2.1 | R-454B | 650
216821554 | RUSSELL | RD18AY48AJVC | TCFY4821STANM | S802V0754A17UH | Split System | 41000 | 18 | 8.1 | 2.1 | R-454B | 650
216821452 | RUSSELL | RD18AY48AJVC | TCFY4821STANM | S801V1005A21UHN | Split System | 41000 | 18 | 8.1 | 2.1 | R-454B | 650
216821549 | RUSSELL | RD18AY48AJVC | TCFY4824STANM | S801V1005A21UHS | Split System | 41000 | 18 | 8.1 | 2.1 | R-454B | 650
216821503 | RUSSELL | RD18AY48AJVC | TCFY4821STANM | S801V0754A17UH | Split System | 41000 | 18 | 8.1 | 2.1 | R-454B | 650
216821416 | RUSSELL | RD18AY48AJVC | TCFY4824STANM | S802V1255A24DZ | Split System | 41000 | 18 | 8.1 | 2.1 | R-454B | 650
216821564 | RUSSELL | RD18AY48AJVC | TCFY4824STANM | S801V0755A21UH | Split System | 41000 | 18 | 8.1 | 2.1 | R-454B | 650
216821559 | RUSSELL | RD18AY48AJVC | TCFY4821STANM | S801V0755A21DZ | Split System | 41000 | 18 | 8.1 | 2.1 | R-454B | 650
216821437 | RUSSELL | RD18AY48AJVC | TCFY4824STANM | S801V1005A21UHN | Split System | 41000 | 18 | 8.1 | 2.1 | R-454B | 650
216821411 | RUSSELL | RD18AY48AJVC | TCFY4821STANM | S802V1005A21UH | Split System | 41000 | 18 | 8.1 | 2.1 | R-454B | 650
216821423 | RUSSELL | RD18AY48AJVC | TCFY4824STANM | S801V0755A21DZ | Split System | 41000 | 18 | 8.1 | 2.1 | R-454B | 650
216821439 | RUSSELL | RD18AY48AJVC | TCFY4824STANM | S802V1005A21UH | Split System | 41000 | 18 | 8.1 | 2.1 | R-454B | 650
216821530 | RUSSELL | RD18AY48AJVC | TCFY4824STANM | S801V1005A21UHU | Split System | 41000 | 18 | 8.1 | 2.1 | R-454B | 650
216821562 | RUSSELL | RD18AY48AJVC | TCFY4824STANM | S802V1505A24UH | Split System | 41500 | 18 | 8.1 | 2.1 | R-454B | 650
216821567 | RUSSELL | RD18AY48AJVC | TCFY4824STANM | S802V1255A24UH | Split System | 41500 | 18 | 8.1 | 2.1 | R-454B | 650
216821393 | RUSSELL | RD18AY48AJVC | TCFY4824STANM | S801V1505A24UH | Split System | 41500 | 18 | 8.1 | 2.1 | R-454B | 650
216821419 | RUSSELL | RD18AY48AJVC | TCFY4824STANM | S801V1255A24UH | Split System | 41500 | 18 | 8.1 | 2.1 | R-454B | 650
216819882 | RUUD | RD18AY48AJVC | RCFY4824STANM | R801V1005A21UHN | Split System | 41000 | 18 | 8.1 | 2.1 | R-454B | 650
216819963 | RUUD | RD18AY48AJVC | RCFY4821STANM | R802V0755A21DZ | Split System | 41000 | 18 | 8.1 | 2.1 | R-454B | 650
216820096 | RUUD | RD18AY48AJVC | RCFY4824STANM | R802V0755A21DZ | Split System | 41000 | 18 | 8.1 | 2.1 | R-454B | 650
216819872 | RUUD | RD18AY48AJVC | RCFY4824STANM | R801V1255A24UH | Split System | 41500 | 18 | 8.1 | 2.1 | R-454B | 650
216820908 | SURE | RD18AY48AJVC | TCFY4824STANM | S801V1005A21UHN | Split System | 41000 | 18 | 8.1 | 2.1 | R-454B | 650
216821023 | SURE | RD18AY48AJVC | TCFY4821STANM | S802V0754A17UH | Split System | 41000 | 18 | 8.1 | 2.1 | R-454B | 650
216820911 | SURE | RD18AY48AJVC | TCFY4824STANM | S802V1005A21UH | Split System | 41000 | 18 | 8.1 | 2.1 | R-454B | 650
216820995 | SURE | RD18AY48AJVC | TCFY4821STANM | S802V0755A21UH | Split System | 41000 | 18 | 8.1 | 2.1 | R-454B | 650
216821015 | SURE | RD18AY48AJVC | TCFY4824STANM | S802V0755A21UH | Split System | 41000 | 18 | 8.1 | 2.1 | R-454B | 650
216820886 | SURE | RD18AY48AJVC | TCFY4824STANM | S802V1255A24DZ | Split System | 41000 | 18 | 8.1 | 2.1 | R-454B | 650
216820929 | SURE | RD18AY48AJVC | TCFY4824STANM | S802V0755A21DZ | Split System | 41000 | 18 | 8.1 | 2.1 | R-454B | 650
216821000 | SURE | RD18AY48AJVC | TCFY4824STANM | S801V1005A21UHU | Split System | 41000 | 18 | 8.1 | 2.1 | R-454B | 650
216821018 | SURE | RD18AY48AJVC | TCFY4824STANM | S801V1005A21UHS | Split System | 41000 | 18 | 8.1 | 2.1 | R-454B | 650
216820881 | SURE | RD18AY48AJVC | TCFY4821STANM | S802V1005A21UH | Split System | 41000 | 18 | 8.1 | 2.1 | R-454B | 650
216820963 | SURE | RD18AY48AJVC | TCFY4821STANM | S801V1005A21UHS | Split System | 41000 | 18 | 8.1 | 2.1 | R-454B | 650
216820988 | SURE | RD18AY48AJVC | TCFY4824STANM | S801V1255A24DZ | Split System | 41000 | 18 | 8.1 | 2.1 | R-454B | 650
216820868 | SURE | RD18AY48AJVC | TCFY4821STANM | S801V0755A21UH | Split System | 41000 | 18 | 8.1 | 2.1 | R-454B | 650
216820923 | SURE | RD18AY48AJVC | TCFY4821STANM | S801V1005A21UHN | Split System | 41000 | 18 | 8.1 | 2.1 | R-454B | 650
216821028 | SURE | RD18AY48AJVC | TCFY4821STANM | S801V0755A21DZ | Split System | 41000 | 18 | 8.1 | 2.1 | R-454B | 650
216821032 | SURE | RD18AY48AJVC | TCFY4824STANM | S801V0755A21UH | Split System | 41000 | 18 | 8.1 | 2.1 | R-454B | 650
216820958 | SURE | RD18AY48AJVC | TCFY4821STANM | S801V1005A21UHU | Split System | 41000 | 18 | 8.1 | 2.1 | R-454B | 650
216820894 | SURE | RD18AY48AJVC | TCFY4824STANM | S801V0755A21DZ | Split System | 41000 | 18 | 8.1 | 2.1 | R-454B | 650
216820921 | SURE | RD18AY48AJVC | TCFY4821STANM | S802V0755A21DZ | Split System | 41000 | 18 | 8.1 | 2.1 | R-454B | 650
216820973 | SURE | RD18AY48AJVC | TCFY4821STANM | S801V0754A17UH | Split System | 41000 | 18 | 8.1 | 2.1 | R-454B | 650
216820863 | SURE | RD18AY48AJVC | TCFY4824STANM | S801V1505A24UH | Split System | 41500 | 18 | 8.1 | 2.1 | R-454B | 650
216820889 | SURE | RD18AY48AJVC | TCFY4824STANM | S801V1255A24UH | Split System | 41500 | 18 | 8.1 | 2.1 | R-454B | 650
216821030 | SURE | RD18AY48AJVC | TCFY4824STANM | S802V1505A24UH | Split System | 41500 | 18 | 8.1 | 2.1 | R-454B | 650
216821035 | SURE | RD18AY48AJVC | TCFY4824STANM | S802V1255A24UH | Split System | 41500 | 18 | 8.1 | 2.1 | R-454B | 650
216819294 | FRIEDRICH | RD18AY24AJVC | RCFY2421MTANM | FR801V0504A17UHU | Split System | 20800 | 17 | 9.5 | 1.9 | R-454B | 650
216819026 | FRIEDRICH | RD18AY24AJVC | RCFY2417MTANM | FR801V0704A17UH | Split System | 21000 | 17 | 9.5 | 1.9 | R-454B | 650
216819364 | FRIEDRICH | RD18AY24AJVC | RCFY2421MTANM | FR801V0704A17UH | Split System | 21000 | 17 | 9.5 | 1.9 | R-454B | 650
216819073 | RHEEM | RD18AY24AJVC | RCFY2417MTANM | R801V0504A17UHU | Split System | 20800 | 17 | 9.5 | 1.9 | R-454B | 650
216819366 | RHEEM | RD18AY24AJVC | RCFY2421MTANM | R801V0504A17UHU | Split System | 20800 | 17 | 9.5 | 1.9 | R-454B | 650
216819246 | RHEEM | RD18AY24AJVC | RCFY2421MTANM | R801V0704A17UH | Split System | 21000 | 17 | 9.5 | 1.9 | R-454B | 650
216819099 | RHEEM | RD18AY24AJVC | RCFY2417MTANM | R801V0704A17UH | Split System | 21000 | 17 | 9.5 | 1.9 | R-454B | 650
216821218 | RUSSELL | RD18AY24AJVC | TCFY2417MTANM | S801V0504A17UHU | Split System | 20800 | 17 | 9.5 | 1.9 | R-454B | 650
216821306 | RUSSELL | RD18AY24AJVC | TCFY2421MTANM | S801V0504A17UHU | Split System | 20800 | 17 | 9.5 | 1.9 | R-454B | 650
216821223 | RUSSELL | RD18AY24AJVC | TCFY2417MTANM | S801V0704A17UH | Split System | 21000 | 17 | 9.5 | 1.9 | R-454B | 650
216821263 | RUSSELL | RD18AY24AJVC | TCFY2421MTANM | S801V0704A17UH | Split System | 21000 | 17 | 9.5 | 1.9 | R-454B | 650
216819090 | RUUD | RD18AY24AJVC | RCFY2417MTANM | R801V0504A17UHU | Split System | 20800 | 17 | 9.5 | 1.9 | R-454B | 650
216819337 | RUUD | RD18AY24AJVC | RCFY2421MTANM | R801V0504A17UHU | Split System | 20800 | 17 | 9.5 | 1.9 | R-454B | 650
216819112 | RUUD | RD18AY24AJVC | RCFY2417MTANM | R801V0704A17UH | Split System | 21000 | 17 | 9.5 | 1.9 | R-454B | 650
216819298 | RUUD | RD18AY24AJVC | RCFY2421MTANM | R801V0704A17UH | Split System | 21000 | 17 | 9.5 | 1.9 | R-454B | 650
216820683 | SURE | RD18AY24AJVC | TCFY2417MTANM | S801V0504A17UHU | Split System | 20800 | 17 | 9.5 | 1.9 | R-454B | 650
216820778 | SURE | RD18AY24AJVC | TCFY2421MTANM | S801V0504A17UHU | Split System | 20800 | 17 | 9.5 | 1.9 | R-454B | 650
216820688 | SURE | RD18AY24AJVC | TCFY2417MTANM | S801V0704A17UH | Split System | 21000 | 17 | 9.5 | 1.9 | R-454B | 650
216820731 | SURE | RD18AY24AJVC | TCFY2421MTANM | S801V0704A17UH | Split System | 21000 | 17 | 9.5 | 1.9 | R-454B | 650
216819057 | FRIEDRICH | RD18AY24AJVC | RCFY2417MTANM | FR802V0503A14DZ | Split System | 21000 | 18 | 9.5 | 1.9 | R-454B | 650
216819259 | FRIEDRICH | RD18AY24AJVC | RCFY2421MTANM | FR802V1005A21UH | Split System | 21000 | 18 | 9.5 | 1.9 | R-454B | 650
216819024 | FRIEDRICH | RD18AY24AJVC | RCFY2417MTANM | FR801V0503A14UH | Split System | 21000 | 18 | 9.5 | 1.9 | R-454B | 650
216819250 | RHEEM | RD18AY24AJVC | RCFY2421MTANM | R802V1005A21UH | Split System | 21000 | 18 | 9.5 | 1.9 | R-454B | 650
216819016 | RHEEM | RD18AY24AJVC | RCFY2417MTANM | R802V0503A14DZ | Split System | 21000 | 18 | 9.5 | 1.9 | R-454B | 650
216819048 | RHEEM | RD18AY24AJVC | RCFY2417MTANM | R802V0503A14UH | Split System | 21000 | 18 | 9.5 | 1.9 | R-454B | 650
216821204 | RUSSELL | RD18AY24AJVC | TCFY2417MTANM | S802V0503A14DZ | Split System | 21000 | 18 | 9.5 | 1.9 | R-454B | 650
216821206 | RUSSELL | RD18AY24AJVC | TCFY2417MTANM | S801V0503A14DZ | Split System | 21000 | 18 | 9.5 | 1.9 | R-454B | 650
216821265 | RUSSELL | RD18AY24AJVC | TCFY2421MTANM | S802V1005A21UH | Split System | 21000 | 18 | 9.5 | 1.9 | R-454B | 650
216821209 | RUSSELL | RD18AY24AJVC | TCFY2417MTANM | S802V0503A14UH | Split System | 21000 | 18 | 9.5 | 1.9 | R-454B | 650
216821221 | RUSSELL | RD18AY24AJVC | TCFY2417MTANM | S801V0503A14UH | Split System | 21000 | 18 | 9.5 | 1.9 | R-454B | 650
216819282 | RUUD | RD18AY24AJVC | RCFY2421MTANM | R802V1005A21UH | Split System | 21000 | 18 | 9.5 | 1.9 | R-454B | 650
216819033 | RUUD | RD18AY24AJVC | RCFY2417MTANM | R802V0503A14DZ | Split System | 21000 | 18 | 9.5 | 1.9 | R-454B | 650
216819045 | RUUD | RD18AY24AJVC | RCFY2417MTANM | R801V0503A14DZ | Split System | 21000 | 18 | 9.5 | 1.9 | R-454B | 650
216819041 | RUUD | RD18AY24AJVC | RCFY2417MTANM | R801V0503A14UH | Split System | 21000 | 18 | 9.5 | 1.9 | R-454B | 650
217915934 | KEEPRITE | N5H9V48*K*AAA* | EVM5X60M21A* | *80VTL0902120B* | Split System | 48500 | 16.5 | 9.5 | 2.22 | R-454B | 650
217915491 | KEEPRITE | N5H9V48*K*AAA* | EVM5X49M21A* | *80CTL1102120B* | Split System | 48500 | 16.5 | 9.5 | 2.22 | R-454B | 650
217915935 | TEMPSTAR | N5H9V48*K*AAA* | EVM5X60M21A* | *80VTL0902120B* | Split System | 48500 | 16.5 | 9.5 | 2.22 | R-454B | 650
217915836 | TEMPSTAR | Q5H9V48*K*AAA* | EVM5X60M21A* | *80VSL0902120B* | Split System | 48500 | 16.5 | 9.5 | 2.22 | R-454B | 650
217929862 | AIRQUEST | N5H9V48*K*AAA* | EA*5X61M21A* | *97VTN1002122A* | Split System | 47000 | 17 | 9.5 | 2.22 | R-454B | 650
217929823 | AIRQUEST | N5H9V48*K*AAA* | EA*5X61M21A* | *96VTN1002122B* | Split System | 47000 | 17 | 9.5 | 2.22 | R-454B | 650
217929822 | ARCOAIRE | N5H9V48*K*AAA* | EA*5X61M21A* | *96VTN1002122B* | Split System | 47000 | 17 | 9.5 | 2.22 | R-454B | 650
217929861 | ARCOAIRE | N5H9V48*K*AAA* | EA*5X61M21A* | *97VTN1002122A* | Split System | 47000 | 17 | 9.5 | 2.22 | R-454B | 650
217929860 | BRYANT HEATING AND COOLING SYSTEMS | 249VAN048**AA* | CAA**6121AM* | 927TA66100V21*** | Split System | 47000 | 17 | 9.5 | 2.22 | R-454B | 650
217929821 | BRYANT HEATING AND COOLING SYSTEMS | 249VAN048**AA* | CAA**6121AM* | 926TC66100V21*** | Split System | 47000 | 17 | 9.5 | 2.22 | R-454B | 650
217929824 | COMFORTMAKER | N5H9V48*K*AAA* | EA*5X61M21A* | *96VTN1002122B* | Split System | 47000 | 17 | 9.5 | 2.22 | R-454B | 650
217929863 | COMFORTMAKER | N5H9V48*K*AAA* | EA*5X61M21A* | *97VTN1002122A* | Split System | 47000 | 17 | 9.5 | 2.22 | R-454B | 650
217929829 | COMFORTMAKER | Q5H9V48*K*AAA* | EA*5X61M21A* | *96VTN1002122B* | Split System | 47000 | 17 | 9.5 | 2.22 | R-454B | 650
217929868 | COMFORTMAKER | Q5H9V48*K*AAA* | EA*5X61M21A* | *97VTN1002122A* | Split System | 47000 | 17 | 9.5 | 2.22 | R-454B | 650
217929825 | DAY & NIGHT | N5H9V48*K*AAA* | EA*5X61M21A* | *96VTN1002122B* | Split System | 47000 | 17 | 9.5 | 2.22 | R-454B | 650
217929864 | DAY & NIGHT | N5H9V48*K*AAA* | EA*5X61M21A* | *97VTN1002122A* | Split System | 47000 | 17 | 9.5 | 2.22 | R-454B | 650
217929869 | DAY & NIGHT | Q5H9V48*K*AAA* | EA*5X61M21A* | *97VTN1002122A* | Split System | 47000 | 17 | 9.5 | 2.22 | R-454B | 650
217929826 | HEIL | N5H9V48*K*AAA* | EA*5X61M21A* | *96VTN1002122B* | Split System | 47000 | 17 | 9.5 | 2.22 | R-454B | 650
217929865 | HEIL | N5H9V48*K*AAA* | EA*5X61M21A* | *97VTN1002122A* | Split System | 47000 | 17 | 9.5 | 2.22 | R-454B | 650
217929870 | HEIL | Q5H9V48*K*AAA* | EA*5X61M21A* | *97VTN1002122A* | Split System | 47000 | 17 | 9.5 | 2.22 | R-454B | 650
217929831 | HEIL | Q5H9V48*K*AAA* | EA*5X61M21A* | *96VTN1002122B* | Split System | 47000 | 17 | 9.5 | 2.22 | R-454B | 650
217929827 | KEEPRITE | N5H9V48*K*AAA* | EA*5X61M21A* | *96VTN1002122B* | Split System | 47000 | 17 | 9.5 | 2.22 | R-454B | 650
217929866 | KEEPRITE | N5H9V48*K*AAA* | EA*5X61M21A* | *97VTN1002122A* | Split System | 47000 | 17 | 9.5 | 2.22 | R-454B | 650
217929832 | KEEPRITE | Q5H9V48*K*AAA* | EA*5X61M21A* | *96VTN1002122B* | Split System | 47000 | 17 | 9.5 | 2.22 | R-454B | 650
217929871 | KEEPRITE | Q5H9V48*K*AAA* | EA*5X61M21A* | *97VTN1002122A* | Split System | 47000 | 17 | 9.5 | 2.22 | R-454B | 650
217917499 | KEEPRITE | Q5H9V48*K*AAA* | EVD5X61M21A* | *80CTL0902120B* | Split System | 49000 | 17 | 9.5 | 2.24 | R-454B | 650
217929828 | TEMPSTAR | N5H9V48*K*AAA* | EA*5X61M21A* | *96VTN1002122B* | Split System | 47000 | 17 | 9.5 | 2.22 | R-454B | 650
217929867 | TEMPSTAR | N5H9V48*K*AAA* | EA*5X61M21A* | *97VTN1002122A* | Split System | 47000 | 17 | 9.5 | 2.22 | R-454B | 650
217929872 | TEMPSTAR | Q5H9V48*K*AAA* | EA*5X61M21A* | *97VTN1002122A* | Split System | 47000 | 17 | 9.5 | 2.22 | R-454B | 650
217929833 | TEMPSTAR | Q5H9V48*K*AAA* | EA*5X61M21A* | *96VTN1002122B* | Split System | 47000 | 17 | 9.5 | 2.22 | R-454B | 650
218407147 | COMFORTMAKER | B5H3V24*K*AAA* | ESH5X42M12A*+WALLCON | *96CTN0401410B* | Split System | 22600 | 18.5 | 9.5 | 1.96 | R-454B | 650
218406836 | DAY & NIGHT | B5H3V24*K*AAA* | ESH5X24M12A*+WALLCON | *97CTN0601716A* | Split System | 22200 | 18.5 | 9.5 | 1.96 | R-454B | 650
218406789 | KEEPRITE | B5H3V24*K*AAA* | ESH5X24M12A*+WALLCON | *95CSU0601716B* | Split System | 22400 | 19 | 9.5 | 1.96 | R-454B | 650
218406088 | HEIL | B5H3V24*K*AAA* | EA*5X25M17A*+WALLCON | *96CTN0401410B* | Split System | 22800 | 19.5 | 9.5 | 1.94 | R-454B | 650
218406093 | KEEPRITE | B5H3V24*K*AAA* | EA*5X25M17A*+WALLCON | *96CTN0401410B* | Split System | 22800 | 19.5 | 9.5 | 1.94 | R-454B | 650
218406021 | KEEPRITE | B5H3V24*K*AAA* | EA*5X24M17A*+WALLCON | *97CTN0601716A* | Split System | 22000 | 19.5 | 9.5 | 1.96 | R-454B | 650
217915523 | TEMPSTAR | Q5H9V48*K*AAA* | EVM5X49M21A* | *80VTL1102122B* | Split System | 48500 | 16 | 9.5 | 2.22 | R-454B | 650
217915410 | COMFORTMAKER | N5H9V48*K*AAA* | EVM5X49M21A* | *80VSL1102122B* | Split System | 48500 | 16.5 | 9.5 | 2.24 | R-454B | 650
217917850 | HEIL | Q5H9V48*K*AAA* | EVD5X61M24A* | *80VSL1352422B* | Split System | 49500 | 16.5 | 9.5 | 2.24 | R-454B | 650
217917095 | KEEPRITE | N5H9V48*K*AAA* | EVD5X60M21A* | *80VTL0902120B* | Split System | 48500 | 16.5 | 9.5 | 2.22 | R-454B | 650
217917852 | TEMPSTAR | Q5H9V48*K*AAA* | EVD5X61M24A* | *80VSL1352422B* | Split System | 49500 | 16.5 | 9.5 | 2.24 | R-454B | 650
215866709 | AI AIR CONDITIONING | AUO19-42N2-M3H-S | AUH2-48N2-DM3E |  | Split System | 42000 | 16.7 | 9.5 | 1.9 | R-454B | 650
218160296 | RHEEM | RP17AY24AJVC | RCFY2417STANM | R962V0603A17M4S | Split System | 22400 | 17 | 9.5 | 2.1 | R-454B | 650
218160329 | RHEEM | RP17AY24AJVC | RCFY2417STANM | R951V0403A17M4S | Split System | 22400 | 17 | 9.5 | 2.1 | R-454B | 650
218160312 | RHEEM | RP17AY24AJVC | RCFY2417STANM | R801V0754A17UHS | Split System | 22600 | 17 | 9.5 | 2.1 | R-454B | 650
218160313 | RHEEM | RP17AY24AJVC | RCFY2417STANM | R801V1004A17UHN | Split System | 22600 | 17 | 9.5 | 2.1 | R-454B | 650
218450293 | CHAMPION HEATING AND COOLING | XDV60E2D11 | JDE60F5XX2DS1 |  | Split System | 52000 | 18 | 9.5 | 2 | R-454B | 650
218450312 | Coleman | XDV60E2D11 | JDE60F5XX2DS1 |  | Split System | 52000 | 18 | 9.5 | 2 | R-454B | 650
218450331 | Fraser-Johnston | XDV60E2D11 | JDE60F5XX2DS1 |  | Split System | 52000 | 18 | 9.5 | 2 | R-454B | 650
218450350 | Luxaire | XDV60E2D11 | JDE60F5XX2DS1 |  | Split System | 52000 | 18 | 9.5 | 2 | R-454B | 650
218450370 | YORK | YDV60E2D11 | JDE60F5XX2DS1 |  | Split System | 52000 | 18 | 9.5 | 2 | R-454B | 650
217917104 | AIRQUEST | N5H9V48*K*AAA* | EVD5X60M21A* | *80VTL1102122B* | Split System | 48500 | 16 | 9.5 | 2.24 | R-454B | 650
217934965 | CARRIER | 27VPA924A*030* | CAA**2414AM* | 59TN6C040C14**10 | Split System | 22800 | 16 | 9.5 | 1.9 | R-454B | 650
217934560 | CARRIER | 27VPA924A*030* | CAA**2414AM* | 59SP6B040V14**10 | Split System | 22800 | 16 | 9.5 | 1.92 | R-454B | 650
217934758 | CARRIER | 27VPA924A*030* | CAA**2414AM* | GG96VTAB30040A** | Split System | 22800 | 16 | 9.5 | 1.92 | R-454B | 650
217934757 | CARRIER | 27VPA924A*030* | CAA**2414AM* | 59TP6C040V14**10 | Split System | 22800 | 16 | 9.5 | 1.92 | R-454B | 650
217934909 | CARRIER | 27VPA924A*030* | CAA**2417AM* | 59TP6C040V14**10 | Split System | 23000 | 16 | 9.5 | 1.92 | R-454B | 650
217935065 | CARRIER | 27VPA924A*030* | CAA**2417AM* | 59TP6C040V17**12 | Split System | 23000 | 16 | 9.5 | 1.92 | R-454B | 650
217934966 | CARRIER | 27VPA924A*030* | CAA**2417AM* | 59SP6B040V14**10 | Split System | 23000 | 16 | 9.5 | 1.92 | R-454B | 650
217935064 | CARRIER | 27VPA924A*030* | CAA**2417AM* | 59SP6B040V17**12 | Split System | 23000 | 16 | 9.5 | 1.92 | R-454B | 650
217934910 | CARRIER | 27VPA924A*030* | CAA**2417AM* | GG96VTAB30040A** | Split System | 23000 | 16 | 9.5 | 1.92 | R-454B | 650
217934831 | CARRIER | 27VPA924A*030* | CSAH*2412AM* | GG96VTAB48080B** | Split System | 23200 | 16 | 9.5 | 1.92 | R-454B | 650
217934828 | CARRIER | 27VPA924A*030* | CSAH*2412AM* | 59SP6B080V17**16 | Split System | 23200 | 16 | 9.5 | 1.92 | R-454B | 650
217934830 | CARRIER | 27VPA924A*030* | CSAH*2412AM* | 59TP6C080V17**16 | Split System | 23200 | 16 | 9.5 | 1.92 | R-454B | 650
217934832 | CARRIER | 27VPA924A*030* | CSAH*2412AM* | 59TP7A080V17**16 | Split System | 23200 | 16 | 9.5 | 1.92 | R-454B | 650
217934631 | CARRIER | 27VPA924A*030* | CSAH*3012AM* | 59TP7A080V17**16 | Split System | 23600 | 16 | 9.5 | 1.92 | R-454B | 650
217934630 | CARRIER | 27VPA924A*030* | CSAH*3012AM* | GG96VTAB48080B** | Split System | 23600 | 16 | 9.5 | 1.92 | R-454B | 650
217934628 | CARRIER | 27VPA924A*030* | CSAH*3012AM* | 59SP6B080V17**16 | Split System | 23600 | 16 | 9.5 | 1.92 | R-454B | 650
217934629 | CARRIER | 27VPA924A*030* | CSAH*3012AM* | 59TP6C080V17**16 | Split System | 23600 | 16 | 9.5 | 1.92 | R-454B | 650
217917882 | COMFORTMAKER | N5H9V48*K*AAA* | EVD5X61M24A* | *80CTL0902120B* | Split System | 49500 | 16 | 9.5 | 2.24 | R-454B | 650
217917883 | DAY & NIGHT | N5H9V48*K*AAA* | EVD5X61M24A* | *80CTL0902120B* | Split System | 49500 | 16 | 9.5 | 2.24 | R-454B | 650
217917889 | HEIL | Q5H9V48*K*AAA* | EVD5X61M24A* | *80CTL0902120B* | Split System | 49500 | 16 | 9.5 | 2.24 | R-454B | 650
217917114 | TEMPSTAR | Q5H9V48*K*AAA* | EVD5X60M21A* | *80VTL1102122B* | Split System | 48500 | 16 | 9.5 | 2.24 | R-454B | 650
217915800 | AIRQUEST | N5H9V48*K*AAA* | EVM5X60M21A* | *80CSU0802120B* | Split System | 48500 | 16.5 | 9.5 | 2.24 | R-454B | 650
217915774 | AIRQUEST | N5H9V48*K*AAA* | EVM5X49M21A* | *97VTN1002122A* | Split System | 48500 | 16.5 | 9.5 | 2.24 | R-454B | 650
217917777 | AIRQUEST | N5H9V48*K*AAA* | EVD5X61M21A* | *97VTN1002122A* | Split System | 49000 | 16.5 | 9.5 | 2.24 | R-454B | 650
217917920 | AIRQUEST | N5H9V48*K*AAA* | EVD5X61M24A* | *80VTL1102122B* | Split System | 49500 | 16.5 | 9.5 | 2.24 | R-454B | 650
217915799 | ARCOAIRE | N5H9V48*K*AAA* | EVM5X60M21A* | *80CSU0802120B* | Split System | 48500 | 16.5 | 9.5 | 2.24 | R-454B | 650
217917064 | ARCOAIRE | N5H9V48*K*AAA* | EVD5X60M21A* | *80CTL0902120B* | Split System | 48500 | 16.5 | 9.5 | 2.24 | R-454B | 650
217918168 | ARCOAIRE | N5H9V48*K*AAA* | EVD5X61M24A* | *96VTN1002122B* | Split System | 49500 | 16.5 | 9.5 | 2.24 | R-454B | 650
217934678 | CARRIER | 27VPA924A*030* | CAA**3014AM* | 59TP6C040V14**10 | Split System | 23000 | 16.5 | 9.5 | 1.92 | R-454B | 650
217915910 | COMFORTMAKER | Q5H9V48*K*AAA* | EVM5X60M21A* | *80CTL0902120B* | Split System | 48500 | 16.5 | 9.5 | 2.24 | R-454B | 650
217917739 | COMFORTMAKER | N5H9V48*K*AAA* | EVD5X61M21A* | *96VTN1002122B* | Split System | 49000 | 16.5 | 9.5 | 2.24 | R-454B | 650
217917431 | COMFORTMAKER | Q5H9V48*K*AAA* | EVD5X61M21A* | *80VSL1102122B* | Split System | 49000 | 16.5 | 9.5 | 2.24 | R-454B | 650
217917895 | COMFORTMAKER | N5H9V48*K*AAA* | EVD5X61M24A* | *80CTL1352422B* | Split System | 49500 | 16.5 | 9.5 | 2.24 | R-454B | 650
217918223 | COMFORTMAKER | N5H9V48*K*AAA* | EVD5X61M24A* | *97VTN1002122A* | Split System | 49500 | 16.5 | 9.5 | 2.24 | R-454B | 650
217915867 | DAY & NIGHT | N5H9V48*K*AAA* | EVM5X60M21A* | *80MSU0802120A* | Split System | 48500 | 16.5 | 9.5 | 2.24 | R-454B | 650
217915776 | DAY & NIGHT | N5H9V48*K*AAA* | EVM5X49M21A* | *97VTN1002122A* | Split System | 48500 | 16.5 | 9.5 | 2.24 | R-454B | 650
217917028 | DAY & NIGHT | N5H9V48*K*AAA* | EVD5X60M21A* | *80MSU0802120A* | Split System | 48500 | 16.5 | 9.5 | 2.24 | R-454B | 650
217915742 | DAY & NIGHT | Q5H9V48*K*AAA* | EVM5X49M21A* | *96VTN1002122B* | Split System | 48500 | 16.5 | 9.5 | 2.24 | R-454B | 650
217917740 | DAY & NIGHT | N5H9V48*K*AAA* | EVD5X61M21A* | *96VTN1002122B* | Split System | 49000 | 16.5 | 9.5 | 2.24 | R-454B | 650
217917531 | DAY & NIGHT | N5H9V48*K*AAA* | EVD5X61M21A* | *80VTL1102122B* | Split System | 49000 | 16.5 | 9.5 | 2.24 | R-454B | 650
217917909 | DAY & NIGHT | N5H9V48*K*AAA* | EVD5X61M24A* | *80VTL0902120B* | Split System | 49000 | 16.5 | 9.5 | 2.24 | R-454B | 650
217917523 | DAY & NIGHT | Q5H9V48*K*AAA* | EVD5X61M21A* | *80VTL0902120B* | Split System | 49000 | 16.5 | 9.5 | 2.24 | R-454B | 650
217917432 | DAY & NIGHT | Q5H9V48*K*AAA* | EVD5X61M21A* | *80VSL1102122B* | Split System | 49000 | 16.5 | 9.5 | 2.24 | R-454B | 650
217917922 | DAY & NIGHT | N5H9V48*K*AAA* | EVD5X61M24A* | *80VTL1102122B* | Split System | 49500 | 16.5 | 9.5 | 2.24 | R-454B | 650
217918229 | DAY & NIGHT | Q5H9V48*K*AAA* | EVD5X61M24A* | *97VTN1002122A* | Split System | 49500 | 16.5 | 9.5 | 2.24 | R-454B | 650
217916964 | HEIL | N5H9V48*K*AAA* | EVD5X60M21A* | *80CSU0802120B* | Split System | 48500 | 16.5 | 9.5 | 2.24 | R-454B | 650
217917415 | HEIL | N5H9V48*K*AAA* | EVD5X61M21A* | *80VSL0902120B* | Split System | 49000 | 16.5 | 9.5 | 2.24 | R-454B | 650
217918225 | HEIL | N5H9V48*K*AAA* | EVD5X61M24A* | *97VTN1002122A* | Split System | 49500 | 16.5 | 9.5 | 2.24 | R-454B | 650
217915809 | KEEPRITE | Q5H9V48*K*AAA* | EVM5X60M21A* | *80CSU0802120B* | Split System | 48500 | 16.5 | 9.5 | 2.24 | R-454B | 650
217915869 | KEEPRITE | N5H9V48*K*AAA* | EVM5X60M21A* | *80MSU0802120A* | Split System | 48500 | 16.5 | 9.5 | 2.24 | R-454B | 650
217915908 | KEEPRITE | N5H9V48*K*AAA* | EVM5X60M21A* | *80CTL0902120B* | Split System | 48500 | 16.5 | 9.5 | 2.24 | R-454B | 650
217917421 | KEEPRITE | Q5H9V48*K*AAA* | EVD5X61M21A* | *80VSL0902120B* | Split System | 49000 | 16.5 | 9.5 | 2.24 | R-454B | 650
217917916 | KEEPRITE | Q5H9V48*K*AAA* | EVD5X61M24A* | *80VTL0902120B* | Split System | 49000 | 16.5 | 9.5 | 2.24 | R-454B | 650
217917070 | TEMPSTAR | N5H9V48*K*AAA* | EVD5X60M21A* | *80CTL0902120B* | Split System | 48500 | 16.5 | 9.5 | 2.24 | R-454B | 650
217915844 | TEMPSTAR | N5H9V48*K*AAA* | EVM5X60M21A* | *80VSL1102122B* | Split System | 48500 | 16.5 | 9.5 | 2.24 | R-454B | 650
217915849 | TEMPSTAR | Q5H9V48*K*AAA* | EVM5X60M21A* | *80VSL1102122B* | Split System | 48500 | 16.5 | 9.5 | 2.24 | R-454B | 650
217915875 | TEMPSTAR | Q5H9V48*K*AAA* | EVM5X60M21A* | *80MSU0802120A* | Split System | 48500 | 16.5 | 9.5 | 2.24 | R-454B | 650
217917782 | TEMPSTAR | N5H9V48*K*AAA* | EVD5X61M21A* | *97VTN1002122A* | Split System | 49000 | 16.5 | 9.5 | 2.24 | R-454B | 650
217918227 | TEMPSTAR | N5H9V48*K*AAA* | EVD5X61M24A* | *97VTN1002122A* | Split System | 49500 | 16.5 | 9.5 | 2.24 | R-454B | 650
217917829 | AIRQUEST | N5H9V48*K*AAA* | EVD5X61M24A* | *80VSL1102122B* | Split System | 49500 | 17 | 9.5 | 2.22 | R-454B | 650
217931451 | AIRQUEST | N5H9V48*K*AAA* | F5MA5*48L*C* |  | Split System | 45500 | 17 | 9.5 | 2.24 | R-454B | 650
217931450 | ARCOAIRE | N5H9V48*K*AAA* | F5MA5*48L*C* |  | Split System | 45500 | 17 | 9.5 | 2.24 | R-454B | 650
217931449 | BRYANT HEATING AND COOLING SYSTEMS | 249VAN048**AA* | F55AA*C48L* |  | Split System | 45500 | 17 | 9.5 | 2.24 | R-454B | 650
217917371 | BRYANT HEATING AND COOLING SYSTEMS | 249VAN048**AA* | CVAVA6021XMA* | 927TA66100V21*** | Split System | 48500 | 17 | 9.5 | 2.24 | R-454B | 650
217931452 | COMFORTMAKER | N5H9V48*K*AAA* | F5MA5*48L*C* |  | Split System | 45500 | 17 | 9.5 | 2.24 | R-454B | 650
217931457 | COMFORTMAKER | Q5H9V48*K*AAA* | F5MA5*48L*C* |  | Split System | 45500 | 17 | 9.5 | 2.24 | R-454B | 650
217917831 | DAY & NIGHT | N5H9V48*K*AAA* | EVD5X61M24A* | *80VSL1102122B* | Split System | 49500 | 17 | 9.5 | 2.22 | R-454B | 650
217931453 | DAY & NIGHT | N5H9V48*K*AAA* | F5MA5*48L*C* |  | Split System | 45500 | 17 | 9.5 | 2.24 | R-454B | 650
217931458 | DAY & NIGHT | Q5H9V48*K*AAA* | F5MA5*48L*C* |  | Split System | 45500 | 17 | 9.5 | 2.24 | R-454B | 650
217916167 | DAY & NIGHT | N5H9V48*K*AAA* | EVM5X60M21A* | *96VTN1002122B* | Split System | 48500 | 17 | 9.5 | 2.24 | R-454B | 650
217931454 | HEIL | N5H9V48*K*AAA* | F5MA5*48L*C* |  | Split System | 45500 | 17 | 9.5 | 2.24 | R-454B | 650
217931459 | HEIL | Q5H9V48*K*AAA* | F5MA5*48L*C* |  | Split System | 45500 | 17 | 9.5 | 2.24 | R-454B | 650
217916168 | HEIL | N5H9V48*K*AAA* | EVM5X60M21A* | *96VTN1002122B* | Split System | 48500 | 17 | 9.5 | 2.24 | R-454B | 650
217917833 | KEEPRITE | N5H9V48*K*AAA* | EVD5X61M24A* | *80VSL1102122B* | Split System | 49500 | 17 | 9.5 | 2.22 | R-454B | 650
217931455 | KEEPRITE | N5H9V48*K*AAA* | F5MA5*48L*C* |  | Split System | 45500 | 17 | 9.5 | 2.24 | R-454B | 650
217931460 | KEEPRITE | Q5H9V48*K*AAA* | F5MA5*48L*C* |  | Split System | 45500 | 17 | 9.5 | 2.24 | R-454B | 650
217916169 | KEEPRITE | N5H9V48*K*AAA* | EVM5X60M21A* | *96VTN1002122B* | Split System | 48500 | 17 | 9.5 | 2.24 | R-454B | 650
217931456 | TEMPSTAR | N5H9V48*K*AAA* | F5MA5*48L*C* |  | Split System | 45500 | 17 | 9.5 | 2.24 | R-454B | 650
217931461 | TEMPSTAR | Q5H9V48*K*AAA* | F5MA5*48L*C* |  | Split System | 45500 | 17 | 9.5 | 2.24 | R-454B | 650
217916175 | TEMPSTAR | Q5H9V48*K*AAA* | EVM5X60M21A* | *96VTN1002122B* | Split System | 48500 | 17 | 9.5 | 2.24 | R-454B | 650
215866719 | AI AIR CONDITIONING | AUO19-60N2-M3H | AUH3-60N2-CM3E |  | Split System | 54000 | 17.5 | 9.5 | 1.9 | R-454B | 650
215866718 | AI AIR CONDITIONING | AUO19-48N2-M3H | AUH3-48N2-CM3E |  | Split System | 48000 | 17.5 | 9.5 | 2 | R-454B | 650
215853880 | BLUERIDGE | BMSAH60HHC | BMS3AH60I |  | Split System | 54000 | 17.5 | 9.5 | 1.9 | R-454B | 650
215853879 | BLUERIDGE | BMSAH48HHC | BMS3AH48I |  | Split System | 48000 | 17.5 | 9.5 | 2 | R-454B | 650
215864125 | Cooper&Hunter | CH-PQ55-230VO | CH-PQ55AHU |  | Split System | 54000 | 17.5 | 9.5 | 1.9 | R-454B | 650
215864124 | Cooper&Hunter | CH-PQ48-230VO | CH-PQ48AHU |  | Split System | 48000 | 17.5 | 9.5 | 2 | R-454B | 650
215853311 | CHAMPION HEATING AND COOLING | HH824E2S11 | CTM30B5ACS1+JMVT12BC2N1 |  | Split System | 23000 | 18 | 9.5 | 2 | R-454B | 650
215853304 | COLEMAN | HH824E2S11 | CTM30B5ACS1+JMVT12BC2N1 |  | Split System | 23000 | 18 | 9.5 | 2 | R-454B | 650
215853310 | FRASER-JOHNSTON | HH824E2S11 | CTM30B5ACS1+JMVT12BC2N1 |  | Split System | 23000 | 18 | 9.5 | 2 | R-454B | 650
215853316 | JOHNSON CONTROLS | HH824E2S11 | CTM30B5ACS1+JMVT12BC2N1 |  | Split System | 23000 | 18 | 9.5 | 2 | R-454B | 650
215853305 | LUXAIRE | HH824E2S11 | CTM30B5ACS1+JMVT12BC2N1 |  | Split System | 23000 | 18 | 9.5 | 2 | R-454B | 650
215853272 | YORK | HH824E2S11 | CTM30B5ACS1+JMVT12BC2N1 |  | Split System | 23000 | 18 | 9.5 | 2 | R-454B | 650
218450284 | CHAMPION HEATING AND COOLING | XDV60E2D11 | JDE48F5XX2DS1 |  | Split System | 47000 | 18.5 | 9.5 | 2 | R-454B | 650
218450303 | Coleman | XDV60E2D11 | JDE48F5XX2DS1 |  | Split System | 47000 | 18.5 | 9.5 | 2 | R-454B | 650
218450322 | Fraser-Johnston | XDV60E2D11 | JDE48F5XX2DS1 |  | Split System | 47000 | 18.5 | 9.5 | 2 | R-454B | 650
218450341 | Luxaire | XDV60E2D11 | JDE48F5XX2DS1 |  | Split System | 47000 | 18.5 | 9.5 | 2 | R-454B | 650
218445371 | VillaTherm | VHPSD-UCHA-24HDCSN4 | VAH-UCHA-24HDC |  | Split System | 24000 | 18.5 | 9.5 | 2.2 | R-454B | 650
218445375 | VillaTherm | VHPSD-UCHA-24HDCSN4 | VAH-UCHA-24HDC-A |  | Split System | 24000 | 18.5 | 9.5 | 2.2 | R-454B | 650
218450361 | YORK | YDV60E2D11 | JDE48F5XX2DS1 |  | Split System | 47000 | 18.5 | 9.5 | 2 | R-454B | 650
218450292 | CHAMPION HEATING AND COOLING | XDV36E2D11 | JDE36E5XX2DS1 |  | Split System | 34200 | 19 | 9.5 | 2 | R-454B | 650
218450311 | Coleman | XDV36E2D11 | JDE36E5XX2DS1 |  | Split System | 34200 | 19 | 9.5 | 2 | R-454B | 650
218406771 | COMFORTMAKER | B5H3V24*K*AAA* | ESH5X24M12A*+WALLCON | *80CTL0701716B* | Split System | 22400 | 19 | 9.5 | 1.96 | R-454B | 650
218406772 | DAY & NIGHT | B5H3V24*K*AAA* | ESH5X24M12A*+WALLCON | *80CTL0701716B* | Split System | 22400 | 19 | 9.5 | 1.96 | R-454B | 650
218450330 | Fraser-Johnston | XDV36E2D11 | JDE36E5XX2DS1 |  | Split System | 34200 | 19 | 9.5 | 2 | R-454B | 650
218450349 | Luxaire | XDV36E2D11 | JDE36E5XX2DS1 |  | Split System | 34200 | 19 | 9.5 | 2 | R-454B | 650
218450369 | YORK | YDV36E2D11 | JDE36E5XX2DS1 |  | Split System | 34200 | 19 | 9.5 | 2 | R-454B | 650
218406905 | AIRQUEST | B5H3V24*K*AAA* | ESH5X30M12A*+WALLCON | *97CMN0601714B* | Split System | 22400 | 19.5 | 9.5 | 1.96 | R-454B | 650
218406913 | AIRQUEST | B5H3V24*K*AAA* | ESH5X30M12A*+WALLCON | *97CMN0801714B* | Split System | 22400 | 19.5 | 9.5 | 1.96 | R-454B | 650
218406937 | AIRQUEST | B5H3V24*K*AAA* | ESH5X30M12A*+WALLCON | *96CTN0801714B* | Split System | 22600 | 19.5 | 9.5 | 1.96 | R-454B | 650
218406739 | COMFORTMAKER | B5H3V24*K*AAA* | ESH5X24M12A*+WALLCON | *80CSU0401712B* | Split System | 22400 | 19.5 | 9.5 | 1.96 | R-454B | 650
218406907 | COMFORTMAKER | B5H3V24*K*AAA* | ESH5X30M12A*+WALLCON | *97CMN0601714B* | Split System | 22400 | 19.5 | 9.5 | 1.96 | R-454B | 650
218406939 | COMFORTMAKER | B5H3V24*K*AAA* | ESH5X30M12A*+WALLCON | *96CTN0801714B* | Split System | 22600 | 19.5 | 9.5 | 1.96 | R-454B | 650
218406940 | DAY & NIGHT | B5H3V24*K*AAA* | ESH5X30M12A*+WALLCON | *96CTN0801714B* | Split System | 22600 | 19.5 | 9.5 | 1.96 | R-454B | 650
218407020 | DAY & NIGHT | B5H3V24*K*AAA* | ESH5X36M12A*+WALLCON | *97CMN0601714B* | Split System | 22800 | 19.5 | 9.5 | 1.96 | R-454B | 650
218406736 | HEIL | B5H3V24*K*AAA* | ESH5X24M12A*+WALLCON | *80CSU0401712B* | Split System | 22400 | 19.5 | 9.5 | 1.96 | R-454B | 650
218407021 | KEEPRITE | B5H3V24*K*AAA* | ESH5X36M12A*+WALLCON | *97CMN0601714B* | Split System | 22800 | 19.5 | 9.5 | 1.96 | R-454B | 650
218406895 | TEMPSTAR | B5H3V24*K*AAA* | ESH5X30M12A*+WALLCON | *80CTL0901716B* | Split System | 22600 | 19.5 | 9.5 | 1.96 | R-454B | 650
218406887 | TEMPSTAR | B5H3V24*K*AAA* | ESH5X30M12A*+WALLCON | *80CTL0701716B* | Split System | 22600 | 19.5 | 9.5 | 1.96 | R-454B | 650
218407023 | TEMPSTAR | B5H3V24*K*AAA* | ESH5X36M12A*+WALLCON | *97CMN0601714B* | Split System | 22800 | 19.5 | 9.5 | 1.96 | R-454B | 650
218406345 | AIRQUEST | B5H3V24*K*AAA* | EA*5X36M17A*+WALLCON | *97CTN0601716A* | Split System | 22200 | 20 | 9.5 | 1.96 | R-454B | 650
218406377 | AIRQUEST | B5H3V24*K*AAA* | EA*5X37M17A*+WALLCON | *80CTL0451712B* | Split System | 22800 | 20 | 9.5 | 1.96 | R-454B | 650
218405953 | AIRQUEST | B5H3V24*K*AAA* | EA*5X24M17A*+WALLCON | *80CTL0701716B* | Split System | 22000 | 20 | 9.5 | 1.98 | R-454B | 650
218405954 | ARCOAIRE | B5H3V24*K*AAA* | EA*5X24M17A*+WALLCON | *80CTL0701716B* | Split System | 22000 | 20 | 9.5 | 1.98 | R-454B | 650
218406027 | COMFORTMAKER | B5H3V24*K*AAA* | EA*5X24M17A*+WALLCON | *97CTN0801716A* | Split System | 22000 | 20 | 9.5 | 1.96 | R-454B | 650
218406163 | COMFORTMAKER | B5H3V24*K*AAA* | EA*5X30M17A*+WALLCON | *80CTL0451712B* | Split System | 22200 | 20 | 9.5 | 1.98 | R-454B | 650
218406205 | KEEPRITE | B5H3V24*K*AAA* | EA*5X30M17A*+WALLCON | *97CMN0601714B* | Split System | 22200 | 20 | 9.5 | 1.96 | R-454B | 650
218406455 | TEMPSTAR | B5H3V24*K*AAA* | EA*5X37M17A*+WALLCON | *97CTN0601716A* | Split System | 22800 | 20 | 9.5 | 1.96 | R-454B | 650
218406129 | AIRQUEST | B5H3V24*K*AAA* | EA*5X30M14A*+WALLCON | *80CTL0701412B* | Split System | 22200 | 20.5 | 9.5 | 1.96 | R-454B | 650
218406579 | COMFORTMAKER | B5H3V24*K*AAA* | EA*5X42M21A*+WALLCON | *80CTL0451712B* | Split System | 22400 | 20.5 | 9.5 | 1.96 | R-454B | 650
218406012 | DAY & NIGHT | B5H3V24*K*AAA* | EA*5X24M17A*+WALLCON | *96CTN0801714B* | Split System | 22000 | 20.5 | 9.5 | 1.98 | R-454B | 650
218406128 | HEIL | B5H3V24*K*AAA* | EA*5X30M14A*+WALLCON | *80CTL0701412B* | Split System | 22200 | 20.5 | 9.5 | 1.96 | R-454B | 650
218406352 | HEIL | B5H3V24*K*AAA* | EA*5X36M17A*+WALLCON | *97CTN0801716A* | Split System | 22400 | 20.5 | 9.5 | 1.98 | R-454B | 650
218406213 | KEEPRITE | B5H3V24*K*AAA* | EA*5X30M17A*+WALLCON | *97CMN0801714B* | Split System | 22200 | 20.5 | 9.5 | 1.96 | R-454B | 650
218405909 | KEEPRITE | B5H3V24*K*AAA* | EA*5X24M14A*+WALLCON | *80CTL0701412B* | Split System | 22000 | 20.5 | 9.5 | 1.98 | R-454B | 650
217934620 | CARRIER | 27VPA924A*030* | CSAH*3012AM* | 58TN*B070C21**20 | Split System | 23400 | 15.5 | 9.5 | 1.94 | R-454B | 650
217934793 | CARRIER | 27VPA924A*030* | CSAH*2412AM* | 59TN6C080C17**14 | Split System | 23200 | 16 | 9.5 | 1.92 | R-454B | 650
217934565 | CARRIER | 27VPA924A*030* | CSAH*3012AM* | 58TN*B090C21**20 | Split System | 23600 | 16 | 9.5 | 1.92 | R-454B | 650
217934834 | CARRIER | 27VPA924A*030* | CSAH*3012AM* | 58TN*B135C24**22 | Split System | 23600 | 16 | 9.5 | 1.92 | R-454B | 650
217934919 | CARRIER | 27VPA924A*030* | CSAH*3612AM* | 59TN7A060C17**16 | Split System | 23600 | 16 | 9.5 | 1.92 | R-454B | 650
217934884 | CARRIER | 27VPA924A*030* | CSAH*3012AM* | 58TN*B110C21**20 | Split System | 23600 | 16 | 9.5 | 1.92 | R-454B | 650
217934761 | CARRIER | 27VPA924A*030* | CSAH*3012AM* | 59TN7A080C21**20 | Split System | 23600 | 16 | 9.5 | 1.92 | R-454B | 650
217934760 | CARRIER | 27VPA924A*030* | CSAH*3012AM* | 59TN6C080C21**20 | Split System | 23600 | 16 | 9.5 | 1.92 | R-454B | 650
217934759 | CARRIER | 27VPA924A*030* | CSAH*3012AM* | 59SP6B100V21**20 | Split System | 23600 | 16 | 9.5 | 1.94 | R-454B | 650
217934747 | CARRIER | 27VPA924A*030* | CAA**2417AM* | 59SU5B040M17**12 | Split System | 23200 | 16.5 | 9.5 | 1.92 | R-454B | 650
217935069 | CARRIER | 27VPA924A*030* | CAA**2417AM* | 59TN7A060C17**16 | Split System | 23200 | 16.5 | 9.5 | 1.92 | R-454B | 650
217934849 | CARRIER | 27VPA924A*030* | CSAH*3012AM* | 58TP*B070V17**16 | Split System | 23400 | 16.5 | 9.5 | 1.92 | R-454B | 650
217934621 | CARRIER | 27VPA924A*030* | CSAH*2412AM* | 58CU*B060C17**16 | Split System | 23400 | 16.5 | 9.5 | 1.92 | R-454B | 650
217934808 | CARRIER | 27VPA924A*030* | CSAH*3012AM* | 58TN*B090C17**16 | Split System | 23400 | 16.5 | 9.5 | 1.92 | R-454B | 650
217934611 | CARRIER | 27VPA924A*030* | CSAH*2412AM* | 58CU*B040C17**12 | Split System | 23400 | 16.5 | 9.5 | 1.92 | R-454B | 650
217934562 | CARRIER | 27VPA924A*030* | CSAH*2412AM* | 58SU*B040M17**12 | Split System | 23400 | 16.5 | 9.5 | 1.92 | R-454B | 650
217934727 | CARRIER | 27VPA924A*030* | CSAH*2412AM* | 58SU*B080M21**20 | Split System | 23400 | 16.5 | 9.5 | 1.92 | R-454B | 650
217934850 | CARRIER | 27VPA924A*030* | CSAH*3012AM* | 59TN6C080C17**14 | Split System | 23600 | 16.5 | 9.5 | 1.92 | R-454B | 650
217934657 | CARRIER | 27VPA924A*030* | CSAH*3612AM* | 59MN7C080C17**14 | Split System | 23800 | 16.5 | 9.5 | 1.92 | R-454B | 650
217934654 | CARRIER | 27VPA924A*030* | CSAH*3012AM* | GG96VTAB66120D** | Split System | 23800 | 16.5 | 9.5 | 1.92 | R-454B | 650
217934656 | CARRIER | 27VPA924A*030* | CSAH*3012AM* | 59TP7A120V24**22 | Split System | 23800 | 16.5 | 9.5 | 1.92 | R-454B | 650
217934578 | CARRIER | 27VPA924A*030* | CSAH*3012AM* | 59TP6C080V21**20 | Split System | 23800 | 16.5 | 9.5 | 1.92 | R-454B | 650
217934579 | CARRIER | 27VPA924A*030* | CSAH*3012AM* | 59TP7A080V21**20 | Split System | 23800 | 16.5 | 9.5 | 1.92 | R-454B | 650
217934653 | CARRIER | 27VPA924A*030* | CSAH*3012AM* | 59TP6C120V24**22 | Split System | 23800 | 16.5 | 9.5 | 1.92 | R-454B | 650
217934576 | CARRIER | 27VPA924A*030* | CSAH*3012AM* | 59SP6B080V21**20 | Split System | 23800 | 16.5 | 9.5 | 1.92 | R-454B | 650
217934688 | CARRIER | 27VPA924A*030* | CSAH*3012AM* | 59SU5B060M17**16 | Split System | 23400 | 16.5 | 9.5 | 1.94 | R-454B | 650
217934684 | CARRIER | 27VPA924A*030* | CSAH*3012AM* | 58SP*B090V17**16 | Split System | 23400 | 16.5 | 9.5 | 1.94 | R-454B | 650
217934685 | CARRIER | 27VPA924A*030* | CSAH*3012AM* | 58TP*B090V17**16 | Split System | 23400 | 16.5 | 9.5 | 1.94 | R-454B | 650
217934615 | CARRIER | 27VPA924A*030* | CAA**3017AM* | OVLAAB036098 | Split System | 23400 | 16.5 | 9.5 | 1.94 | R-454B | 650
217935070 | CARRIER | 27VPA924A*030* | CAA**3017AM* | OVMAAB036098 | Split System | 23600 | 16.5 | 9.5 | 1.94 | R-454B | 650
217934814 | CARRIER | 27VPA924A*030* | CAA**3014AM* | 59SP6B060V14**12 | Split System | 23000 | 17 | 9.5 | 1.9 | R-454B | 650
217934815 | CARRIER | 27VPA924A*030* | CAA**3014AM* | 59TP6C060V14**12 | Split System | 23000 | 17 | 9.5 | 1.9 | R-454B | 650
217934674 | CARRIER | 27VPA924A*030* | CAA**2414AM* | 59TP6C060V14**12 | Split System | 23000 | 17 | 9.5 | 1.92 | R-454B | 650
217934673 | CARRIER | 27VPA924A*030* | CAA**2414AM* | 59SP6B060V14**12 | Split System | 23000 | 17 | 9.5 | 1.92 | R-454B | 650
217935040 | CARRIER | 27VPA924A*030* | CAA**2417AM* | 59TN7A080C17**16 | Split System | 23200 | 17 | 9.5 | 1.92 | R-454B | 650
217935014 | CARRIER | 27VPA924A*030* | CAA**2417AM* | 59TP7A060V17**16 | Split System | 23200 | 17 | 9.5 | 1.92 | R-454B | 650
217934610 | CARRIER | 27VPA924A*030* | CAA**2417AM* | 59TN6C060C17**14 | Split System | 23200 | 17 | 9.5 | 1.92 | R-454B | 650
217935011 | CARRIER | 27VPA924A*030* | CAA**2417AM* | 59SP6B060V17**16 | Split System | 23200 | 17 | 9.5 | 1.92 | R-454B | 650
217934675 | CARRIER | 27VPA924A*030* | CAA**3617AM* | 59SP6B040V17**12 | Split System | 23200 | 17 | 9.5 | 1.92 | R-454B | 650
217934676 | CARRIER | 27VPA924A*030* | CAA**3617AM* | 59TP6C040V17**12 | Split System | 23200 | 17 | 9.5 | 1.92 | R-454B | 650
217934938 | CARRIER | 27VPA924A*030* | CAA**3017AM* | 59TP6C060V14**12 | Split System | 23400 | 17 | 9.5 | 1.92 | R-454B | 650
217935015 | CARRIER | 27VPA924A*030* | CAA**3017AM* | 59SU5B040M17**12 | Split System | 23400 | 17 | 9.5 | 1.92 | R-454B | 650
217934937 | CARRIER | 27VPA924A*030* | CAA**3017AM* | 59SP6B060V14**12 | Split System | 23400 | 17 | 9.5 | 1.92 | R-454B | 650
217935042 | CARRIER | 27VPA924A*030* | CAA**3017AM* | 58TN*B045C17**12 | Split System | 23400 | 17 | 9.5 | 1.92 | R-454B | 650
217935039 | CARRIER | 27VPA924A*030* | CAA**2417AM* | 59CU5B060C17**16 | Split System | 23400 | 17 | 9.5 | 1.92 | R-454B | 650
217935041 | CARRIER | 27VPA924A*030* | CAA**2417AM* | OVMAAB042112 | Split System | 23400 | 17 | 9.5 | 1.92 | R-454B | 650
217934748 | CARRIER | 27VPA924A*030* | CAA**3617AM* | OVMAAB036098 | Split System | 23600 | 17 | 9.5 | 1.92 | R-454B | 650
217934959 | CARRIER | 27VPA924A*030* | CSAH*3612AM* | 59SP6B060V17**16 | Split System | 23800 | 17 | 9.5 | 1.92 | R-454B | 650
217934962 | CARRIER | 27VPA924A*030* | CSAH*3612AM* | GG96VTAB48060B** | Split System | 23800 | 17 | 9.5 | 1.92 | R-454B | 650
217934961 | CARRIER | 27VPA924A*030* | CSAH*3612AM* | 59TP6C060V17**16 | Split System | 23800 | 17 | 9.5 | 1.92 | R-454B | 650
217934963 | CARRIER | 27VPA924A*030* | CSAH*3612AM* | 59TP7A060V17**16 | Split System | 23800 | 17 | 9.5 | 1.92 | R-454B | 650
217934817 | CARRIER | 27VPA924A*030* | CAA**3717AM* | 59TP6C040V14**10 | Split System | 23800 | 17 | 9.5 | 1.92 | R-454B | 650
217934818 | CARRIER | 27VPA924A*030* | CAA**3717AM* | GG96VTAB30040A** | Split System | 23800 | 17 | 9.5 | 1.92 | R-454B | 650
217934746 | CARRIER | 27VPA924A*030* | CSAH*3612AM* | 59TP7A080V17**16 | Split System | 24000 | 17 | 9.5 | 1.92 | R-454B | 650
217934743 | CARRIER | 27VPA924A*030* | CSAH*3612AM* | 59SP6B080V17**16 | Split System | 24000 | 17 | 9.5 | 1.92 | R-454B | 650
217934744 | CARRIER | 27VPA924A*030* | CSAH*3612AM* | 59TP6C080V17**16 | Split System | 24000 | 17 | 9.5 | 1.92 | R-454B | 650
217934745 | CARRIER | 27VPA924A*030* | CSAH*3612AM* | GG96VTAB48080B** | Split System | 24000 | 17 | 9.5 | 1.92 | R-454B | 650
217934930 | CARRIER | 27VPA924A*030* | CAA**3017AM* | OVMAAB042112 | Split System | 23600 | 17.5 | 9.5 | 1.92 | R-454B | 650
218407106 | ARCOAIRE | B5H3V24*K*AAA* | ESH5X42M12A*+WALLCON | *80CTL0701716B* | Split System | 23000 | 19.5 | 9.5 | 1.98 | R-454B | 650
218407122 | ARCOAIRE | B5H3V24*K*AAA* | ESH5X42M12A*+WALLCON | *95CSU0601716B* | Split System | 23000 | 19.5 | 9.5 | 1.98 | R-454B | 650
218407154 | ARCOAIRE | B5H3V24*K*AAA* | ESH5X42M12A*+WALLCON | *96CTN0601714B* | Split System | 23000 | 19.5 | 9.5 | 1.98 | R-454B | 650
218407040 | HEIL | B5H3V24*K*AAA* | ESH5X36M12A*+WALLCON | *96CTN0601714B* | Split System | 22800 | 19.5 | 9.5 | 1.96 | R-454B | 650
218407104 | HEIL | B5H3V24*K*AAA* | ESH5X42M12A*+WALLCON | *80CTL0701716B* | Split System | 23000 | 19.5 | 9.5 | 1.98 | R-454B | 650
218407005 | KEEPRITE | B5H3V24*K*AAA* | ESH5X36M12A*+WALLCON | *80CTL0901716B* | Split System | 22800 | 19.5 | 9.5 | 1.96 | R-454B | 650
218407029 | KEEPRITE | B5H3V24*K*AAA* | ESH5X36M12A*+WALLCON | *97CMN0801714B* | Split System | 22800 | 19.5 | 9.5 | 1.98 | R-454B | 650
218407097 | AIRQUEST | B5H3V24*K*AAA* | ESH5X42M12A*+WALLCON | *80CTL0701412B* | Split System | 23000 | 20 | 9.5 | 1.96 | R-454B | 650
218406971 | COMFORTMAKER | B5H3V24*K*AAA* | ESH5X36M12A*+WALLCON | *80CSU0601716B* | Split System | 23000 | 20 | 9.5 | 1.96 | R-454B | 650
218406988 | DAY & NIGHT | B5H3V24*K*AAA* | ESH5X36M12A*+WALLCON | *80CTL0701412B* | Split System | 22800 | 20 | 9.5 | 1.96 | R-454B | 650
218406972 | DAY & NIGHT | B5H3V24*K*AAA* | ESH5X36M12A*+WALLCON | *80CSU0601716B* | Split System | 23000 | 20 | 9.5 | 1.96 | R-454B | 650
218406185 | AIRQUEST | B5H3V24*K*AAA* | EA*5X30M17A*+WALLCON | *80CTL0901716B* | Split System | 22400 | 20.5 | 9.5 | 1.98 | R-454B | 650
218406186 | ARCOAIRE | B5H3V24*K*AAA* | EA*5X30M17A*+WALLCON | *80CTL0901716B* | Split System | 22400 | 20.5 | 9.5 | 1.98 | R-454B | 650
218406611 | COMFORTMAKER | B5H3V24*K*AAA* | EA*5X42M21A*+WALLCON | *97CMN0601714B* | Split System | 22400 | 20.5 | 9.5 | 1.96 | R-454B | 650
218406187 | COMFORTMAKER | B5H3V24*K*AAA* | EA*5X30M17A*+WALLCON | *80CTL0901716B* | Split System | 22400 | 20.5 | 9.5 | 1.98 | R-454B | 650
218406603 | COMFORTMAKER | B5H3V24*K*AAA* | EA*5X42M21A*+WALLCON | *95CSU0601716B* | Split System | 22600 | 20.5 | 9.5 | 1.98 | R-454B | 650
218406168 | HEIL | B5H3V24*K*AAA* | EA*5X30M17A*+WALLCON | *80CTL0701412B* | Split System | 22200 | 20.5 | 9.5 | 1.96 | R-454B | 650
218405920 | HEIL | B5H3V24*K*AAA* | EA*5X24M17A*+WALLCON | *80CSU0401712B* | Split System | 22200 | 20.5 | 9.5 | 1.98 | R-454B | 650
218406297 | AIRQUEST | B5H3V24*K*AAA* | EA*5X36M17A*+WALLCON | *80CTL0901716B* | Split System | 22400 | 21 | 9.5 | 1.96 | R-454B | 650
218406636 | DAY & NIGHT | B5H3V24*K*AAA* | EA*5X42M21A*+WALLCON | *96CTN0801714B* | Split System | 22600 | 21 | 9.5 | 1.96 | R-454B | 650
218406144 | HEIL | B5H3V24*K*AAA* | EA*5X30M17A*+WALLCON | *80CSU0401712B* | Split System | 22400 | 21 | 9.5 | 1.96 | R-454B | 650
218406296 | HEIL | B5H3V24*K*AAA* | EA*5X36M17A*+WALLCON | *80CTL0901716B* | Split System | 22400 | 21 | 9.5 | 1.96 | R-454B | 650
218406637 | KEEPRITE | B5H3V24*K*AAA* | EA*5X42M21A*+WALLCON | *96CTN0801714B* | Split System | 22600 | 21 | 9.5 | 1.96 | R-454B | 650
218406269 | KEEPRITE | B5H3V24*K*AAA* | EA*5X36M17A*+WALLCON | *80CSU0601716B* | Split System | 22400 | 21 | 9.5 | 1.98 | R-454B | 650
218406287 | TEMPSTAR | B5H3V24*K*AAA* | EA*5X36M17A*+WALLCON | *80CTL0701412B* | Split System | 22400 | 21 | 9.5 | 1.96 | R-454B | 650
217934762 | CARRIER | 27VPA924A*030* | CSAH*3012AM* | 59TP6C100V21**20 | Split System | 23400 | 16 | 9.5 | 1.92 | R-454B | 650
217934763 | CARRIER | 27VPA924A*030* | CSAH*3012AM* | GG96VTAB60100C** | Split System | 23400 | 16 | 9.5 | 1.92 | R-454B | 650
217934764 | CARRIER | 27VPA924A*030* | CSAH*3012AM* | 59TP7A100V21**20 | Split System | 23400 | 16 | 9.5 | 1.92 | R-454B | 650
217934632 | CARRIER | 27VPA924A*030* | CSAH*3612AM* | 58TN*B045C17**12 | Split System | 23600 | 16 | 9.5 | 1.92 | R-454B | 650
217934612 | CARRIER | 27VPA924A*030* | CSAH*3612AM* | 59MN7C060C21**20 | Split System | 23800 | 16 | 9.5 | 1.92 | R-454B | 650
217934566 | CARRIER | 27VPA924A*030* | CSAH*3012AM* | 59MN7C080C21**20 | Split System | 23600 | 16 | 9.5 | 1.94 | R-454B | 650
217934765 | CARRIER | 27VPA924A*030* | CSAH*3612AM* | 58TN*B135C24**22 | Split System | 23800 | 16 | 9.5 | 1.94 | R-454B | 650
217934687 | CARRIER | 27VPA924A*030* | CSAH*3012AM* | 59SP6B120V24**22 | Split System | 23400 | 16.5 | 9.5 | 1.92 | R-454B | 650
217934728 | CARRIER | 27VPA924A*030* | CSAH*3012AM* | 58CU*B080C21**20 | Split System | 23600 | 16.5 | 9.5 | 1.92 | R-454B | 650
217934887 | CARRIER | 27VPA924A*030* | CSAH*3012AM* | 58CU*B060C17**16 | Split System | 23600 | 16.5 | 9.5 | 1.92 | R-454B | 650
217934947 | CARRIER | 27VPA924A*030* | CSAH*3012AM* | 59TN7A120C24**22 | Split System | 23600 | 16.5 | 9.5 | 1.92 | R-454B | 650
217934946 | CARRIER | 27VPA924A*030* | CSAH*3012AM* | 59TN6C120C24**22 | Split System | 23600 | 16.5 | 9.5 | 1.92 | R-454B | 650
217934575 | CARRIER | 27VPA924A*030* | CSAH*3012AM* | 58TP*B045V14**12 | Split System | 23600 | 16.5 | 9.5 | 1.92 | R-454B | 650
217934616 | CARRIER | 27VPA924A*030* | CSAH*3012AM* | 58SP*B070V14**12 | Split System | 23600 | 16.5 | 9.5 | 1.92 | R-454B | 650
217934571 | CARRIER | 27VPA924A*030* | CSAH*3012AM* | 58SP*B045V14**12 | Split System | 23600 | 16.5 | 9.5 | 1.92 | R-454B | 650
217934618 | CARRIER | 27VPA924A*030* | CSAH*3012AM* | 58TP*B070V14**12 | Split System | 23600 | 16.5 | 9.5 | 1.92 | R-454B | 650
217934819 | CARRIER | 27VPA924A*030* | CSAH*3012AM* | 58SU*B080M21**20 | Split System | 23800 | 16.5 | 9.5 | 1.92 | R-454B | 650
217934580 | CARRIER | 27VPA924A*030* | CSAH*3612AM* | 59MN7C100C21**22 | Split System | 23800 | 16.5 | 9.5 | 1.92 | R-454B | 650
217934581 | CARRIER | 27VPA924A*030* | CSAH*3612AM* | 59TN6C100C21**22 | Split System | 23800 | 16.5 | 9.5 | 1.92 | R-454B | 650
217934583 | CARRIER | 27VPA924A*030* | CSAH*3612AM* | 59TN7A100C21**22 | Split System | 23800 | 16.5 | 9.5 | 1.92 | R-454B | 650
217934582 | CARRIER | 27VPA924A*030* | CSAH*3612AM* | 59TN7A080C17**16 | Split System | 23800 | 16.5 | 9.5 | 1.92 | R-454B | 650
217934659 | CARRIER | 27VPA924A*030* | CSAH*3612AM* | 59TN6C060C17**14 | Split System | 23800 | 16.5 | 9.5 | 1.92 | R-454B | 650
217934652 | CARRIER | 27VPA924A*030* | CSAH*3012AM* | 59TP6C100V21**22 | Split System | 23800 | 16.5 | 9.5 | 1.92 | R-454B | 650
217934655 | CARRIER | 27VPA924A*030* | CSAH*3012AM* | 59TP7A100V21**22 | Split System | 23800 | 16.5 | 9.5 | 1.92 | R-454B | 650
217934660 | CARRIER | 27VPA924A*030* | CSAH*3612AM* | 59TP6C100V21**20 | Split System | 24000 | 16.5 | 9.5 | 1.92 | R-454B | 650
217934658 | CARRIER | 27VPA924A*030* | CSAH*3612AM* | 59SP6B100V21**20 | Split System | 24000 | 16.5 | 9.5 | 1.92 | R-454B | 650
217934574 | CARRIER | 27VPA924A*030* | CSAH*3012AM* | 58TN*B070C14**12 | Split System | 23600 | 16.5 | 9.5 | 1.94 | R-454B | 650
217934851 | CARRIER | 27VPA924A*030* | CSAH*3612AM* | 59TN6C120C24**22 | Split System | 23800 | 16.5 | 9.5 | 1.94 | R-454B | 650
217934852 | CARRIER | 27VPA924A*030* | CSAH*3612AM* | 59TN7A120C24**22 | Split System | 23800 | 16.5 | 9.5 | 1.94 | R-454B | 650
217934951 | CARRIER | 27VPA924A*030* | CSAH*3612AM* | 59MN7C120C24**22 | Split System | 23800 | 16.5 | 9.5 | 1.94 | R-454B | 650
217934889 | CARRIER | 27VPA924A*030* | CSAH*3612AM* | 59MN7C080C21**20 | Split System | 23800 | 16.5 | 9.5 | 1.94 | R-454B | 650
217934689 | CARRIER | 27VPA924A*030* | CSAH*3612AM* | 59CU5B100C21**22 | Split System | 24000 | 16.5 | 9.5 | 1.94 | R-454B | 650
217934934 | CARRIER | 27VPA924A*030* | F55AA*B24L* |  | Split System | 23200 | 17 | 9.5 | 1.9 | R-454B | 650
217934797 | CARRIER | 27VPA924A*030* | CAA**2417AM* | 58CU*B040C17**12 | Split System | 23200 | 17 | 9.5 | 1.9 | R-454B | 650
217934935 | CARRIER | 27VPA924A*030* | CAA**2517AM* | 59TP6C040V14**10 | Split System | 23800 | 17 | 9.5 | 1.9 | R-454B | 650
217934988 | CARRIER | 27VPA924A*030* | CAA**2517AM* | 59SP6B040V14**10 | Split System | 23800 | 17 | 9.5 | 1.9 | R-454B | 650
217934936 | CARRIER | 27VPA924A*030* | CAA**2517AM* | GG96VTAB30040A** | Split System | 23800 | 17 | 9.5 | 1.9 | R-454B | 650
217934811 | CARRIER | 27VPA924A*030* | CAA**2417AM* | 59TP6C080V17**16 | Split System | 23200 | 17 | 9.5 | 1.92 | R-454B | 650
217934810 | CARRIER | 27VPA924A*030* | CAA**2417AM* | 59SP6B080V17**16 | Split System | 23200 | 17 | 9.5 | 1.92 | R-454B | 650
217934812 | CARRIER | 27VPA924A*030* | CAA**2417AM* | GG96VTAB48080B** | Split System | 23200 | 17 | 9.5 | 1.92 | R-454B | 650
217934813 | CARRIER | 27VPA924A*030* | CAA**2417AM* | 59TP7A080V17**16 | Split System | 23200 | 17 | 9.5 | 1.92 | R-454B | 650
217935010 | CARRIER | 27VPA924A*030* | CAA**2417AM* | 59MN7C080C17**14 | Split System | 23200 | 17 | 9.5 | 1.92 | R-454B | 650
217934604 | CARRIER | 27VPA924A*030* | CAA**3017AM* | 58SU*B040M17**12 | Split System | 23400 | 17 | 9.5 | 1.92 | R-454B | 650
217934805 | CARRIER | 27VPA924A*030* | CAA**3617AM* | 59SU5B040M17**12 | Split System | 23400 | 17 | 9.5 | 1.92 | R-454B | 650
217934651 | CARRIER | 27VPA924A*030* | CSAH*3012AM* | 58SU*B040M17**12 | Split System | 23600 | 17 | 9.5 | 1.92 | R-454B | 650
217934921 | CARRIER | 27VPA924A*030* | CSAH*3012AM* | 58CU*B040C17**12 | Split System | 23600 | 17 | 9.5 | 1.92 | R-454B | 650
217934577 | CARRIER | 27VPA924A*030* | CSAH*3012AM* | 59SU5B100M21**20 | Split System | 23600 | 17 | 9.5 | 1.92 | R-454B | 650
217934957 | CARRIER | 27VPA924A*030* | CSAH*3012AM* | 58TP*B110V21**22 | Split System | 23600 | 17 | 9.5 | 1.92 | R-454B | 650
217934740 | CARRIER | 27VPA924A*030* | CSAH*3612AM* | 58SU*B100M21**20 | Split System | 23800 | 17 | 9.5 | 1.92 | R-454B | 650
217934783 | CARRIER | 27VPA924A*030* | CSAH*3612AM* | 58SP*B070V17**16 | Split System | 23800 | 17 | 9.5 | 1.92 | R-454B | 650
217934700 | CARRIER | 27VPA924A*030* | CSAH*3612AM* | 59TP6C080V21**20 | Split System | 23800 | 17 | 9.5 | 1.92 | R-454B | 650
217934699 | CARRIER | 27VPA924A*030* | CSAH*3612AM* | 59SP6B080V21**20 | Split System | 23800 | 17 | 9.5 | 1.92 | R-454B | 650
217934741 | CARRIER | 27VPA924A*030* | CSAH*3612AM* | 58TP*B070V14**12 | Split System | 23800 | 17 | 9.5 | 1.92 | R-454B | 650
217934697 | CARRIER | 27VPA924A*030* | CSAH*3612AM* | 58TP*B070V17**16 | Split System | 23800 | 17 | 9.5 | 1.92 | R-454B | 650
217934701 | CARRIER | 27VPA924A*030* | CSAH*3612AM* | 59TP7A080V21**20 | Split System | 23800 | 17 | 9.5 | 1.92 | R-454B | 650
217934738 | CARRIER | 27VPA924A*030* | CSAH*3612AM* | 58SP*B070V14**12 | Split System | 23800 | 17 | 9.5 | 1.92 | R-454B | 650
217934788 | CARRIER | 27VPA924A*030* | CSAH*3612AM* | 59TP7A120V24**22 | Split System | 23800 | 17 | 9.5 | 1.92 | R-454B | 650
217934868 | CARRIER | 27VPA924A*030* | CSAH*3612AM* | 58TN*B070C14**12 | Split System | 23800 | 17 | 9.5 | 1.92 | R-454B | 650
217934786 | CARRIER | 27VPA924A*030* | CSAH*3612AM* | 59TP6C120V24**22 | Split System | 23800 | 17 | 9.5 | 1.92 | R-454B | 650
217934958 | CARRIER | 27VPA924A*030* | CSAH*3612AM* | 59MN7C060C17**14 | Split System | 23800 | 17 | 9.5 | 1.92 | R-454B | 650
217934787 | CARRIER | 27VPA924A*030* | CSAH*3612AM* | GG96VTAB66120D** | Split System | 23800 | 17 | 9.5 | 1.92 | R-454B | 650
217934960 | CARRIER | 27VPA924A*030* | CSAH*3612AM* | 59SU5B080M21**20 | Split System | 23800 | 17 | 9.5 | 1.92 | R-454B | 650
217935067 | CARRIER | 27VPA924A*030* | CAA**3717AM* | 59SP6B040V17**12 | Split System | 23800 | 17 | 9.5 | 1.92 | R-454B | 650
217934816 | CARRIER | 27VPA924A*030* | CAA**3717AM* | 59SP6B040V14**10 | Split System | 23800 | 17 | 9.5 | 1.92 | R-454B | 650
217935068 | CARRIER | 27VPA924A*030* | CAA**3717AM* | 59TP6C040V17**12 | Split System | 23800 | 17 | 9.5 | 1.92 | R-454B | 650
217934892 | CARRIER | 27VPA924A*030* | CSAH*3612AM* | 58TP*B110V21**22 | Split System | 24000 | 17 | 9.5 | 1.92 | R-454B | 650
217934662 | CARRIER | 27VPA924A*030* | CSAH*3612AM* | 59TP7A100V21**20 | Split System | 24000 | 17 | 9.5 | 1.92 | R-454B | 650
217934894 | CARRIER | 27VPA924A*030* | CSAH*3612AM* | 59SU5B100M21**20 | Split System | 24000 | 17 | 9.5 | 1.92 | R-454B | 650
217934609 | CARRIER | 27VPA924A*030* | CSAH*3612AM* | 58SU*B040M17**12 | Split System | 24000 | 17 | 9.5 | 1.92 | R-454B | 650
217934893 | CARRIER | 27VPA924A*030* | CSAH*3612AM* | 59SP6B120V24**22 | Split System | 24000 | 17 | 9.5 | 1.92 | R-454B | 650
217935066 | CARRIER | 27VPA924A*030* | CAA**2417AM* | 58TN*B070C17**16 | Split System | 23200 | 17 | 9.5 | 1.94 | R-454B | 650
217934989 | CARRIER | 27VPA924A*030* | CAA**3017AM* | 59MN7C060C17**14 | Split System | 23400 | 17 | 9.5 | 1.94 | R-454B | 650
217935043 | CARRIER | 27VPA924A*030* | CAA**3617AM* | 59SP6B060V14**12 | Split System | 23400 | 17 | 9.5 | 1.94 | R-454B | 650
217935044 | CARRIER | 27VPA924A*030* | CAA**3617AM* | 59TP6C060V14**12 | Split System | 23400 | 17 | 9.5 | 1.94 | R-454B | 650
217934785 | CARRIER | 27VPA924A*030* | CSAH*3612AM* | 59SU5B060M17**16 | Split System | 23800 | 17 | 9.5 | 1.94 | R-454B | 650
217934742 | CARRIER | 27VPA924A*030* | CSAH*3612AM* | 58TP*B090V17**16 | Split System | 23800 | 17 | 9.5 | 1.94 | R-454B | 650
217934739 | CARRIER | 27VPA924A*030* | CSAH*3612AM* | 58SP*B090V17**16 | Split System | 23800 | 17 | 9.5 | 1.94 | R-454B | 650
217934922 | CARRIER | 27VPA924A*030* | CSAH*3612AM* | 58TN*B090C21**20 | Split System | 23800 | 17 | 9.5 | 1.94 | R-454B | 650
217934731 | CARRIER | 27VPA924A*030* | CAA**2414AM* | 58TN*B070C14**12 | Split System | 23200 | 17.5 | 9.5 | 1.9 | R-454B | 650
217935002 | CARRIER | 27VPA924A*030* | CAA**3017AM* | 58SP*B070V14**12 | Split System | 23400 | 17.5 | 9.5 | 1.9 | R-454B | 650
217935003 | CARRIER | 27VPA924A*030* | CAA**3017AM* | 58TP*B070V14**12 | Split System | 23400 | 17.5 | 9.5 | 1.9 | R-454B | 650
217934926 | CARRIER | 27VPA924A*030* | CAA**3017AM* | 58SP*B045V14**12 | Split System | 23400 | 17.5 | 9.5 | 1.9 | R-454B | 650
217934928 | CARRIER | 27VPA924A*030* | CAA**3017AM* | 58TP*B045V14**12 | Split System | 23400 | 17.5 | 9.5 | 1.9 | R-454B | 650
217934641 | CARRIER | 27VPA924A*030* | CAA**2417AM* | 58SU*B060M17**16 | Split System | 23400 | 17.5 | 9.5 | 1.9 | R-454B | 650
217934607 | CARRIER | 27VPA924A*030* | CAA**3717AM* | 59SU5B040M17**12 | Split System | 23800 | 17.5 | 9.5 | 1.9 | R-454B | 650
217934670 | CARRIER | 27VPA924A*030* | CAA**2517AM* | 59SP6B040V17**12 | Split System | 23800 | 17.5 | 9.5 | 1.9 | R-454B | 650
217934671 | CARRIER | 27VPA924A*030* | CAA**2517AM* | 59TP6C040V17**12 | Split System | 23800 | 17.5 | 9.5 | 1.9 | R-454B | 650
217934732 | CARRIER | 27VPA924A*030* | CAA**2414AM* | 58TP*B045V14**12 | Split System | 23200 | 17.5 | 9.5 | 1.92 | R-454B | 650
217934733 | CARRIER | 27VPA924A*030* | CAA**2417AM* | 58SP*B045V14**12 | Split System | 23200 | 17.5 | 9.5 | 1.92 | R-454B | 650
217934667 | CARRIER | 27VPA924A*030* | CAA**2414AM* | 58TP*B070V14**12 | Split System | 23200 | 17.5 | 9.5 | 1.92 | R-454B | 650
217934924 | CARRIER | 27VPA924A*030* | CAA**2417AM* | 58TN*B070C14**12 | Split System | 23200 | 17.5 | 9.5 | 1.92 | R-454B | 650
217934666 | CARRIER | 27VPA924A*030* | CAA**2414AM* | 58SP*B070V14**12 | Split System | 23200 | 17.5 | 9.5 | 1.92 | R-454B | 650
217934798 | CARRIER | 27VPA924A*030* | CAA**2417AM* | 58SP*B070V17**16 | Split System | 23200 | 17.5 | 9.5 | 1.92 | R-454B | 650
217934734 | CARRIER | 27VPA924A*030* | CAA**2417AM* | 58TP*B045V14**12 | Split System | 23200 | 17.5 | 9.5 | 1.92 | R-454B | 650
217934870 | CARRIER | 27VPA924A*030* | CAA**2417AM* | 58SP*B090V17**16 | Split System | 23200 | 17.5 | 9.5 | 1.92 | R-454B | 650
217934799 | CARRIER | 27VPA924A*030* | CAA**2417AM* | 58TN*B090C17**16 | Split System | 23200 | 17.5 | 9.5 | 1.92 | R-454B | 650
217934871 | CARRIER | 27VPA924A*030* | CAA**2417AM* | 58TP*B090V17**16 | Split System | 23200 | 17.5 | 9.5 | 1.92 | R-454B | 650
217934730 | CARRIER | 27VPA924A*030* | CAA**2414AM* | 58SP*B045V14**12 | Split System | 23200 | 17.5 | 9.5 | 1.92 | R-454B | 650
217935058 | CARRIER | 27VPA924A*030* | CAA**3017AM* | 58CU*B040C17**12 | Split System | 23400 | 17.5 | 9.5 | 1.92 | R-454B | 650
217934802 | CARRIER | 27VPA924A*030* | CAA**3017AM* | 59TP6C060V17**16 | Split System | 23400 | 17.5 | 9.5 | 1.92 | R-454B | 650
217934874 | CARRIER | 27VPA924A*030* | CAA**3617AM* | 58TN*B045C17**12 | Split System | 23400 | 17.5 | 9.5 | 1.92 | R-454B | 650
217934672 | CARRIER | 27VPA924A*030* | CAA**3617AM* | 59TN7A060C17**16 | Split System | 23400 | 17.5 | 9.5 | 1.92 | R-454B | 650
217934803 | CARRIER | 27VPA924A*030* | CAA**3017AM* | GG96VTAB48060B** | Split System | 23400 | 17.5 | 9.5 | 1.92 | R-454B | 650
217934875 | CARRIER | 27VPA924A*030* | CAA**3617AM* | 59MN7C060C17**14 | Split System | 23400 | 17.5 | 9.5 | 1.92 | R-454B | 650
217934923 | CARRIER | 27VPA924A*030* | CAA**2417AM* | 58SP*B070V14**12 | Split System | 23400 | 17.5 | 9.5 | 1.92 | R-454B | 650
217934801 | CARRIER | 27VPA924A*030* | CAA**3017AM* | 59SP6B060V17**16 | Split System | 23400 | 17.5 | 9.5 | 1.92 | R-454B | 650
217934983 | CARRIER | 27VPA924A*030* | CAA**3017AM* | GG96VTAB48080B** | Split System | 23400 | 17.5 | 9.5 | 1.92 | R-454B | 650
217934981 | CARRIER | 27VPA924A*030* | CAA**3017AM* | 59SP6B080V17**16 | Split System | 23400 | 17.5 | 9.5 | 1.92 | R-454B | 650
217935031 | CARRIER | 27VPA924A*030* | CAA**2417AM* | 58SU*B040M17**12 | Split System | 23400 | 17.5 | 9.5 | 1.92 | R-454B | 650
217934984 | CARRIER | 27VPA924A*030* | CAA**3017AM* | 59TP7A080V17**16 | Split System | 23400 | 17.5 | 9.5 | 1.92 | R-454B | 650
217934873 | CARRIER | 27VPA924A*030* | CAA**3017AM* | 59TN7A080C17**16 | Split System | 23400 | 17.5 | 9.5 | 1.92 | R-454B | 650
217934925 | CARRIER | 27VPA924A*030* | CAA**2417AM* | 58TP*B070V14**12 | Split System | 23400 | 17.5 | 9.5 | 1.92 | R-454B | 650
217934982 | CARRIER | 27VPA924A*030* | CAA**3017AM* | 59TP6C080V17**16 | Split System | 23400 | 17.5 | 9.5 | 1.92 | R-454B | 650
217934669 | CARRIER | 27VPA924A*030* | CAA**2417AM* | 59TN6C080C17**14 | Split System | 23400 | 17.5 | 9.5 | 1.92 | R-454B | 650
217934804 | CARRIER | 27VPA924A*030* | CAA**3017AM* | 59TP7A060V17**16 | Split System | 23400 | 17.5 | 9.5 | 1.92 | R-454B | 650
217934869 | CARRIER | 27VPA924A*030* | CAA**2417AM* | 58CU*B060C17**16 | Split System | 23400 | 17.5 | 9.5 | 1.92 | R-454B | 650
217935006 | CARRIER | 27VPA924A*030* | CAA**3617AM* | 59SU5B060M17**16 | Split System | 23400 | 17.5 | 9.5 | 1.92 | R-454B | 650
217934927 | CARRIER | 27VPA924A*030* | CAA**3017AM* | 58TN*B070C17**16 | Split System | 23400 | 17.5 | 9.5 | 1.92 | R-454B | 650
217934929 | CARRIER | 27VPA924A*030* | CAA**3017AM* | 59TN6C060C17**14 | Split System | 23400 | 17.5 | 9.5 | 1.92 | R-454B | 650
217935060 | CARRIER | 27VPA924A*030* | CAA**3017AM* | 58TN*B090C17**16 | Split System | 23400 | 17.5 | 9.5 | 1.92 | R-454B | 650
217934605 | CARRIER | 27VPA924A*030* | CAA**3017AM* | 58TN*B070C14**12 | Split System | 23600 | 17.5 | 9.5 | 1.92 | R-454B | 650
217935004 | CARRIER | 27VPA924A*030* | CAA**3017AM* | 59TN6C080C17**14 | Split System | 23600 | 17.5 | 9.5 | 1.92 | R-454B | 650
217934985 | CARRIER | 27VPA924A*030* | CAA**3617AM* | 59TN7A080C17**16 | Split System | 23600 | 17.5 | 9.5 | 1.92 | R-454B | 650
217934872 | CARRIER | 27VPA924A*030* | CAA**3017AM* | 59CU5B060C17**16 | Split System | 23600 | 17.5 | 9.5 | 1.92 | R-454B | 650
217935033 | CARRIER | 27VPA924A*030* | CAA**3017AM* | 59SU5B060M17**16 | Split System | 23600 | 17.5 | 9.5 | 1.92 | R-454B | 650
217935036 | CARRIER | 27VPA924A*030* | CAA**3617AM* | 59TN6C060C17**14 | Split System | 23600 | 17.5 | 9.5 | 1.92 | R-454B | 650
217935059 | CARRIER | 27VPA924A*030* | CAA**3017AM* | 58SP*B090V17**16 | Split System | 23600 | 17.5 | 9.5 | 1.92 | R-454B | 650
217935032 | CARRIER | 27VPA924A*030* | CAA**3017AM* | 58SP*B070V17**16 | Split System | 23600 | 17.5 | 9.5 | 1.92 | R-454B | 650
217935061 | CARRIER | 27VPA924A*030* | CAA**3017AM* | 58TP*B090V17**16 | Split System | 23600 | 17.5 | 9.5 | 1.92 | R-454B | 650
217934980 | CARRIER | 27VPA924A*030* | CAA**3017AM* | 58TP*B070V17**16 | Split System | 23600 | 17.5 | 9.5 | 1.92 | R-454B | 650
217934800 | CARRIER | 27VPA924A*030* | CAA**3017AM* | 59MN7C080C17**14 | Split System | 23600 | 17.5 | 9.5 | 1.92 | R-454B | 650
217934932 | CARRIER | 27VPA924A*030* | CSAH*3012AM* | 58SU*B060M17**16 | Split System | 23800 | 17.5 | 9.5 | 1.92 | R-454B | 650
217934986 | CARRIER | 27VPA924A*030* | CAA**3717AM* | 59SP6B060V14**12 | Split System | 23800 | 17.5 | 9.5 | 1.92 | R-454B | 650
217934736 | CARRIER | 27VPA924A*030* | CAA**3717AM* | 59TN7A060C17**16 | Split System | 23800 | 17.5 | 9.5 | 1.92 | R-454B | 650
217934987 | CARRIER | 27VPA924A*030* | CAA**3717AM* | 59TP6C060V14**12 | Split System | 23800 | 17.5 | 9.5 | 1.92 | R-454B | 650
217934876 | CARRIER | 27VPA924A*030* | CAA**3717AM* | OVLAAB036098 | Split System | 23800 | 17.5 | 9.5 | 1.92 | R-454B | 650
217934931 | CARRIER | 27VPA924A*030* | CAA**3717AM* | 58TN*B045C17**12 | Split System | 24000 | 17.5 | 9.5 | 1.92 | R-454B | 650
217934668 | CARRIER | 27VPA924A*030* | CAA**2417AM* | 58TP*B070V17**16 | Split System | 23200 | 17.5 | 9.5 | 1.94 | R-454B | 650
217934606 | CARRIER | 27VPA924A*030* | CAA**3617AM* | 59CU5B060C17**16 | Split System | 23400 | 17.5 | 9.5 | 1.94 | R-454B | 650
217935005 | CARRIER | 27VPA924A*030* | CAA**3617AM* | 59SP6B080V17**16 | Split System | 23400 | 17.5 | 9.5 | 1.94 | R-454B | 650
217935008 | CARRIER | 27VPA924A*030* | CAA**3617AM* | GG96VTAB48080B** | Split System | 23400 | 17.5 | 9.5 | 1.94 | R-454B | 650
217935007 | CARRIER | 27VPA924A*030* | CAA**3617AM* | 59TP6C080V17**16 | Split System | 23400 | 17.5 | 9.5 | 1.94 | R-454B | 650
217935009 | CARRIER | 27VPA924A*030* | CAA**3617AM* | 59TP7A080V17**16 | Split System | 23400 | 17.5 | 9.5 | 1.94 | R-454B | 650
217934603 | CARRIER | 27VPA924A*030* | CAA**3017AM* | 58CU*B060C17**16 | Split System | 23600 | 17.5 | 9.5 | 1.94 | R-454B | 650
217935035 | CARRIER | 27VPA924A*030* | CAA**3617AM* | 58TN*B070C17**16 | Split System | 23600 | 17.5 | 9.5 | 1.94 | R-454B | 650
217935063 | CARRIER | 27VPA924A*030* | CAA**3617AM* | OVMAAB042112 | Split System | 23800 | 17.5 | 9.5 | 1.94 | R-454B | 650
217934933 | CARRIER | 27VPA924A*030* | CSAH*3612AM* | 59SU5B100M21**22 | Split System | 24000 | 17.5 | 9.5 | 1.94 | R-454B | 650
217934601 | CARRIER | 27VPA924A*030* | CAA**3014AM* | 58TN*B070C14**12 | Split System | 23200 | 18 | 9.5 | 1.9 | R-454B | 650
217934643 | CARRIER | 27VPA924A*030* | CAA**3014AM* | 58TP*B070V14**12 | Split System | 23400 | 18 | 9.5 | 1.9 | R-454B | 650
217934855 | CARRIER | 27VPA924A*030* | CAA**2517AM* | 59SU5B040M17**12 | Split System | 24000 | 18 | 9.5 | 1.9 | R-454B | 650
217934602 | CARRIER | 27VPA924A*030* | CAA**3014AM* | 58TP*B045V14**12 | Split System | 23400 | 18 | 9.5 | 1.92 | R-454B | 650
217934600 | CARRIER | 27VPA924A*030* | CAA**3014AM* | 58SP*B045V14**12 | Split System | 23400 | 18 | 9.5 | 1.92 | R-454B | 650
217934857 | CARRIER | 27VPA924A*030* | CAA**3617AM* | 58CU*B060C17**16 | Split System | 23400 | 18 | 9.5 | 1.92 | R-454B | 650
217934723 | CARRIER | 27VPA924A*030* | CAA**3617AM* | 59TN6C080C17**14 | Split System | 23400 | 18 | 9.5 | 1.92 | R-454B | 650
217934789 | CARRIER | 27VPA924A*030* | CAA**3617AM* | 58SP*B090V17**16 | Split System | 23400 | 18 | 9.5 | 1.92 | R-454B | 650
217934722 | CARRIER | 27VPA924A*030* | CAA**3617AM* | 58TP*B070V17**16 | Split System | 23400 | 18 | 9.5 | 1.92 | R-454B | 650
217934790 | CARRIER | 27VPA924A*030* | CAA**3617AM* | 58TP*B090V17**16 | Split System | 23400 | 18 | 9.5 | 1.92 | R-454B | 650
217934970 | CARRIER | 27VPA924A*030* | CAA**3017AM* | 58SU*B060M17**16 | Split System | 23600 | 18 | 9.5 | 1.92 | R-454B | 650
217935051 | CARRIER | 27VPA924A*030* | CAA**3617AM* | 58SU*B040M17**12 | Split System | 23600 | 18 | 9.5 | 1.92 | R-454B | 650
217934971 | CARRIER | 27VPA924A*030* | CAA**3617AM* | 58SP*B070V14**12 | Split System | 23600 | 18 | 9.5 | 1.92 | R-454B | 650
217934972 | CARRIER | 27VPA924A*030* | CAA**3617AM* | 58TP*B070V14**12 | Split System | 23600 | 18 | 9.5 | 1.92 | R-454B | 650
217934721 | CARRIER | 27VPA924A*030* | CAA**3617AM* | 58TN*B090C17**16 | Split System | 23600 | 18 | 9.5 | 1.94 | R-454B | 650
217934998 | CARRIER | 27VPA924A*030* | CAA**3617AM* | 58SP*B070V17**16 | Split System | 23600 | 18 | 9.5 | 1.94 | R-454B | 650
217934912 | CARRIER | 27VPA924A*030* | CAA**3617AM* | 58SP*B045V14**12 | Split System | 23600 | 18 | 9.5 | 1.94 | R-454B | 650
217934913 | CARRIER | 27VPA924A*030* | CAA**3617AM* | 58TP*B045V14**12 | Split System | 23600 | 18 | 9.5 | 1.94 | R-454B | 650
217934954 | CARRIER | 27VPA924A*030* | CAA**2517AM* | 58CU*B060C17**16 | Split System | 24200 | 18.5 | 9.5 | 1.9 | R-454B | 650
218407081 | AIRQUEST | B5H3V24*K*AAA* | ESH5X42M12A*+WALLCON | *80CSU0601716B* | Split System | 23000 | 20 | 9.5 | 1.98 | R-454B | 650
218450283 | CHAMPION HEATING AND COOLING | XDV36E2D11 | JDE24E5XX2DS1 |  | Split System | 24000 | 20 | 9.5 | 2 | R-454B | 650
218450302 | Coleman | XDV36E2D11 | JDE24E5XX2DS1 |  | Split System | 24000 | 20 | 9.5 | 2 | R-454B | 650
218450321 | Fraser-Johnston | XDV36E2D11 | JDE24E5XX2DS1 |  | Split System | 24000 | 20 | 9.5 | 2 | R-454B | 650
218450340 | Luxaire | XDV36E2D11 | JDE24E5XX2DS1 |  | Split System | 24000 | 20 | 9.5 | 2 | R-454B | 650
218450360 | YORK | YDV36E2D11 | JDE24E5XX2DS1 |  | Split System | 24000 | 20 | 9.5 | 2 | R-454B | 650
218406569 | AIRQUEST | B5H3V24*K*AAA* | EA*5X42M21A*+WALLCON | *80CSU0601716B* | Split System | 22600 | 21 | 9.5 | 1.98 | R-454B | 650
218406561 | AIRQUEST | B5H3V24*K*AAA* | EA*5X42M21A*+WALLCON | *80CSU0401712B* | Split System | 22600 | 21 | 9.5 | 1.98 | R-454B | 650
218407732 | DAY & NIGHT | B5H3V24*K*AAA* | EVM5X32M17A*+WALLCON | *97CTN0601716A* | Split System | 23600 | 21.5 | 9.5 | 2.06 | R-454B | 650
218407634 | ARCOAIRE | B5H3V24*K*AAA* | EVM5X31M17A*+WALLCON | *97CTN0801716A* | Split System | 23400 | 22 | 9.5 | 2.06 | R-454B | 650
218407315 | COMFORTMAKER | B5H3V24*K*AAA* | EVM5X25M17A*+WALLCON | *80CSU0601716B* | Split System | 23200 | 22 | 9.5 | 2.08 | R-454B | 650
218407748 | DAY & NIGHT | B5H3V24*K*AAA* | EVM5X36M17A*+WALLCON | *80CSU0401712B* | Split System | 23200 | 22 | 9.5 | 2.1 | R-454B | 650
218407632 | HEIL | B5H3V24*K*AAA* | EVM5X31M17A*+WALLCON | *97CTN0801716A* | Split System | 23400 | 22 | 9.5 | 2.06 | R-454B | 650
218407424 | HEIL | B5H3V24*K*AAA* | EVM5X30M17A*+WALLCON | *80CSU0601716B* | Split System | 23200 | 22 | 9.5 | 2.08 | R-454B | 650
218407589 | KEEPRITE | B5H3V24*K*AAA* | EVM5X31M17A*+WALLCON | *97CMN0601714B* | Split System | 23400 | 22 | 9.5 | 2.06 | R-454B | 650
218407581 | KEEPRITE | B5H3V24*K*AAA* | EVM5X31M17A*+WALLCON | *95CSU0601716B* | Split System | 23400 | 22 | 9.5 | 2.06 | R-454B | 650
218407565 | KEEPRITE | B5H3V24*K*AAA* | EVM5X31M17A*+WALLCON | *80CTL0701716B* | Split System | 23400 | 22 | 9.5 | 2.08 | R-454B | 650
218407421 | KEEPRITE | B5H3V24*K*AAA* | EVM5X30M17A*+WALLCON | *80CSU0401712B* | Split System | 23200 | 22 | 9.5 | 2.1 | R-454B | 650
218407697 | AIRQUEST | B5H3V24*K*AAA* | EVM5X32M17A*+WALLCON | *97CMN0801714B* | Split System | 23600 | 22.5 | 9.5 | 2.06 | R-454B | 650
218407557 | KEEPRITE | B5H3V24*K*AAA* | EVM5X31M17A*+WALLCON | *80CTL0701412B* | Split System | 23600 | 22.5 | 9.5 | 2.06 | R-454B | 650
217934644 | CARRIER | 27VPA924A*030* | CAA**3717AM* | 59CU5B060C17**16 | Split System | 24000 | 17.5 | 9.5 | 1.9 | R-454B | 650
217935034 | CARRIER | 27VPA924A*030* | CAA**3617AM* | 58TN*B070C14**12 | Split System | 23400 | 17.5 | 9.5 | 1.92 | R-454B | 650
217934756 | CARRIER | 27VPA924A*030* | CSAH*3612AM* | 58SU*B080M21**20 | Split System | 24200 | 17.5 | 9.5 | 1.92 | R-454B | 650
217934649 | CARRIER | 27VPA924A*030* | CAA**3717AM* | OVMAAB036098 | Split System | 23800 | 18 | 9.5 | 1.9 | R-454B | 650
217934860 | CARRIER | 27VPA924A*030* | CAA**3717AM* | 59SU5B060M17**16 | Split System | 24000 | 18 | 9.5 | 1.9 | R-454B | 650
217934915 | CARRIER | 27VPA924A*030* | CAA**3717AM* | 58TP*B090V17**16 | Split System | 24000 | 18 | 9.5 | 1.9 | R-454B | 650
217935024 | CARRIER | 27VPA924A*030* | CAA**3717AM* | 58TN*B070C17**16 | Split System | 24000 | 18 | 9.5 | 1.9 | R-454B | 650
217934967 | CARRIER | 27VPA924A*030* | CAA**2517AM* | 59CU5B060C17**16 | Split System | 24000 | 18 | 9.5 | 1.9 | R-454B | 650
217934999 | CARRIER | 27VPA924A*030* | CAA**3717AM* | 59MN7C080C17**14 | Split System | 24000 | 18 | 9.5 | 1.9 | R-454B | 650
217935000 | CARRIER | 27VPA924A*030* | CAA**3717AM* | 59TN6C060C17**14 | Split System | 24000 | 18 | 9.5 | 1.9 | R-454B | 650
217935025 | CARRIER | 27VPA924A*030* | CAA**3717AM* | 58TN*B090C17**16 | Split System | 24000 | 18 | 9.5 | 1.9 | R-454B | 650
217934861 | CARRIER | 27VPA924A*030* | CAA**3717AM* | 59TN6C080C17**14 | Split System | 24000 | 18 | 9.5 | 1.9 | R-454B | 650
217934914 | CARRIER | 27VPA924A*030* | CAA**3717AM* | 58SP*B090V17**16 | Split System | 24000 | 18 | 9.5 | 1.9 | R-454B | 650
217934916 | CARRIER | 27VPA924A*030* | CAA**3717AM* | 59TN7A080C17**16 | Split System | 24000 | 18 | 9.5 | 1.9 | R-454B | 650
217934864 | CARRIER | 27VPA924A*030* | CAA**3717AM* | 59TP7A080V17**16 | Split System | 24000 | 18 | 9.5 | 1.92 | R-454B | 650
217934647 | CARRIER | 27VPA924A*030* | CAA**3717AM* | GG96VTAB48060B** | Split System | 24000 | 18 | 9.5 | 1.92 | R-454B | 650
217934862 | CARRIER | 27VPA924A*030* | CAA**3717AM* | 59TP6C080V17**16 | Split System | 24000 | 18 | 9.5 | 1.92 | R-454B | 650
217934648 | CARRIER | 27VPA924A*030* | CAA**3717AM* | 59TP7A060V17**16 | Split System | 24000 | 18 | 9.5 | 1.92 | R-454B | 650
217934858 | CARRIER | 27VPA924A*030* | CAA**3717AM* | 59MN7C060C17**14 | Split System | 24000 | 18 | 9.5 | 1.92 | R-454B | 650
217934859 | CARRIER | 27VPA924A*030* | CAA**3717AM* | 59SP6B080V17**16 | Split System | 24000 | 18 | 9.5 | 1.92 | R-454B | 650
217934863 | CARRIER | 27VPA924A*030* | CAA**3717AM* | GG96VTAB48080B** | Split System | 24000 | 18 | 9.5 | 1.92 | R-454B | 650
217934645 | CARRIER | 27VPA924A*030* | CAA**3717AM* | 59SP6B060V17**16 | Split System | 24000 | 18 | 9.5 | 1.92 | R-454B | 650
217934718 | CARRIER | 27VPA924A*030* | CAA**3717AM* | 58CU*B060C17**16 | Split System | 24000 | 18 | 9.5 | 1.95 | R-454B | 650
217934636 | CARRIER | 27VPA924A*030* | CAA**3717AM* | 58CU*B040C17**12 | Split System | 24000 | 18 | 9.5 | 1.95 | R-454B | 650
217934897 | CARRIER | 27VPA924A*030* | CAA**2517AM* | 58SU*B060M17**16 | Split System | 24200 | 18.5 | 9.5 | 1.9 | R-454B | 650
217934773 | CARRIER | 27VPA924A*030* | CAA**3717AM* | 58SP*B045V14**12 | Split System | 24200 | 18.5 | 9.5 | 1.9 | R-454B | 650
217934775 | CARRIER | 27VPA924A*030* | CAA**3717AM* | 58TP*B045V14**12 | Split System | 24200 | 18.5 | 9.5 | 1.9 | R-454B | 650
217934840 | CARRIER | 27VPA924A*030* | CAA**3717AM* | 58TP*B070V14**12 | Split System | 24200 | 18.5 | 9.5 | 1.9 | R-454B | 650
217934899 | CARRIER | 27VPA924A*030* | CAA**2517AM* | 59SU5B060M17**16 | Split System | 24200 | 18.5 | 9.5 | 1.9 | R-454B | 650
217934774 | CARRIER | 27VPA924A*030* | CAA**3717AM* | 58TN*B070C14**12 | Split System | 24200 | 18.5 | 9.5 | 1.9 | R-454B | 650
217934838 | CARRIER | 27VPA924A*030* | CAA**3717AM* | 58SP*B070V14**12 | Split System | 24200 | 18.5 | 9.5 | 1.9 | R-454B | 650
217934902 | CARRIER | 27VPA924A*030* | CAA**3717AM* | 58SU*B060M17**16 | Split System | 24200 | 18.5 | 9.5 | 1.9 | R-454B | 650
217934839 | CARRIER | 27VPA924A*030* | CAA**3717AM* | 58SP*B070V17**16 | Split System | 24200 | 18.5 | 9.5 | 1.9 | R-454B | 650
217934900 | CARRIER | 27VPA924A*030* | CAA**3617AM* | 58SU*B060M17**16 | Split System | 23800 | 18.5 | 9.5 | 1.92 | R-454B | 650
217934901 | CARRIER | 27VPA924A*030* | CAA**3717AM* | 58SU*B040M17**12 | Split System | 24200 | 18.5 | 9.5 | 1.95 | R-454B | 650
218407681 | AIRQUEST | B5H3V24*K*AAA* | EVM5X32M17A*+WALLCON | *95CSU0601716B* | Split System | 23600 | 22 | 9.5 | 2.06 | R-454B | 650
218407572 | DAY & NIGHT | B5H3V24*K*AAA* | EVM5X31M17A*+WALLCON | *80CTL0901716B* | Split System | 23600 | 22.5 | 9.5 | 2.06 | R-454B | 650
218213787 | AIRQUEST | D5CUHAH36AAK | D5MUWAQ36XA3 |  | Split System | 36000 | 16.8 | 9.6 | 1.8 | R-454B | 650
218213739 | ARCOAIRE | D5CUHAH36AAK | D5MUWAQ36XA3 |  | Split System | 36000 | 16.8 | 9.6 | 1.8 | R-454B | 650
218213745 | COMFORTMAKER | D5CUHAH36AAK | D5MUWAQ36XA3 |  | Split System | 36000 | 16.8 | 9.6 | 1.8 | R-454B | 650
218213751 | DAY & NIGHT | D5CUHAH36AAK | D5MUWAQ36XA3 |  | Split System | 36000 | 16.8 | 9.6 | 1.8 | R-454B | 650
218213799 | Grandaire | D5CUHAH36AAK | D5MUWAQ36XA3 |  | Split System | 36000 | 16.8 | 9.6 | 1.8 | R-454B | 650
218213757 | HEIL | D5CUHAH36AAK | D5MUWAQ36XA3 |  | Split System | 36000 | 16.8 | 9.6 | 1.8 | R-454B | 650
218213763 | KEEPRITE | D5CUHAH36AAK | D5MUWAQ36XA3 |  | Split System | 36000 | 16.8 | 9.6 | 1.8 | R-454B | 650
218213769 | KENMORE | D5CUHAH36AAK | D5MUWAQ36XA3 |  | Split System | 36000 | 16.8 | 9.6 | 1.8 | R-454B | 650
218213793 | LPS Legacy | D5CUHAH36AAK | D5MUWAQ36XA3 |  | Split System | 36000 | 16.8 | 9.6 | 1.8 | R-454B | 650
218213781 | SMART COMFORT | D5CUHAH36AAK | D5MUWAQ36XA3 |  | Split System | 36000 | 16.8 | 9.6 | 1.8 | R-454B | 650
218213775 | TEMPSTAR | D5CUHAH36AAK | D5MUWAQ36XA3 |  | Split System | 36000 | 16.8 | 9.6 | 1.8 | R-454B | 650
218156260 | MIDEA | MO1SE-H36B-2A | MAAHE-H36B-CA-UC | RL18100C20MPS1 | Split System | 36000 | 16.8 | 9.6 | 1.9 | R-454B | 650
218155474 | MIDEA | MO1HE-H18B-2A | MAAHE-H24B-AA | RL18060A12MPS1 | Split System | 18000 | 17 | 9.6 | 1.8 | R-454B | 650
215866699 | AI AIR CONDITIONING | AUO18-24N2-M3 | AUH2-24N2-BM3E |  | Split System | 24000 | 18.1 | 9.7 | 1.87 | R-454B | 650
215853864 | BLUERIDGE | BMSAHS2418C | BMS2AH24I |  | Split System | 24000 | 18.1 | 9.7 | 1.87 | R-454B | 650
215865883 | MDV | MOX430-24HFN10-M3 | MVBC-24HWFPN10-MB3E |  | Split System | 24000 | 18.1 | 9.7 | 1.87 | R-454B | 650
215866704 | AI AIR CONDITIONING | AUO19-18N2-M3H | AUH2-18N2-BM3E |  | Split System | 18000 | 19 | 9.7 | 2 | R-454B | 650
215853869 | BLUERIDGE | BMSAH18HHC | BMS2AH18I |  | Split System | 18000 | 19 | 9.7 | 2 | R-454B | 650
218445377 | VillaTherm | VHPSD-UCHA-48HDCSN4 | VAH-UCHA-48HDC-A |  | Split System | 48000 | 17.5 | 9.8 | 2.25 | R-454B | 650
218445373 | VillaTherm | VHPSD-UCHA-48HDCSN4 | VAH-UCHA-48HDC |  | Split System | 48000 | 17.5 | 9.8 | 2.25 | R-454B | 650
218155691 | MIDEA | MO1HE-H18B-2A | MAAHE-H24B-BA | ML296UH070XV36B* | Split System | 18000 | 17 | 9.9 | 1.8 | R-454B | 650
218156233 | MIDEA | MO1HE-H18B-2A | MAAHE-H24B-BA-UC | RL18080B12MPS1 | Split System | 18000 | 16.5 | 9.9 | 1.9 | R-454B | 650
218160648 | DIRECT AIR | DIRM4-18MAGICPRO20-OU | DIRM4-2417MAGICP20-CCOIL | DIRM-80GV96UB3-1 | Split System | 18000 | 16.1 | 10 | 1.9 | R-454B | 650
215866706 | AI AIR CONDITIONING | AUO19-30N2-M3H | AUH2-30N2-CM3E |  | Split System | 30000 | 16.8 | 10 | 1.96 | R-454B | 650
215853871 | BLUERIDGE | BMSAH30HHC | BMS2AH30I |  | Split System | 30000 | 16.8 | 10 | 1.96 | R-454B | 650
215864028 | Wells | WDHP-30HH | WDAH-30MOC |  | Split System | 30000 | 16.8 | 10 | 1.96 | R-454B | 650
215865882 | MDV | MOX430-24HFN10-M3X | MVBC-24HWFPN10-MB3E |  | Split System | 23000 | 18.4 | 10 | 1.87 | R-454B | 650
218450376 | YORK | YDC60E2D11 | JDU60F5XX2DS1 |  | Split System | 53500 | 19 | 10 | 2.1 | R-454B | 650
215866716 | AI AIR CONDITIONING | AUO19-36N2-M3H | AUH3-36N2-BM3E |  | Split System | 36000 | 17.7 | 10 | 2.06 | R-454B | 650
215864123 | Cooper&Hunter | CH-PQ36-230VO | CH-PQ36AHU |  | Split System | 36000 | 17.7 | 10 | 2.06 | R-454B | 650
215853878 | BLUERIDGE | BMSAH36HHC | BMS3AH36I |  | Split System | 36000 | 18 | 10 | 1.9 | R-454B | 650
215853876 | BLUERIDGE | BMSAH24HHC | BMS3AH24I |  | Split System | 24000 | 18.6 | 10 | 2.14 | R-454B | 650
215864121 | Cooper&Hunter | CH-PQ24-230VO | CH-PQ24AHU |  | Split System | 24000 | 18.6 | 10 | 2.14 | R-454B | 650
218450357 | YORK | YDC60E2D11 | JDU48F5XX2DS1 |  | Split System | 48500 | 19 | 10 | 2.1 | R-454B | 650
218393603 | Jetson | HP-30ODU-001 | HP-30IDU-002 |  | Split System | 30000 | 18 | 10 | 1.95 | R-454B | 650
217914939 | ARCOAIRE | N5H9V48*K*AAA* | FTMA5B60L0D* |  | Split System | 46000 | 19 | 10 | 2.32 | R-454B | 650
218406547 | COMFORTMAKER | B5H3V24*K*AAA* | EA*5X37M21A*+WALLCON | *97CTN0601716A* | Split System | 23200 | 20 | 10 | 2.08 | R-454B | 650
218406119 | TEMPSTAR | B5H3V24*K*AAA* | EA*5X25M17A*+WALLCON | *97CTN0601716A* | Split System | 23000 | 20 | 10 | 2.08 | R-454B | 650
218406698 | ARCOAIRE | B5H3V24*K*AAA* | EA*5X43M21A*+WALLCON | *97CMN0601714B* | Split System | 23200 | 20.5 | 10 | 2.06 | R-454B | 650
218406403 | COMFORTMAKER | B5H3V24*K*AAA* | EA*5X37M17A*+WALLCON | *95CSU0601716B* | Split System | 23000 | 20.5 | 10 | 2.08 | R-454B | 650
218406396 | DAY & NIGHT | B5H3V24*K*AAA* | EA*5X37M17A*+WALLCON | *80CTL0701716B* | Split System | 23000 | 20.5 | 10 | 2.08 | R-454B | 650
218406120 | HEIL | B5H3V24*K*AAA* | EA*5X25M17A*+WALLCON | *97CTN0801716A* | Split System | 23000 | 20.5 | 10 | 2.06 | R-454B | 650
218406480 | HEIL | B5H3V24*K*AAA* | EA*5X37M21A*+WALLCON | *80CTL0451712B* | Split System | 23200 | 20.5 | 10 | 2.06 | R-454B | 650
218406664 | HEIL | B5H3V24*K*AAA* | EA*5X43M21A*+WALLCON | *80CTL0451712B* | Split System | 23200 | 20.5 | 10 | 2.08 | R-454B | 650
218406405 | KEEPRITE | B5H3V24*K*AAA* | EA*5X37M17A*+WALLCON | *95CSU0601716B* | Split System | 23000 | 20.5 | 10 | 2.08 | R-454B | 650
218406445 | KEEPRITE | B5H3V24*K*AAA* | EA*5X37M17A*+WALLCON | *96CTN0801714B* | Split System | 23000 | 20.5 | 10 | 2.08 | R-454B | 650
218406103 | TEMPSTAR | B5H3V24*K*AAA* | EA*5X25M17A*+WALLCON | *96CTN0601714B* | Split System | 23000 | 20.5 | 10 | 2.06 | R-454B | 650
218406529 | AIRQUEST | B5H3V24*K*AAA* | EA*5X37M21A*+WALLCON | *96CTN0601714B* | Split System | 23200 | 21 | 10 | 2.06 | R-454B | 650
218406706 | ARCOAIRE | B5H3V24*K*AAA* | EA*5X43M21A*+WALLCON | *96CTN0601714B* | Split System | 23200 | 21 | 10 | 2.06 | R-454B | 650
218406730 | ARCOAIRE | B5H3V24*K*AAA* | EA*5X43M21A*+WALLCON | *97CTN0801716A* | Split System | 23200 | 21 | 10 | 2.06 | R-454B | 650
218406387 | COMFORTMAKER | B5H3V24*K*AAA* | EA*5X37M17A*+WALLCON | *80CTL0701412B* | Split System | 23000 | 21 | 10 | 2.08 | R-454B | 650
218406104 | HEIL | B5H3V24*K*AAA* | EA*5X25M17A*+WALLCON | *96CTN0801714B* | Split System | 23200 | 21 | 10 | 2.06 | R-454B | 650
218406704 | HEIL | B5H3V24*K*AAA* | EA*5X43M21A*+WALLCON | *96CTN0601714B* | Split System | 23200 | 21 | 10 | 2.06 | R-454B | 650
218406085 | KEEPRITE | B5H3V24*K*AAA* | EA*5X25M17A*+WALLCON | *97CMN0801714B* | Split System | 23200 | 21 | 10 | 2.06 | R-454B | 650
218406109 | KEEPRITE | B5H3V24*K*AAA* | EA*5X25M17A*+WALLCON | *96CTN0801714B* | Split System | 23200 | 21 | 10 | 2.06 | R-454B | 650
218406111 | TEMPSTAR | B5H3V24*K*AAA* | EA*5X25M17A*+WALLCON | *96CTN0801714B* | Split System | 23200 | 21 | 10 | 2.06 | R-454B | 650
218406711 | TEMPSTAR | B5H3V24*K*AAA* | EA*5X43M21A*+WALLCON | *96CTN0601714B* | Split System | 23200 | 21 | 10 | 2.06 | R-454B | 650
217934877 | CARRIER | 27VPA924A*030* | CAA**3721AM* | 59SP6B040V17**12 | Split System | 24000 | 17.5 | 10 | 1.96 | R-454B | 650
217934878 | CARRIER | 27VPA924A*030* | CAA**3721AM* | 59TP6C040V17**12 | Split System | 24000 | 17.5 | 10 | 1.96 | R-454B | 650
217934725 | CARRIER | 27VPA924A*030* | CAA**3721AM* | 59CU5B100C21**22 | Split System | 24400 | 17.5 | 10 | 1.98 | R-454B | 650
217935037 | CARRIER | 27VPA924A*030* | CAA**3717AM* | OVMAAB042112 | Split System | 24400 | 17.5 | 10 | 1.98 | R-454B | 650
217934735 | CARRIER | 27VPA924A*030* | CAA**2517AM* | 59TN6C040C14**10 | Split System | 24000 | 17.5 | 10 | 2 | R-454B | 650
217934806 | CARRIER | 27VPA924A*030* | CAA**3721AM* | OVLAAB036098 | Split System | 24600 | 17.5 | 10 | 2 | R-454B | 650
217934638 | CARRIER | 27VPA924A*030* | CAA**3721AM* | 59SU5B080M21**20 | Split System | 24200 | 18 | 10 | 1.96 | R-454B | 650
217934968 | CARRIER | 27VPA924A*030* | CAA**2517AM* | OVMAAB042112 | Split System | 24600 | 18 | 10 | 1.98 | R-454B | 650
217935054 | CARRIER | 27VPA924A*030* | CAA**3721AM* | OVMAAB042112 | Split System | 24600 | 18 | 10 | 2 | R-454B | 650
217935047 | CARRIER | 27VPA924A*030* | CAA**3721AM* | 59SU5B100M21**20 | Split System | 24400 | 18.5 | 10 | 1.95 | R-454B | 650
217934994 | CARRIER | 27VPA924A*030* | CAA**3721AM* | 58CU*B060C17**16 | Split System | 24400 | 18.5 | 10 | 1.95 | R-454B | 650
217935018 | CARRIER | 27VPA924A*030* | CAA**3721AM* | OVMAAB036098 | Split System | 24600 | 18.5 | 10 | 2 | R-454B | 650
218406363 | COMFORTMAKER | B5H3V24*K*AAA* | EA*5X37M17A*+WALLCON | *80CSU0401712B* | Split System | 23200 | 21 | 10 | 2.08 | R-454B | 650
218406036 | DAY & NIGHT | B5H3V24*K*AAA* | EA*5X25M17A*+WALLCON | *80CSU0401712B* | Split System | 23200 | 21 | 10 | 2.06 | R-454B | 650
218406071 | TEMPSTAR | B5H3V24*K*AAA* | EA*5X25M17A*+WALLCON | *80CTL0901716B* | Split System | 23200 | 21 | 10 | 2.08 | R-454B | 650
218406479 | TEMPSTAR | B5H3V24*K*AAA* | EA*5X37M21A*+WALLCON | *80CSU0601716B* | Split System | 23400 | 21.5 | 10 | 2.06 | R-454B | 650
218406663 | TEMPSTAR | B5H3V24*K*AAA* | EA*5X43M21A*+WALLCON | *80CSU0601716B* | Split System | 23400 | 21.5 | 10 | 2.06 | R-454B | 650
217935056 | CARRIER | 27VPA924A*030* | CAA**2517AM* | 59TP6C060V14**12 | Split System | 24000 | 17.5 | 10 | 2 | R-454B | 650
217935055 | CARRIER | 27VPA924A*030* | CAA**2517AM* | 59SP6B060V14**12 | Split System | 24000 | 17.5 | 10 | 2 | R-454B | 650
217935057 | CARRIER | 27VPA924A*030* | CAA**2517AM* | OVLAAB036098 | Split System | 24000 | 17.5 | 10 | 2 | R-454B | 650
217934594 | CARRIER | 27VPA924A*030* | CAA**3721AM* | 58SP*B070V17**16 | Split System | 24200 | 18 | 10 | 1.96 | R-454B | 650
217934726 | CARRIER | 27VPA924A*030* | CAA**3721AM* | 59MN7C060C17**14 | Split System | 24200 | 18 | 10 | 1.96 | R-454B | 650
217934791 | CARRIER | 27VPA924A*030* | CAA**3721AM* | 59TN7A060C17**16 | Split System | 24200 | 18 | 10 | 1.96 | R-454B | 650
217934867 | CARRIER | 27VPA924A*030* | CAA**3721AM* | 59TN6C060C17**14 | Split System | 24200 | 18 | 10 | 1.96 | R-454B | 650
217935001 | CARRIER | 27VPA924A*030* | CAA**3721AM* | 58SU*B100M21**20 | Split System | 24200 | 18 | 10 | 1.96 | R-454B | 650
217935026 | CARRIER | 27VPA924A*030* | CAA**3721AM* | 59CU5B060C17**16 | Split System | 24200 | 18 | 10 | 1.96 | R-454B | 650
217934974 | CARRIER | 27VPA924A*030* | CAA**3721AM* | 59SU5B040M17**12 | Split System | 24200 | 18 | 10 | 1.96 | R-454B | 650
217934650 | CARRIER | 27VPA924A*030* | CAA**3721AM* | 59MN7C060C21**20 | Split System | 24200 | 18 | 10 | 1.96 | R-454B | 650
217934724 | CARRIER | 27VPA924A*030* | CAA**3721AM* | 58TN*B045C17**12 | Split System | 24200 | 18 | 10 | 1.98 | R-454B | 650
217934865 | CARRIER | 27VPA924A*030* | CAA**3721AM* | 58CU*B100C21**20 | Split System | 24200 | 18 | 10 | 1.98 | R-454B | 650
217935022 | CARRIER | 27VPA924A*030* | CAA**2517AM* | GG96VTAB48080B** | Split System | 24200 | 18 | 10 | 1.98 | R-454B | 650
217935023 | CARRIER | 27VPA924A*030* | CAA**2517AM* | 59TP7A080V17**16 | Split System | 24200 | 18 | 10 | 1.98 | R-454B | 650
217935020 | CARRIER | 27VPA924A*030* | CAA**2517AM* | 59SP6B080V17**16 | Split System | 24200 | 18 | 10 | 1.98 | R-454B | 650
217935021 | CARRIER | 27VPA924A*030* | CAA**2517AM* | 59TP6C080V17**16 | Split System | 24200 | 18 | 10 | 1.98 | R-454B | 650
217934592 | CARRIER | 27VPA924A*030* | CAA**2517AM* | 59TN7A080C17**16 | Split System | 24200 | 18 | 10 | 1.98 | R-454B | 650
217934595 | CARRIER | 27VPA924A*030* | CAA**3721AM* | 59SP6B080V17**16 | Split System | 24400 | 18 | 10 | 1.98 | R-454B | 650
217934597 | CARRIER | 27VPA924A*030* | CAA**3721AM* | GG96VTAB48080B** | Split System | 24400 | 18 | 10 | 1.98 | R-454B | 650
217934866 | CARRIER | 27VPA924A*030* | CAA**3721AM* | 59CU5B080C21**20 | Split System | 24400 | 18 | 10 | 1.98 | R-454B | 650
217934596 | CARRIER | 27VPA924A*030* | CAA**3721AM* | 59TP6C080V17**16 | Split System | 24400 | 18 | 10 | 1.98 | R-454B | 650
217934598 | CARRIER | 27VPA924A*030* | CAA**3721AM* | 59TP7A080V17**16 | Split System | 24400 | 18 | 10 | 1.98 | R-454B | 650
217934856 | CARRIER | 27VPA924A*030* | CAA**2517AM* | 59TN7A060C17**16 | Split System | 24000 | 18 | 10 | 2 | R-454B | 650
217934599 | CARRIER | 27VPA924A*030* | CAA**2517AM* | 58TN*B045C17**12 | Split System | 24000 | 18 | 10 | 2 | R-454B | 650
217935019 | CARRIER | 27VPA924A*030* | CAA**2517AM* | 59MN7C060C17**14 | Split System | 24000 | 18 | 10 | 2 | R-454B | 650
217935052 | CARRIER | 27VPA924A*030* | CAA**3717AM* | 58TP*B070V17**16 | Split System | 24000 | 18 | 10 | 2 | R-454B | 650
217934911 | CARRIER | 27VPA924A*030* | CAA**2517AM* | OVMAAB036098 | Split System | 24000 | 18 | 10 | 2 | R-454B | 650
217935050 | CARRIER | 27VPA924A*030* | CAA**2517AM* | 59TN6C080C17**14 | Split System | 24000 | 18 | 10 | 2 | R-454B | 650
217934702 | CARRIER | 27VPA924A*030* | CAA**3721AM* | 58SU*B040M17**12 | Split System | 24400 | 18.5 | 10 | 1.95 | R-454B | 650
217934906 | CARRIER | 27VPA924A*030* | CAA**3721AM* | 59TN6C080C17**14 | Split System | 24400 | 18.5 | 10 | 1.95 | R-454B | 650
217934719 | CARRIER | 27VPA924A*030* | CAA**3721AM* | 59MN7C080C17**14 | Split System | 24400 | 18.5 | 10 | 1.95 | R-454B | 650
217934720 | CARRIER | 27VPA924A*030* | CAA**3721AM* | 59TN7A080C17**16 | Split System | 24200 | 18.5 | 10 | 1.96 | R-454B | 650
217935045 | CARRIER | 27VPA924A*030* | CAA**2517AM* | 58SU*B040M17**12 | Split System | 24400 | 18.5 | 10 | 1.96 | R-454B | 650
217934905 | CARRIER | 27VPA924A*030* | CAA**3721AM* | 58TP*B070V17**16 | Split System | 24200 | 18.5 | 10 | 1.98 | R-454B | 650
217934997 | CARRIER | 27VPA924A*030* | CAA**3721AM* | 59SU5B060M17**16 | Split System | 24200 | 18.5 | 10 | 1.98 | R-454B | 650
217934904 | CARRIER | 27VPA924A*030* | CAA**3721AM* | 58TN*B090C17**16 | Split System | 24200 | 18.5 | 10 | 1.98 | R-454B | 650
217934995 | CARRIER | 27VPA924A*030* | CAA**3721AM* | 58SP*B090V17**16 | Split System | 24200 | 18.5 | 10 | 1.98 | R-454B | 650
217934996 | CARRIER | 27VPA924A*030* | CAA**3721AM* | 58TP*B090V17**16 | Split System | 24200 | 18.5 | 10 | 1.98 | R-454B | 650
217934769 | CARRIER | 27VPA924A*030* | CAA**2517AM* | 58TN*B070C17**16 | Split System | 24200 | 18.5 | 10 | 1.98 | R-454B | 650
217934714 | CARRIER | 27VPA924A*030* | CAA**2517AM* | 59TN6C060C17**14 | Split System | 24200 | 18.5 | 10 | 1.98 | R-454B | 650
217934717 | CARRIER | 27VPA924A*030* | CAA**2517AM* | 59TP7A060V17**16 | Split System | 24200 | 18.5 | 10 | 1.98 | R-454B | 650
217934713 | CARRIER | 27VPA924A*030* | CAA**2517AM* | 59SP6B060V17**16 | Split System | 24200 | 18.5 | 10 | 1.98 | R-454B | 650
217934715 | CARRIER | 27VPA924A*030* | CAA**2517AM* | 59TP6C060V17**16 | Split System | 24200 | 18.5 | 10 | 1.98 | R-454B | 650
217934770 | CARRIER | 27VPA924A*030* | CAA**2517AM* | 58TN*B090C17**16 | Split System | 24200 | 18.5 | 10 | 1.98 | R-454B | 650
217934836 | CARRIER | 27VPA924A*030* | CAA**2517AM* | 58SP*B090V17**16 | Split System | 24200 | 18.5 | 10 | 1.98 | R-454B | 650
217934772 | CARRIER | 27VPA924A*030* | CAA**2517AM* | 58TP*B070V17**16 | Split System | 24200 | 18.5 | 10 | 1.98 | R-454B | 650
217934993 | CARRIER | 27VPA924A*030* | CAA**2517AM* | 58TN*B070C14**12 | Split System | 24200 | 18.5 | 10 | 1.98 | R-454B | 650
217934837 | CARRIER | 27VPA924A*030* | CAA**2517AM* | 58TP*B090V17**16 | Split System | 24200 | 18.5 | 10 | 1.98 | R-454B | 650
217934903 | CARRIER | 27VPA924A*030* | CAA**3721AM* | 58TN*B070C17**16 | Split System | 24200 | 18.5 | 10 | 1.98 | R-454B | 650
217934716 | CARRIER | 27VPA924A*030* | CAA**2517AM* | GG96VTAB48060B** | Split System | 24200 | 18.5 | 10 | 1.98 | R-454B | 650
217934846 | CARRIER | 27VPA924A*030* | CAA**3721AM* | 59TP7A060V17**16 | Split System | 24400 | 18.5 | 10 | 1.98 | R-454B | 650
217934844 | CARRIER | 27VPA924A*030* | CAA**3721AM* | 59TP6C060V17**16 | Split System | 24400 | 18.5 | 10 | 1.98 | R-454B | 650
217934898 | CARRIER | 27VPA924A*030* | CAA**2517AM* | 58TP*B070V14**12 | Split System | 24000 | 18.5 | 10 | 2 | R-454B | 650
217934712 | CARRIER | 27VPA924A*030* | CAA**2517AM* | 59MN7C080C17**14 | Split System | 24000 | 18.5 | 10 | 2 | R-454B | 650
217934895 | CARRIER | 27VPA924A*030* | CAA**2517AM* | 58SP*B070V14**12 | Split System | 24000 | 18.5 | 10 | 2 | R-454B | 650
217934896 | CARRIER | 27VPA924A*030* | CAA**2517AM* | 58SP*B070V17**16 | Split System | 24000 | 18.5 | 10 | 2 | R-454B | 650
217934953 | CARRIER | 27VPA924A*030* | CAA**2517AM* | 58CU*B040C17**12 | Split System | 24200 | 18.5 | 10 | 2 | R-454B | 650
217934768 | CARRIER | 27VPA924A*030* | CAA**2517AM* | 58SP*B045V14**12 | Split System | 24200 | 18.5 | 10 | 2 | R-454B | 650
217934771 | CARRIER | 27VPA924A*030* | CAA**2517AM* | 58TP*B045V14**12 | Split System | 24200 | 18.5 | 10 | 2 | R-454B | 650
217934591 | CARRIER | 27VPA924A*030* | CAA**3721AM* | 59SU5B100M21**22 | Split System | 24400 | 18.5 | 10 | 2 | R-454B | 650
217934841 | CARRIER | 27VPA924A*030* | CAA**3721AM* | 58SP*B090V21**20 | Split System | 24600 | 18.5 | 10 | 2 | R-454B | 650
217934842 | CARRIER | 27VPA924A*030* | CAA**3721AM* | 58TP*B090V21**20 | Split System | 24600 | 18.5 | 10 | 2 | R-454B | 650
217934973 | CARRIER | 27VPA924A*030* | CAA**3721AM* | 58TN*B110C21**20 | Split System | 24400 | 18 | 10 | 1.95 | R-454B | 650
217934608 | CARRIER | 27VPA924A*030* | CAA**3721AM* | 58TN*B070C21**20 | Split System | 24200 | 18 | 10 | 1.96 | R-454B | 650
217935053 | CARRIER | 27VPA924A*030* | CAA**3721AM* | 58TN*B090C21**20 | Split System | 24200 | 18 | 10 | 1.98 | R-454B | 650
217935027 | CARRIER | 27VPA924A*030* | CAA**3721AM* | 59MN7C080C21**20 | Split System | 24200 | 18 | 10 | 1.98 | R-454B | 650
217934776 | CARRIER | 27VPA924A*030* | CAA**3721AM* | 58CU*B080C21**20 | Split System | 24200 | 18 | 10 | 1.98 | R-454B | 650
217935017 | CARRIER | 27VPA924A*030* | CAA**3721AM* | 58TP*B110V21**22 | Split System | 24400 | 18.5 | 10 | 1.95 | R-454B | 650
217935016 | CARRIER | 27VPA924A*030* | CAA**3721AM* | 58CU*B040C17**12 | Split System | 24400 | 18.5 | 10 | 1.95 | R-454B | 650
217935049 | CARRIER | 27VPA924A*030* | CAA**3721AM* | 59TP7A080V21**20 | Split System | 24600 | 18.5 | 10 | 1.95 | R-454B | 650
217935048 | CARRIER | 27VPA924A*030* | CAA**3721AM* | 59TP6C080V21**20 | Split System | 24600 | 18.5 | 10 | 1.95 | R-454B | 650
217935046 | CARRIER | 27VPA924A*030* | CAA**3721AM* | 59SP6B080V21**20 | Split System | 24600 | 18.5 | 10 | 1.95 | R-454B | 650
217934640 | CARRIER | 27VPA924A*030* | CAA**3721AM* | 59TN7A100C21**22 | Split System | 24200 | 18.5 | 10 | 1.96 | R-454B | 650
217934637 | CARRIER | 27VPA924A*030* | CAA**3721AM* | 59MN7C100C21**22 | Split System | 24200 | 18.5 | 10 | 1.96 | R-454B | 650
217934639 | CARRIER | 27VPA924A*030* | CAA**3721AM* | 59TN6C100C21**22 | Split System | 24200 | 18.5 | 10 | 1.96 | R-454B | 650
217934780 | CARRIER | 27VPA924A*030* | CAA**3721AM* | 59TP6C100V21**20 | Split System | 24200 | 18.5 | 10 | 1.98 | R-454B | 650
217934782 | CARRIER | 27VPA924A*030* | CAA**3721AM* | 59TP7A100V21**20 | Split System | 24200 | 18.5 | 10 | 1.98 | R-454B | 650
217934781 | CARRIER | 27VPA924A*030* | CAA**3721AM* | GG96VTAB60100C** | Split System | 24200 | 18.5 | 10 | 1.98 | R-454B | 650
217934777 | CARRIER | 27VPA924A*030* | CAA**3721AM* | 59SP6B100V21**20 | Split System | 24400 | 18.5 | 10 | 1.98 | R-454B | 650
217934778 | CARRIER | 27VPA924A*030* | CAA**3721AM* | 59TN6C080C21**20 | Split System | 24400 | 18.5 | 10 | 2 | R-454B | 650
217934779 | CARRIER | 27VPA924A*030* | CAA**3721AM* | 59TN7A080C21**20 | Split System | 24400 | 18.5 | 10 | 2 | R-454B | 650
217934992 | CARRIER | 27VPA924A*030* | FG5ANXC36L* |  | Split System | 23400 | 18.5 | 10 | 2.02 | R-454B | 650
217934991 | CARRIER | 27VPA924A*030* | FT5AN(B,X)C36L* |  | Split System | 23400 | 18.5 | 10 | 2.02 | R-454B | 650
217934939 | CARRIER | 27VPA924A*030* | CAA**3721AM* | 58SU*B080M21**20 | Split System | 24600 | 19 | 10 | 1.95 | R-454B | 650
217934634 | CARRIER | 27VPA924A*030* | CAA**3721AM* | 59TP7A100V21**22 | Split System | 24600 | 19 | 10 | 2 | R-454B | 650
217934633 | CARRIER | 27VPA924A*030* | CAA**3721AM* | 59TP6C100V21**22 | Split System | 24600 | 19 | 10 | 2 | R-454B | 650
217935038 | CARRIER | 27VPA924A*030* | CAA**3721AM* | 58SU*B060M17**16 | Split System | 24600 | 19 | 10 | 2 | R-454B | 650
217934590 | CARRIER | 27VPA924A*030* | CAA**3721AM* | 58SP*B110V21**22 | Split System | 24800 | 19 | 10 | 2 | R-454B | 650
215866713 | AI AIR CONDITIONING | AUO19-18N2-M3H | AUH3-18N2-AM3E |  | Split System | 18000 | 19 | 10.1 | 2.12 | R-454B | 650
215853875 | BLUERIDGE | BMSAH18HHC | BMS3AH18I |  | Split System | 18000 | 19 | 10.1 | 2.12 | R-454B | 650
218213786 | AIRQUEST | D5CUHAH30AAK | D5MUWAQ30XA3 |  | Split System | 30000 | 17.5 | 10.2 | 2 | R-454B | 650
218213738 | ARCOAIRE | D5CUHAH30AAK | D5MUWAQ30XA3 |  | Split System | 30000 | 17.5 | 10.2 | 2 | R-454B | 650
218213744 | COMFORTMAKER | D5CUHAH30AAK | D5MUWAQ30XA3 |  | Split System | 30000 | 17.5 | 10.2 | 2 | R-454B | 650
218213750 | DAY & NIGHT | D5CUHAH30AAK | D5MUWAQ30XA3 |  | Split System | 30000 | 17.5 | 10.2 | 2 | R-454B | 650
218213798 | Grandaire | D5CUHAH30AAK | D5MUWAQ30XA3 |  | Split System | 30000 | 17.5 | 10.2 | 2 | R-454B | 650
218213756 | HEIL | D5CUHAH30AAK | D5MUWAQ30XA3 |  | Split System | 30000 | 17.5 | 10.2 | 2 | R-454B | 650
218213762 | KEEPRITE | D5CUHAH30AAK | D5MUWAQ30XA3 |  | Split System | 30000 | 17.5 | 10.2 | 2 | R-454B | 650
218213768 | KENMORE | D5CUHAH30AAK | D5MUWAQ30XA3 |  | Split System | 30000 | 17.5 | 10.2 | 2 | R-454B | 650
218213792 | LPS Legacy | D5CUHAH30AAK | D5MUWAQ30XA3 |  | Split System | 30000 | 17.5 | 10.2 | 2 | R-454B | 650
218213780 | SMART COMFORT | D5CUHAH30AAK | D5MUWAQ30XA3 |  | Split System | 30000 | 17.5 | 10.2 | 2 | R-454B | 650
218213774 | TEMPSTAR | D5CUHAH30AAK | D5MUWAQ30XA3 |  | Split System | 30000 | 17.5 | 10.2 | 2 | R-454B | 650
215866708 | AI AIR CONDITIONING | AUO19-36N2-M3H-S | AUH2-36N2-CM3E |  | Split System | 36000 | 17.4 | 10.3 | 1.9 | R-454B | 650
215853872 | BLUERIDGE | BMSAH36HHC | BMS2AH36I |  | Split System | 36000 | 17.4 | 10.3 | 1.9 | R-454B | 650
215865884 | MDV | MOX630-36HFN10-M3X | MVBC-36HWFPN10-MC3E |  | Split System | 36000 | 17.4 | 10.3 | 1.9 | R-454B | 650
215864029 | Wells | WDHP-36HH | WDAH-36MOC |  | Split System | 36000 | 17.4 | 10.3 | 1.9 | R-454B | 650
218213785 | AIRQUEST | D5CUHAH24AAK | D5MUWAQ24XA3 |  | Split System | 23000 | 17.5 | 10.5 | 1.96 | R-454B | 650
218213737 | ARCOAIRE | D5CUHAH24AAK | D5MUWAQ24XA3 |  | Split System | 23000 | 17.5 | 10.5 | 1.96 | R-454B | 650
218213743 | COMFORTMAKER | D5CUHAH24AAK | D5MUWAQ24XA3 |  | Split System | 23000 | 17.5 | 10.5 | 1.96 | R-454B | 650
218213749 | DAY & NIGHT | D5CUHAH24AAK | D5MUWAQ24XA3 |  | Split System | 23000 | 17.5 | 10.5 | 1.96 | R-454B | 650
218213797 | Grandaire | D5CUHAH24AAK | D5MUWAQ24XA3 |  | Split System | 23000 | 17.5 | 10.5 | 1.96 | R-454B | 650
218213755 | HEIL | D5CUHAH24AAK | D5MUWAQ24XA3 |  | Split System | 23000 | 17.5 | 10.5 | 1.96 | R-454B | 650
218213767 | KENMORE | D5CUHAH24AAK | D5MUWAQ24XA3 |  | Split System | 23000 | 17.5 | 10.5 | 1.96 | R-454B | 650
218213791 | LPS Legacy | D5CUHAH24AAK | D5MUWAQ24XA3 |  | Split System | 23000 | 17.5 | 10.5 | 1.96 | R-454B | 650
218213779 | SMART COMFORT | D5CUHAH24AAK | D5MUWAQ24XA3 |  | Split System | 23000 | 17.5 | 10.5 | 1.96 | R-454B | 650
218213773 | TEMPSTAR | D5CUHAH24AAK | D5MUWAQ24XA3 |  | Split System | 23000 | 17.5 | 10.5 | 1.96 | R-454B | 650
215866715 | AI AIR CONDITIONING | AUO19-30N2-M3H | AUH3-30N2-BM3E |  | Split System | 30000 | 17.2 | 10.8 | 1.97 | R-454B | 650
215864122 | Cooper&Hunter | CH-PQ33-230VO | CH-PQ33AHU |  | Split System | 30000 | 17.2 | 10.8 | 1.97 | R-454B | 650
218213784 | AIRQUEST | D5CUHAH18AAK | D5MUWAQ18XA3 |  | Split System | 18000 | 19.3 | 10.8 | 2.1 | R-454B | 650
218213736 | ARCOAIRE | D5CUHAH18AAK | D5MUWAQ18XA3 |  | Split System | 18000 | 19.3 | 10.8 | 2.1 | R-454B | 650
218213742 | COMFORTMAKER | D5CUHAH18AAK | D5MUWAQ18XA3 |  | Split System | 18000 | 19.3 | 10.8 | 2.1 | R-454B | 650
218213748 | DAY & NIGHT | D5CUHAH18AAK | D5MUWAQ18XA3 |  | Split System | 18000 | 19.3 | 10.8 | 2.1 | R-454B | 650
218213796 | Grandaire | D5CUHAH18AAK | D5MUWAQ18XA3 |  | Split System | 18000 | 19.3 | 10.8 | 2.1 | R-454B | 650
218213754 | HEIL | D5CUHAH18AAK | D5MUWAQ18XA3 |  | Split System | 18000 | 19.3 | 10.8 | 2.1 | R-454B | 650
218213760 | KEEPRITE | D5CUHAH18AAK | D5MUWAQ18XA3 |  | Split System | 18000 | 19.3 | 10.8 | 2.1 | R-454B | 650
218213766 | KENMORE | D5CUHAH18AAK | D5MUWAQ18XA3 |  | Split System | 18000 | 19.3 | 10.8 | 2.1 | R-454B | 650
218213790 | LPS Legacy | D5CUHAH18AAK | D5MUWAQ18XA3 |  | Split System | 18000 | 19.3 | 10.8 | 2.1 | R-454B | 650
218213778 | SMART COMFORT | D5CUHAH18AAK | D5MUWAQ18XA3 |  | Split System | 18000 | 19.3 | 10.8 | 2.1 | R-454B | 650
218213772 | TEMPSTAR | D5CUHAH18AAK | D5MUWAQ18XA3 |  | Split System | 18000 | 19.3 | 10.8 | 2.1 | R-454B | 650
218627563 | ACIQ | Q5H9V24*K*AAA* | EVM5X24M17A* | *95MSU0401712A* | Split System | 23600 | 17.5 | 8.1 | 1.8 | R-454B | 650
218627803 | ACIQ | Q5H9V24*K*AAA* | EVD5X24M17A* | *95MSU0401712A* | Split System | 23600 | 18 | 8.1 | 1.8 | R-454B | 650
218036524 | AMERICAN STANDARD | 5A6V8X48A1 | 5PX*C007AS3 | S9V2C100U4VSB+VCKIT | Split System | 45500 | 18.1 | 8.5 | 2.1 | R-454B | 650
218036528 | AMERICAN STANDARD | 5A6V8X48A1 | 5PX*C009AS3 | S9V2C100U4VSB+VCKIT | Split System | 46000 | 18.1 | 8.5 | 2.1 | R-454B | 650
218036523 | TRANE | 5TWV8X48A1 | 5PX*C007AS3 | S9V2C100U4VSB+VCKIT | Split System | 45500 | 18.1 | 8.5 | 2.1 | R-454B | 650
217969671 | COMFORTMAKER | D5CUHAH36AAK+TIC2025-0016 | FEVB0048**+NAVA54801CK |  | Split System | 38000 | 16 | 8.5 | 1.75 | R-454B | 650
217969672 | DAY & NIGHT | D5CUHAH36AAK+TIC2025-0016 | FEVB0048**+NAVA54801CK |  | Split System | 38000 | 16 | 8.5 | 1.75 | R-454B | 650
217969674 | SMART COMFORT | D5CUHAH36AAK+TIC2025-0016 | FEVB0048**+NAVA54801CK |  | Split System | 38000 | 16 | 8.5 | 1.75 | R-454B | 650
217969675 | TEMPSTAR | D5CUHAH36AAK+TIC2025-0016 | FEVB0048**+NAVA54801CK |  | Split System | 38000 | 16 | 8.5 | 1.75 | R-454B | 650
218626875 | ACIQ | Q5H9V36*K*AAA* | EA*5X42M21A* | *80MSU0401712A* | Split System | 34400 | 15.2 | 8.5 | 1.95 | R-454B | 650
218626776 | ACIQ | Q5H9V36*K*AAA* | EA*5X36M17A* | *97CTN0801716A* | Split System | 33600 | 15.2 | 8.5 | 1.98 | R-454B | 650
218626754 | ACIQ | Q5H9V36*K*AAA* | EA*5X36M17A* | *80VSL0451412B* | Split System | 33400 | 15.2 | 8.5 | 2 | R-454B | 650
218626764 | ACIQ | Q5H9V36*K*AAA* | EA*5X36M17A* | *80VTL0451412B* | Split System | 33400 | 15.2 | 8.5 | 2 | R-454B | 650
218626755 | ACIQ | Q5H9V36*K*AAA* | EA*5X36M17A* | *80VSL0701412B* | Split System | 33400 | 15.2 | 8.5 | 2 | R-454B | 650
218626761 | ACIQ | Q5H9V36*K*AAA* | EA*5X36M17A* | *80CTL0701412B* | Split System | 33400 | 15.2 | 8.5 | 2 | R-454B | 650
218626758 | ACIQ | Q5H9V36*K*AAA* | EA*5X36M17A* | *80MSU0401712A* | Split System | 33600 | 15.2 | 8.5 | 2 | R-454B | 650
218626765 | ACIQ | Q5H9V36*K*AAA* | EA*5X36M17A* | *80VTL0701716B* | Split System | 33600 | 15.2 | 8.5 | 2 | R-454B | 650
218626756 | ACIQ | Q5H9V36*K*AAA* | EA*5X36M17A* | *80VSL0701716B* | Split System | 33600 | 15.2 | 8.5 | 2 | R-454B | 650
218627321 | ACIQ | Q5H9V48*K*AAA* | ESH5X48M12A* | *80VSL1352422B* | Split System | 45500 | 15.2 | 8.5 | 2 | R-454B | 650
218627327 | ACIQ | Q5H9V48*K*AAA* | ESH5X48M12A* | *80CTL0902120B* | Split System | 45500 | 15.2 | 8.5 | 2 | R-454B | 650
218627349 | ACIQ | Q5H9V48*K*AAA* | ESH5X48M12A* | OLV154F20A | Split System | 45500 | 15.2 | 8.5 | 2 | R-454B | 650
218627350 | ACIQ | Q5H9V48*K*AAA* | ESH5X48M12A* | OMV154L20A | Split System | 45500 | 15.2 | 8.5 | 2 | R-454B | 650
218626877 | ACIQ | Q5H9V36*K*AAA* | EA*5X42M21A* | *80MSU1002120A* | Split System | 34600 | 15.5 | 8.5 | 1.95 | R-454B | 650
218626753 | ACIQ | Q5H9V36*K*AAA* | EA*5X36M17A* | *80CSU0601716B* | Split System | 33800 | 15.5 | 8.5 | 2 | R-454B | 650
218627339 | ACIQ | Q5H9V48*K*AAA* | ESH5X48M12A* | *95MSU1002122A* | Split System | 45500 | 15.5 | 8.5 | 2 | R-454B | 650
218627345 | ACIQ | Q5H9V48*K*AAA* | ESH5X48M12A* | *96VTN1002122B* | Split System | 45500 | 15.5 | 8.5 | 2 | R-454B | 650
218627348 | ACIQ | Q5H9V48*K*AAA* | ESH5X48M12A* | *97VTN1002122A* | Split System | 45500 | 15.5 | 8.5 | 2 | R-454B | 650
218627329 | ACIQ | Q5H9V48*K*AAA* | ESH5X48M12A* | *80CTL1352422B* | Split System | 45500 | 15.5 | 8.5 | 2 | R-454B | 650
218627338 | ACIQ | Q5H9V48*K*AAA* | ESH5X48M12A* | *95MSU1002120A* | Split System | 45500 | 15.5 | 8.5 | 2 | R-454B | 650
218627317 | ACIQ | Q5H9V48*K*AAA* | ESH5X48M12A* | *80CSU0401712B* | Split System | 45500 | 15.5 | 8.5 | 2 | R-454B | 650
218627332 | ACIQ | Q5H9V48*K*AAA* | ESH5X48M12A* | *95CSU1002122B* | Split System | 45500 | 15.5 | 8.5 | 2 | R-454B | 650
218627324 | ACIQ | Q5H9V48*K*AAA* | ESH5X48M12A* | *80MSU1002120A* | Split System | 45500 | 15.5 | 8.5 | 2 | R-454B | 650
218627342 | ACIQ | Q5H9V48*K*AAA* | ESH5X48M12A* | *97CTN1202422A* | Split System | 45500 | 15.5 | 8.5 | 2 | R-454B | 650
218627340 | ACIQ | Q5H9V48*K*AAA* | ESH5X48M12A* | *96CTN1202422B* | Split System | 45500 | 15.5 | 8.5 | 2 | R-454B | 650
218627322 | ACIQ | Q5H9V48*K*AAA* | ESH5X48M12A* | *80MSU0601716A* | Split System | 45500 | 15.5 | 8.5 | 2 | R-454B | 650
218627337 | ACIQ | Q5H9V48*K*AAA* | ESH5X48M12A* | *95MSU0802120A* | Split System | 45500 | 15.5 | 8.5 | 2 | R-454B | 650
218627319 | ACIQ | Q5H9V48*K*AAA* | ESH5X48M12A* | *80CSU1002120B* | Split System | 45500 | 15.5 | 8.5 | 2 | R-454B | 650
218627417 | ACIQ | Q5H9V60*K*AAA* | EA*5X60M24A* | *95CSU1002122B* | Split System | 54500 | 15.5 | 8.5 | 2 | R-454B | 650
218627457 | ACIQ | Q5H9V60*K*AAA* | EA*5X61M21A* | *95MSU1002120A* | Split System | 55500 | 15.5 | 8.5 | 2 | R-454B | 650
218627489 | ACIQ | Q5H9V60*K*AAA* | EA*5X61M24A* | *95MSU0802120A* | Split System | 55500 | 15.5 | 8.5 | 2 | R-454B | 650
218627461 | ACIQ | Q5H9V60*K*AAA* | EA*5X61M21A* | *97CTN0802120A* | Split System | 55500 | 15.5 | 8.5 | 2 | R-454B | 650
218627459 | ACIQ | Q5H9V60*K*AAA* | EA*5X61M21A* | *96CTN0802120B* | Split System | 55500 | 15.5 | 8.5 | 2 | R-454B | 650
218627454 | ACIQ | Q5H9V60*K*AAA* | EA*5X61M21A* | *96VSN0802120B* | Split System | 55500 | 15.5 | 8.5 | 2 | R-454B | 650
218627463 | ACIQ | Q5H9V60*K*AAA* | EA*5X61M21A* | *96VTN0802120B* | Split System | 55500 | 15.5 | 8.5 | 2 | R-454B | 650
218627452 | ACIQ | Q5H9V60*K*AAA* | EA*5X61M21A* | *97CMN0802120B* | Split System | 55500 | 15.5 | 8.5 | 2 | R-454B | 650
218627466 | ACIQ | Q5H9V60*K*AAA* | EA*5X61M21A* | *97VTN0802120A* | Split System | 55500 | 15.5 | 8.5 | 2 | R-454B | 650
218627446 | ACIQ | Q5H9V60*K*AAA* | EA*5X61M21A* | *80MSU1002120A* | Split System | 56000 | 15.5 | 8.5 | 2 | R-454B | 650
218627490 | ACIQ | Q5H9V60*K*AAA* | EA*5X61M24A* | *95MSU1002120A* | Split System | 56000 | 15.5 | 8.5 | 2 | R-454B | 650
218627511 | ACIQ | Q5H9V60*K*AAA* | ESH5X60M12A* | *80MSU0802120A* | Split System | 55500 | 15.5 | 8.5 | 2.04 | R-454B | 650
218627508 | ACIQ | Q5H9V60*K*AAA* | ESH5X60M12A* | *80CSU0802120B* | Split System | 55500 | 15.5 | 8.5 | 2.04 | R-454B | 650
218627486 | ACIQ | Q5H9V60*K*AAA* | EA*5X61M24A* | *96VSN0802120B* | Split System | 55500 | 15.5 | 8.5 | 2.05 | R-454B | 650
218627498 | ACIQ | Q5H9V60*K*AAA* | EA*5X61M24A* | *96VTN0802120B* | Split System | 55500 | 15.5 | 8.5 | 2.05 | R-454B | 650
218627502 | ACIQ | Q5H9V60*K*AAA* | EA*5X61M24A* | *97VTN0802120A* | Split System | 55500 | 15.5 | 8.5 | 2.05 | R-454B | 650
218627495 | ACIQ | Q5H9V60*K*AAA* | EA*5X61M24A* | *97CTN0802120A* | Split System | 55500 | 15.5 | 8.5 | 2.05 | R-454B | 650
218627492 | ACIQ | Q5H9V60*K*AAA* | EA*5X61M24A* | *96CTN0802120B* | Split System | 55500 | 15.5 | 8.5 | 2.05 | R-454B | 650
218627483 | ACIQ | Q5H9V60*K*AAA* | EA*5X61M24A* | *97CMN0802120B* | Split System | 55500 | 15.5 | 8.5 | 2.05 | R-454B | 650
218627352 | ACIQ | Q5H9V48*K*AAA* | ESH5X60M12A* | *80CSU0601716B* | Split System | 46500 | 15.5 | 8.5 | 2.08 | R-454B | 650
218627318 | ACIQ | Q5H9V48*K*AAA* | ESH5X48M12A* | *80CSU0802120B* | Split System | 45500 | 16 | 8.5 | 2 | R-454B | 650
218627320 | ACIQ | Q5H9V48*K*AAA* | ESH5X48M12A* | *80VSL1102122B* | Split System | 45500 | 16 | 8.5 | 2 | R-454B | 650
218627328 | ACIQ | Q5H9V48*K*AAA* | ESH5X48M12A* | *80CTL1102120B* | Split System | 45500 | 16 | 8.5 | 2 | R-454B | 650
218627330 | ACIQ | Q5H9V48*K*AAA* | ESH5X48M12A* | *80VTL1102122B* | Split System | 45500 | 16 | 8.5 | 2 | R-454B | 650
218627323 | ACIQ | Q5H9V48*K*AAA* | ESH5X48M12A* | *80MSU0802120A* | Split System | 46000 | 16 | 8.5 | 2 | R-454B | 650
218627409 | ACIQ | Q5H9V60*K*AAA* | EA*5X60M24A* | *80MSU0802120A* | Split System | 55000 | 16 | 8.5 | 2 | R-454B | 650
218627404 | ACIQ | Q5H9V60*K*AAA* | EA*5X60M24A* | *80CSU0802120B* | Split System | 55000 | 16 | 8.5 | 2 | R-454B | 650
218627458 | ACIQ | Q5H9V60*K*AAA* | EA*5X61M21A* | *95MSU1002122A* | Split System | 56000 | 16 | 8.5 | 2 | R-454B | 650
218627475 | ACIQ | Q5H9V60*K*AAA* | EA*5X61M24A* | *80MSU1002120A* | Split System | 56000 | 16 | 8.5 | 2 | R-454B | 650
218627470 | ACIQ | Q5H9V60*K*AAA* | EA*5X61M24A* | *80CSU1002120B* | Split System | 56000 | 16 | 8.5 | 2 | R-454B | 650
218627485 | ACIQ | Q5H9V60*K*AAA* | EA*5X61M24A* | *97CMN1202422B* | Split System | 56000 | 16 | 8.5 | 2 | R-454B | 650
218627453 | ACIQ | Q5H9V60*K*AAA* | EA*5X61M21A* | *97CMN1002122B* | Split System | 56000 | 16 | 8.5 | 2 | R-454B | 650
218627444 | ACIQ | Q5H9V60*K*AAA* | EA*5X61M21A* | *80MSU0601716A* | Split System | 56000 | 16 | 8.5 | 2 | R-454B | 650
218627447 | ACIQ | Q5H9V60*K*AAA* | EA*5X61M21A* | *80CTL0902120B* | Split System | 56000 | 16 | 8.5 | 2 | R-454B | 650
218627462 | ACIQ | Q5H9V60*K*AAA* | EA*5X61M21A* | *97CTN1002122A* | Split System | 56000 | 16 | 8.5 | 2 | R-454B | 650
218627460 | ACIQ | Q5H9V60*K*AAA* | EA*5X61M21A* | *96CTN1002122B* | Split System | 56000 | 16 | 8.5 | 2 | R-454B | 650
218627476 | ACIQ | Q5H9V60*K*AAA* | EA*5X61M24A* | *80CTL0702120B* | Split System | 56000 | 16 | 8.5 | 2 | R-454B | 650
218627455 | ACIQ | Q5H9V60*K*AAA* | EA*5X61M21A* | *96VSN1002120B* | Split System | 55500 | 16 | 8.5 | 2.05 | R-454B | 650
218627491 | ACIQ | Q5H9V60*K*AAA* | EA*5X61M24A* | *95MSU1002122A* | Split System | 56000 | 16 | 8.5 | 2.05 | R-454B | 650
218627441 | ACIQ | Q5H9V60*K*AAA* | EA*5X61M21A* | *80CSU0802120B* | Split System | 56500 | 16 | 8.5 | 2.05 | R-454B | 650
218626757 | ACIQ | Q5H9V36*K*AAA* | EA*5X36M17A* | *80VSL0901716B* | Split System | 33600 | 15.2 | 8.5 | 2 | R-454B | 650
218626752 | ACIQ | Q5H9V36*K*AAA* | EA*5X36M17A* | *80CSU0401712B* | Split System | 33600 | 15.2 | 8.5 | 2 | R-454B | 650
218626763 | ACIQ | Q5H9V36*K*AAA* | EA*5X36M17A* | *80CTL0901716B* | Split System | 33600 | 15.2 | 8.5 | 2 | R-454B | 650
218626870 | ACIQ | Q5H9V36*K*AAA* | EA*5X42M21A* | *80CSU1002120B* | Split System | 34400 | 15.2 | 8.5 | 2 | R-454B | 650
218626868 | ACIQ | Q5H9V36*K*AAA* | EA*5X42M21A* | *80CSU0601716B* | Split System | 34400 | 15.2 | 8.5 | 2 | R-454B | 650
218626886 | ACIQ | Q5H9V36*K*AAA* | EA*5X42M21A* | *95CSU1002122B* | Split System | 34400 | 15.2 | 8.5 | 2 | R-454B | 650
218626049 | ACIQ | Q5H9V36*K*AAA* | EVD5X36M17A* | *95MSU0601716A* | Split System | 35400 | 15.2 | 8.5 | 2 | R-454B | 650
218625903 | ACIQ | Q5H9V36*K*AAA* | EVM5X36M17A* | *95MSU0601716A* | Split System | 35400 | 15.2 | 8.5 | 2 | R-454B | 650
218626170 | ACIQ | Q5H9V36*K*AAA* | EVD5X42M17A* | *80CTL0701412B* | Split System | 35600 | 15.2 | 8.5 | 2 | R-454B | 650
218625995 | ACIQ | Q5H9V36*K*AAA* | EVM5X48M21A* | *80VTL0701716B* | Split System | 36400 | 15.2 | 8.5 | 2 | R-454B | 650
218626246 | ACIQ | Q5H9V36*K*AAA* | EVD5X48M21A* | *80VTL0701716B* | Split System | 36400 | 15.2 | 8.5 | 2 | R-454B | 650
218626050 | ACIQ | Q5H9V36*K*AAA* | EVD5X36M17A* | *96CTN0601714B* | Split System | 35200 | 15.2 | 8.5 | 2.02 | R-454B | 650
218625899 | ACIQ | Q5H9V36*K*AAA* | EVM5X36M17A* | *97CMN0801714B* | Split System | 35200 | 15.2 | 8.5 | 2.02 | R-454B | 650
218626045 | ACIQ | Q5H9V36*K*AAA* | EVD5X36M17A* | *97CMN0801714B* | Split System | 35200 | 15.2 | 8.5 | 2.02 | R-454B | 650
218625904 | ACIQ | Q5H9V36*K*AAA* | EVM5X36M17A* | *96CTN0601714B* | Split System | 35200 | 15.2 | 8.5 | 2.02 | R-454B | 650
218626053 | ACIQ | Q5H9V36*K*AAA* | EVD5X36M17A* | *97CTN0801716A* | Split System | 35200 | 15.2 | 8.5 | 2.02 | R-454B | 650
218625901 | ACIQ | Q5H9V36*K*AAA* | EVM5X36M17A* | *96VSN0801716B* | Split System | 35400 | 15.2 | 8.5 | 2.02 | R-454B | 650
218625911 | ACIQ | Q5H9V36*K*AAA* | EVM5X36M17A* | *97VTN0801716A* | Split System | 35400 | 15.2 | 8.5 | 2.02 | R-454B | 650
218625909 | ACIQ | Q5H9V36*K*AAA* | EVM5X36M17A* | *96VTN0801716B* | Split System | 35400 | 15.2 | 8.5 | 2.02 | R-454B | 650
218626180 | ACIQ | Q5H9V36*K*AAA* | EVD5X42M17A* | *96CTN0601714B* | Split System | 35400 | 15.2 | 8.5 | 2.02 | R-454B | 650
218626047 | ACIQ | Q5H9V36*K*AAA* | EVD5X36M17A* | *96VSN0801716B* | Split System | 35400 | 15.2 | 8.5 | 2.02 | R-454B | 650
218626055 | ACIQ | Q5H9V36*K*AAA* | EVD5X36M17A* | *96VTN0801716B* | Split System | 35400 | 15.2 | 8.5 | 2.02 | R-454B | 650
218626057 | ACIQ | Q5H9V36*K*AAA* | EVD5X36M17A* | *97VTN0801716A* | Split System | 35400 | 15.2 | 8.5 | 2.02 | R-454B | 650
218626175 | ACIQ | Q5H9V36*K*AAA* | EVD5X42M17A* | *97CMN0601714B* | Split System | 35400 | 15.2 | 8.5 | 2.02 | R-454B | 650
218626186 | ACIQ | Q5H9V36*K*AAA* | EVD5X42M17A* | *97VTN0601716A* | Split System | 35600 | 15.2 | 8.5 | 2.02 | R-454B | 650
218626177 | ACIQ | Q5H9V36*K*AAA* | EVD5X42M17A* | *96VSN0601716B* | Split System | 35600 | 15.2 | 8.5 | 2.02 | R-454B | 650
218378006 | RUNTRU | A5HL5024A1 | (V,T)36H***P44*+TXV+AEFE3A* |  | Split System | 22000 | 15.2 | 8.1 | 1.8 | R-454B | 650
218377365 | RUNTRU | A5HL5024A1 | FG35*48+TXV+AEFE4B* |  | Split System | 22000 | 15.2 | 8.1 | 1.8 | R-454B | 650
218377379 | RUNTRU | A5HL5048A1 | FG84*48+TXV+AEFE5* |  | Split System | 41000 | 15.2 | 8.1 | 1.8 | R-454B | 650
218377374 | RUNTRU | A5HL5048A1 | M48G66*+TXV+AMHE4D |  | Split System | 41000 | 15.2 | 8.1 | 1.8 | R-454B | 650
218377375 | RUNTRU | A5HL5048A1 | M60G67*+TXV+AMHE5D |  | Split System | 41000 | 15.2 | 8.1 | 1.8 | R-454B | 650
218377380 | RUNTRU | A5HL5048A1 | FG84*60+TXV+AEFE5* |  | Split System | 41000 | 15.2 | 8.1 | 1.8 | R-454B | 650
218378007 | RUNTRU | A5HL5048A1 | (V,T)60H245P18*+TXV+AEFE5* |  | Split System | 41000 | 15.2 | 8.1 | 1.8 | R-454B | 650
218377371 | RUNTRU | A5HL5048A1 | M48E36*+TXV+AMHE5D |  | Split System | 41000 | 15.2 | 8.1 | 1.8 | R-454B | 650
218377381 | RUNTRU | A5HL5048A1 | FG84*48+TXV+AEFE4B* |  | Split System | 41000 | 15.2 | 8.1 | 1.8 | R-454B | 650
218377372 | RUNTRU | A5HL5048A1 | M48E36*+TXV+AMHE4D |  | Split System | 41000 | 15.2 | 8.1 | 1.8 | R-454B | 650
218377373 | RUNTRU | A5HL5048A1 | PL48H175P46*+TXV+AEFE4B* |  | Split System | 41000 | 15.2 | 8.1 | 1.8 | R-454B | 650
218377376 | RUNTRU | A5HL5048A1 | FG49*60+TXV+AEFE5* |  | Split System | 41000 | 15.2 | 8.1 | 1.8 | R-454B | 650
218181889 | SAMSUNG | AC036FCUDCG | FE*TT4*37+TXV |  | Split System | 33000 | 15.2 | 8.1 | 1.92 | R-454B | 650
218181886 | SAMSUNG | AC036FCUDCG | FE*TT1*31+TXV |  | Split System | 33000 | 15.2 | 8.1 | 1.92 | R-454B | 650
217730747 | ARMSTRONG AIR | A7HP19V60P-**A | A60VHA*+TXV | EFV20DCA* | Split System | 56000 | 16 | 8.1 | 1.98 | R-454B | 650
218453730 | BRYANT HEATING AND COOLING SYSTEMS | 37MUHAQ24AA3 | (V,C)36H***P03*+TXV | 82*SB36045V14*** | Split System | 21000 | 16 | 8.1 | 1.85 | R-454B | 650
218453733 | BRYANT HEATING AND COOLING SYSTEMS | 37MUHAQ24AA3 | (V,C)36H***P03*+TXV | 82*TB36045V14*** | Split System | 21000 | 16 | 8.1 | 1.85 | R-454B | 650
218453157 | CARRIER | 37MUHAQ24AA3 | (V,C)36H***P03*+TXV | 58SP*B045V14**12 | Split System | 21000 | 16 | 8.1 | 1.85 | R-454B | 650
218453166 | CARRIER | 37MUHAQ24AA3 | (V,C)36H***P03*+TXV | 58TP*B045V14**12 | Split System | 21000 | 16 | 8.1 | 1.85 | R-454B | 650
218455228 | PAYNE HEATING AND COOLING | 37MUHAQ24AA3 | (V,C)36H***P03*+TXV | PG80VTLB36045A** | Split System | 21000 | 16 | 8.1 | 1.85 | R-454B | 650
217135462 | BRYANT HEATING AND COOLING SYSTEMS | 37MUHAQ24AA3 | PL36H210P74*+TXV | 926TC60080V21*** | Split System | 22600 | 15.2 | 8.1 | 1.85 | R-454B | 650
217135478 | BRYANT HEATING AND COOLING SYSTEMS | 37MUHAQ24AA3 | PL36H210P74*+TXV | 927TA60080V21*** | Split System | 22600 | 15.2 | 8.1 | 1.85 | R-454B | 650
217135453 | BRYANT HEATING AND COOLING SYSTEMS | 37MUHAQ24AA3 | PL36H210P74*+TXV | 926SB60080V21*** | Split System | 22600 | 15.2 | 8.1 | 1.85 | R-454B | 650
218453544 | BRYANT HEATING AND COOLING SYSTEMS | 37MUHAQ18AA3+TIC2025-0016 | PL36H210P74*+TXV | 83*SB36040M17*** | Split System | 17600 | 15.2 | 8.1 | 1.9 | R-454B | 650
218453538 | BRYANT HEATING AND COOLING SYSTEMS | 37MUHAQ18AA3+TIC2025-0016 | A36VCA*+TXV | 83*SB36040M17*** | Split System | 17600 | 15.2 | 8.1 | 1.9 | R-454B | 650
218453546 | BRYANT HEATING AND COOLING SYSTEMS | 37MUHAQ18AA3+TIC2025-0016 | (V,C)36H175P13*+TXV | 83*SB36040M17*** | Split System | 17600 | 15.2 | 8.1 | 1.9 | R-454B | 650
218453539 | BRYANT HEATING AND COOLING SYSTEMS | 37MUHAQ18AA3+TIC2025-0016 | C36A***L13*+TXV | 83*SB36040M17*** | Split System | 17600 | 15.2 | 8.1 | 1.9 | R-454B | 650
218453541 | BRYANT HEATING AND COOLING SYSTEMS | 37MUHAQ18AA3+TIC2025-0016 | PL36H175P14*+TXV | 83*SB36040M17*** | Split System | 17600 | 15.2 | 8.1 | 1.9 | R-454B | 650
218453554 | BRYANT HEATING AND COOLING SYSTEMS | 37MUHAQ18AA3+TIC2025-0016 | PL36H210P74*+TXV | 83*SB48060M17*** | Split System | 17700 | 15.2 | 8.1 | 1.9 | R-454B | 650
218453556 | BRYANT HEATING AND COOLING SYSTEMS | 37MUHAQ18AA3+TIC2025-0016 | (V,C)36H175P13*+TXV | 83*SB48060M17*** | Split System | 17700 | 15.2 | 8.1 | 1.9 | R-454B | 650
218453550 | BRYANT HEATING AND COOLING SYSTEMS | 37MUHAQ18AA3+TIC2025-0016 | (V,C)36H175P14*+TXV | 83*SB48060M17*** | Split System | 17700 | 15.2 | 8.1 | 1.9 | R-454B | 650
218453545 | BRYANT HEATING AND COOLING SYSTEMS | 37MUHAQ18AA3+TIC2025-0016 | C36A***L15*+TXV | 83*SB36040M17*** | Split System | 17800 | 15.2 | 8.1 | 1.9 | R-454B | 650
218453552 | BRYANT HEATING AND COOLING SYSTEMS | 37MUHAQ18AA3+TIC2025-0016 | (V,C)36H175P15*+TXV | 83*SB48060M17*** | Split System | 17900 | 15.2 | 8.1 | 1.9 | R-454B | 650
218453553 | BRYANT HEATING AND COOLING SYSTEMS | 37MUHAQ18AA3+TIC2025-0016 | PL36H175P15*+TXV | 83*SB48060M17*** | Split System | 17900 | 15.2 | 8.1 | 1.9 | R-454B | 650
218453547 | BRYANT HEATING AND COOLING SYSTEMS | 37MUHAQ18AA3+TIC2025-0016 | PL36H210P29*+TXV | 83*SB48060M17*** | Split System | 18300 | 15.2 | 8.1 | 1.9 | R-454B | 650
218453773 | BRYANT HEATING AND COOLING SYSTEMS | 37MUHAQ24AA3 | (V,C)36H175P13*+TXV | 926SB36040V17*** | Split System | 21800 | 15.2 | 8.1 | 1.9 | R-454B | 650
218453785 | BRYANT HEATING AND COOLING SYSTEMS | 37MUHAQ24AA3 | (V,C)36H175P13*+TXV | 926TC36040V17*** | Split System | 21800 | 15.2 | 8.1 | 1.9 | R-454B | 650
218453782 | BRYANT HEATING AND COOLING SYSTEMS | 37MUHAQ24AA3 | (V,C)36H***P21*+TXV | 926TC30040V14*** | Split System | 22000 | 15.2 | 8.1 | 1.9 | R-454B | 650
218453729 | BRYANT HEATING AND COOLING SYSTEMS | 37MUHAQ24AA3 | (V,C)36H175P13*+TXV | 8(0,1)*SB42045M17*** | Split System | 22000 | 15.2 | 8.1 | 1.9 | R-454B | 650
217135360 | BRYANT HEATING AND COOLING SYSTEMS | 37MUHAQ24AA3 | C36A***L13*+TXV | 8(0,1)*SB42045M17*** | Split System | 22000 | 15.2 | 8.1 | 1.9 | R-454B | 650
217135364 | BRYANT HEATING AND COOLING SYSTEMS | 37MUHAQ24AA3 | C36A***L15*+TXV | 8(0,1)*SB42045M17*** | Split System | 22200 | 15.2 | 8.1 | 1.9 | R-454B | 650
217135444 | BRYANT HEATING AND COOLING SYSTEMS | 37MUHAQ24AA3 | PL36H210P74*+TXV | 916SA60080M21*** | Split System | 22400 | 15.2 | 8.1 | 1.9 | R-454B | 650
217135373 | BRYANT HEATING AND COOLING SYSTEMS | 37MUHAQ24AA3 | PL36H210P74*+TXV | 8(0,1)*SB48070M21*** | Split System | 22400 | 15.2 | 8.1 | 1.9 | R-454B | 650
217133731 | CARRIER | 37MUHAQ24AA3 | C36A***L13*+TXV | 59SP6B040V14**10 | Split System | 21800 | 15.2 | 8.1 | 1.85 | R-454B | 650
217133837 | CARRIER | 37MUHAQ24AA3 | V,C36H***P21*+TXV | 59TP6C040V14**10 | Split System | 22000 | 15.2 | 8.1 | 1.85 | R-454B | 650
217133498 | CARRIER | 37MUHAQ24AA3 | V,C36H175P13*+TXV | 58S(B,C)*B045M17**14 | Split System | 22000 | 15.2 | 8.1 | 1.85 | R-454B | 650
218453235 | CARRIER | 37MUHAQ24AA3 | PL36H***P44*+TXV | GG96VTAB30040A** | Split System | 22200 | 15.2 | 8.1 | 1.85 | R-454B | 650
218453233 | CARRIER | 37MUHAQ24AA3 | PL36H175P15*+TXV | GG96VTAB30040A** | Split System | 22200 | 15.2 | 8.1 | 1.85 | R-454B | 650
218453232 | CARRIER | 37MUHAQ24AA3 | PL36H175P14*+TXV | GG96VTAB30040A** | Split System | 22200 | 15.2 | 8.1 | 1.85 | R-454B | 650
217133836 | CARRIER | 37MUHAQ24AA3 | PL36H175P15*+TXV | 59TP6C040V14**10 | Split System | 22200 | 15.2 | 8.1 | 1.85 | R-454B | 650
217133838 | CARRIER | 37MUHAQ24AA3 | PL36H***P44*+TXV | 59TP6C040V14**10 | Split System | 22200 | 15.2 | 8.1 | 1.85 | R-454B | 650
217290249 | CARRIER | 37MUHAQ24AA3 | CE(P,V)3617G34*+TXV | 59TP6C040V14**10 | Split System | 22200 | 15.2 | 8.1 | 1.85 | R-454B | 650
217290324 | CARRIER | 37MUHAQ24AA3 | CE(P,V)3614G34*+TXV | GG96VTAB30040A** | Split System | 22200 | 15.2 | 8.1 | 1.85 | R-454B | 650
217290250 | CARRIER | 37MUHAQ24AA3 | CE(P,V)3621G34*+TXV | 59TP6C040V14**10 | Split System | 22200 | 15.2 | 8.1 | 1.85 | R-454B | 650
217133835 | CARRIER | 37MUHAQ24AA3 | PL36H175P14*+TXV | 59TP6C040V14**10 | Split System | 22200 | 15.2 | 8.1 | 1.85 | R-454B | 650
217133497 | CARRIER | 37MUHAQ24AA3 | C36A***L15*+TXV | 58S(B,C)*B045M17**14 | Split System | 22200 | 15.2 | 8.1 | 1.85 | R-454B | 650
217290000 | CARRIER | 37MUHAQ24AA3 | CE(P,V)3621G34*+TXV | 58TP*B110V21**22 | Split System | 22400 | 15.2 | 8.1 | 1.85 | R-454B | 650
217133879 | CARRIER | 37MUHAQ24AA3 | V,C36H210P74*+TXV | 59TP6C080V21**20 | Split System | 22600 | 15.2 | 8.1 | 1.85 | R-454B | 650
217133902 | CARRIER | 37MUHAQ24AA3 | V,C36H210P74*+TXV | 59TP7A080V21**20 | Split System | 22600 | 15.2 | 8.1 | 1.85 | R-454B | 650
217133878 | CARRIER | 37MUHAQ24AA3 | PL36H210P74*+TXV | 59TP6C080V21**20 | Split System | 22600 | 15.2 | 8.1 | 1.85 | R-454B | 650
217133776 | CARRIER | 37MUHAQ24AA3 | V,C36H210P74*+TXV | 59SP6B080V21**20 | Split System | 22600 | 15.2 | 8.1 | 1.85 | R-454B | 650
217133775 | CARRIER | 37MUHAQ24AA3 | PL36H210P74*+TXV | 59SP6B080V21**20 | Split System | 22600 | 15.2 | 8.1 | 1.85 | R-454B | 650
217133901 | CARRIER | 37MUHAQ24AA3 | PL36H210P74*+TXV | 59TP7A080V21**20 | Split System | 22600 | 15.2 | 8.1 | 1.85 | R-454B | 650
217290285 | CARRIER | 37MUHAQ24AA3 | CE(P,V)3621G34*+TXV | 59TP6C100V21**22 | Split System | 22600 | 15.2 | 8.1 | 1.85 | R-454B | 650
217290284 | CARRIER | 37MUHAQ24AA3 | CE(P,V)3617G34*+TXV | 59TP6C100V21**22 | Split System | 22600 | 15.2 | 8.1 | 1.85 | R-454B | 650
217290135 | CARRIER | 37MUHAQ24AA3 | CE(P,V)3621G34*+TXV | 59SC6A100M21**20 | Split System | 22600 | 15.2 | 8.1 | 1.85 | R-454B | 650
217290094 | CARRIER | 37MUHAQ24AA3 | CE(P,V)3617G34*+TXV | 59SC2E120M24**20 | Split System | 22600 | 15.2 | 8.1 | 1.85 | R-454B | 650
217290093 | CARRIER | 37MUHAQ24AA3 | CE(P,V)3614G34*+TXV | 59SC2E120M24**20 | Split System | 22600 | 15.2 | 8.1 | 1.85 | R-454B | 650
217290344 | CARRIER | 37MUHAQ24AA3 | CE(P,V)3614G34*+TXV | GG96VTAB66120D** | Split System | 22800 | 15.2 | 8.1 | 1.85 | R-454B | 650
217290290 | CARRIER | 37MUHAQ24AA3 | CE(P,V)3621G34*+TXV | 59TP6C120V24**22 | Split System | 22800 | 15.2 | 8.1 | 1.85 | R-454B | 650
217290319 | CARRIER | 37MUHAQ24AA3 | CE(P,V)3614G34*+TXV | 59TP7A120V24**22 | Split System | 22800 | 15.2 | 8.1 | 1.85 | R-454B | 650
217290288 | CARRIER | 37MUHAQ24AA3 | CE(P,V)3614G34*+TXV | 59TP6C120V24**22 | Split System | 22800 | 15.2 | 8.1 | 1.85 | R-454B | 650
217290320 | CARRIER | 37MUHAQ24AA3 | CE(P,V)3617G34*+TXV | 59TP7A120V24**22 | Split System | 22800 | 15.2 | 8.1 | 1.85 | R-454B | 650
217289905 | CARRIER | 37MUHAQ24AA3 | CE(P,V)3621G34*+TXV | 58SP*B110V21**22 | Split System | 22800 | 15.2 | 8.1 | 1.85 | R-454B | 650
217289903 | CARRIER | 37MUHAQ24AA3 | CE(P,V)3614G34*+TXV | 58SP*B110V21**22 | Split System | 22800 | 15.2 | 8.1 | 1.85 | R-454B | 650
217289904 | CARRIER | 37MUHAQ24AA3 | CE(P,V)3617G34*+TXV | 58SP*B110V21**22 | Split System | 22800 | 15.2 | 8.1 | 1.85 | R-454B | 650
217290089 | CARRIER | 37MUHAQ24AA3 | CE(P,V)3617G34*+TXV | 59SC2E100M21**22 | Split System | 22800 | 15.2 | 8.1 | 1.85 | R-454B | 650
217290088 | CARRIER | 37MUHAQ24AA3 | CE(P,V)3614G34*+TXV | 59SC2E100M21**22 | Split System | 22800 | 15.2 | 8.1 | 1.85 | R-454B | 650
217290090 | CARRIER | 37MUHAQ24AA3 | CE(P,V)3621G34*+TXV | 59SC2E100M21**22 | Split System | 22800 | 15.2 | 8.1 | 1.85 | R-454B | 650
218453218 | CARRIER | 37MUHAQ24AA3 | (V,C)36H175P13*+TXV | 59TP6C040V17**12 | Split System | 21800 | 15.2 | 8.1 | 1.9 | R-454B | 650
218453200 | CARRIER | 37MUHAQ24AA3 | (V,C)36H175P13*+TXV | 59SP6B040V17**12 | Split System | 21800 | 15.2 | 8.1 | 1.9 | R-454B | 650
217133738 | CARRIER | 37MUHAQ24AA3 | C36A***L13*+TXV | 59SP6B040V17**12 | Split System | 21800 | 15.2 | 8.1 | 1.9 | R-454B | 650
217133745 | CARRIER | 37MUHAQ24AA3 | V,C36H175P13*+TXV | 59SP6B040V17**12 | Split System | 21800 | 15.2 | 8.1 | 1.9 | R-454B | 650
217133841 | CARRIER | 37MUHAQ24AA3 | C36A***L13*+TXV | 59TP6C040V17**12 | Split System | 21800 | 15.2 | 8.1 | 1.9 | R-454B | 650
217133848 | CARRIER | 37MUHAQ24AA3 | V,C36H175P13*+TXV | 59TP6C040V17**12 | Split System | 21800 | 15.2 | 8.1 | 1.9 | R-454B | 650
218453231 | CARRIER | 37MUHAQ24AA3 | C36A***L13*+TXV | GG96VTAB30040A** | Split System | 21800 | 15.2 | 8.1 | 1.9 | R-454B | 650
217133834 | CARRIER | 37MUHAQ24AA3 | C36A***L13*+TXV | 59TP6C040V14**10 | Split System | 21800 | 15.2 | 8.1 | 1.9 | R-454B | 650
218453215 | CARRIER | 37MUHAQ24AA3 | (V,C)36H***P21*+TXV | 59TP6C040V14**10 | Split System | 22000 | 15.2 | 8.1 | 1.9 | R-454B | 650
218453234 | CARRIER | 37MUHAQ24AA3 | (V,C)36H***P21*+TXV | GG96VTAB30040A** | Split System | 22000 | 15.2 | 8.1 | 1.9 | R-454B | 650
218453156 | CARRIER | 37MUHAQ24AA3 | (V,C)36H175P13*+TXV | 58S(B,C)*B045M17**14 | Split System | 22000 | 15.2 | 8.1 | 1.9 | R-454B | 650
217133491 | CARRIER | 37MUHAQ24AA3 | C36A***L13*+TXV | 58S(B,C)*B045M17**14 | Split System | 22000 | 15.2 | 8.1 | 1.9 | R-454B | 650
217289873 | CARRIER | 37MUHAQ24AA3 | CE(P,V)3614G34*+TXV | 58S(B,C)*B155M24**20 | Split System | 22400 | 15.2 | 8.1 | 1.9 | R-454B | 650
217289874 | CARRIER | 37MUHAQ24AA3 | CE(P,V)3617G34*+TXV | 58S(B,C)*B155M24**20 | Split System | 22400 | 15.2 | 8.1 | 1.9 | R-454B | 650
217133726 | CARRIER | 37MUHAQ24AA3 | PL36H210P74*+TXV | 59SC6A080M21**20 | Split System | 22400 | 15.2 | 8.1 | 1.9 | R-454B | 650
217133727 | CARRIER | 37MUHAQ24AA3 | V,C36H210P74*+TXV | 59SC6A080M21**20 | Split System | 22400 | 15.2 | 8.1 | 1.9 | R-454B | 650
217290130 | CARRIER | 37MUHAQ24AA3 | CE(P,V)3621G34*+TXV | 59SC6A080M21**20 | Split System | 22400 | 15.2 | 8.1 | 1.9 | R-454B | 650
217289835 | CARRIER | 37MUHAQ24AA3 | CE(P,V)3621G34*+TXV | 58S(B,C)*B070M21**16 | Split System | 22400 | 15.2 | 8.1 | 1.9 | R-454B | 650
217289834 | CARRIER | 37MUHAQ24AA3 | CE(P,V)3617G34*+TXV | 58S(B,C)*B070M21**16 | Split System | 22400 | 15.2 | 8.1 | 1.9 | R-454B | 650
217133528 | CARRIER | 37MUHAQ24AA3 | PL36H210P74*+TXV | 58S(B,C)*B070M21**16 | Split System | 22400 | 15.2 | 8.1 | 1.9 | R-454B | 650
217290356 | CARRIER | 37MUHAQ24AA3 | CE(P,V)3621G34*+TXV | OVMAAB036098 | Split System | 22400 | 15.2 | 8.1 | 1.9 | R-454B | 650
217290354 | CARRIER | 37MUHAQ24AA3 | CE(P,V)3614G34*+TXV | OVMAAB036098 | Split System | 22400 | 15.2 | 8.1 | 1.9 | R-454B | 650
217289868 | CARRIER | 37MUHAQ24AA3 | CE(P,V)3614G34*+TXV | 58S(B,C)*B135M24**20 | Split System | 22800 | 15.2 | 8.1 | 1.9 | R-454B | 650
217289869 | CARRIER | 37MUHAQ24AA3 | CE(P,V)3617G34*+TXV | 58S(B,C)*B135M24**20 | Split System | 22800 | 15.2 | 8.1 | 1.9 | R-454B | 650
217289870 | CARRIER | 37MUHAQ24AA3 | CE(P,V)3621G34*+TXV | 58S(B,C)*B135M24**20 | Split System | 22800 | 15.2 | 8.1 | 1.9 | R-454B | 650
218455320 | PAYNE HEATING AND COOLING | 37MUHAQ24AA3 | C36A***L13*+TXV | PG96VTAB30040A** | Split System | 21800 | 15.2 | 8.1 | 1.85 | R-454B | 650
218455323 | PAYNE HEATING AND COOLING | 37MUHAQ24AA3 | (V,C)36H***P21*+TXV | PG96VTAB30040A** | Split System | 22000 | 15.2 | 8.1 | 1.85 | R-454B | 650
218455321 | PAYNE HEATING AND COOLING | 37MUHAQ24AA3 | PL36H175P14*+TXV | PG96VTAB30040A** | Split System | 22200 | 15.2 | 8.1 | 1.85 | R-454B | 650
218455322 | PAYNE HEATING AND COOLING | 37MUHAQ24AA3 | PL36H175P15*+TXV | PG96VTAB30040A** | Split System | 22200 | 15.2 | 8.1 | 1.85 | R-454B | 650
218455324 | PAYNE HEATING AND COOLING | 37MUHAQ24AA3 | PL36H***P44*+TXV | PG96VTAB30040A** | Split System | 22200 | 15.2 | 8.1 | 1.85 | R-454B | 650
218455050 | PAYNE HEATING AND COOLING | 37MUHAQ18AA3+TIC2025-0016 | A36VCA*+TXV | PG80MSUA36040B** | Split System | 17600 | 15.2 | 8.1 | 1.9 | R-454B | 650
218455058 | PAYNE HEATING AND COOLING | 37MUHAQ18AA3+TIC2025-0016 | (V,C)36H175P13*+TXV | PG80MSUA36040B** | Split System | 17600 | 15.2 | 8.1 | 1.9 | R-454B | 650
218455052 | PAYNE HEATING AND COOLING | 37MUHAQ18AA3+TIC2025-0016 | (V,C)36H175P14*+TXV | PG80MSUA36040B** | Split System | 17600 | 15.2 | 8.1 | 1.9 | R-454B | 650
218455053 | PAYNE HEATING AND COOLING | 37MUHAQ18AA3+TIC2025-0016 | PL36H175P14*+TXV | PG80MSUA36040B** | Split System | 17600 | 15.2 | 8.1 | 1.9 | R-454B | 650
218455051 | PAYNE HEATING AND COOLING | 37MUHAQ18AA3+TIC2025-0016 | C36A***L13*+TXV | PG80MSUA36040B** | Split System | 17600 | 15.2 | 8.1 | 1.9 | R-454B | 650
218455056 | PAYNE HEATING AND COOLING | 37MUHAQ18AA3+TIC2025-0016 | PL36H210P74*+TXV | PG80MSUA36040B** | Split System | 17600 | 15.2 | 8.1 | 1.9 | R-454B | 650
218455066 | PAYNE HEATING AND COOLING | 37MUHAQ18AA3+TIC2025-0016 | PL36H210P74*+TXV | PG80MSUA48060B** | Split System | 17700 | 15.2 | 8.1 | 1.9 | R-454B | 650
218455068 | PAYNE HEATING AND COOLING | 37MUHAQ18AA3+TIC2025-0016 | (V,C)36H175P13*+TXV | PG80MSUA48060B** | Split System | 17700 | 15.2 | 8.1 | 1.9 | R-454B | 650
218455060 | PAYNE HEATING AND COOLING | 37MUHAQ18AA3+TIC2025-0016 | A36VCA*+TXV | PG80MSUA48060B** | Split System | 17700 | 15.2 | 8.1 | 1.9 | R-454B | 650
218455063 | PAYNE HEATING AND COOLING | 37MUHAQ18AA3+TIC2025-0016 | PL36H175P14*+TXV | PG80MSUA48060B** | Split System | 17700 | 15.2 | 8.1 | 1.9 | R-454B | 650
218455061 | PAYNE HEATING AND COOLING | 37MUHAQ18AA3+TIC2025-0016 | C36A***L13*+TXV | PG80MSUA48060B** | Split System | 17700 | 15.2 | 8.1 | 1.9 | R-454B | 650
218455062 | PAYNE HEATING AND COOLING | 37MUHAQ18AA3+TIC2025-0016 | (V,C)36H175P14*+TXV | PG80MSUA48060B** | Split System | 17700 | 15.2 | 8.1 | 1.9 | R-454B | 650
218455057 | PAYNE HEATING AND COOLING | 37MUHAQ18AA3+TIC2025-0016 | C36A***L15*+TXV | PG80MSUA36040B** | Split System | 17800 | 15.2 | 8.1 | 1.9 | R-454B | 650
218455054 | PAYNE HEATING AND COOLING | 37MUHAQ18AA3+TIC2025-0016 | (V,C)36H175P15*+TXV | PG80MSUA36040B** | Split System | 17800 | 15.2 | 8.1 | 1.9 | R-454B | 650
218455055 | PAYNE HEATING AND COOLING | 37MUHAQ18AA3+TIC2025-0016 | PL36H175P15*+TXV | PG80MSUA36040B** | Split System | 17800 | 15.2 | 8.1 | 1.9 | R-454B | 650
218455064 | PAYNE HEATING AND COOLING | 37MUHAQ18AA3+TIC2025-0016 | (V,C)36H175P15*+TXV | PG80MSUA48060B** | Split System | 17900 | 15.2 | 8.1 | 1.9 | R-454B | 650
218455065 | PAYNE HEATING AND COOLING | 37MUHAQ18AA3+TIC2025-0016 | PL36H175P15*+TXV | PG80MSUA48060B** | Split System | 17900 | 15.2 | 8.1 | 1.9 | R-454B | 650
218455067 | PAYNE HEATING AND COOLING | 37MUHAQ18AA3+TIC2025-0016 | C36A***L15*+TXV | PG80MSUA48060B** | Split System | 17900 | 15.2 | 8.1 | 1.9 | R-454B | 650
218455327 | PAYNE HEATING AND COOLING | 37MUHAQ24AA3 | C36A***L13*+TXV | PG96VTAB36040B** | Split System | 21800 | 15.2 | 8.1 | 1.9 | R-454B | 650
218455334 | PAYNE HEATING AND COOLING | 37MUHAQ24AA3 | (V,C)36H175P13*+TXV | PG96VTAB36040B** | Split System | 21800 | 15.2 | 8.1 | 1.9 | R-454B | 650
218455207 | PAYNE HEATING AND COOLING | 37MUHAQ24AA3 | (V,C)36H175P13*+TXV | PG80MS(A,L)A42045B** | Split System | 22000 | 15.2 | 8.1 | 1.9 | R-454B | 650
218455200 | PAYNE HEATING AND COOLING | 37MUHAQ24AA3 | C36A***L13*+TXV | PG80MS(A,L)A42045B** | Split System | 22000 | 15.2 | 8.1 | 1.9 | R-454B | 650
218377370 | RUNTRU | A5HL5024A1 | FG82*36+TXV+AEFE3A* |  | Split System | 22000 | 15.2 | 8.1 | 1.8 | R-454B | 650
218377369 | RUNTRU | A5HL5024A1 | FG82*36+TXV+AEFE4B* |  | Split System | 22000 | 15.2 | 8.1 | 1.8 | R-454B | 650
218377377 | RUNTRU | A5HL5048A1 | PL60H210P19*+TXV+AEFE5* |  | Split System | 41000 | 15.2 | 8.1 | 1.8 | R-454B | 650
218378008 | RUNTRU | A5HL5048A1 | (V,T)60H210P19*+TXV+AEFE5* |  | Split System | 41000 | 15.2 | 8.1 | 1.8 | R-454B | 650
218377382 | RUNTRU | A5HL5048A1 | FG86*60+TXV+AEFE5* |  | Split System | 41000 | 15.2 | 8.1 | 1.8 | R-454B | 650
218377378 | RUNTRU | A5HL5048A1 | M60G52*+TXV+AMHE5D |  | Split System | 41000 | 15.2 | 8.1 | 1.8 | R-454B | 650
217135422 | BRYANT HEATING AND COOLING SYSTEMS | 37MUHAQ24AA3 | C36A***L13*+TXV | 912SE48080M17*** | Split System | 22000 | 16 | 8.1 | 1.9 | R-454B | 650
217289821 | CARRIER | 37MUHAQ24AA3 | CE(P,V)2414G31*+TXV | 58S(B,C)*B070M17**12 | Split System | 21200 | 16 | 8.1 | 1.85 | R-454B | 650
217289822 | CARRIER | 37MUHAQ24AA3 | CE(P,V)2417G31*+TXV | 58S(B,C)*B070M17**12 | Split System | 21200 | 16 | 8.1 | 1.85 | R-454B | 650
217289855 | CARRIER | 37MUHAQ24AA3 | CE(P,V)3621G34*+TXV | 58S(B,C)*B090M24**20 | Split System | 22200 | 16 | 8.1 | 1.85 | R-454B | 650
217289854 | CARRIER | 37MUHAQ24AA3 | CE(P,V)3617G34*+TXV | 58S(B,C)*B090M24**20 | Split System | 22200 | 16 | 8.1 | 1.85 | R-454B | 650
217289853 | CARRIER | 37MUHAQ24AA3 | CE(P,V)3614G34*+TXV | 58S(B,C)*B090M24**20 | Split System | 22200 | 16 | 8.1 | 1.85 | R-454B | 650
217289928 | CARRIER | 37MUHAQ24AA3 | CE(P,V)3614G34*+TXV | 58SU*B100M21**20 | Split System | 22400 | 16 | 8.1 | 1.85 | R-454B | 650
217289930 | CARRIER | 37MUHAQ24AA3 | CE(P,V)3621G34*+TXV | 58SU*B100M21**20 | Split System | 22400 | 16 | 8.1 | 1.85 | R-454B | 650
217290209 | CARRIER | 37MUHAQ24AA3 | CE(P,V)3617G34*+TXV | 59SU5B100M21**20 | Split System | 22400 | 16 | 8.1 | 1.85 | R-454B | 650
217290210 | CARRIER | 37MUHAQ24AA3 | CE(P,V)3621G34*+TXV | 59SU5B100M21**20 | Split System | 22400 | 16 | 8.1 | 1.85 | R-454B | 650
217290180 | CARRIER | 37MUHAQ24AA3 | CE(P,V)3621G34*+TXV | 59SP6B080V21**20 | Split System | 22400 | 16 | 8.1 | 1.85 | R-454B | 650
217290273 | CARRIER | 37MUHAQ24AA3 | CE(P,V)3614G34*+TXV | 59TP6C080V21**20 | Split System | 22400 | 16 | 8.1 | 1.85 | R-454B | 650
217290306 | CARRIER | 37MUHAQ24AA3 | CE(P,V)3621G34*+TXV | 59TP7A080V21**20 | Split System | 22400 | 16 | 8.1 | 1.85 | R-454B | 650
217290304 | CARRIER | 37MUHAQ24AA3 | CE(P,V)3614G34*+TXV | 59TP7A080V21**20 | Split System | 22400 | 16 | 8.1 | 1.85 | R-454B | 650
217290305 | CARRIER | 37MUHAQ24AA3 | CE(P,V)3617G34*+TXV | 59TP7A080V21**20 | Split System | 22400 | 16 | 8.1 | 1.85 | R-454B | 650
217289845 | CARRIER | 37MUHAQ24AA3 | CE(P,V)3621G34*+TXV | 58S(B,C)*B090M21**16 | Split System | 22400 | 16 | 8.1 | 1.85 | R-454B | 650
217290314 | CARRIER | 37MUHAQ24AA3 | CE(P,V)3614G34*+TXV | 59TP7A100V21**22 | Split System | 22600 | 16 | 8.1 | 1.85 | R-454B | 650
217290316 | CARRIER | 37MUHAQ24AA3 | CE(P,V)3621G34*+TXV | 59TP7A100V21**22 | Split System | 22600 | 16 | 8.1 | 1.85 | R-454B | 650
217290315 | CARRIER | 37MUHAQ24AA3 | CE(P,V)3617G34*+TXV | 59TP7A100V21**22 | Split System | 22600 | 16 | 8.1 | 1.85 | R-454B | 650
217289864 | CARRIER | 37MUHAQ24AA3 | CE(P,V)3617G34*+TXV | 58S(B,C)*B110M24**20 | Split System | 22600 | 16 | 8.1 | 1.85 | R-454B | 650
217290184 | CARRIER | 37MUHAQ24AA3 | CE(P,V)3617G34*+TXV | 59SP6B100V21**20 | Split System | 22800 | 16 | 8.1 | 1.85 | R-454B | 650
217290185 | CARRIER | 37MUHAQ24AA3 | CE(P,V)3621G34*+TXV | 59SP6B100V21**20 | Split System | 22800 | 16 | 8.1 | 1.85 | R-454B | 650
217290071 | CARRIER | 37MUHAQ24AA3 | CE(P,V)2414G31*+TXV | 59SC2E080M17**16 | Split System | 21600 | 16 | 8.1 | 1.9 | R-454B | 650
218378065 | TRANE | 5HPL5048A1 | (V,T)48H175P38*+TXV+AEFE4B* |  | Split System | 44000 | 15.2 | 8.1 | 1.75 | R-454B | 650
218377437 | TRANE | 5HPL5048A1 | FG48*60+TXV+AEFE5* |  | Split System | 44000 | 15.2 | 8.1 | 1.75 | R-454B | 650
218378064 | TRANE | 5HPL5048A1 | (V,T)60H245P18*+TXV+AEFE5* |  | Split System | 44500 | 15.2 | 8.1 | 1.75 | R-454B | 650
218453778 | BRYANT HEATING AND COOLING SYSTEMS | 37MUHAQ24AA3 | (V,C)36H175P15*+TXV | 926SB48060V17*** | Split System | 22600 | 16 | 8.1 | 1.85 | R-454B | 650
218453793 | BRYANT HEATING AND COOLING SYSTEMS | 37MUHAQ24AA3 | (V,C)36H175P15*+TXV | 927TA48060V17*** | Split System | 22600 | 16 | 8.1 | 1.85 | R-454B | 650
218453790 | BRYANT HEATING AND COOLING SYSTEMS | 37MUHAQ24AA3 | (V,C)36H175P15*+TXV | 926TC48060V17*** | Split System | 22600 | 16 | 8.1 | 1.85 | R-454B | 650
218453796 | BRYANT HEATING AND COOLING SYSTEMS | 37MUHAQ24AA3 | (V,C)36H175P15*+TXV | 935SB36040M17*** | Split System | 22800 | 16 | 8.1 | 1.85 | R-454B | 650
217135421 | BRYANT HEATING AND COOLING SYSTEMS | 37MUHAQ24AA3 | A36VCA*+TXV | 912SE48080M17*** | Split System | 22200 | 16 | 8.1 | 1.9 | R-454B | 650
217135425 | BRYANT HEATING AND COOLING SYSTEMS | 37MUHAQ24AA3 | PL36H210P74*+TXV | 912SE48080M17*** | Split System | 22200 | 16 | 8.1 | 1.9 | R-454B | 650
217135426 | BRYANT HEATING AND COOLING SYSTEMS | 37MUHAQ24AA3 | C36A***L15*+TXV | 912SE48080M17*** | Split System | 22400 | 16 | 8.1 | 1.9 | R-454B | 650
217135423 | BRYANT HEATING AND COOLING SYSTEMS | 37MUHAQ24AA3 | PL36H175P14*+TXV | 912SE48080M17*** | Split System | 22400 | 16 | 8.1 | 1.9 | R-454B | 650
217135424 | BRYANT HEATING AND COOLING SYSTEMS | 37MUHAQ24AA3 | PL36H175P15*+TXV | 912SE48080M17*** | Split System | 22400 | 16 | 8.1 | 1.9 | R-454B | 650
217135369 | BRYANT HEATING AND COOLING SYSTEMS | 37MUHAQ24AA3 | PL36H175P15*+TXV | 8(0,1)*SB48070M17*** | Split System | 22400 | 16 | 8.1 | 1.9 | R-454B | 650
217552752 | CARRIER | 37MUHAQ24AA3 | C36A***L71*+TXV | 58S(B,C)*B070M17**12 | Split System | 22000 | 16 | 8.1 | 1.85 | R-454B | 650
217133508 | CARRIER | 37MUHAQ24AA3 | A36VCA*+TXV | 58S(B,C)*B070M17**12 | Split System | 22000 | 16 | 8.1 | 1.85 | R-454B | 650
217133514 | CARRIER | 37MUHAQ24AA3 | PL36H210P74*+TXV | 58S(B,C)*B070M17**12 | Split System | 22000 | 16 | 8.1 | 1.85 | R-454B | 650
217133513 | CARRIER | 37MUHAQ24AA3 | V,C36H175P15*+TXV | 58S(B,C)*B070M17**12 | Split System | 22200 | 16 | 8.1 | 1.85 | R-454B | 650
217133511 | CARRIER | 37MUHAQ24AA3 | V,C36H175P14*+TXV | 58S(B,C)*B070M17**12 | Split System | 22200 | 16 | 8.1 | 1.85 | R-454B | 650
217289823 | CARRIER | 37MUHAQ24AA3 | CE(P,V)3614G34*+TXV | 58S(B,C)*B070M17**12 | Split System | 22200 | 16 | 8.1 | 1.85 | R-454B | 650
217289824 | CARRIER | 37MUHAQ24AA3 | CE(P,V)3617G34*+TXV | 58S(B,C)*B070M17**12 | Split System | 22200 | 16 | 8.1 | 1.85 | R-454B | 650
217133515 | CARRIER | 37MUHAQ24AA3 | C36A***L15*+TXV | 58S(B,C)*B070M17**12 | Split System | 22200 | 16 | 8.1 | 1.85 | R-454B | 650
217133510 | CARRIER | 37MUHAQ24AA3 | PL36H175P14*+TXV | 58S(B,C)*B070M17**12 | Split System | 22200 | 16 | 8.1 | 1.85 | R-454B | 650
217133512 | CARRIER | 37MUHAQ24AA3 | PL36H175P15*+TXV | 58S(B,C)*B070M17**12 | Split System | 22200 | 16 | 8.1 | 1.85 | R-454B | 650
217290084 | CARRIER | 37MUHAQ24AA3 | CE(P,V)3617G34*+TXV | 59SC2E100M21**20 | Split System | 22400 | 16 | 8.1 | 1.85 | R-454B | 650
217290083 | CARRIER | 37MUHAQ24AA3 | CE(P,V)3614G34*+TXV | 59SC2E100M21**20 | Split System | 22400 | 16 | 8.1 | 1.85 | R-454B | 650
217290085 | CARRIER | 37MUHAQ24AA3 | CE(P,V)3621G34*+TXV | 59SC2E100M21**20 | Split System | 22400 | 16 | 8.1 | 1.85 | R-454B | 650
218453211 | CARRIER | 37MUHAQ24AA3 | (V,C)36H175P15*+TXV | 59SU5B060M17**16 | Split System | 22600 | 16 | 8.1 | 1.85 | R-454B | 650
218453223 | CARRIER | 37MUHAQ24AA3 | (V,C)36H175P15*+TXV | 59TP6C060V17**16 | Split System | 22600 | 16 | 8.1 | 1.85 | R-454B | 650
218453241 | CARRIER | 37MUHAQ24AA3 | (V,C)36H175P15*+TXV | GG96VTAB48060B** | Split System | 22600 | 16 | 8.1 | 1.85 | R-454B | 650
218453242 | CARRIER | 37MUHAQ24AA3 | PL36H175P15*+TXV | GG96VTAB48060B** | Split System | 22600 | 16 | 8.1 | 1.85 | R-454B | 650
218453205 | CARRIER | 37MUHAQ24AA3 | (V,C)36H175P15*+TXV | 59SP6B060V17**16 | Split System | 22600 | 16 | 8.1 | 1.85 | R-454B | 650
218453208 | CARRIER | 37MUHAQ24AA3 | (V,C)36H175P15*+TXV | 59SU5B040M17**12 | Split System | 22800 | 16 | 8.1 | 1.85 | R-454B | 650
218453178 | CARRIER | 37MUHAQ24AA3 | (V,C)36H175P15*+TXV | 59SC2E060M17**14 | Split System | 22800 | 16 | 8.1 | 1.85 | R-454B | 650
217290075 | CARRIER | 37MUHAQ24AA3 | CE(P,V)3621G34*+TXV | 59SC2E080M17**16 | Split System | 22400 | 16 | 8.1 | 1.9 | R-454B | 650
217290073 | CARRIER | 37MUHAQ24AA3 | CE(P,V)3614G34*+TXV | 59SC2E080M17**16 | Split System | 22400 | 16 | 8.1 | 1.9 | R-454B | 650
217133522 | CARRIER | 37MUHAQ24AA3 | PL36H175P15*+TXV | 58S(B,C)*B070M17**16 | Split System | 22400 | 16 | 8.1 | 1.9 | R-454B | 650
217133523 | CARRIER | 37MUHAQ24AA3 | V,C36H175P15*+TXV | 58S(B,C)*B070M17**16 | Split System | 22400 | 16 | 8.1 | 1.9 | R-454B | 650
218455342 | PAYNE HEATING AND COOLING | 37MUHAQ24AA3 | PL36H***P44*+TXV | PG96VTAB36060A** | Split System | 22400 | 16 | 8.1 | 1.85 | R-454B | 650
218455271 | PAYNE HEATING AND COOLING | 37MUHAQ24AA3 | C36A***L15*+TXV | PG95MSUA48060B** | Split System | 22400 | 16 | 8.1 | 1.85 | R-454B | 650
218455361 | PAYNE HEATING AND COOLING | 37MUHAQ24AA3 | C36A***L15*+TXV | PG97VTAA48060B** | Split System | 22400 | 16 | 8.1 | 1.85 | R-454B | 650
218455351 | PAYNE HEATING AND COOLING | 37MUHAQ24AA3 | C36A***L15*+TXV | PG96VTAB48060B** | Split System | 22400 | 16 | 8.1 | 1.85 | R-454B | 650
218455235 | PAYNE HEATING AND COOLING | 37MUHAQ24AA3 | PL36H***P44*+TXV | PG80VTLB36045A** | Split System | 22400 | 16 | 8.1 | 1.85 | R-454B | 650
218455340 | PAYNE HEATING AND COOLING | 37MUHAQ24AA3 | PL36H175P15*+TXV | PG96VTAB36060A** | Split System | 22600 | 16 | 8.1 | 1.85 | R-454B | 650
218455261 | PAYNE HEATING AND COOLING | 37MUHAQ24AA3 | C36A***L15*+TXV | PG95MSUA36040B** | Split System | 22600 | 16 | 8.1 | 1.85 | R-454B | 650
218455268 | PAYNE HEATING AND COOLING | 37MUHAQ24AA3 | (V,C)36H175P15*+TXV | PG95MSUA48060B** | Split System | 22600 | 16 | 8.1 | 1.85 | R-454B | 650
218455269 | PAYNE HEATING AND COOLING | 37MUHAQ24AA3 | PL36H175P15*+TXV | PG95MSUA48060B** | Split System | 22600 | 16 | 8.1 | 1.85 | R-454B | 650
218455349 | PAYNE HEATING AND COOLING | 37MUHAQ24AA3 | PL36H175P15*+TXV | PG96VTAB48060B** | Split System | 22600 | 16 | 8.1 | 1.85 | R-454B | 650
218455358 | PAYNE HEATING AND COOLING | 37MUHAQ24AA3 | (V,C)36H175P15*+TXV | PG97VTAA48060B** | Split System | 22600 | 16 | 8.1 | 1.85 | R-454B | 650
218455359 | PAYNE HEATING AND COOLING | 37MUHAQ24AA3 | PL36H175P15*+TXV | PG97VTAA48060B** | Split System | 22600 | 16 | 8.1 | 1.85 | R-454B | 650
218455348 | PAYNE HEATING AND COOLING | 37MUHAQ24AA3 | (V,C)36H175P15*+TXV | PG96VTAB48060B** | Split System | 22600 | 16 | 8.1 | 1.85 | R-454B | 650
218455233 | PAYNE HEATING AND COOLING | 37MUHAQ24AA3 | PL36H175P15*+TXV | PG80VTLB36045A** | Split System | 22600 | 16 | 8.1 | 1.85 | R-454B | 650
218455258 | PAYNE HEATING AND COOLING | 37MUHAQ24AA3 | (V,C)36H175P15*+TXV | PG95MSUA36040B** | Split System | 22800 | 16 | 8.1 | 1.85 | R-454B | 650
218455259 | PAYNE HEATING AND COOLING | 37MUHAQ24AA3 | PL36H175P15*+TXV | PG95MSUA36040B** | Split System | 22800 | 16 | 8.1 | 1.85 | R-454B | 650
218378025 | BOSCH | BOVB-24RTB-M15S | M30E31*+TXV+AMHE3D |  | Split System | 22600 | 17 | 8.1 | 1.78 | R-454B | 650
218378066 | TRANE | 5HPL5048A1 | (V,T)60H210P19*+TXV+AEFE5* |  | Split System | 45500 | 15.2 | 8.1 | 1.75 | R-454B | 650
218377440 | TRANE | 5HPL5048A1 | M60G52*+TXV+AMHE5D |  | Split System | 45500 | 16 | 8.1 | 1.75 | R-454B | 650
218441950 | TRANE | 5HPL5048A1 | FE*TT7*60+TXV |  | Split System | 45500 | 16 | 8.1 | 1.75 | R-454B | 650
218377657 | TRANE | 5HPL5024A1 | A36VBC*+TXV | S9X2B040D3PSB | Split System | 21000 | 15.2 | 8.1 | 1.8 | R-454B | 650
218442487 | TRANE | 5HPL5024A1 | FG33*36+TXV+P0V0B000M40SD |  | Split System | 21000 | 15.2 | 8.1 | 1.8 | R-454B | 650
218377659 | TRANE | 5HPL5024A1 | A36VBC*+TXV | S9X2B080D4PSB | Split System | 22000 | 15.2 | 8.1 | 1.8 | R-454B | 650
218377658 | TRANE | 5HPL5024A1 | A36VBC*+TXV | S9X2B060D3PSB | Split System | 22000 | 15.2 | 8.1 | 1.8 | R-454B | 650
218442203 | TRANE | 5HPL5036A1 | FG82*36+TXV+P0V0B000M40SD |  | Split System | 33000 | 16 | 8.1 | 1.8 | R-454B | 650
218441969 | TRANE | 5HPL5036A1 | FG82*36+TXV+P0V0B000M40SD |  | Split System | 33000 | 16 | 8.1 | 1.8 | R-454B | 650
218441965 | TRANE | 5HPL5024A1 | PL36H175P15*+TXV+P0V0B000M40SD |  | Split System | 21000 | 15.2 | 8.1 | 1.8 | R-454B | 650
218442488 | TRANE | 5HPL5024A1 | (V,T)36H175P15*+TXV+P0V0B000M40SD |  | Split System | 21000 | 15.2 | 8.1 | 1.8 | R-454B | 650
218441967 | TRANE | 5HPL5024A1 | FG80*36+TXV+P0V0B000M40SD |  | Split System | 21000 | 15.2 | 8.1 | 1.8 | R-454B | 650
218441968 | TRANE | 5HPL5024A1 | FG82*36+TXV+P0V0B000M40SD |  | Split System | 21000 | 15.2 | 8.1 | 1.8 | R-454B | 650
218442201 | TRANE | 5HPL5024A1 | FG80*36+TXV+P0V0B000M40SD |  | Split System | 21000 | 15.2 | 8.1 | 1.8 | R-454B | 650
218442199 | TRANE | 5HPL5024A1 | PL36H175P15*+TXV+P0V0B000M40SD |  | Split System | 21000 | 15.2 | 8.1 | 1.8 | R-454B | 650
218441966 | TRANE | 5HPL5024A1 | PL36H175P78*+TXV+P0V0B000M40SD |  | Split System | 21000 | 15.2 | 8.1 | 1.8 | R-454B | 650
218442200 | TRANE | 5HPL5024A1 | PL36H175P78*+TXV+P0V0B000M40SD |  | Split System | 21000 | 15.2 | 8.1 | 1.8 | R-454B | 650
218442202 | TRANE | 5HPL5024A1 | FG82*36+TXV+P0V0B000M40SD |  | Split System | 21000 | 15.2 | 8.1 | 1.8 | R-454B | 650
218441964 | TRANE | 5HPL5024A1 | PL36H210P29*+TXV+P0V0B000M40SD |  | Split System | 21000 | 16 | 8.1 | 1.8 | R-454B | 650
218442198 | TRANE | 5HPL5024A1 | PL36H210P29*+TXV+P0V0B000M40SD |  | Split System | 21000 | 16 | 8.1 | 1.8 | R-454B | 650
218442504 | ARMSTRONG AIR | A7SCP18V36P-**A | (H,A,D)G34*36+TXV | A97DS2V070B16S* | Split System | 33800 | 17 | 8.2 | 1.84 | R-454B | 650
217120277 | YORK | HH836E2S11 | CV361**C+TXV | Y91E080B12SMPS1 | Split System | 32600 | 17 | 8.2 | 1.94 | R-454B | 650
218377929 | HISENSE | AOH-24U3T24P | M36G33*+TXV+AMHE3D |  | Split System | 24000 | 16 | 8.2 | 1.95 | R-454B | 650
218377948 | HISENSE | AUWR-2424P | M36G33*+TXV+AMHE3D |  | Split System | 24000 | 16 | 8.2 | 1.95 | R-454B | 650
217730139 | HISENSE | AOH-24U3T24P | FE*G34*25+TXV |  | Split System | 24000 | 16 | 8.2 | 1.95 | R-454B | 650
218377867 | TRANE | 5TWX7060A1 | (V,T)60H245P18*+TXV+AEFE5* |  | Split System | 53000 | 16 | 8.2 | 2.28 | R-454B | 650
218377885 | TRANE | 5TWR7060A1 | (V,T)60H245P18*+TXV+AEFE5* |  | Split System | 53000 | 16 | 8.2 | 2.28 | R-454B | 650
218377886 | TRANE | 5TWR7060A1 | (V,T)60H210P19*+TXV+AEFE5* |  | Split System | 53000 | 16 | 8.2 | 2.28 | R-454B | 650
218377868 | TRANE | 5TWX7060A1 | (V,T)60H210P19*+TXV+AEFE5* |  | Split System | 53000 | 16 | 8.2 | 2.28 | R-454B | 650
218377951 | HISENSE | AUWR-3624P | M36E34*+TXV+AMHE3D |  | Split System | 33200 | 16 | 8.2 | 1.8 | R-454B | 650
218377934 | HISENSE | AOH-36U3T24P | M36E34*+TXV+AMHE3D |  | Split System | 33200 | 16 | 8.2 | 1.8 | R-454B | 650
218377950 | HISENSE | AUWR-3624P | M36E34*+TXV+AMHE4D |  | Split System | 33400 | 16 | 8.2 | 1.8 | R-454B | 650
218377933 | HISENSE | AOH-36U3T24P | M36E34*+TXV+AMHE4D |  | Split System | 33400 | 16 | 8.2 | 1.8 | R-454B | 650
218377936 | HISENSE | AOH-36U3T24P | M36G59*+TXV+AMHE3D |  | Split System | 34000 | 16 | 8.2 | 1.8 | R-454B | 650
218377935 | HISENSE | AOH-36U3T24P | M36G59*+TXV+AMHE4D |  | Split System | 34000 | 16 | 8.2 | 1.8 | R-454B | 650
218377952 | HISENSE | AUWR-3624P | M36G59*+TXV+AMHE4D |  | Split System | 34000 | 16 | 8.2 | 1.8 | R-454B | 650
218377953 | HISENSE | AUWR-3624P | M36G59*+TXV+AMHE3D |  | Split System | 34000 | 16 | 8.2 | 1.8 | R-454B | 650
218377958 | HISENSE | AUWR-4824P | M48E66*+TXV+AMHE4D |  | Split System | 48000 | 16 | 8.2 | 1.88 | R-454B | 650
218377943 | HISENSE | AOH-48U3T24P | M48E66*+TXV+AMHE4D |  | Split System | 48000 | 16 | 8.2 | 1.88 | R-454B | 650
218377739 | TRANE | 5TWX7024A1 | (V,T)36H***P44*+TXV+AEFE3A* |  | Split System | 23000 | 17 | 8.2 | 2.08 | R-454B | 650
218377737 | TRANE | 5TWR7024A1 | (V,T)36H***P44*+TXV+AEFE3A* |  | Split System | 23000 | 17 | 8.2 | 2.08 | R-454B | 650
218444066 | ARMSTRONG AIR | A7SCP18V36P-**A | A36VBA*+TXV | A97DS2V070B16S* | Split System | 33000 | 16 | 8.25 | 1.8 | R-454B | 650
218444052 | ARMSTRONG AIR | A7SCP18V36P-**A | A36VBA*+TXV | A96DF1E070B16S* | Split System | 33400 | 16 | 8.25 | 1.8 | R-454B | 650
218444030 | DUCANE | 7SCP18V36P-**A | A36VBA*+TXV | 97G2DF070BV16* | Split System | 33000 | 16 | 8.25 | 1.8 | R-454B | 650
218444020 | DUCANE | 7SCP18V36P-**A | A36VBA*+TXV | 96G1DF070BE16* | Split System | 33400 | 16 | 8.25 | 1.8 | R-454B | 650
218444009 | DUCANE | 7SCP18V36P-**A | A36VBA*+TXV | 80G2DF090BE16* | Split System | 33600 | 16 | 8.25 | 1.8 | R-454B | 650
218444034 | ARMSTRONG AIR | A7SCP18V36P-**A | A36VBA*+TXV | A80DF1E070B12* | Split System | 33000 | 17 | 8.25 | 1.8 | R-454B | 650
218444005 | DUCANE | 7SCP18V36P-**A | A36VBA*+TXV | 80G1DF070BE12* | Split System | 33000 | 17 | 8.25 | 1.8 | R-454B | 650
217544381 | DUCANE | 7SCP18V36P-**A | H,A,DP42*36+TXV | 92G1DF070BE12* | Split System | 33400 | 17 | 8.25 | 1.8 | R-454B | 650
218444012 | DUCANE | 7SCP18V36P-**A | A36VBA*+TXV | 92G1DF070BE12* | Split System | 33400 | 17 | 8.25 | 1.8 | R-454B | 650
218453823 | BRYANT HEATING AND COOLING SYSTEMS | 37MUHAQ24AA3+TIC2025-0016 | (V,C)36H***P03*+TXV | 82*SB36045V14*** | Split System | 21200 | 17 | 8.3 | 1.88 | R-454B | 650
218453831 | BRYANT HEATING AND COOLING SYSTEMS | 37MUHAQ24AA3+TIC2025-0016 | (V,C)36H***P03*+TXV | 82*TB36045V14*** | Split System | 21200 | 17 | 8.3 | 1.88 | R-454B | 650
218453260 | CARRIER | 37MUHAQ24AA3+TIC2025-0016 | (V,C)36H***P03*+TXV | 58SP*B045V14**12 | Split System | 21200 | 17 | 8.3 | 1.88 | R-454B | 650
218453281 | CARRIER | 37MUHAQ24AA3+TIC2025-0016 | (V,C)36H***P03*+TXV | 58TP*B045V14**12 | Split System | 21200 | 17 | 8.3 | 1.88 | R-454B | 650
218455400 | PAYNE HEATING AND COOLING | 37MUHAQ24AA3+TIC2025-0016 | (V,C)36H***P03*+TXV | PG80VTLB36045A** | Split System | 21200 | 17 | 8.3 | 1.88 | R-454B | 650
218377942 | HISENSE | AOH-48T3T25U | M60G52*+TXV+AMHE5D |  | Split System | 46000 | 18 | 8.3 | 1.86 | R-454B | 650
217231275 | LENNOX | EL18KSLV-036-230A** | L*18/36V*+TXV | EL180UH080NE48B* | Split System | 33600 | 16 | 8.3 | 1.82 | R-454B | 650
215735540 | YORK | HH824E2S11 | H,YE33*36+TXV-BLEED | TM9Y040A10MP11 | Split System | 22400 | 16 | 8.3 | 1.96 | R-454B | 650
217544533 | DUCANE | 7SCP18V36P-**A | H,A,DP42*36+TXV | 97G2UH045BE12* | Split System | 33000 | 17 | 8.3 | 1.76 | R-454B | 650
217289896 | CARRIER | 37MUHAQ24AA3 | CE(P,V)2414G31*+TXV | 58SP*B090V21**20 | Split System | 21000 | 15.2 | 8.35 | 1.94 | R-454B | 650
217289992 | CARRIER | 37MUHAQ24AA3 | CE(P,V)2417G31*+TXV | 58TP*B090V21**20 | Split System | 21000 | 15.2 | 8.35 | 1.94 | R-454B | 650
217290136 | CARRIER | 37MUHAQ24AA3 | CE(P,V)2414G31*+TXV | 59SC6A100M21**22 | Split System | 21000 | 15.2 | 8.35 | 1.94 | R-454B | 650
217290137 | CARRIER | 37MUHAQ24AA3 | CE(P,V)2417G31*+TXV | 59SC6A100M21**22 | Split System | 21000 | 15.2 | 8.35 | 1.94 | R-454B | 650
218444067 | ARMSTRONG AIR | A7SCP18V36P-**A | A36VCA*+TXV | A97DS2V070B16S* | Split System | 33600 | 16 | 8.35 | 1.82 | R-454B | 650
218444054 | ARMSTRONG AIR | A7SCP18V36P-**A | A36VCA*+TXV | A96DF1E070B16S* | Split System | 34000 | 16 | 8.35 | 1.82 | R-454B | 650
218444032 | DUCANE | 7SCP18V36P-**A | A36VCA*+TXV | 97G2DF070BV16* | Split System | 33600 | 16 | 8.35 | 1.82 | R-454B | 650
218444022 | DUCANE | 7SCP18V36P-**A | A36VCA*+TXV | 96G1DF070BE16* | Split System | 34000 | 16 | 8.35 | 1.82 | R-454B | 650
217727353 | COMFORTMAKER | D5CURAH48AAK | FE*TT1*48+TXV |  | Split System | 48000 | 15.2 | 8.35 | 1.82 | R-454B | 650
218378209 | DAY & NIGHT | D5CURAH48AAK | (V,G)48H175P38*+TXV+AEFE4B* |  | Split System | 47500 | 16 | 8.35 | 1.82 | R-454B | 650
217231283 | LENNOX | EL18KSLV-036-230A** | LH24/37X*+TXV | EL180UH080NE48B* | Split System | 34200 | 16 | 8.35 | 1.82 | R-454B | 650
217544916 | ARMSTRONG AIR | A7SCP18V36P-**A | H,A,DP13*36+TXV | A80US2V090B16L* | Split System | 33800 | 18 | 8.35 | 1.82 | R-454B | 650
217231337 | LENNOX | EL18KSLV-036-230A** | LH24/37X*+TXV | SL280UH090V48B* | Split System | 33800 | 18 | 8.35 | 1.82 | R-454B | 650
217289179 | CARRIER | 37MURAQ24AA3 | CE(P,V)2417G31*+TXV | 59SC2E100M21**20 | Split System | 21800 | 15.2 | 8.4 | 1.94 | R-454B | 650
217374868 | CARRIER | 37MURAQ24AA3 | H,PG31*24+TXV | 59SC2E100M21**20 | Split System | 21800 | 15.2 | 8.4 | 1.94 | R-454B | 650
217290251 | CARRIER | 37MUHAQ24AA3 | CE(P,V)2414G31*+TXV | 59TP6C040V17**12 | Split System | 20800 | 15.2 | 8.4 | 1.96 | R-454B | 650
217290252 | CARRIER | 37MUHAQ24AA3 | CE(P,V)2417G31*+TXV | 59TP6C040V17**12 | Split System | 20800 | 15.2 | 8.4 | 1.96 | R-454B | 650
217727354 | COMFORTMAKER | D5CURAH48AAK | FE*TT4*60+TXV |  | Split System | 48000 | 16 | 8.4 | 1.84 | R-454B | 650
218378208 | DAY & NIGHT | D5CURAH48AAK | (V,G)60H245P18*+TXV+AEFE5* |  | Split System | 48000 | 16 | 8.4 | 1.84 | R-454B | 650
217231278 | LENNOX | EL18KSLV-036-230A** | L*19/36U*+TXV | EL180UH080NE48B* | Split System | 34400 | 16 | 8.4 | 1.82 | R-454B | 650
217231276 | LENNOX | EL18KSLV-036-230A** | LH29/36X*+TXV | EL180UH080NE48B* | Split System | 34400 | 16 | 8.4 | 1.82 | R-454B | 650
217231279 | LENNOX | EL18KSLV-036-230A** | LP25/36R*+TXV | EL180UH080NE48B* | Split System | 34000 | 16 | 8.4 | 1.84 | R-454B | 650
218442517 | ARMSTRONG AIR | A7SCP18V36P-**A | (H,A,D)G34*36+TXV | A97US2V090C20S* | Split System | 34600 | 17 | 8.4 | 1.82 | R-454B | 650
218442523 | ARMSTRONG AIR | A7SCP18V36P-**A | (H,A,D)G34*36+TXV | A98USMV090C20S* | Split System | 34800 | 17 | 8.4 | 1.82 | R-454B | 650
217120280 | YORK | HH836E2S11 | CV365**C+TXV | Y91E080B12SMPS1 | Split System | 33200 | 17 | 8.4 | 1.98 | R-454B | 650
217120278 | YORK | HH836E2S11 | CH365B*C+TXV | Y91E080B12SMPS1 | Split System | 33200 | 17 | 8.4 | 1.98 | R-454B | 650
218442514 | ARMSTRONG AIR | A7SCP18V36P-**A | (H,A,D)G34*36+TXV | A97US2V080C20X* | Split System | 34600 | 18 | 8.4 | 1.82 | R-454B | 650
218442524 | ARMSTRONG AIR | A7SCP18V36P-**A | (H,A,D)G34*36+TXV | A98USMV110C20S* | Split System | 34600 | 18 | 8.4 | 1.88 | R-454B | 650
218442519 | ARMSTRONG AIR | A7SCP18V36P-**A | (H,A,D)G34*36+TXV | A97US2V110C20S* | Split System | 34800 | 18 | 8.4 | 1.88 | R-454B | 650
217231333 | LENNOX | EL18KSLV-036-230A** | LP25/36R*+TXV | SL280UH090V48B* | Split System | 34000 | 18 | 8.4 | 1.84 | R-454B | 650
217231330 | LENNOX | EL18KSLV-036-230A** | LH29/36X*+TXV | SL280UH090V48B* | Split System | 34200 | 18 | 8.4 | 1.88 | R-454B | 650
217231332 | LENNOX | EL18KSLV-036-230A** | L*19/36U*+TXV | SL280UH090V48B* | Split System | 34200 | 18 | 8.4 | 1.88 | R-454B | 650
218441997 | ARMSTRONG AIR | A7SCP18V36P-**A | (H,A,D)G1K*36+TXV | A97DS2V070B16S* | Split System | 34600 | 17 | 8.45 | 1.88 | R-454B | 650
218442230 | ARMSTRONG AIR | A7SCP18V36P-**A | (H,A,D)G1K*36+TXV | A97DS2V070B16S* | Split System | 34600 | 17 | 8.45 | 1.88 | R-454B | 650
218454671 | BRYANT HEATING AND COOLING SYSTEMS | 37MUHAQ36AA3+TIC2025-0016 | V,C36H175P14*+TXV+CBPE4B* |  | Split System | 36000 | 16 | 8.45 | 1.84 | R-454B | 650
218454670 | BRYANT HEATING AND COOLING SYSTEMS | 37MUHAQ36AA3+TIC2025-0016 | PL36H175P14*+TXV+CBPE4B* |  | Split System | 36000 | 16 | 8.45 | 1.84 | R-454B | 650
217545036 | ARMSTRONG AIR | A7SCP18V36P-**A | H,A,DP13*36+TXV | A97UH2E045B12S* | Split System | 33400 | 17 | 8.45 | 1.78 | R-454B | 650
217545030 | ARMSTRONG AIR | A7SCP18V36P-**A | H,A,DP14*36+TXV | A97UH2E045B12S* | Split System | 33600 | 17 | 8.45 | 1.8 | R-454B | 650
218442506 | ARMSTRONG AIR | A7SCP18V36P-**A | (H,A,D)G34*36+TXV | A97UH2E045B12S* | Split System | 33600 | 17 | 8.45 | 1.8 | R-454B | 650
217120171 | YORK | HH824E2S11 | CV360**C+TXV | Y91E040A10SMPS1 | Split System | 21800 | 17 | 8.45 | 1.9 | R-454B | 650
217120165 | YORK | HH824E2S11 | CV360**C+TXV | Y91E026A08SMPS1 | Split System | 21800 | 17 | 8.45 | 1.9 | R-454B | 650
218454147 | BRYANT HEATING AND COOLING SYSTEMS | 37MUHAQ30AA3+TIC2025-0016 | (V,C)36H***P42*+TXV | 912SE36060M14*** | Split System | 28200 | 15.2 | 8.5 | 1.78 | R-454B | 650
218454187 | BRYANT HEATING AND COOLING SYSTEMS | 37MUHAQ30AA3+TIC2025-0016 | C36A***L13*+TXV | 916SA48060M17*** | Split System | 28400 | 15.2 | 8.5 | 1.78 | R-454B | 650
218454063 | BRYANT HEATING AND COOLING SYSTEMS | 37MUHAQ30AA3+TIC2025-0016 | C36A***L13*+TXV | 8(0,1)*SB42045M17*** | Split System | 28400 | 15.2 | 8.5 | 1.78 | R-454B | 650
218454194 | BRYANT HEATING AND COOLING SYSTEMS | 37MUHAQ30AA3+TIC2025-0016 | (V,C)36H175P13*+TXV | 916SA48060M17*** | Split System | 28600 | 15.2 | 8.5 | 1.78 | R-454B | 650
218454070 | BRYANT HEATING AND COOLING SYSTEMS | 37MUHAQ30AA3+TIC2025-0016 | (V,C)36H175P13*+TXV | 8(0,1)*SB42045M17*** | Split System | 28600 | 15.2 | 8.5 | 1.78 | R-454B | 650
218454343 | BRYANT HEATING AND COOLING SYSTEMS | 37MUHAQ36AA3+TIC2025-0016 | C36A***L13*+TXV | 8(0,1)*SB36070M17*** | Split System | 34200 | 15.2 | 8.5 | 1.78 | R-454B | 650
218454372 | BRYANT HEATING AND COOLING SYSTEMS | 37MUHAQ36AA3+TIC2025-0016 | C36A***L13*+TXV | 8(0,1)*SB48070M17*** | Split System | 34200 | 15.2 | 8.5 | 1.78 | R-454B | 650
218456145 | CARRIER | 37MUHAQ30AA3+TIC2025-0016 | (V,C)36H***P42*+TXV | 59SC2E060M14**12 | Split System | 28200 | 15.2 | 8.5 | 1.78 | R-454B | 650
217289169 | CARRIER | 37MURAQ24AA3 | CE(P,V)2417G31*+TXV | 59SC2E080M17**16 | Split System | 22800 | 15.2 | 8.5 | 1.88 | R-454B | 650
217289168 | CARRIER | 37MURAQ24AA3 | CE(P,V)2414G31*+TXV | 59SC2E080M17**16 | Split System | 22800 | 15.2 | 8.5 | 1.88 | R-454B | 650
217374864 | CARRIER | 37MURAQ24AA3 | H,PG31*24+TXV | 59SC2E080M17**16 | Split System | 22800 | 15.2 | 8.5 | 1.88 | R-454B | 650
217289275 | CARRIER | 37MURAQ24AA3 | CE(P,V)2417G31*+TXV | 59SU5B060M17**16 | Split System | 22800 | 15.2 | 8.5 | 1.9 | R-454B | 650
217289115 | CARRIER | 37MURAQ24AA3 | CE(P,V)2414G31*+TXV | 58TP*B045V14**12 | Split System | 22600 | 15.2 | 8.5 | 1.92 | R-454B | 650
217289071 | CARRIER | 37MURAQ24AA3 | CE(P,V)2417G31*+TXV | 58SP*B045V14**12 | Split System | 22600 | 15.2 | 8.5 | 1.92 | R-454B | 650
217289116 | CARRIER | 37MURAQ24AA3 | CE(P,V)2417G31*+TXV | 58TP*B045V14**12 | Split System | 22600 | 15.2 | 8.5 | 1.92 | R-454B | 650
217289070 | CARRIER | 37MURAQ24AA3 | CE(P,V)2414G31*+TXV | 58SP*B045V14**12 | Split System | 22600 | 15.2 | 8.5 | 1.92 | R-454B | 650
217289034 | CARRIER | 37MURAQ24AA3 | CE(P,V)2414G31*+TXV | 58S(B,C)*B070M17**16 | Split System | 22800 | 15.2 | 8.5 | 1.92 | R-454B | 650
217289035 | CARRIER | 37MURAQ24AA3 | CE(P,V)2417G31*+TXV | 58S(B,C)*B070M17**16 | Split System | 22800 | 15.2 | 8.5 | 1.92 | R-454B | 650
217289113 | CARRIER | 37MURAQ24AA3 | CE(P,V)3617G34*+TXV | 58SU*B100M21**20 | Split System | 23000 | 15.2 | 8.5 | 1.94 | R-454B | 650
217289112 | CARRIER | 37MURAQ24AA3 | CE(P,V)3614G34*+TXV | 58SU*B100M21**20 | Split System | 23000 | 15.2 | 8.5 | 1.94 | R-454B | 650
217374822 | CARRIER | 37MURAQ24AA3 | H,PG34*36+TXV | 58SU*B100M21**20 | Split System | 23000 | 15.2 | 8.5 | 1.94 | R-454B | 650
217289273 | CARRIER | 37MURAQ24AA3 | CE(P,V)3621G34*+TXV | 59SU5B040M17**12 | Split System | 22800 | 15.2 | 8.5 | 1.96 | R-454B | 650
217289272 | CARRIER | 37MURAQ24AA3 | CE(P,V)3617G34*+TXV | 59SU5B040M17**12 | Split System | 22800 | 15.2 | 8.5 | 1.96 | R-454B | 650
217374905 | CARRIER | 37MURAQ24AA3 | H,PG34*36+TXV | 59SU5B040M17**12 | Split System | 22800 | 15.2 | 8.5 | 1.96 | R-454B | 650
217289213 | CARRIER | 37MURAQ24AA3 | CE(P,V)3614G34*+TXV | 59SC6A080M21**20 | Split System | 22800 | 15.2 | 8.5 | 1.96 | R-454B | 650
217289215 | CARRIER | 37MURAQ24AA3 | CE(P,V)3621G34*+TXV | 59SC6A080M21**20 | Split System | 22800 | 15.2 | 8.5 | 1.96 | R-454B | 650
217289220 | CARRIER | 37MURAQ24AA3 | CE(P,V)3621G34*+TXV | 59SC6A100M21**20 | Split System | 23200 | 15.2 | 8.5 | 1.96 | R-454B | 650
217289219 | CARRIER | 37MURAQ24AA3 | CE(P,V)3617G34*+TXV | 59SC6A100M21**20 | Split System | 23200 | 15.2 | 8.5 | 1.96 | R-454B | 650
217289218 | CARRIER | 37MURAQ24AA3 | CE(P,V)3614G34*+TXV | 59SC6A100M21**20 | Split System | 23200 | 15.2 | 8.5 | 1.96 | R-454B | 650
218455621 | PAYNE HEATING AND COOLING | 37MUHAQ30AA3+TIC2025-0016 | (V,C)36H***P42*+TXV | PG92MSAA36060A** | Split System | 28200 | 15.2 | 8.5 | 1.78 | R-454B | 650
218455681 | PAYNE HEATING AND COOLING | 37MUHAQ30AA3+TIC2025-0016 | C36A***L13*+TXV | PG96MSAA48060B** | Split System | 28400 | 15.2 | 8.5 | 1.78 | R-454B | 650
218455559 | PAYNE HEATING AND COOLING | 37MUHAQ30AA3+TIC2025-0016 | C36A***L13*+TXV | PG80MS(A,L)A42045B** | Split System | 28400 | 15.2 | 8.5 | 1.78 | R-454B | 650
218455688 | PAYNE HEATING AND COOLING | 37MUHAQ30AA3+TIC2025-0016 | (V,C)36H175P13*+TXV | PG96MSAA48060B** | Split System | 28600 | 15.2 | 8.5 | 1.78 | R-454B | 650
218455566 | PAYNE HEATING AND COOLING | 37MUHAQ30AA3+TIC2025-0016 | (V,C)36H175P13*+TXV | PG80MS(A,L)A42045B** | Split System | 28600 | 15.2 | 8.5 | 1.78 | R-454B | 650
218455775 | PAYNE HEATING AND COOLING | 37MUHAQ36AA3+TIC2025-0016 | C36A***L13*+TXV | PG80MS(A,L)A36070B** | Split System | 34200 | 15.2 | 8.5 | 1.78 | R-454B | 650
218455804 | PAYNE HEATING AND COOLING | 37MUHAQ36AA3+TIC2025-0016 | C36A***L13*+TXV | PG80MS(A,L)A48070B** | Split System | 34200 | 15.2 | 8.5 | 1.78 | R-454B | 650
218454450 | BRYANT HEATING AND COOLING SYSTEMS | 37MUHAQ36AA3+TIC2025-0016 | C36A***L13*+TXV | 83*SB36040M17*** | Split System | 33800 | 16 | 8.5 | 1.84 | R-454B | 650
218454626 | BRYANT HEATING AND COOLING SYSTEMS | 37MUHAQ36AA3+TIC2025-0016 | PL36H210P74*+TXV | 935SB60080M21*** | Split System | 34200 | 16 | 8.5 | 1.84 | R-454B | 650
218455817 | PAYNE HEATING AND COOLING | 37MUHAQ36AA3+TIC2025-0016 | C36A***L13*+TXV | PG80MSUA36040B** | Split System | 33800 | 16 | 8.5 | 1.84 | R-454B | 650
218454311 | BRYANT HEATING AND COOLING SYSTEMS | 37MUHAQ30AA3+TIC2025-0016 | C36A***L13*+TXV | 935SB36040M17*** | Split System | 28400 | 15.2 | 8.5 | 1.76 | R-454B | 650
218454222 | BRYANT HEATING AND COOLING SYSTEMS | 37MUHAQ30AA3+TIC2025-0016 | C36A***L13*+TXV | 926SB36060V14*** | Split System | 28400 | 15.2 | 8.5 | 1.76 | R-454B | 650
218454225 | BRYANT HEATING AND COOLING SYSTEMS | 37MUHAQ30AA3+TIC2025-0016 | (V,C)36H***P21*+TXV | 926SB36060V14*** | Split System | 28600 | 15.2 | 8.5 | 1.76 | R-454B | 650
218454267 | BRYANT HEATING AND COOLING SYSTEMS | 37MUHAQ30AA3+TIC2025-0016 | (V,C)36H***P21*+TXV | 926TC36060V14*** | Split System | 28600 | 15.2 | 8.5 | 1.76 | R-454B | 650
218454265 | BRYANT HEATING AND COOLING SYSTEMS | 37MUHAQ30AA3+TIC2025-0016 | PL36H175P14*+TXV | 926TC36060V14*** | Split System | 28600 | 15.2 | 8.5 | 1.76 | R-454B | 650
218454040 | BRYANT HEATING AND COOLING SYSTEMS | 37MUHAQ30AA3+TIC2025-0016 | C36A***L13*+TXV | 8(0,1)*SB36045M14*** | Split System | 28600 | 15.2 | 8.5 | 1.76 | R-454B | 650
218454041 | BRYANT HEATING AND COOLING SYSTEMS | 37MUHAQ30AA3+TIC2025-0016 | PL36H175P14*+TXV | 8(0,1)*SB36045M14*** | Split System | 28800 | 15.2 | 8.5 | 1.76 | R-454B | 650
218454043 | BRYANT HEATING AND COOLING SYSTEMS | 37MUHAQ30AA3+TIC2025-0016 | (V,C)36H***P21*+TXV | 8(0,1)*SB36045M14*** | Split System | 28800 | 15.2 | 8.5 | 1.76 | R-454B | 650
218454148 | BRYANT HEATING AND COOLING SYSTEMS | 37MUHAQ30AA3+TIC2025-0016 | C36A***L13*+TXV | 912SE36060M14*** | Split System | 28400 | 15.2 | 8.5 | 1.78 | R-454B | 650
218454151 | BRYANT HEATING AND COOLING SYSTEMS | 37MUHAQ30AA3+TIC2025-0016 | (V,C)36H***P21*+TXV | 912SE36060M14*** | Split System | 28600 | 15.2 | 8.5 | 1.78 | R-454B | 650
218454189 | BRYANT HEATING AND COOLING SYSTEMS | 37MUHAQ30AA3+TIC2025-0016 | PL36H175P14*+TXV | 916SA48060M17*** | Split System | 28800 | 15.2 | 8.5 | 1.78 | R-454B | 650
218454186 | BRYANT HEATING AND COOLING SYSTEMS | 37MUHAQ30AA3+TIC2025-0016 | A36VCA*+TXV | 916SA48060M17*** | Split System | 28800 | 15.2 | 8.5 | 1.78 | R-454B | 650
218454192 | BRYANT HEATING AND COOLING SYSTEMS | 37MUHAQ30AA3+TIC2025-0016 | PL36H210P74*+TXV | 916SA48060M17*** | Split System | 28800 | 15.2 | 8.5 | 1.78 | R-454B | 650
218454188 | BRYANT HEATING AND COOLING SYSTEMS | 37MUHAQ30AA3+TIC2025-0016 | (V,C)36H175P14*+TXV | 916SA48060M17*** | Split System | 28800 | 15.2 | 8.5 | 1.78 | R-454B | 650
218454064 | BRYANT HEATING AND COOLING SYSTEMS | 37MUHAQ30AA3+TIC2025-0016 | (V,C)36H175P14*+TXV | 8(0,1)*SB42045M17*** | Split System | 28800 | 15.2 | 8.5 | 1.78 | R-454B | 650
218454068 | BRYANT HEATING AND COOLING SYSTEMS | 37MUHAQ30AA3+TIC2025-0016 | PL36H210P74*+TXV | 8(0,1)*SB42045M17*** | Split System | 28800 | 15.2 | 8.5 | 1.78 | R-454B | 650
218454065 | BRYANT HEATING AND COOLING SYSTEMS | 37MUHAQ30AA3+TIC2025-0016 | PL36H175P14*+TXV | 8(0,1)*SB42045M17*** | Split System | 28800 | 15.2 | 8.5 | 1.78 | R-454B | 650
218454191 | BRYANT HEATING AND COOLING SYSTEMS | 37MUHAQ30AA3+TIC2025-0016 | PL36H175P15*+TXV | 916SA48060M17*** | Split System | 29000 | 15.2 | 8.5 | 1.78 | R-454B | 650
218454193 | BRYANT HEATING AND COOLING SYSTEMS | 37MUHAQ30AA3+TIC2025-0016 | C36A***L15*+TXV | 916SA48060M17*** | Split System | 29000 | 15.2 | 8.5 | 1.78 | R-454B | 650
218454190 | BRYANT HEATING AND COOLING SYSTEMS | 37MUHAQ30AA3+TIC2025-0016 | (V,C)36H175P15*+TXV | 916SA48060M17*** | Split System | 29000 | 15.2 | 8.5 | 1.78 | R-454B | 650
218454350 | BRYANT HEATING AND COOLING SYSTEMS | 37MUHAQ36AA3+TIC2025-0016 | (V,C)36H175P13*+TXV | 8(0,1)*SB36070M17*** | Split System | 34400 | 15.2 | 8.5 | 1.78 | R-454B | 650
218454379 | BRYANT HEATING AND COOLING SYSTEMS | 37MUHAQ36AA3+TIC2025-0016 | (V,C)36H175P13*+TXV | 8(0,1)*SB48070M17*** | Split System | 34400 | 15.2 | 8.5 | 1.78 | R-454B | 650
218454482 | BRYANT HEATING AND COOLING SYSTEMS | 37MUHAQ36AA3+TIC2025-0016 | (V,C)36H175P13*+TXV | 912SE42060M17*** | Split System | 34400 | 15.2 | 8.5 | 1.78 | R-454B | 650
218454475 | BRYANT HEATING AND COOLING SYSTEMS | 37MUHAQ36AA3+TIC2025-0016 | C36A***L13*+TXV | 912SE42060M17*** | Split System | 34400 | 15.2 | 8.5 | 1.78 | R-454B | 650
218454345 | BRYANT HEATING AND COOLING SYSTEMS | 37MUHAQ36AA3+TIC2025-0016 | PL36H175P14*+TXV | 8(0,1)*SB36070M17*** | Split System | 34600 | 15.2 | 8.5 | 1.78 | R-454B | 650
218454348 | BRYANT HEATING AND COOLING SYSTEMS | 37MUHAQ36AA3+TIC2025-0016 | PL36H210P74*+TXV | 8(0,1)*SB36070M17*** | Split System | 34600 | 15.2 | 8.5 | 1.78 | R-454B | 650
218454349 | BRYANT HEATING AND COOLING SYSTEMS | 37MUHAQ36AA3+TIC2025-0016 | C36A***L15*+TXV | 8(0,1)*SB36070M17*** | Split System | 34600 | 15.2 | 8.5 | 1.78 | R-454B | 650
218454342 | BRYANT HEATING AND COOLING SYSTEMS | 37MUHAQ36AA3+TIC2025-0016 | A36VCA*+TXV | 8(0,1)*SB36070M17*** | Split System | 34600 | 15.2 | 8.5 | 1.78 | R-454B | 650
218454344 | BRYANT HEATING AND COOLING SYSTEMS | 37MUHAQ36AA3+TIC2025-0016 | (V,C)36H175P14*+TXV | 8(0,1)*SB36070M17*** | Split System | 34600 | 15.2 | 8.5 | 1.78 | R-454B | 650
218454380 | BRYANT HEATING AND COOLING SYSTEMS | 37MUHAQ36AA3+TIC2025-0016 | PL36H210P74*+TXV | 8(0,1)*SB48070M21*** | Split System | 34600 | 15.2 | 8.5 | 1.78 | R-454B | 650
218454382 | BRYANT HEATING AND COOLING SYSTEMS | 37MUHAQ36AA3+TIC2025-0016 | PL36H210P74*+TXV | 8(0,1)*SB48090M21*** | Split System | 34600 | 15.2 | 8.5 | 1.78 | R-454B | 650
218454375 | BRYANT HEATING AND COOLING SYSTEMS | 37MUHAQ36AA3+TIC2025-0016 | (V,C)36H175P15*+TXV | 8(0,1)*SB48070M17*** | Split System | 34600 | 15.2 | 8.5 | 1.78 | R-454B | 650
218454371 | BRYANT HEATING AND COOLING SYSTEMS | 37MUHAQ36AA3+TIC2025-0016 | A36VCA*+TXV | 8(0,1)*SB48070M17*** | Split System | 34600 | 15.2 | 8.5 | 1.78 | R-454B | 650
218454373 | BRYANT HEATING AND COOLING SYSTEMS | 37MUHAQ36AA3+TIC2025-0016 | (V,C)36H175P14*+TXV | 8(0,1)*SB48070M17*** | Split System | 34600 | 15.2 | 8.5 | 1.78 | R-454B | 650
218454376 | BRYANT HEATING AND COOLING SYSTEMS | 37MUHAQ36AA3+TIC2025-0016 | PL36H175P15*+TXV | 8(0,1)*SB48070M17*** | Split System | 34600 | 15.2 | 8.5 | 1.78 | R-454B | 650
218454377 | BRYANT HEATING AND COOLING SYSTEMS | 37MUHAQ36AA3+TIC2025-0016 | PL36H210P74*+TXV | 8(0,1)*SB48070M17*** | Split System | 34600 | 15.2 | 8.5 | 1.78 | R-454B | 650
218454378 | BRYANT HEATING AND COOLING SYSTEMS | 37MUHAQ36AA3+TIC2025-0016 | C36A***L15*+TXV | 8(0,1)*SB48070M17*** | Split System | 34600 | 15.2 | 8.5 | 1.78 | R-454B | 650
218454374 | BRYANT HEATING AND COOLING SYSTEMS | 37MUHAQ36AA3+TIC2025-0016 | PL36H175P14*+TXV | 8(0,1)*SB48070M17*** | Split System | 34600 | 15.2 | 8.5 | 1.78 | R-454B | 650
218454480 | BRYANT HEATING AND COOLING SYSTEMS | 37MUHAQ36AA3+TIC2025-0016 | PL36H210P74*+TXV | 912SE42060M17*** | Split System | 34600 | 15.2 | 8.5 | 1.78 | R-454B | 650
218454478 | BRYANT HEATING AND COOLING SYSTEMS | 37MUHAQ36AA3+TIC2025-0016 | (V,C)36H175P15*+TXV | 912SE42060M17*** | Split System | 34600 | 15.2 | 8.5 | 1.78 | R-454B | 650
218454481 | BRYANT HEATING AND COOLING SYSTEMS | 37MUHAQ36AA3+TIC2025-0016 | C36A***L15*+TXV | 912SE42060M17*** | Split System | 34600 | 15.2 | 8.5 | 1.78 | R-454B | 650
218454479 | BRYANT HEATING AND COOLING SYSTEMS | 37MUHAQ36AA3+TIC2025-0016 | PL36H175P15*+TXV | 912SE42060M17*** | Split System | 34600 | 15.2 | 8.5 | 1.78 | R-454B | 650
218454474 | BRYANT HEATING AND COOLING SYSTEMS | 37MUHAQ36AA3+TIC2025-0016 | A36VCA*+TXV | 912SE42060M17*** | Split System | 34600 | 15.2 | 8.5 | 1.78 | R-454B | 650
218454476 | BRYANT HEATING AND COOLING SYSTEMS | 37MUHAQ36AA3+TIC2025-0016 | (V,C)36H175P14*+TXV | 912SE42060M17*** | Split System | 34600 | 15.2 | 8.5 | 1.78 | R-454B | 650
218454477 | BRYANT HEATING AND COOLING SYSTEMS | 37MUHAQ36AA3+TIC2025-0016 | PL36H175P14*+TXV | 912SE42060M17*** | Split System | 34600 | 15.2 | 8.5 | 1.78 | R-454B | 650
218454197 | BRYANT HEATING AND COOLING SYSTEMS | 37MUHAQ30AA3+TIC2025-0016 | C36A***L13*+TXV | 916SA48080M17*** | Split System | 28200 | 15.2 | 8.5 | 1.8 | R-454B | 650
218454204 | BRYANT HEATING AND COOLING SYSTEMS | 37MUHAQ30AA3+TIC2025-0016 | (V,C)36H175P13*+TXV | 916SA48080M17*** | Split System | 28400 | 15.2 | 8.5 | 1.8 | R-454B | 650
218454202 | BRYANT HEATING AND COOLING SYSTEMS | 37MUHAQ30AA3+TIC2025-0016 | PL36H210P74*+TXV | 916SA48080M17*** | Split System | 28400 | 15.2 | 8.5 | 1.8 | R-454B | 650
218454198 | BRYANT HEATING AND COOLING SYSTEMS | 37MUHAQ30AA3+TIC2025-0016 | (V,C)36H175P14*+TXV | 916SA48080M17*** | Split System | 28600 | 15.2 | 8.5 | 1.8 | R-454B | 650
218454196 | BRYANT HEATING AND COOLING SYSTEMS | 37MUHAQ30AA3+TIC2025-0016 | A36VCA*+TXV | 916SA48080M17*** | Split System | 28600 | 15.2 | 8.5 | 1.8 | R-454B | 650
218454199 | BRYANT HEATING AND COOLING SYSTEMS | 37MUHAQ30AA3+TIC2025-0016 | PL36H175P14*+TXV | 916SA48080M17*** | Split System | 28600 | 15.2 | 8.5 | 1.8 | R-454B | 650
218454082 | BRYANT HEATING AND COOLING SYSTEMS | 37MUHAQ30AA3+TIC2025-0016 | PL36H210P74*+TXV | 8(0,1)*SB48070M21*** | Split System | 29000 | 15.2 | 8.5 | 1.8 | R-454B | 650
218454363 | BRYANT HEATING AND COOLING SYSTEMS | 37MUHAQ36AA3+TIC2025-0016 | C36A***L13*+TXV | 8(0,1)*SB42090M17*** | Split System | 34600 | 15.2 | 8.5 | 1.8 | R-454B | 650
218454485 | BRYANT HEATING AND COOLING SYSTEMS | 37MUHAQ36AA3+TIC2025-0016 | C36A***L13*+TXV | 912SE48080M17*** | Split System | 34600 | 15.2 | 8.5 | 1.8 | R-454B | 650
218454364 | BRYANT HEATING AND COOLING SYSTEMS | 37MUHAQ36AA3+TIC2025-0016 | (V,C)36H175P14*+TXV | 8(0,1)*SB42090M17*** | Split System | 34800 | 15.2 | 8.5 | 1.8 | R-454B | 650
218454365 | BRYANT HEATING AND COOLING SYSTEMS | 37MUHAQ36AA3+TIC2025-0016 | PL36H175P14*+TXV | 8(0,1)*SB42090M17*** | Split System | 34800 | 15.2 | 8.5 | 1.8 | R-454B | 650
218454362 | BRYANT HEATING AND COOLING SYSTEMS | 37MUHAQ36AA3+TIC2025-0016 | A36VCA*+TXV | 8(0,1)*SB42090M17*** | Split System | 34800 | 15.2 | 8.5 | 1.8 | R-454B | 650
218454368 | BRYANT HEATING AND COOLING SYSTEMS | 37MUHAQ36AA3+TIC2025-0016 | PL36H210P74*+TXV | 8(0,1)*SB42090M17*** | Split System | 34800 | 15.2 | 8.5 | 1.8 | R-454B | 650
218454491 | BRYANT HEATING AND COOLING SYSTEMS | 37MUHAQ36AA3+TIC2025-0016 | C36A***L15*+TXV | 912SE48080M17*** | Split System | 34800 | 15.2 | 8.5 | 1.8 | R-454B | 650
218454492 | BRYANT HEATING AND COOLING SYSTEMS | 37MUHAQ36AA3+TIC2025-0016 | (V,C)36H175P13*+TXV | 912SE48080M17*** | Split System | 34800 | 15.2 | 8.5 | 1.8 | R-454B | 650
218454383 | BRYANT HEATING AND COOLING SYSTEMS | 37MUHAQ36AA3+TIC2025-0016 | PL36H210P74*+TXV | 8(0,1)*SB60090M21*** | Split System | 34800 | 15.2 | 8.5 | 1.8 | R-454B | 650
218454486 | BRYANT HEATING AND COOLING SYSTEMS | 37MUHAQ36AA3+TIC2025-0016 | (V,C)36H175P14*+TXV | 912SE48080M17*** | Split System | 34800 | 15.2 | 8.5 | 1.8 | R-454B | 650
218454484 | BRYANT HEATING AND COOLING SYSTEMS | 37MUHAQ36AA3+TIC2025-0016 | A36VCA*+TXV | 912SE48080M17*** | Split System | 34800 | 15.2 | 8.5 | 1.8 | R-454B | 650
218454490 | BRYANT HEATING AND COOLING SYSTEMS | 37MUHAQ36AA3+TIC2025-0016 | PL36H210P74*+TXV | 912SE48080M17*** | Split System | 34800 | 15.2 | 8.5 | 1.8 | R-454B | 650
218454487 | BRYANT HEATING AND COOLING SYSTEMS | 37MUHAQ36AA3+TIC2025-0016 | PL36H175P14*+TXV | 912SE48080M17*** | Split System | 34800 | 15.2 | 8.5 | 1.8 | R-454B | 650
218454514 | BRYANT HEATING AND COOLING SYSTEMS | 37MUHAQ36AA3+TIC2025-0016 | PL36H210P74*+TXV | 916SA60080M21*** | Split System | 35000 | 15.2 | 8.5 | 1.8 | R-454B | 650
218454422 | BRYANT HEATING AND COOLING SYSTEMS | 37MUHAQ36AA3+TIC2025-0016 | (V,C)36H***P42*+TXV | 82*TB36070V14*** | Split System | 33600 | 15.2 | 8.5 | 1.82 | R-454B | 650
218454423 | BRYANT HEATING AND COOLING SYSTEMS | 37MUHAQ36AA3+TIC2025-0016 | C36A***L13*+TXV | 82*TB36070V14*** | Split System | 34000 | 15.2 | 8.5 | 1.82 | R-454B | 650
218454426 | BRYANT HEATING AND COOLING SYSTEMS | 37MUHAQ36AA3+TIC2025-0016 | (V,C)36H***P21*+TXV | 82*TB36070V14*** | Split System | 34400 | 15.2 | 8.5 | 1.82 | R-454B | 650
218454424 | BRYANT HEATING AND COOLING SYSTEMS | 37MUHAQ36AA3+TIC2025-0016 | PL36H175P14*+TXV | 82*TB36070V14*** | Split System | 34400 | 15.2 | 8.5 | 1.82 | R-454B | 650
218454427 | BRYANT HEATING AND COOLING SYSTEMS | 37MUHAQ36AA3+TIC2025-0016 | PL36H***P44*+TXV | 82*TB36070V14*** | Split System | 34800 | 15.2 | 8.5 | 1.82 | R-454B | 650
218454425 | BRYANT HEATING AND COOLING SYSTEMS | 37MUHAQ36AA3+TIC2025-0016 | PL36H175P15*+TXV | 82*TB36070V14*** | Split System | 35000 | 15.2 | 8.5 | 1.82 | R-454B | 650
218454489 | BRYANT HEATING AND COOLING SYSTEMS | 37MUHAQ36AA3+TIC2025-0016 | PL36H175P15*+TXV | 912SE48080M17*** | Split System | 35000 | 15.2 | 8.5 | 1.82 | R-454B | 650
218454488 | BRYANT HEATING AND COOLING SYSTEMS | 37MUHAQ36AA3+TIC2025-0016 | (V,C)36H175P15*+TXV | 912SE48080M17*** | Split System | 35000 | 15.2 | 8.5 | 1.82 | R-454B | 650
218454366 | BRYANT HEATING AND COOLING SYSTEMS | 37MUHAQ36AA3+TIC2025-0016 | (V,C)36H175P15*+TXV | 8(0,1)*SB42090M17*** | Split System | 35200 | 15.2 | 8.5 | 1.82 | R-454B | 650
218454367 | BRYANT HEATING AND COOLING SYSTEMS | 37MUHAQ36AA3+TIC2025-0016 | PL36H175P15*+TXV | 8(0,1)*SB42090M17*** | Split System | 35200 | 15.2 | 8.5 | 1.82 | R-454B | 650
218454318 | BRYANT HEATING AND COOLING SYSTEMS | 37MUHAQ30AA3+TIC2025-0016 | (V,C)36H175P13*+TXV | 935SB36040M17*** | Split System | 28800 | 15.2 | 8.5 | 1.84 | R-454B | 650
218454312 | BRYANT HEATING AND COOLING SYSTEMS | 37MUHAQ30AA3+TIC2025-0016 | (V,C)36H175P14*+TXV | 935SB36040M17*** | Split System | 29000 | 15.2 | 8.5 | 1.84 | R-454B | 650
218454313 | BRYANT HEATING AND COOLING SYSTEMS | 37MUHAQ30AA3+TIC2025-0016 | PL36H175P14*+TXV | 935SB36040M17*** | Split System | 29000 | 15.2 | 8.5 | 1.84 | R-454B | 650
218454310 | BRYANT HEATING AND COOLING SYSTEMS | 37MUHAQ30AA3+TIC2025-0016 | A36VCA*+TXV | 935SB36040M17*** | Split System | 29000 | 15.2 | 8.5 | 1.84 | R-454B | 650
218454347 | BRYANT HEATING AND COOLING SYSTEMS | 37MUHAQ36AA3+TIC2025-0016 | PL36H175P15*+TXV | 8(0,1)*SB36070M17*** | Split System | 34600 | 15.2 | 8.5 | 1.84 | R-454B | 650
218454346 | BRYANT HEATING AND COOLING SYSTEMS | 37MUHAQ36AA3+TIC2025-0016 | (V,C)36H175P15*+TXV | 8(0,1)*SB36070M17*** | Split System | 34600 | 15.2 | 8.5 | 1.84 | R-454B | 650
218454607 | BRYANT HEATING AND COOLING SYSTEMS | 37MUHAQ36AA3+TIC2025-0016 | PL36H210P29*+TXV | 935SB36040M17*** | Split System | 36000 | 15.2 | 8.5 | 1.84 | R-454B | 650
218454600 | BRYANT HEATING AND COOLING SYSTEMS | 37MUHAQ36AA3+TIC2025-0016 | PL36H175P14*+TXV | 927TA48080V17*** | Split System | 34200 | 15.2 | 8.5 | 1.86 | R-454B | 650
218454544 | BRYANT HEATING AND COOLING SYSTEMS | 37MUHAQ36AA3+TIC2025-0016 | PL36H175P14*+TXV | 926SB48080V17*** | Split System | 34200 | 15.2 | 8.5 | 1.86 | R-454B | 650
218454599 | BRYANT HEATING AND COOLING SYSTEMS | 37MUHAQ36AA3+TIC2025-0016 | (V,C)36H175P14*+TXV | 927TA48080V17*** | Split System | 34200 | 15.2 | 8.5 | 1.86 | R-454B | 650
218454543 | BRYANT HEATING AND COOLING SYSTEMS | 37MUHAQ36AA3+TIC2025-0016 | (V,C)36H175P14*+TXV | 926SB48080V17*** | Split System | 34200 | 15.2 | 8.5 | 1.86 | R-454B | 650
218454580 | BRYANT HEATING AND COOLING SYSTEMS | 37MUHAQ36AA3+TIC2025-0016 | PL36H175P14*+TXV | 926TC48080V17*** | Split System | 34200 | 15.2 | 8.5 | 1.86 | R-454B | 650
218454579 | BRYANT HEATING AND COOLING SYSTEMS | 37MUHAQ36AA3+TIC2025-0016 | (V,C)36H175P14*+TXV | 926TC48080V17*** | Split System | 34200 | 15.2 | 8.5 | 1.86 | R-454B | 650
218454548 | BRYANT HEATING AND COOLING SYSTEMS | 37MUHAQ36AA3+TIC2025-0016 | C36A***L15*+TXV | 926SB48080V17*** | Split System | 34600 | 15.2 | 8.5 | 1.86 | R-454B | 650
218454604 | BRYANT HEATING AND COOLING SYSTEMS | 37MUHAQ36AA3+TIC2025-0016 | C36A***L15*+TXV | 927TA48080V17*** | Split System | 34600 | 15.2 | 8.5 | 1.86 | R-454B | 650
218454584 | BRYANT HEATING AND COOLING SYSTEMS | 37MUHAQ36AA3+TIC2025-0016 | C36A***L15*+TXV | 926TC48080V17*** | Split System | 34600 | 15.2 | 8.5 | 1.86 | R-454B | 650
218454546 | BRYANT HEATING AND COOLING SYSTEMS | 37MUHAQ36AA3+TIC2025-0016 | PL36H175P15*+TXV | 926SB48080V17*** | Split System | 34800 | 15.2 | 8.5 | 1.86 | R-454B | 650
218454582 | BRYANT HEATING AND COOLING SYSTEMS | 37MUHAQ36AA3+TIC2025-0016 | PL36H175P15*+TXV | 926TC48080V17*** | Split System | 34800 | 15.2 | 8.5 | 1.86 | R-454B | 650
218454602 | BRYANT HEATING AND COOLING SYSTEMS | 37MUHAQ36AA3+TIC2025-0016 | PL36H175P15*+TXV | 927TA48080V17*** | Split System | 34800 | 15.2 | 8.5 | 1.86 | R-454B | 650
218454545 | BRYANT HEATING AND COOLING SYSTEMS | 37MUHAQ36AA3+TIC2025-0016 | (V,C)36H175P15*+TXV | 926SB48080V17*** | Split System | 34800 | 15.2 | 8.5 | 1.86 | R-454B | 650
218454581 | BRYANT HEATING AND COOLING SYSTEMS | 37MUHAQ36AA3+TIC2025-0016 | (V,C)36H175P15*+TXV | 926TC48080V17*** | Split System | 34800 | 15.2 | 8.5 | 1.86 | R-454B | 650
217135644 | BRYANT HEATING AND COOLING SYSTEMS | 37MURAQ24AA3 | C36A***L13*+TXV | 912SE48080M17*** | Split System | 23200 | 15.2 | 8.5 | 1.9 | R-454B | 650
217135648 | BRYANT HEATING AND COOLING SYSTEMS | 37MURAQ24AA3 | V,C36H175P13*+TXV | 912SE48080M17*** | Split System | 23200 | 15.2 | 8.5 | 1.9 | R-454B | 650
217135615 | BRYANT HEATING AND COOLING SYSTEMS | 37MURAQ24AA3 | V,C36H175P15*+TXV | 82*SB48070V17*** | Split System | 23400 | 15.2 | 8.5 | 1.9 | R-454B | 650
217135616 | BRYANT HEATING AND COOLING SYSTEMS | 37MURAQ24AA3 | C36A***L15*+TXV | 82*SB48070V17*** | Split System | 23400 | 15.2 | 8.5 | 1.9 | R-454B | 650
217135643 | BRYANT HEATING AND COOLING SYSTEMS | 37MURAQ24AA3 | A36VCA*+TXV | 912SE48080M17*** | Split System | 23400 | 15.2 | 8.5 | 1.9 | R-454B | 650
217135647 | BRYANT HEATING AND COOLING SYSTEMS | 37MURAQ24AA3 | C36A***L15*+TXV | 912SE48080M17*** | Split System | 23400 | 15.2 | 8.5 | 1.9 | R-454B | 650
217135645 | BRYANT HEATING AND COOLING SYSTEMS | 37MURAQ24AA3 | V,C36H175P14*+TXV | 912SE48080M17*** | Split System | 23400 | 15.2 | 8.5 | 1.9 | R-454B | 650
217135646 | BRYANT HEATING AND COOLING SYSTEMS | 37MURAQ24AA3 | V,C36H175P15*+TXV | 912SE48080M17*** | Split System | 23400 | 15.2 | 8.5 | 1.9 | R-454B | 650
217135698 | BRYANT HEATING AND COOLING SYSTEMS | 37MURAQ24AA3 | C36A***L13*+TXV | 935SB48060M17*** | Split System | 23400 | 15.2 | 8.5 | 1.9 | R-454B | 650
217135606 | BRYANT HEATING AND COOLING SYSTEMS | 37MURAQ24AA3 | C36A***L13*+TXV | 8(0,1)*SB48070M17*** | Split System | 23400 | 15.2 | 8.5 | 1.9 | R-454B | 650
217135702 | BRYANT HEATING AND COOLING SYSTEMS | 37MURAQ24AA3 | V,C36H175P13*+TXV | 935SB48060M17*** | Split System | 23600 | 15.2 | 8.5 | 1.9 | R-454B | 650
217135686 | BRYANT HEATING AND COOLING SYSTEMS | 37MURAQ24AA3 | V,C36H175P15*+TXV | 927TA48080V17*** | Split System | 23600 | 15.2 | 8.5 | 1.9 | R-454B | 650
217135622 | BRYANT HEATING AND COOLING SYSTEMS | 37MURAQ24AA3 | C36A***L15*+TXV | 82*TB48070V17*** | Split System | 23600 | 15.2 | 8.5 | 1.9 | R-454B | 650
217135641 | BRYANT HEATING AND COOLING SYSTEMS | 37MURAQ24AA3 | C36A***L15*+TXV | 912SE42060M17*** | Split System | 23600 | 15.2 | 8.5 | 1.9 | R-454B | 650
217135640 | BRYANT HEATING AND COOLING SYSTEMS | 37MURAQ24AA3 | V,C36H175P15*+TXV | 912SE42060M17*** | Split System | 23600 | 15.2 | 8.5 | 1.9 | R-454B | 650
217135700 | BRYANT HEATING AND COOLING SYSTEMS | 37MURAQ24AA3 | V,C36H175P15*+TXV | 935SB48060M17*** | Split System | 23800 | 15.2 | 8.5 | 1.9 | R-454B | 650
217135699 | BRYANT HEATING AND COOLING SYSTEMS | 37MURAQ24AA3 | V,C36H175P14*+TXV | 935SB48060M17*** | Split System | 23800 | 15.2 | 8.5 | 1.9 | R-454B | 650
217135697 | BRYANT HEATING AND COOLING SYSTEMS | 37MURAQ24AA3 | A36VCA*+TXV | 935SB48060M17*** | Split System | 23800 | 15.2 | 8.5 | 1.9 | R-454B | 650
217135701 | BRYANT HEATING AND COOLING SYSTEMS | 37MURAQ24AA3 | C36A***L15*+TXV | 935SB48060M17*** | Split System | 23800 | 15.2 | 8.5 | 1.9 | R-454B | 650
217135621 | BRYANT HEATING AND COOLING SYSTEMS | 37MURAQ24AA3 | V,C36H175P15*+TXV | 82*TB48070V17*** | Split System | 23800 | 15.2 | 8.5 | 1.9 | R-454B | 650
217135703 | BRYANT HEATING AND COOLING SYSTEMS | 37MURAQ24AA3 | V,C36H210P74*+TXV | 935SB60080M21*** | Split System | 24200 | 15.2 | 8.5 | 1.9 | R-454B | 650
218453858 | BRYANT HEATING AND COOLING SYSTEMS | 37MUHAQ24AA3+TIC2025-0016 | (V,C)36H***P03*+TXV | 912SE36040M14*** | Split System | 21800 | 15.2 | 8.5 | 1.92 | R-454B | 650
218453902 | BRYANT HEATING AND COOLING SYSTEMS | 37MUHAQ24AA3+TIC2025-0016 | (V,C)36H***P03*+TXV | 916SA30040M14*** | Split System | 22000 | 15.2 | 8.5 | 1.92 | R-454B | 650
217135673 | BRYANT HEATING AND COOLING SYSTEMS | 37MURAQ24AA3 | V,C36H175P15*+TXV | 926TC48060V17*** | Split System | 23600 | 15.2 | 8.5 | 1.92 | R-454B | 650
217135666 | BRYANT HEATING AND COOLING SYSTEMS | 37MURAQ24AA3 | V,C36H175P15*+TXV | 926SB48060V17*** | Split System | 23600 | 15.2 | 8.5 | 1.92 | R-454B | 650
217135680 | BRYANT HEATING AND COOLING SYSTEMS | 37MURAQ24AA3 | V,C36H175P15*+TXV | 927TA48060V17*** | Split System | 23600 | 15.2 | 8.5 | 1.92 | R-454B | 650
217135610 | BRYANT HEATING AND COOLING SYSTEMS | 37MURAQ24AA3 | V,C36H175P13*+TXV | 8(0,1)*SB48070M17*** | Split System | 23600 | 15.2 | 8.5 | 1.92 | R-454B | 650
217135605 | BRYANT HEATING AND COOLING SYSTEMS | 37MURAQ24AA3 | A36VCA*+TXV | 8(0,1)*SB48070M17*** | Split System | 23800 | 15.2 | 8.5 | 1.92 | R-454B | 650
217135609 | BRYANT HEATING AND COOLING SYSTEMS | 37MURAQ24AA3 | C36A***L15*+TXV | 8(0,1)*SB48070M17*** | Split System | 23800 | 15.2 | 8.5 | 1.92 | R-454B | 650
217135607 | BRYANT HEATING AND COOLING SYSTEMS | 37MURAQ24AA3 | V,C36H175P14*+TXV | 8(0,1)*SB48070M17*** | Split System | 23800 | 15.2 | 8.5 | 1.92 | R-454B | 650
217135659 | BRYANT HEATING AND COOLING SYSTEMS | 37MURAQ24AA3 | V,C36H175P15*+TXV | 916SA48080M17*** | Split System | 23800 | 15.2 | 8.5 | 1.92 | R-454B | 650
217135660 | BRYANT HEATING AND COOLING SYSTEMS | 37MURAQ24AA3 | C36A***L15*+TXV | 916SA48080M17*** | Split System | 23800 | 15.2 | 8.5 | 1.92 | R-454B | 650
218453912 | BRYANT HEATING AND COOLING SYSTEMS | 37MUHAQ24AA3+TIC2025-0016 | C36A***L13*+TXV | 916SA36040M17*** | Split System | 22400 | 15.2 | 8.5 | 1.94 | R-454B | 650
218453919 | BRYANT HEATING AND COOLING SYSTEMS | 37MUHAQ24AA3+TIC2025-0016 | (V,C)36H175P13*+TXV | 916SA36040M17*** | Split System | 22400 | 15.2 | 8.5 | 1.94 | R-454B | 650
218456157 | CARRIER | 37MUHAQ30AA3+TIC2025-0016 | (V,C)36H175P14*+TXV | 59SC6A060M17**16 | Split System | 28800 | 15.2 | 8.5 | 1.78 | R-454B | 650
218456318 | CARRIER | 37MUHAQ36AA3+TIC2025-0016 | (V,C)36H175P13*+TXV | 59SC2E060M17**14 | Split System | 34400 | 15.2 | 8.5 | 1.78 | R-454B | 650
218456259 | CARRIER | 37MUHAQ36AA3+TIC2025-0016 | PL36H175P14*+TXV | 58S(B,C)*B070M17**16 | Split System | 34600 | 15.2 | 8.5 | 1.78 | R-454B | 650
218456261 | CARRIER | 37MUHAQ36AA3+TIC2025-0016 | PL36H175P15*+TXV | 58S(B,C)*B070M17**16 | Split System | 34600 | 15.2 | 8.5 | 1.78 | R-454B | 650
218456310 | CARRIER | 37MUHAQ36AA3+TIC2025-0016 | A36VCA*+TXV | 59SC2E060M17**14 | Split System | 34600 | 15.2 | 8.5 | 1.78 | R-454B | 650
218456313 | CARRIER | 37MUHAQ36AA3+TIC2025-0016 | PL36H175P14*+TXV | 59SC2E060M17**14 | Split System | 34600 | 15.2 | 8.5 | 1.78 | R-454B | 650
218456275 | CARRIER | 37MUHAQ36AA3+TIC2025-0016 | (V,C)36H175P13*+TXV | 58S(B,C)*B090M17**14 | Split System | 34800 | 15.2 | 8.5 | 1.8 | R-454B | 650
218456320 | CARRIER | 37MUHAQ36AA3+TIC2025-0016 | A36VCA*+TXV | 59SC2E080M17**16 | Split System | 34800 | 15.2 | 8.5 | 1.8 | R-454B | 650
218456252 | CARRIER | 37MUHAQ36AA3+TIC2025-0016 | PL36H175P15*+TXV | 58S(B,C)*B070M17**12 | Split System | 34600 | 15.2 | 8.5 | 1.82 | R-454B | 650
218456272 | CARRIER | 37MUHAQ36AA3+TIC2025-0016 | PL36H175P15*+TXV | 58S(B,C)*B090M17**14 | Split System | 35200 | 15.2 | 8.5 | 1.82 | R-454B | 650
218456176 | CARRIER | 37MUHAQ30AA3+TIC2025-0016 | (V,C)36H175P14*+TXV | 59SU5B040M17**12 | Split System | 29000 | 15.2 | 8.5 | 1.84 | R-454B | 650
218456377 | CARRIER | 37MUHAQ36AA3+TIC2025-0016 | (V,C)36H175P15*+TXV | 59TP6C080V17**16 | Split System | 34800 | 15.2 | 8.5 | 1.86 | R-454B | 650
217134304 | CARRIER | 37MURAQ24AA3 | V,C36H***P42*+TXV | 58TP*B045V14**12 | Split System | 23000 | 15.2 | 8.5 | 1.9 | R-454B | 650
217134305 | CARRIER | 37MURAQ24AA3 | A24VBA*+TXV | 58TP*B045V14**12 | Split System | 23000 | 15.2 | 8.5 | 1.9 | R-454B | 650
217134237 | CARRIER | 37MURAQ24AA3 | A24VBA*+TXV | 58S(B,C)*B070M14**12 | Split System | 23000 | 15.2 | 8.5 | 1.9 | R-454B | 650
217134236 | CARRIER | 37MURAQ24AA3 | V,C36H***P42*+TXV | 58S(B,C)*B070M14**12 | Split System | 23000 | 15.2 | 8.5 | 1.9 | R-454B | 650
217134306 | CARRIER | 37MURAQ24AA3 | C36A***L13*+TXV | 58TP*B045V14**12 | Split System | 23200 | 15.2 | 8.5 | 1.9 | R-454B | 650
217289025 | CARRIER | 37MURAQ24AA3 | CE(P,V)2417G31*+TXV | 58S(B,C)*B070M14**12 | Split System | 23200 | 15.2 | 8.5 | 1.9 | R-454B | 650
217134444 | CARRIER | 37MURAQ24AA3 | C36A***L13*+TXV | 59SU5B060M17**16 | Split System | 23400 | 15.2 | 8.5 | 1.9 | R-454B | 650
217289371 | CARRIER | 37MURAQ24AA3 | CE(P,V)3614G34*+TXV | GG96VTAB48080B** | Split System | 23400 | 15.2 | 8.5 | 1.9 | R-454B | 650
217289373 | CARRIER | 37MURAQ24AA3 | CE(P,V)3621G34*+TXV | GG96VTAB48080B** | Split System | 23400 | 15.2 | 8.5 | 1.9 | R-454B | 650
217289342 | CARRIER | 37MURAQ24AA3 | CE(P,V)3617G34*+TXV | 59TP7A080V17**16 | Split System | 23400 | 15.2 | 8.5 | 1.9 | R-454B | 650
217289372 | CARRIER | 37MURAQ24AA3 | CE(P,V)3617G34*+TXV | GG96VTAB48080B** | Split System | 23400 | 15.2 | 8.5 | 1.9 | R-454B | 650
217289343 | CARRIER | 37MURAQ24AA3 | CE(P,V)3621G34*+TXV | 59TP7A080V17**16 | Split System | 23400 | 15.2 | 8.5 | 1.9 | R-454B | 650
217289317 | CARRIER | 37MURAQ24AA3 | CE(P,V)3617G34*+TXV | 59TP6C080V17**16 | Split System | 23400 | 15.2 | 8.5 | 1.9 | R-454B | 650
217289318 | CARRIER | 37MURAQ24AA3 | CE(P,V)3621G34*+TXV | 59TP6C080V17**16 | Split System | 23400 | 15.2 | 8.5 | 1.9 | R-454B | 650
217289252 | CARRIER | 37MURAQ24AA3 | CE(P,V)3617G34*+TXV | 59SP6B080V17**16 | Split System | 23400 | 15.2 | 8.5 | 1.9 | R-454B | 650
217289316 | CARRIER | 37MURAQ24AA3 | CE(P,V)3614G34*+TXV | 59TP6C080V17**16 | Split System | 23400 | 15.2 | 8.5 | 1.9 | R-454B | 650
217289251 | CARRIER | 37MURAQ24AA3 | CE(P,V)3614G34*+TXV | 59SP6B080V17**16 | Split System | 23400 | 15.2 | 8.5 | 1.9 | R-454B | 650
217134280 | CARRIER | 37MURAQ24AA3 | V,C36H175P15*+TXV | 58SP*B070V17**16 | Split System | 23400 | 15.2 | 8.5 | 1.9 | R-454B | 650
217134282 | CARRIER | 37MURAQ24AA3 | C36A***L15*+TXV | 58SP*B070V17**16 | Split System | 23400 | 15.2 | 8.5 | 1.9 | R-454B | 650
217134309 | CARRIER | 37MURAQ24AA3 | V,C36H***P21*+TXV | 58TP*B045V14**12 | Split System | 23400 | 15.2 | 8.5 | 1.9 | R-454B | 650
217134238 | CARRIER | 37MURAQ24AA3 | C36A***L13*+TXV | 58S(B,C)*B070M14**12 | Split System | 23400 | 15.2 | 8.5 | 1.9 | R-454B | 650
217134451 | CARRIER | 37MURAQ24AA3 | V,C36H175P13*+TXV | 59SU5B060M17**16 | Split System | 23600 | 15.2 | 8.5 | 1.9 | R-454B | 650
217134406 | CARRIER | 37MURAQ24AA3 | PL36H175P15*+TXV | 59SP6B060V14**12 | Split System | 23600 | 15.2 | 8.5 | 1.9 | R-454B | 650
217134477 | CARRIER | 37MURAQ24AA3 | PL36H175P15*+TXV | 59TP6C060V14**12 | Split System | 23600 | 15.2 | 8.5 | 1.9 | R-454B | 650
217289242 | CARRIER | 37MURAQ24AA3 | CE(P,V)3617G34*+TXV | 59SP6B060V14**12 | Split System | 23600 | 15.2 | 8.5 | 1.9 | R-454B | 650
217289307 | CARRIER | 37MURAQ24AA3 | CE(P,V)3617G34*+TXV | 59TP6C060V14**12 | Split System | 23600 | 15.2 | 8.5 | 1.9 | R-454B | 650
217289243 | CARRIER | 37MURAQ24AA3 | CE(P,V)3621G34*+TXV | 59SP6B060V14**12 | Split System | 23600 | 15.2 | 8.5 | 1.9 | R-454B | 650
217374919 | CARRIER | 37MURAQ24AA3 | H,PG34*36+TXV | 59TP6C060V14**12 | Split System | 23600 | 15.2 | 8.5 | 1.9 | R-454B | 650
217134519 | CARRIER | 37MURAQ24AA3 | V,C36H175P15*+TXV | 59TP7A080V17**16 | Split System | 23600 | 15.2 | 8.5 | 1.9 | R-454B | 650
217134518 | CARRIER | 37MURAQ24AA3 | PL36H175P15*+TXV | 59TP7A080V17**16 | Split System | 23600 | 15.2 | 8.5 | 1.9 | R-454B | 650
217134496 | CARRIER | 37MURAQ24AA3 | V,C36H175P15*+TXV | 59TP6C080V17**16 | Split System | 23600 | 15.2 | 8.5 | 1.9 | R-454B | 650
217134424 | CARRIER | 37MURAQ24AA3 | PL36H175P15*+TXV | 59SP6B080V17**16 | Split System | 23600 | 15.2 | 8.5 | 1.9 | R-454B | 650
217134425 | CARRIER | 37MURAQ24AA3 | V,C36H175P15*+TXV | 59SP6B080V17**16 | Split System | 23600 | 15.2 | 8.5 | 1.9 | R-454B | 650
217289279 | CARRIER | 37MURAQ24AA3 | CE(P,V)2414G31*+TXV | 59SU5B080M21**20 | Split System | 23600 | 15.2 | 8.5 | 1.9 | R-454B | 650
217134222 | CARRIER | 37MURAQ24AA3 | PL36H175P15*+TXV | 58S(B,C)*B045M14**12 | Split System | 23600 | 15.2 | 8.5 | 1.9 | R-454B | 650
217134449 | CARRIER | 37MURAQ24AA3 | PL36H210P74*+TXV | 59SU5B060M17**16 | Split System | 23600 | 15.2 | 8.5 | 1.9 | R-454B | 650
217134340 | CARRIER | 37MURAQ24AA3 | PL36H175P15*+TXV | 59SC2E060M17**14 | Split System | 23600 | 15.2 | 8.5 | 1.9 | R-454B | 650
217134260 | CARRIER | 37MURAQ24AA3 | PL36H210P74*+TXV | 58S(B,C)*B070M17**16 | Split System | 23600 | 15.2 | 8.5 | 1.9 | R-454B | 650
217134224 | CARRIER | 37MURAQ24AA3 | PL36H***P44*+TXV | 58S(B,C)*B045M14**12 | Split System | 23600 | 15.2 | 8.5 | 1.9 | R-454B | 650
217134341 | CARRIER | 37MURAQ24AA3 | V,C36H175P15*+TXV | 59SC2E060M17**14 | Split System | 23600 | 15.2 | 8.5 | 1.9 | R-454B | 650
217289167 | CARRIER | 37MURAQ24AA3 | CE(P,V)3621G34*+TXV | 59SC2E060M17**14 | Split System | 23600 | 15.2 | 8.5 | 1.9 | R-454B | 650
217289165 | CARRIER | 37MURAQ24AA3 | CE(P,V)3614G34*+TXV | 59SC2E060M17**14 | Split System | 23600 | 15.2 | 8.5 | 1.9 | R-454B | 650
217289166 | CARRIER | 37MURAQ24AA3 | CE(P,V)3617G34*+TXV | 59SC2E060M17**14 | Split System | 23600 | 15.2 | 8.5 | 1.9 | R-454B | 650
217134343 | CARRIER | 37MURAQ24AA3 | C36A***L15*+TXV | 59SC2E060M17**14 | Split System | 23600 | 15.2 | 8.5 | 1.9 | R-454B | 650
217289018 | CARRIER | 37MURAQ24AA3 | CE(P,V)3621G34*+TXV | 58S(B,C)*B045M14**12 | Split System | 23600 | 15.2 | 8.5 | 1.9 | R-454B | 650
217289016 | CARRIER | 37MURAQ24AA3 | CE(P,V)3614G34*+TXV | 58S(B,C)*B045M14**12 | Split System | 23600 | 15.2 | 8.5 | 1.9 | R-454B | 650
217289017 | CARRIER | 37MURAQ24AA3 | CE(P,V)3617G34*+TXV | 58S(B,C)*B045M14**12 | Split System | 23600 | 15.2 | 8.5 | 1.9 | R-454B | 650
217374701 | CARRIER | 37MURAQ24AA3 | H,PG34*36+TXV | 58S(B,C)*B045M14**12 | Split System | 23600 | 15.2 | 8.5 | 1.9 | R-454B | 650
217134448 | CARRIER | 37MURAQ24AA3 | V,C36H175P15*+TXV | 59SU5B060M17**16 | Split System | 23800 | 15.2 | 8.5 | 1.9 | R-454B | 650
217134450 | CARRIER | 37MURAQ24AA3 | C36A***L15*+TXV | 59SU5B060M17**16 | Split System | 23800 | 15.2 | 8.5 | 1.9 | R-454B | 650
217134445 | CARRIER | 37MURAQ24AA3 | PL36H175P14*+TXV | 59SU5B060M17**16 | Split System | 23800 | 15.2 | 8.5 | 1.9 | R-454B | 650
217134447 | CARRIER | 37MURAQ24AA3 | PL36H175P15*+TXV | 59SU5B060M17**16 | Split System | 23800 | 15.2 | 8.5 | 1.9 | R-454B | 650
217289277 | CARRIER | 37MURAQ24AA3 | CE(P,V)3617G34*+TXV | 59SU5B060M17**16 | Split System | 23800 | 15.2 | 8.5 | 1.9 | R-454B | 650
217289276 | CARRIER | 37MURAQ24AA3 | CE(P,V)3614G34*+TXV | 59SU5B060M17**16 | Split System | 23800 | 15.2 | 8.5 | 1.9 | R-454B | 650
217134446 | CARRIER | 37MURAQ24AA3 | V,C36H175P14*+TXV | 59SU5B060M17**16 | Split System | 23800 | 15.2 | 8.5 | 1.9 | R-454B | 650
217134443 | CARRIER | 37MURAQ24AA3 | A36VCA*+TXV | 59SU5B060M17**16 | Split System | 23800 | 15.2 | 8.5 | 1.9 | R-454B | 650
217289106 | CARRIER | 37MURAQ24AA3 | CE(P,V)2417G31*+TXV | 58SU*B080M21**20 | Split System | 23800 | 15.2 | 8.5 | 1.9 | R-454B | 650
217289105 | CARRIER | 37MURAQ24AA3 | CE(P,V)2414G31*+TXV | 58SU*B080M21**20 | Split System | 23800 | 15.2 | 8.5 | 1.9 | R-454B | 650
217289129 | CARRIER | 37MURAQ24AA3 | CE(P,V)3621G34*+TXV | 58TP*B070V17**16 | Split System | 23800 | 15.2 | 8.5 | 1.9 | R-454B | 650
217289128 | CARRIER | 37MURAQ24AA3 | CE(P,V)3617G34*+TXV | 58TP*B070V17**16 | Split System | 23800 | 15.2 | 8.5 | 1.9 | R-454B | 650
217289127 | CARRIER | 37MURAQ24AA3 | CE(P,V)3614G34*+TXV | 58TP*B070V17**16 | Split System | 23800 | 15.2 | 8.5 | 1.9 | R-454B | 650
217374838 | CARRIER | 37MURAQ24AA3 | H,PG34*36+TXV | 58TP*B070V17**16 | Split System | 23800 | 15.2 | 8.5 | 1.9 | R-454B | 650
217289028 | CARRIER | 37MURAQ24AA3 | CE(P,V)3621G34*+TXV | 58S(B,C)*B070M14**12 | Split System | 23800 | 15.2 | 8.5 | 1.9 | R-454B | 650
217289026 | CARRIER | 37MURAQ24AA3 | CE(P,V)3614G34*+TXV | 58S(B,C)*B070M14**12 | Split System | 23800 | 15.2 | 8.5 | 1.9 | R-454B | 650
217134239 | CARRIER | 37MURAQ24AA3 | PL36H175P14*+TXV | 58S(B,C)*B070M14**12 | Split System | 23800 | 15.2 | 8.5 | 1.9 | R-454B | 650
217134241 | CARRIER | 37MURAQ24AA3 | V,C36H***P21*+TXV | 58S(B,C)*B070M14**12 | Split System | 23800 | 15.2 | 8.5 | 1.9 | R-454B | 650
217374712 | CARRIER | 37MURAQ24AA3 | H,PG34*36+TXV | 58S(B,C)*B070M14**12 | Split System | 23800 | 15.2 | 8.5 | 1.9 | R-454B | 650
217289282 | CARRIER | 37MURAQ24AA3 | CE(P,V)3617G34*+TXV | 59SU5B080M21**20 | Split System | 24200 | 15.2 | 8.5 | 1.9 | R-454B | 650
217289281 | CARRIER | 37MURAQ24AA3 | CE(P,V)3614G34*+TXV | 59SU5B080M21**20 | Split System | 24200 | 15.2 | 8.5 | 1.9 | R-454B | 650
217289283 | CARRIER | 37MURAQ24AA3 | CE(P,V)3621G34*+TXV | 59SU5B080M21**20 | Split System | 24200 | 15.2 | 8.5 | 1.9 | R-454B | 650
217374909 | CARRIER | 37MURAQ24AA3 | H,PG34*36+TXV | 59SU5B080M21**20 | Split System | 24200 | 15.2 | 8.5 | 1.9 | R-454B | 650
217134453 | CARRIER | 37MURAQ24AA3 | PL36H210P74*+TXV | 59SU5B080M21**20 | Split System | 24200 | 15.2 | 8.5 | 1.9 | R-454B | 650
217134454 | CARRIER | 37MURAQ24AA3 | V,C36H210P74*+TXV | 59SU5B080M21**20 | Split System | 24200 | 15.2 | 8.5 | 1.9 | R-454B | 650
218453288 | CARRIER | 37MUHAQ24AA3+TIC2025-0016 | (V,C)36H***P03*+TXV | 59SC2E040M14**12 | Split System | 21800 | 15.2 | 8.5 | 1.92 | R-454B | 650
218453321 | CARRIER | 37MUHAQ24AA3+TIC2025-0016 | (V,C)36H***P03*+TXV | 59SC6A040M14**10 | Split System | 22000 | 15.2 | 8.5 | 1.92 | R-454B | 650
217134267 | CARRIER | 37MURAQ24AA3 | V,C36H***P42*+TXV | 58SP*B045V14**12 | Split System | 23000 | 15.2 | 8.5 | 1.92 | R-454B | 650
217134268 | CARRIER | 37MURAQ24AA3 | A24VBA*+TXV | 58SP*B045V14**12 | Split System | 23000 | 15.2 | 8.5 | 1.92 | R-454B | 650
217134269 | CARRIER | 37MURAQ24AA3 | C36A***L13*+TXV | 58SP*B045V14**12 | Split System | 23200 | 15.2 | 8.5 | 1.92 | R-454B | 650
217134272 | CARRIER | 37MURAQ24AA3 | V,C36H***P21*+TXV | 58SP*B045V14**12 | Split System | 23400 | 15.2 | 8.5 | 1.92 | R-454B | 650
217289289 | CARRIER | 37MURAQ24AA3 | CE(P,V)2414G31*+TXV | 59SU5B100M21**22 | Split System | 23400 | 15.2 | 8.5 | 1.92 | R-454B | 650
217289290 | CARRIER | 37MURAQ24AA3 | CE(P,V)2417G31*+TXV | 59SU5B100M21**22 | Split System | 23400 | 15.2 | 8.5 | 1.92 | R-454B | 650
217374912 | CARRIER | 37MURAQ24AA3 | H,PG31*24+TXV | 59SU5B100M21**22 | Split System | 23400 | 15.2 | 8.5 | 1.92 | R-454B | 650
217134255 | CARRIER | 37MURAQ24AA3 | C36A***L13*+TXV | 58S(B,C)*B070M17**16 | Split System | 23400 | 15.2 | 8.5 | 1.92 | R-454B | 650
217134273 | CARRIER | 37MURAQ24AA3 | PL36H***P44*+TXV | 58SP*B045V14**12 | Split System | 23600 | 15.2 | 8.5 | 1.92 | R-454B | 650
217134270 | CARRIER | 37MURAQ24AA3 | PL36H175P14*+TXV | 58SP*B045V14**12 | Split System | 23600 | 15.2 | 8.5 | 1.92 | R-454B | 650
217134307 | CARRIER | 37MURAQ24AA3 | PL36H175P14*+TXV | 58TP*B045V14**12 | Split System | 23600 | 15.2 | 8.5 | 1.92 | R-454B | 650
217134308 | CARRIER | 37MURAQ24AA3 | PL36H175P15*+TXV | 58TP*B045V14**12 | Split System | 23600 | 15.2 | 8.5 | 1.92 | R-454B | 650
217134310 | CARRIER | 37MURAQ24AA3 | PL36H***P44*+TXV | 58TP*B045V14**12 | Split System | 23600 | 15.2 | 8.5 | 1.92 | R-454B | 650
217289119 | CARRIER | 37MURAQ24AA3 | CE(P,V)3621G34*+TXV | 58TP*B045V14**12 | Split System | 23600 | 15.2 | 8.5 | 1.92 | R-454B | 650
217289073 | CARRIER | 37MURAQ24AA3 | CE(P,V)3617G34*+TXV | 58SP*B045V14**12 | Split System | 23600 | 15.2 | 8.5 | 1.92 | R-454B | 650
217289074 | CARRIER | 37MURAQ24AA3 | CE(P,V)3621G34*+TXV | 58SP*B045V14**12 | Split System | 23600 | 15.2 | 8.5 | 1.92 | R-454B | 650
217289117 | CARRIER | 37MURAQ24AA3 | CE(P,V)3614G34*+TXV | 58TP*B045V14**12 | Split System | 23600 | 15.2 | 8.5 | 1.92 | R-454B | 650
217289118 | CARRIER | 37MURAQ24AA3 | CE(P,V)3617G34*+TXV | 58TP*B045V14**12 | Split System | 23600 | 15.2 | 8.5 | 1.92 | R-454B | 650
217134271 | CARRIER | 37MURAQ24AA3 | PL36H175P15*+TXV | 58SP*B045V14**12 | Split System | 23600 | 15.2 | 8.5 | 1.92 | R-454B | 650
217374827 | CARRIER | 37MURAQ24AA3 | H,PG34*36+TXV | 58TP*B045V14**12 | Split System | 23600 | 15.2 | 8.5 | 1.92 | R-454B | 650
217289101 | CARRIER | 37MURAQ24AA3 | CE(P,V)2417G31*+TXV | 58SU*B060M17**16 | Split System | 23600 | 15.2 | 8.5 | 1.92 | R-454B | 650
217289100 | CARRIER | 37MURAQ24AA3 | CE(P,V)2414G31*+TXV | 58SU*B060M17**16 | Split System | 23600 | 15.2 | 8.5 | 1.92 | R-454B | 650
217134415 | CARRIER | 37MURAQ24AA3 | V,C36H175P15*+TXV | 59SP6B060V17**16 | Split System | 23600 | 15.2 | 8.5 | 1.92 | R-454B | 650
217134486 | CARRIER | 37MURAQ24AA3 | V,C36H175P15*+TXV | 59TP6C060V17**16 | Split System | 23600 | 15.2 | 8.5 | 1.92 | R-454B | 650
217134509 | CARRIER | 37MURAQ24AA3 | V,C36H175P15*+TXV | 59TP7A060V17**16 | Split System | 23600 | 15.2 | 8.5 | 1.92 | R-454B | 650
217134508 | CARRIER | 37MURAQ24AA3 | PL36H175P15*+TXV | 59TP7A060V17**16 | Split System | 23600 | 15.2 | 8.5 | 1.92 | R-454B | 650
217289366 | CARRIER | 37MURAQ24AA3 | CE(P,V)3614G34*+TXV | GG96VTAB48060B** | Split System | 23600 | 15.2 | 8.5 | 1.92 | R-454B | 650
217289367 | CARRIER | 37MURAQ24AA3 | CE(P,V)3617G34*+TXV | GG96VTAB48060B** | Split System | 23600 | 15.2 | 8.5 | 1.92 | R-454B | 650
217289248 | CARRIER | 37MURAQ24AA3 | CE(P,V)3621G34*+TXV | 59SP6B060V17**16 | Split System | 23600 | 15.2 | 8.5 | 1.92 | R-454B | 650
217289312 | CARRIER | 37MURAQ24AA3 | CE(P,V)3617G34*+TXV | 59TP6C060V17**16 | Split System | 23600 | 15.2 | 8.5 | 1.92 | R-454B | 650
217289368 | CARRIER | 37MURAQ24AA3 | CE(P,V)3621G34*+TXV | GG96VTAB48060B** | Split System | 23600 | 15.2 | 8.5 | 1.92 | R-454B | 650
217289311 | CARRIER | 37MURAQ24AA3 | CE(P,V)3614G34*+TXV | 59TP6C060V17**16 | Split System | 23600 | 15.2 | 8.5 | 1.92 | R-454B | 650
217289313 | CARRIER | 37MURAQ24AA3 | CE(P,V)3621G34*+TXV | 59TP6C060V17**16 | Split System | 23600 | 15.2 | 8.5 | 1.92 | R-454B | 650
217289336 | CARRIER | 37MURAQ24AA3 | CE(P,V)3614G34*+TXV | 59TP7A060V17**16 | Split System | 23600 | 15.2 | 8.5 | 1.92 | R-454B | 650
217289246 | CARRIER | 37MURAQ24AA3 | CE(P,V)3614G34*+TXV | 59SP6B060V17**16 | Split System | 23600 | 15.2 | 8.5 | 1.92 | R-454B | 650
217289337 | CARRIER | 37MURAQ24AA3 | CE(P,V)3617G34*+TXV | 59TP7A060V17**16 | Split System | 23600 | 15.2 | 8.5 | 1.92 | R-454B | 650
217134414 | CARRIER | 37MURAQ24AA3 | PL36H175P15*+TXV | 59SP6B060V17**16 | Split System | 23600 | 15.2 | 8.5 | 1.92 | R-454B | 650
217134485 | CARRIER | 37MURAQ24AA3 | PL36H175P15*+TXV | 59TP6C060V17**16 | Split System | 23600 | 15.2 | 8.5 | 1.92 | R-454B | 650
217374921 | CARRIER | 37MURAQ24AA3 | H,PG34*36+TXV | 59TP6C060V17**16 | Split System | 23600 | 15.2 | 8.5 | 1.92 | R-454B | 650
217134262 | CARRIER | 37MURAQ24AA3 | V,C36H175P13*+TXV | 58S(B,C)*B070M17**16 | Split System | 23600 | 15.2 | 8.5 | 1.92 | R-454B | 650
217289288 | CARRIER | 37MURAQ24AA3 | CE(P,V)3621G34*+TXV | 59SU5B100M21**20 | Split System | 23800 | 15.2 | 8.5 | 1.92 | R-454B | 650
217134256 | CARRIER | 37MURAQ24AA3 | PL36H175P14*+TXV | 58S(B,C)*B070M17**16 | Split System | 23800 | 15.2 | 8.5 | 1.92 | R-454B | 650
217289038 | CARRIER | 37MURAQ24AA3 | CE(P,V)3621G34*+TXV | 58S(B,C)*B070M17**16 | Split System | 23800 | 15.2 | 8.5 | 1.92 | R-454B | 650
217289047 | CARRIER | 37MURAQ24AA3 | CE(P,V)3617G34*+TXV | 58S(B,C)*B090M17**14 | Split System | 23800 | 15.2 | 8.5 | 1.92 | R-454B | 650
217289048 | CARRIER | 37MURAQ24AA3 | CE(P,V)3621G34*+TXV | 58S(B,C)*B090M17**14 | Split System | 23800 | 15.2 | 8.5 | 1.92 | R-454B | 650
217289036 | CARRIER | 37MURAQ24AA3 | CE(P,V)3614G34*+TXV | 58S(B,C)*B070M17**16 | Split System | 23800 | 15.2 | 8.5 | 1.92 | R-454B | 650
217289037 | CARRIER | 37MURAQ24AA3 | CE(P,V)3617G34*+TXV | 58S(B,C)*B070M17**16 | Split System | 23800 | 15.2 | 8.5 | 1.92 | R-454B | 650
217289046 | CARRIER | 37MURAQ24AA3 | CE(P,V)3614G34*+TXV | 58S(B,C)*B090M17**14 | Split System | 23800 | 15.2 | 8.5 | 1.92 | R-454B | 650
217134257 | CARRIER | 37MURAQ24AA3 | V,C36H175P14*+TXV | 58S(B,C)*B070M17**16 | Split System | 23800 | 15.2 | 8.5 | 1.92 | R-454B | 650
217134258 | CARRIER | 37MURAQ24AA3 | PL36H175P15*+TXV | 58S(B,C)*B070M17**16 | Split System | 23800 | 15.2 | 8.5 | 1.92 | R-454B | 650
217134261 | CARRIER | 37MURAQ24AA3 | C36A***L15*+TXV | 58S(B,C)*B070M17**16 | Split System | 23800 | 15.2 | 8.5 | 1.92 | R-454B | 650
217134259 | CARRIER | 37MURAQ24AA3 | V,C36H175P15*+TXV | 58S(B,C)*B070M17**16 | Split System | 23800 | 15.2 | 8.5 | 1.92 | R-454B | 650
217134254 | CARRIER | 37MURAQ24AA3 | A36VCA*+TXV | 58S(B,C)*B070M17**16 | Split System | 23800 | 15.2 | 8.5 | 1.92 | R-454B | 650
217374722 | CARRIER | 37MURAQ24AA3 | H,PG34*36+TXV | 58S(B,C)*B070M17**16 | Split System | 23800 | 15.2 | 8.5 | 1.92 | R-454B | 650
217289053 | CARRIER | 37MURAQ24AA3 | CE(P,V)3621G34*+TXV | 58S(B,C)*B090M21**16 | Split System | 23800 | 15.2 | 8.5 | 1.92 | R-454B | 650
217289052 | CARRIER | 37MURAQ24AA3 | CE(P,V)3617G34*+TXV | 58S(B,C)*B090M21**16 | Split System | 23800 | 15.2 | 8.5 | 1.92 | R-454B | 650
217289051 | CARRIER | 37MURAQ24AA3 | CE(P,V)3614G34*+TXV | 58S(B,C)*B090M21**16 | Split System | 23800 | 15.2 | 8.5 | 1.92 | R-454B | 650
217134379 | CARRIER | 37MURAQ24AA3 | C36A***L15*+TXV | 59SC6A080M17**16 | Split System | 23800 | 15.2 | 8.5 | 1.92 | R-454B | 650
217134376 | CARRIER | 37MURAQ24AA3 | PL36H175P15*+TXV | 59SC6A080M17**16 | Split System | 23800 | 15.2 | 8.5 | 1.92 | R-454B | 650
217134377 | CARRIER | 37MURAQ24AA3 | V,C36H175P15*+TXV | 59SC6A080M17**16 | Split System | 23800 | 15.2 | 8.5 | 1.92 | R-454B | 650
217289209 | CARRIER | 37MURAQ24AA3 | CE(P,V)3617G34*+TXV | 59SC6A080M17**16 | Split System | 23800 | 15.2 | 8.5 | 1.92 | R-454B | 650
217134371 | CARRIER | 37MURAQ24AA3 | PL36H210P29*+TXV | 59SC6A080M17**16 | Split System | 23800 | 15.2 | 8.5 | 1.92 | R-454B | 650
217374880 | CARRIER | 37MURAQ24AA3 | H,PG34*36+TXV | 59SC6A080M17**16 | Split System | 23800 | 15.2 | 8.5 | 1.92 | R-454B | 650
217289261 | CARRIER | 37MURAQ24AA3 | CE(P,V)3614G34*+TXV | 59SP6B100V21**20 | Split System | 24200 | 15.2 | 8.5 | 1.92 | R-454B | 650
217289263 | CARRIER | 37MURAQ24AA3 | CE(P,V)3621G34*+TXV | 59SP6B100V21**20 | Split System | 24200 | 15.2 | 8.5 | 1.92 | R-454B | 650
217374901 | CARRIER | 37MURAQ24AA3 | H,PG34*36+TXV | 59SP6B100V21**20 | Split System | 24200 | 15.2 | 8.5 | 1.92 | R-454B | 650
217289176 | CARRIER | 37MURAQ24AA3 | CE(P,V)3617G34*+TXV | 59SC2E080M21**20 | Split System | 24200 | 15.2 | 8.5 | 1.92 | R-454B | 650
217289175 | CARRIER | 37MURAQ24AA3 | CE(P,V)3614G34*+TXV | 59SC2E080M21**20 | Split System | 24200 | 15.2 | 8.5 | 1.92 | R-454B | 650
218453328 | CARRIER | 37MUHAQ24AA3+TIC2025-0016 | C36A***L13*+TXV | 59SC6A040M17**12 | Split System | 22400 | 15.2 | 8.5 | 1.94 | R-454B | 650
218453332 | CARRIER | 37MUHAQ24AA3+TIC2025-0016 | (V,C)36H175P13*+TXV | 59SC6A040M17**12 | Split System | 22400 | 15.2 | 8.5 | 1.94 | R-454B | 650
217289057 | CARRIER | 37MURAQ24AA3 | CE(P,V)3617G34*+TXV | 58S(B,C)*B110M21**20 | Split System | 23400 | 15.2 | 8.5 | 1.94 | R-454B | 650
217289058 | CARRIER | 37MURAQ24AA3 | CE(P,V)3621G34*+TXV | 58S(B,C)*B110M21**20 | Split System | 23400 | 15.2 | 8.5 | 1.94 | R-454B | 650
217289056 | CARRIER | 37MURAQ24AA3 | CE(P,V)3614G34*+TXV | 58S(B,C)*B110M21**20 | Split System | 23400 | 15.2 | 8.5 | 1.94 | R-454B | 650
217289182 | CARRIER | 37MURAQ24AA3 | CE(P,V)3621G34*+TXV | 59SC2E100M21**20 | Split System | 23800 | 15.2 | 8.5 | 1.94 | R-454B | 650
217374869 | CARRIER | 37MURAQ24AA3 | H,PG34*36+TXV | 59SC2E100M21**20 | Split System | 23800 | 15.2 | 8.5 | 1.94 | R-454B | 650
217289061 | CARRIER | 37MURAQ24AA3 | CE(P,V)3614G34*+TXV | 58S(B,C)*B110M24**20 | Split System | 24000 | 15.2 | 8.5 | 1.94 | R-454B | 650
217289063 | CARRIER | 37MURAQ24AA3 | CE(P,V)3621G34*+TXV | 58S(B,C)*B110M24**20 | Split System | 24000 | 15.2 | 8.5 | 1.94 | R-454B | 650
217374747 | CARRIER | 37MURAQ24AA3 | H,PG34*36+TXV | 58S(B,C)*B110M24**20 | Split System | 24000 | 15.2 | 8.5 | 1.94 | R-454B | 650
217134462 | CARRIER | 37MURAQ24AA3 | PL36H210P29*+TXV | 59TP6C040V17**12 | Split System | 24200 | 15.2 | 8.5 | 1.96 | R-454B | 650
217134391 | CARRIER | 37MURAQ24AA3 | PL36H210P29*+TXV | 59SP6B040V17**12 | Split System | 24200 | 15.2 | 8.5 | 1.96 | R-454B | 650
217728961 | COMFORTMAKER | D5CURAH24AAK | H,GG32*36+TXV | *80VTL0451412B* | Split System | 22800 | 15.2 | 8.5 | 1.9 | R-454B | 650
218377871 | DAY & NIGHT | D5CUHAH36AAK+TIC2025-0016 | FG32*36+TXV+AEFE3A* |  | Split System | 34400 | 15.2 | 8.5 | 1.84 | R-454B | 650
218455649 | PAYNE HEATING AND COOLING | 37MUHAQ30AA3+TIC2025-0016 | C36A***L13*+TXV | PG95MSUA36040B** | Split System | 28400 | 15.2 | 8.5 | 1.76 | R-454B | 650
218455716 | PAYNE HEATING AND COOLING | 37MUHAQ30AA3+TIC2025-0016 | C36A***L13*+TXV | PG96VTAB36060A** | Split System | 28400 | 15.2 | 8.5 | 1.76 | R-454B | 650
218455719 | PAYNE HEATING AND COOLING | 37MUHAQ30AA3+TIC2025-0016 | (V,C)36H***P21*+TXV | PG96VTAB36060A** | Split System | 28600 | 15.2 | 8.5 | 1.76 | R-454B | 650
218455717 | PAYNE HEATING AND COOLING | 37MUHAQ30AA3+TIC2025-0016 | PL36H175P14*+TXV | PG96VTAB36060A** | Split System | 28600 | 15.2 | 8.5 | 1.76 | R-454B | 650
218455536 | PAYNE HEATING AND COOLING | 37MUHAQ30AA3+TIC2025-0016 | C36A***L13*+TXV | PG80MS(A,L)A36045A** | Split System | 28600 | 15.2 | 8.5 | 1.76 | R-454B | 650
218455537 | PAYNE HEATING AND COOLING | 37MUHAQ30AA3+TIC2025-0016 | PL36H175P14*+TXV | PG80MS(A,L)A36045A** | Split System | 28800 | 15.2 | 8.5 | 1.76 | R-454B | 650
218455539 | PAYNE HEATING AND COOLING | 37MUHAQ30AA3+TIC2025-0016 | (V,C)36H***P21*+TXV | PG80MS(A,L)A36045A** | Split System | 28800 | 15.2 | 8.5 | 1.76 | R-454B | 650
218455622 | PAYNE HEATING AND COOLING | 37MUHAQ30AA3+TIC2025-0016 | C36A***L13*+TXV | PG92MSAA36060A** | Split System | 28400 | 15.2 | 8.5 | 1.78 | R-454B | 650
218455625 | PAYNE HEATING AND COOLING | 37MUHAQ30AA3+TIC2025-0016 | (V,C)36H***P21*+TXV | PG92MSAA36060A** | Split System | 28600 | 15.2 | 8.5 | 1.78 | R-454B | 650
218455623 | PAYNE HEATING AND COOLING | 37MUHAQ30AA3+TIC2025-0016 | PL36H175P14*+TXV | PG92MSAA36060A** | Split System | 28600 | 15.2 | 8.5 | 1.78 | R-454B | 650
218455686 | PAYNE HEATING AND COOLING | 37MUHAQ30AA3+TIC2025-0016 | PL36H210P74*+TXV | PG96MSAA48060B** | Split System | 28800 | 15.2 | 8.5 | 1.78 | R-454B | 650
218455682 | PAYNE HEATING AND COOLING | 37MUHAQ30AA3+TIC2025-0016 | (V,C)36H175P14*+TXV | PG96MSAA48060B** | Split System | 28800 | 15.2 | 8.5 | 1.78 | R-454B | 650
218455680 | PAYNE HEATING AND COOLING | 37MUHAQ30AA3+TIC2025-0016 | A36VCA*+TXV | PG96MSAA48060B** | Split System | 28800 | 15.2 | 8.5 | 1.78 | R-454B | 650
218455683 | PAYNE HEATING AND COOLING | 37MUHAQ30AA3+TIC2025-0016 | PL36H175P14*+TXV | PG96MSAA48060B** | Split System | 28800 | 15.2 | 8.5 | 1.78 | R-454B | 650
218455561 | PAYNE HEATING AND COOLING | 37MUHAQ30AA3+TIC2025-0016 | PL36H175P14*+TXV | PG80MS(A,L)A42045B** | Split System | 28800 | 15.2 | 8.5 | 1.78 | R-454B | 650
218455560 | PAYNE HEATING AND COOLING | 37MUHAQ30AA3+TIC2025-0016 | (V,C)36H175P14*+TXV | PG80MS(A,L)A42045B** | Split System | 28800 | 15.2 | 8.5 | 1.78 | R-454B | 650
218455564 | PAYNE HEATING AND COOLING | 37MUHAQ30AA3+TIC2025-0016 | PL36H210P74*+TXV | PG80MS(A,L)A42045B** | Split System | 28800 | 15.2 | 8.5 | 1.78 | R-454B | 650
218455558 | PAYNE HEATING AND COOLING | 37MUHAQ30AA3+TIC2025-0016 | A36VCA*+TXV | PG80MS(A,L)A42045B** | Split System | 28800 | 15.2 | 8.5 | 1.78 | R-454B | 650
218455684 | PAYNE HEATING AND COOLING | 37MUHAQ30AA3+TIC2025-0016 | (V,C)36H175P15*+TXV | PG96MSAA48060B** | Split System | 29000 | 15.2 | 8.5 | 1.78 | R-454B | 650
218455687 | PAYNE HEATING AND COOLING | 37MUHAQ30AA3+TIC2025-0016 | C36A***L15*+TXV | PG96MSAA48060B** | Split System | 29000 | 15.2 | 8.5 | 1.78 | R-454B | 650
218455685 | PAYNE HEATING AND COOLING | 37MUHAQ30AA3+TIC2025-0016 | PL36H175P15*+TXV | PG96MSAA48060B** | Split System | 29000 | 15.2 | 8.5 | 1.78 | R-454B | 650
218455782 | PAYNE HEATING AND COOLING | 37MUHAQ36AA3+TIC2025-0016 | (V,C)36H175P13*+TXV | PG80MS(A,L)A36070B** | Split System | 34400 | 15.2 | 8.5 | 1.78 | R-454B | 650
218455811 | PAYNE HEATING AND COOLING | 37MUHAQ36AA3+TIC2025-0016 | (V,C)36H175P13*+TXV | PG80MS(A,L)A48070B** | Split System | 34400 | 15.2 | 8.5 | 1.78 | R-454B | 650
218455874 | PAYNE HEATING AND COOLING | 37MUHAQ36AA3+TIC2025-0016 | C36A***L13*+TXV | PG92MSAA42060B** | Split System | 34400 | 15.2 | 8.5 | 1.78 | R-454B | 650
218455881 | PAYNE HEATING AND COOLING | 37MUHAQ36AA3+TIC2025-0016 | (V,C)36H175P13*+TXV | PG92MSAA42060B** | Split System | 34400 | 15.2 | 8.5 | 1.78 | R-454B | 650
218455774 | PAYNE HEATING AND COOLING | 37MUHAQ36AA3+TIC2025-0016 | A36VCA*+TXV | PG80MS(A,L)A36070B** | Split System | 34600 | 15.2 | 8.5 | 1.78 | R-454B | 650
218455777 | PAYNE HEATING AND COOLING | 37MUHAQ36AA3+TIC2025-0016 | PL36H175P14*+TXV | PG80MS(A,L)A36070B** | Split System | 34600 | 15.2 | 8.5 | 1.78 | R-454B | 650
218455781 | PAYNE HEATING AND COOLING | 37MUHAQ36AA3+TIC2025-0016 | C36A***L15*+TXV | PG80MS(A,L)A36070B** | Split System | 34600 | 15.2 | 8.5 | 1.78 | R-454B | 650
218455778 | PAYNE HEATING AND COOLING | 37MUHAQ36AA3+TIC2025-0016 | (V,C)36H175P15*+TXV | PG80MS(A,L)A36070B** | Split System | 34600 | 15.2 | 8.5 | 1.78 | R-454B | 650
218455780 | PAYNE HEATING AND COOLING | 37MUHAQ36AA3+TIC2025-0016 | PL36H210P74*+TXV | PG80MS(A,L)A36070B** | Split System | 34600 | 15.2 | 8.5 | 1.78 | R-454B | 650
218455779 | PAYNE HEATING AND COOLING | 37MUHAQ36AA3+TIC2025-0016 | PL36H175P15*+TXV | PG80MS(A,L)A36070B** | Split System | 34600 | 15.2 | 8.5 | 1.78 | R-454B | 650
218455812 | PAYNE HEATING AND COOLING | 37MUHAQ36AA3+TIC2025-0016 | PL36H210P74*+TXV | PG80MS(A,L)A48070C** | Split System | 34600 | 15.2 | 8.5 | 1.78 | R-454B | 650
218455776 | PAYNE HEATING AND COOLING | 37MUHAQ36AA3+TIC2025-0016 | (V,C)36H175P14*+TXV | PG80MS(A,L)A36070B** | Split System | 34600 | 15.2 | 8.5 | 1.78 | R-454B | 650
218455809 | PAYNE HEATING AND COOLING | 37MUHAQ36AA3+TIC2025-0016 | PL36H210P74*+TXV | PG80MS(A,L)A48070B** | Split System | 34600 | 15.2 | 8.5 | 1.78 | R-454B | 650
218455805 | PAYNE HEATING AND COOLING | 37MUHAQ36AA3+TIC2025-0016 | (V,C)36H175P14*+TXV | PG80MS(A,L)A48070B** | Split System | 34600 | 15.2 | 8.5 | 1.78 | R-454B | 650
218455807 | PAYNE HEATING AND COOLING | 37MUHAQ36AA3+TIC2025-0016 | (V,C)36H175P15*+TXV | PG80MS(A,L)A48070B** | Split System | 34600 | 15.2 | 8.5 | 1.78 | R-454B | 650
218455803 | PAYNE HEATING AND COOLING | 37MUHAQ36AA3+TIC2025-0016 | A36VCA*+TXV | PG80MS(A,L)A48070B** | Split System | 34600 | 15.2 | 8.5 | 1.78 | R-454B | 650
218455808 | PAYNE HEATING AND COOLING | 37MUHAQ36AA3+TIC2025-0016 | PL36H175P15*+TXV | PG80MS(A,L)A48070B** | Split System | 34600 | 15.2 | 8.5 | 1.78 | R-454B | 650
218455806 | PAYNE HEATING AND COOLING | 37MUHAQ36AA3+TIC2025-0016 | PL36H175P14*+TXV | PG80MS(A,L)A48070B** | Split System | 34600 | 15.2 | 8.5 | 1.78 | R-454B | 650
218455814 | PAYNE HEATING AND COOLING | 37MUHAQ36AA3+TIC2025-0016 | PL36H210P74*+TXV | PG80MS(A,L)A48090C** | Split System | 34600 | 15.2 | 8.5 | 1.78 | R-454B | 650
218455810 | PAYNE HEATING AND COOLING | 37MUHAQ36AA3+TIC2025-0016 | C36A***L15*+TXV | PG80MS(A,L)A48070B** | Split System | 34600 | 15.2 | 8.5 | 1.78 | R-454B | 650
218455877 | PAYNE HEATING AND COOLING | 37MUHAQ36AA3+TIC2025-0016 | (V,C)36H175P15*+TXV | PG92MSAA42060B** | Split System | 34600 | 15.2 | 8.5 | 1.78 | R-454B | 650
218455876 | PAYNE HEATING AND COOLING | 37MUHAQ36AA3+TIC2025-0016 | PL36H175P14*+TXV | PG92MSAA42060B** | Split System | 34600 | 15.2 | 8.5 | 1.78 | R-454B | 650
218455878 | PAYNE HEATING AND COOLING | 37MUHAQ36AA3+TIC2025-0016 | PL36H175P15*+TXV | PG92MSAA42060B** | Split System | 34600 | 15.2 | 8.5 | 1.78 | R-454B | 650
218455879 | PAYNE HEATING AND COOLING | 37MUHAQ36AA3+TIC2025-0016 | PL36H210P74*+TXV | PG92MSAA42060B** | Split System | 34600 | 15.2 | 8.5 | 1.78 | R-454B | 650
218455875 | PAYNE HEATING AND COOLING | 37MUHAQ36AA3+TIC2025-0016 | (V,C)36H175P14*+TXV | PG92MSAA42060B** | Split System | 34600 | 15.2 | 8.5 | 1.78 | R-454B | 650
218455873 | PAYNE HEATING AND COOLING | 37MUHAQ36AA3+TIC2025-0016 | A36VCA*+TXV | PG92MSAA42060B** | Split System | 34600 | 15.2 | 8.5 | 1.78 | R-454B | 650
218455880 | PAYNE HEATING AND COOLING | 37MUHAQ36AA3+TIC2025-0016 | C36A***L15*+TXV | PG92MSAA42060B** | Split System | 34600 | 15.2 | 8.5 | 1.78 | R-454B | 650
218455691 | PAYNE HEATING AND COOLING | 37MUHAQ30AA3+TIC2025-0016 | C36A***L13*+TXV | PG96MSAA48080B** | Split System | 28200 | 15.2 | 8.5 | 1.8 | R-454B | 650
218455696 | PAYNE HEATING AND COOLING | 37MUHAQ30AA3+TIC2025-0016 | PL36H210P74*+TXV | PG96MSAA48080B** | Split System | 28400 | 15.2 | 8.5 | 1.8 | R-454B | 650
218455698 | PAYNE HEATING AND COOLING | 37MUHAQ30AA3+TIC2025-0016 | (V,C)36H175P13*+TXV | PG96MSAA48080B** | Split System | 28400 | 15.2 | 8.5 | 1.8 | R-454B | 650
218455693 | PAYNE HEATING AND COOLING | 37MUHAQ30AA3+TIC2025-0016 | PL36H175P14*+TXV | PG96MSAA48080B** | Split System | 28600 | 15.2 | 8.5 | 1.8 | R-454B | 650
218455690 | PAYNE HEATING AND COOLING | 37MUHAQ30AA3+TIC2025-0016 | A36VCA*+TXV | PG96MSAA48080B** | Split System | 28600 | 15.2 | 8.5 | 1.8 | R-454B | 650
218455692 | PAYNE HEATING AND COOLING | 37MUHAQ30AA3+TIC2025-0016 | (V,C)36H175P14*+TXV | PG96MSAA48080B** | Split System | 28600 | 15.2 | 8.5 | 1.8 | R-454B | 650
218455578 | PAYNE HEATING AND COOLING | 37MUHAQ30AA3+TIC2025-0016 | PL36H210P74*+TXV | PG80MS(A,L)A48070C** | Split System | 29000 | 15.2 | 8.5 | 1.8 | R-454B | 650
218455795 | PAYNE HEATING AND COOLING | 37MUHAQ36AA3+TIC2025-0016 | C36A***L13*+TXV | PG80MS(A,L)A42090B** | Split System | 34600 | 15.2 | 8.5 | 1.8 | R-454B | 650
218455884 | PAYNE HEATING AND COOLING | 37MUHAQ36AA3+TIC2025-0016 | C36A***L13*+TXV | PG92MSAA48080B** | Split System | 34600 | 15.2 | 8.5 | 1.8 | R-454B | 650
218455802 | PAYNE HEATING AND COOLING | 37MUHAQ36AA3+TIC2025-0016 | (V,C)36H175P13*+TXV | PG80MS(A,L)A42090B** | Split System | 34800 | 15.2 | 8.5 | 1.8 | R-454B | 650
218455800 | PAYNE HEATING AND COOLING | 37MUHAQ36AA3+TIC2025-0016 | PL36H210P74*+TXV | PG80MS(A,L)A42090B** | Split System | 34800 | 15.2 | 8.5 | 1.8 | R-454B | 650
218455794 | PAYNE HEATING AND COOLING | 37MUHAQ36AA3+TIC2025-0016 | A36VCA*+TXV | PG80MS(A,L)A42090B** | Split System | 34800 | 15.2 | 8.5 | 1.8 | R-454B | 650
218455796 | PAYNE HEATING AND COOLING | 37MUHAQ36AA3+TIC2025-0016 | (V,C)36H175P14*+TXV | PG80MS(A,L)A42090B** | Split System | 34800 | 15.2 | 8.5 | 1.8 | R-454B | 650
218455797 | PAYNE HEATING AND COOLING | 37MUHAQ36AA3+TIC2025-0016 | PL36H175P14*+TXV | PG80MS(A,L)A42090B** | Split System | 34800 | 15.2 | 8.5 | 1.8 | R-454B | 650
218455886 | PAYNE HEATING AND COOLING | 37MUHAQ36AA3+TIC2025-0016 | PL36H175P14*+TXV | PG92MSAA48080B** | Split System | 34800 | 15.2 | 8.5 | 1.8 | R-454B | 650
218455891 | PAYNE HEATING AND COOLING | 37MUHAQ36AA3+TIC2025-0016 | (V,C)36H175P13*+TXV | PG92MSAA48080B** | Split System | 34800 | 15.2 | 8.5 | 1.8 | R-454B | 650
218455883 | PAYNE HEATING AND COOLING | 37MUHAQ36AA3+TIC2025-0016 | A36VCA*+TXV | PG92MSAA48080B** | Split System | 34800 | 15.2 | 8.5 | 1.8 | R-454B | 650
218455889 | PAYNE HEATING AND COOLING | 37MUHAQ36AA3+TIC2025-0016 | PL36H210P74*+TXV | PG92MSAA48080B** | Split System | 34800 | 15.2 | 8.5 | 1.8 | R-454B | 650
218455815 | PAYNE HEATING AND COOLING | 37MUHAQ36AA3+TIC2025-0016 | PL36H210P74*+TXV | PG80MS(A,L)A60090C** | Split System | 34800 | 15.2 | 8.5 | 1.8 | R-454B | 650
218524289 | CHAMPION HEATING AND COOLING | HH860E2S11 | CTF60C5CGS2 | Z9ES080C20SMPS1 | Split System | 44500 | 18 | 9 | 2 | R-454B | 650
218524293 | CHAMPION HEATING AND COOLING | HH860E2S11 | CTU60C5XGS2+TXV | Z9ES080C20SMPS1 | Split System | 44500 | 18 | 9 | 2 | R-454B | 650
218524345 | CHAMPION HEATING AND COOLING | HH860E2S11 | CTF60C5CGS2 | Z9ES080C16SMPS1 | Split System | 44500 | 18 | 9 | 2 | R-454B | 650
218524349 | CHAMPION HEATING AND COOLING | HH860E2S11 | CTU60C5XGS2+TXV | Z9ES080C16SMPS1 | Split System | 44500 | 18 | 9 | 2 | R-454B | 650
218524133 | CHAMPION HEATING AND COOLING | HH860E2S11 | CTU60C5XGS2+TXV | TL8E100C20UH11 | Split System | 45000 | 18 | 9 | 2 | R-454B | 650
218524129 | CHAMPION HEATING AND COOLING | HH860E2S11 | CTF60C5CGS2 | TL8E100C20UH11 | Split System | 45000 | 18 | 9 | 2 | R-454B | 650
218524285 | CHAMPION HEATING AND COOLING | HH860E2S11 | CTU60C5XGS2+TXV | Z8ES120C20LMPS1 | Split System | 45000 | 18 | 9 | 2 | R-454B | 650
218524277 | CHAMPION HEATING AND COOLING | HH860E2S11 | CTF60C5CGS2 | Z8ES120C20LMPS1 | Split System | 45000 | 18 | 9 | 2 | R-454B | 650
218524281 | CHAMPION HEATING AND COOLING | HH860E2S11 | CTU60C5XGS2+TXV | Z8ES120C20SMPS1 | Split System | 45000 | 18 | 9 | 2 | R-454B | 650
218524273 | CHAMPION HEATING AND COOLING | HH860E2S11 | CTF60C5CGS2 | Z8ES120C20SMPS1 | Split System | 45000 | 18 | 9 | 2 | R-454B | 650
218524703 | CHAMPION HEATING AND COOLING | HH860E2S11 | CTM60C5CGS2 | Z9ES080C16SMPS1 | Split System | 45000 | 18 | 9 | 2 | R-454B | 650
218524615 | CHAMPION HEATING AND COOLING | HH860E2S11 | CTM60C5CGS2 | Z9ES100C16SMPS1 | Split System | 45500 | 18 | 9 | 2 | R-454B | 650
218524337 | CHAMPION HEATING AND COOLING | HH860E2S11 | CTF60C5CGS2 | Z9ES100C20SMPS1 | Split System | 45500 | 18 | 9 | 2 | R-454B | 650
218524341 | CHAMPION HEATING AND COOLING | HH860E2S11 | CTU60C5XGS2+TXV | Z9ES100C20SMPS1 | Split System | 45500 | 18 | 9 | 2 | R-454B | 650
218524565 | CHAMPION HEATING AND COOLING | HH860E2S11 | CTM60C5CGS2 | Z9ES100C20SMPS1 | Split System | 45500 | 18 | 9 | 2 | R-454B | 650
218524505 | CHAMPION HEATING AND COOLING | HH860E2S11 | CTF60D5CGS2 | Z9ES120D20SMPS1 | Split System | 46000 | 18 | 9 | 2 | R-454B | 650
218524723 | CHAMPION HEATING AND COOLING | HH860E2S11 | CTM60D5CGS2 | Z9ES120D20SMPS1 | Split System | 46000 | 18 | 9 | 2 | R-454B | 650
218522674 | COLEMAN | HH836E2S11 | CTM36B5CDS2 | Z8VT080B12SMPC1 | Split System | 33000 | 18 | 9 | 2 | R-454B | 650
218522670 | COLEMAN | HH836E2S11 | CTM36B5ADS2 | Z8VT080B12SMPC1 | Split System | 33000 | 18 | 9 | 2 | R-454B | 650
218521262 | COLEMAN | HH836E2S11 | CTU36B5XDS2+TXV | Z8VT080B12SMPC1 | Split System | 33000 | 18 | 9 | 2 | R-454B | 650
218521254 | COLEMAN | HH836E2S11 | CTF36B5ADS2 | Z8VT080B12SMPC1 | Split System | 33000 | 18 | 9 | 2 | R-454B | 650
218521258 | COLEMAN | HH836E2S11 | CTF36B5CDS2 | Z8VT080B12SMPC1 | Split System | 33000 | 18 | 9 | 2 | R-454B | 650
218522572 | COLEMAN | HH836E2S11 | CTM36B5ADS2+JMVT12BC2N1 |  | Split System | 33200 | 18 | 9 | 2 | R-454B | 650
218522596 | COLEMAN | HH836E2S11 | CTM36B5ADS2+JMC12B2SN1 |  | Split System | 33200 | 18 | 9 | 2 | R-454B | 650
218522576 | COLEMAN | HH836E2S11 | CTM36B5CDS2+JMVT12BC2N1 |  | Split System | 33200 | 18 | 9 | 2 | R-454B | 650
218522600 | COLEMAN | HH836E2S11 | CTM36B5CDS2+JMC12B2SN1 |  | Split System | 33200 | 18 | 9 | 2 | R-454B | 650
218521816 | COLEMAN | HH836E2S11 | CTF36C5ADS2 | Z8VT100C20SMPC1 | Split System | 33600 | 18 | 9 | 2 | R-454B | 650
218521820 | COLEMAN | HH836E2S11 | CTF36C5CDS2 | Z8VT100C20SMPC1 | Split System | 33600 | 18 | 9 | 2 | R-454B | 650
218521844 | COLEMAN | HH836E2S11 | CTF36C5CDS2 | Z8VT100C16SMPC1 | Split System | 33800 | 18 | 9 | 2 | R-454B | 650
218521840 | COLEMAN | HH836E2S11 | CTF36C5ADS2 | Z8VT100C16SMPC1 | Split System | 33800 | 18 | 9 | 2 | R-454B | 650
218521824 | COLEMAN | HH836E2S11 | CTF36C5ADS2 | Z8VT080C16SMPC1 | Split System | 34000 | 18 | 9 | 2 | R-454B | 650
218521828 | COLEMAN | HH836E2S11 | CTF36C5CDS2 | Z8VT080C16SMPC1 | Split System | 34000 | 18 | 9 | 2 | R-454B | 650
218524218 | COLEMAN | HH860E2S11 | CTU60C5XGS2+TXV | TM8V100C16MP12 | Split System | 43500 | 18 | 9 | 2 | R-454B | 650
218524404 | COLEMAN | HH860E2S11 | CTU60C5XGS2+TXV | TP9C100C16MP13 | Split System | 43500 | 18 | 9 | 2 | R-454B | 650
218524398 | COLEMAN | HH860E2S11 | CTF60C5CGS2 | CP9C100C16MP13 | Split System | 43500 | 18 | 9 | 2 | R-454B | 650
218524222 | COLEMAN | HH860E2S11 | CTU60C5XGS2+TXV | TM8V080C16MP12 | Split System | 43500 | 18 | 9 | 2 | R-454B | 650
218524390 | COLEMAN | HH860E2S11 | CTF60C5CGS2 | TM9V100C16MP12 | Split System | 43500 | 18 | 9 | 2 | R-454B | 650
218524408 | COLEMAN | HH860E2S11 | CTU60C5XGS2+TXV | CP9C100C16MP13 | Split System | 43500 | 18 | 9 | 2 | R-454B | 650
218524214 | COLEMAN | HH860E2S11 | CTF60C5CGS2 | TM8V080C16MP12 | Split System | 43500 | 18 | 9 | 2 | R-454B | 650
218524632 | COLEMAN | HH860E2S11 | CTM60C5CGS2 | TP9C100C16MP13 | Split System | 43500 | 18 | 9 | 2 | R-454B | 650
218524210 | COLEMAN | HH860E2S11 | CTF60C5CGS2 | TM8V100C16MP12 | Split System | 43500 | 18 | 9 | 2 | R-454B | 650
218524400 | COLEMAN | HH860E2S11 | CTU60C5XGS2+TXV | TM9V100C16MP12 | Split System | 43500 | 18 | 9 | 2 | R-454B | 650
218524636 | COLEMAN | HH860E2S11 | CTM60C5CGS2 | CP9C100C16MP13 | Split System | 43500 | 18 | 9 | 2 | R-454B | 650
218524732 | COLEMAN | HH860E2S11 | CTM60D5CGS2 | TM9V120D20MP12 | Split System | 44000 | 18 | 9 | 2 | R-454B | 650
218524704 | COLEMAN | HH860E2S11 | CTM60C5CGS2 | TL8E100C20UH11 | Split System | 44000 | 18 | 9 | 2 | R-454B | 650
218524736 | COLEMAN | HH860E2S11 | CTM60D5CGS2 | TP9C120D20MP13 | Split System | 44000 | 18 | 9 | 2 | R-454B | 650
218524740 | COLEMAN | HH860E2S11 | CTM60D5CGS2 | CP9C120D20MP13 | Split System | 44000 | 18 | 9 | 2 | R-454B | 650
218524666 | COLEMAN | HH860E2S11 | CTM60C5CGS2 | TL9E100C20UH11 | Split System | 44000 | 18 | 9 | 2 | R-454B | 650
218524578 | COLEMAN | HH860E2S11 | CTM60C5CGS2 | Z8ES120C20LMPS1 | Split System | 44000 | 18 | 9 | 2 | R-454B | 650
218524662 | COLEMAN | HH860E2S11 | CTM60C5CGS2 | TM8V080C16MP12 | Split System | 44000 | 18 | 9 | 2 | R-454B | 650
218524174 | COLEMAN | HH860E2S11 | CTF60C5CGS2 | TL8E080C16UH11 | Split System | 44000 | 18 | 9 | 2 | R-454B | 650
218524482 | COLEMAN | HH860E2S11 | CTF60D5CGS2 | CP9C120D20MP13 | Split System | 44000 | 18 | 9 | 2 | R-454B | 650
218524478 | COLEMAN | HH860E2S11 | CTF60D5CGS2 | TP9C120D20MP13 | Split System | 44000 | 18 | 9 | 2 | R-454B | 650
218524696 | COLEMAN | HH860E2S11 | CTM60C5CGS2 | TM8V100C20MP12 | Split System | 44000 | 18 | 9 | 2 | R-454B | 650
218524670 | COLEMAN | HH860E2S11 | CTM60C5CGS2 | TM9V100C20MP12 | Split System | 44000 | 18 | 9 | 2 | R-454B | 650
218524692 | COLEMAN | HH860E2S11 | CTM60C5CGS2 | TM8V120C20MP12 | Split System | 44000 | 18 | 9 | 2 | R-454B | 650
218524658 | COLEMAN | HH860E2S11 | CTM60C5CGS2 | TM8V100C16MP12 | Split System | 44000 | 18 | 9 | 2 | R-454B | 650
218524474 | COLEMAN | HH860E2S11 | CTF60D5CGS2 | TM9V120D20MP12 | Split System | 44000 | 18 | 9 | 2 | R-454B | 650
218524574 | COLEMAN | HH860E2S11 | CTM60C5CGS2 | Z8ES120C20SMPS1 | Split System | 44000 | 18 | 9 | 2 | R-454B | 650
218524708 | COLEMAN | HH860E2S11 | CTM60C5CGS2 | TL8E080C16UH11 | Split System | 44000 | 18 | 9 | 2 | R-454B | 650
218524674 | COLEMAN | HH860E2S11 | CTM60C5CGS2 | TP9C100C20MP13 | Split System | 44000 | 18 | 9 | 2 | R-454B | 650
218524178 | COLEMAN | HH860E2S11 | CTU60C5XGS2+TXV | TL8E080C16UH11 | Split System | 44000 | 18 | 9 | 2 | R-454B | 650
218524290 | COLEMAN | HH860E2S11 | CTU60C5XGS2+TXV | Z9ES080C20SMPS1 | Split System | 44500 | 18 | 9 | 2 | R-454B | 650
218524286 | COLEMAN | HH860E2S11 | CTF60C5CGS2 | Z9ES080C20SMPS1 | Split System | 44500 | 18 | 9 | 2 | R-454B | 650
218524342 | COLEMAN | HH860E2S11 | CTF60C5CGS2 | Z9ES080C16SMPS1 | Split System | 44500 | 18 | 9 | 2 | R-454B | 650
218524346 | COLEMAN | HH860E2S11 | CTU60C5XGS2+TXV | Z9ES080C16SMPS1 | Split System | 44500 | 18 | 9 | 2 | R-454B | 650
218524126 | COLEMAN | HH860E2S11 | CTF60C5CGS2 | TL8E100C20UH11 | Split System | 45000 | 18 | 9 | 2 | R-454B | 650
218524130 | COLEMAN | HH860E2S11 | CTU60C5XGS2+TXV | TL8E100C20UH11 | Split System | 45000 | 18 | 9 | 2 | R-454B | 650
218524282 | COLEMAN | HH860E2S11 | CTU60C5XGS2+TXV | Z8ES120C20LMPS1 | Split System | 45000 | 18 | 9 | 2 | R-454B | 650
218524270 | COLEMAN | HH860E2S11 | CTF60C5CGS2 | Z8ES120C20SMPS1 | Split System | 45000 | 18 | 9 | 2 | R-454B | 650
218524278 | COLEMAN | HH860E2S11 | CTU60C5XGS2+TXV | Z8ES120C20SMPS1 | Split System | 45000 | 18 | 9 | 2 | R-454B | 650
218524274 | COLEMAN | HH860E2S11 | CTF60C5CGS2 | Z8ES120C20LMPS1 | Split System | 45000 | 18 | 9 | 2 | R-454B | 650
218524700 | COLEMAN | HH860E2S11 | CTM60C5CGS2 | Z9ES080C16SMPS1 | Split System | 45000 | 18 | 9 | 2 | R-454B | 650
218524612 | COLEMAN | HH860E2S11 | CTM60C5CGS2 | Z9ES100C16SMPS1 | Split System | 45500 | 18 | 9 | 2 | R-454B | 650
218524338 | COLEMAN | HH860E2S11 | CTU60C5XGS2+TXV | Z9ES100C20SMPS1 | Split System | 45500 | 18 | 9 | 2 | R-454B | 650
218524334 | COLEMAN | HH860E2S11 | CTF60C5CGS2 | Z9ES100C20SMPS1 | Split System | 45500 | 18 | 9 | 2 | R-454B | 650
218524720 | COLEMAN | HH860E2S11 | CTM60D5CGS2 | Z9ES120D20SMPS1 | Split System | 46000 | 18 | 9 | 2 | R-454B | 650
218524502 | COLEMAN | HH860E2S11 | CTF60D5CGS2 | Z9ES120D20SMPS1 | Split System | 46000 | 18 | 9 | 2 | R-454B | 650
218522676 | FRASER-JOHNSTON | HH836E2S11 | CTM36B5CDS2 | Z8VT080B12SMPC1 | Split System | 33000 | 18 | 9 | 2 | R-454B | 650
218521264 | FRASER-JOHNSTON | HH836E2S11 | CTU36B5XDS2+TXV | Z8VT080B12SMPC1 | Split System | 33000 | 18 | 9 | 2 | R-454B | 650
218521260 | FRASER-JOHNSTON | HH836E2S11 | CTF36B5CDS2 | Z8VT080B12SMPC1 | Split System | 33000 | 18 | 9 | 2 | R-454B | 650
218521256 | FRASER-JOHNSTON | HH836E2S11 | CTF36B5ADS2 | Z8VT080B12SMPC1 | Split System | 33000 | 18 | 9 | 2 | R-454B | 650
218522598 | FRASER-JOHNSTON | HH836E2S11 | CTM36B5ADS2+JMC12B2SN1 |  | Split System | 33200 | 18 | 9 | 2 | R-454B | 650
218522602 | FRASER-JOHNSTON | HH836E2S11 | CTM36B5CDS2+JMC12B2SN1 |  | Split System | 33200 | 18 | 9 | 2 | R-454B | 650
218522574 | FRASER-JOHNSTON | HH836E2S11 | CTM36B5ADS2+JMVT12BC2N1 |  | Split System | 33200 | 18 | 9 | 2 | R-454B | 650
218522578 | FRASER-JOHNSTON | HH836E2S11 | CTM36B5CDS2+JMVT12BC2N1 |  | Split System | 33200 | 18 | 9 | 2 | R-454B | 650
218521822 | FRASER-JOHNSTON | HH836E2S11 | CTF36C5CDS2 | Z8VT100C20SMPC1 | Split System | 33600 | 18 | 9 | 2 | R-454B | 650
218521818 | FRASER-JOHNSTON | HH836E2S11 | CTF36C5ADS2 | Z8VT100C20SMPC1 | Split System | 33600 | 18 | 9 | 2 | R-454B | 650
218521846 | FRASER-JOHNSTON | HH836E2S11 | CTF36C5CDS2 | Z8VT100C16SMPC1 | Split System | 33800 | 18 | 9 | 2 | R-454B | 650
218521842 | FRASER-JOHNSTON | HH836E2S11 | CTF36C5ADS2 | Z8VT100C16SMPC1 | Split System | 33800 | 18 | 9 | 2 | R-454B | 650
218521826 | FRASER-JOHNSTON | HH836E2S11 | CTF36C5ADS2 | Z8VT080C16SMPC1 | Split System | 34000 | 18 | 9 | 2 | R-454B | 650
218521830 | FRASER-JOHNSTON | HH836E2S11 | CTF36C5CDS2 | Z8VT080C16SMPC1 | Split System | 34000 | 18 | 9 | 2 | R-454B | 650
218524212 | FRASER-JOHNSTON | HH860E2S11 | CTF60C5CGS2 | TM8V100C16MP12 | Split System | 43500 | 18 | 9 | 2 | R-454B | 650
218524630 | FRASER-JOHNSTON | HH860E2S11 | CTM60C5CGS2 | TM9V100C16MP12 | Split System | 43500 | 18 | 9 | 2 | R-454B | 650
218524216 | FRASER-JOHNSTON | HH860E2S11 | CTF60C5CGS2 | TM8V080C16MP12 | Split System | 43500 | 18 | 9 | 2 | R-454B | 650
218524220 | FRASER-JOHNSTON | HH860E2S11 | CTU60C5XGS2+TXV | TM8V100C16MP12 | Split System | 43500 | 18 | 9 | 2 | R-454B | 650
218524402 | FRASER-JOHNSTON | HH860E2S11 | CTU60C5XGS2+TXV | TM9V100C16MP12 | Split System | 43500 | 18 | 9 | 2 | R-454B | 650
218524392 | FRASER-JOHNSTON | HH860E2S11 | CTF60C5CGS2 | TM9V100C16MP12 | Split System | 43500 | 18 | 9 | 2 | R-454B | 650
218524224 | FRASER-JOHNSTON | HH860E2S11 | CTU60C5XGS2+TXV | TM8V080C16MP12 | Split System | 43500 | 18 | 9 | 2 | R-454B | 650
218524406 | FRASER-JOHNSTON | HH860E2S11 | CTU60C5XGS2+TXV | TP9C100C16MP13 | Split System | 43500 | 18 | 9 | 2 | R-454B | 650
218524396 | FRASER-JOHNSTON | HH860E2S11 | CTF60C5CGS2 | TP9C100C16MP13 | Split System | 43500 | 18 | 9 | 2 | R-454B | 650
218524634 | FRASER-JOHNSTON | HH860E2S11 | CTM60C5CGS2 | TP9C100C16MP13 | Split System | 43500 | 18 | 9 | 2 | R-454B | 650
218524734 | FRASER-JOHNSTON | HH860E2S11 | CTM60D5CGS2 | TM9V120D20MP12 | Split System | 44000 | 18 | 9 | 2 | R-454B | 650
218524738 | FRASER-JOHNSTON | HH860E2S11 | CTM60D5CGS2 | TP9C120D20MP13 | Split System | 44000 | 18 | 9 | 2 | R-454B | 650
217953175 | KEEPRITE | N5H9V48*K*AAA* | ESH5X48M12A* | *97CTN0802120A* | Split System | 45500 | 15.2 | 8.5 | 2 | R-454B | 650
217953189 | KEEPRITE | N5H9V48*K*AAA* | ESH5X48M12A* | *96VTN0802120B* | Split System | 45500 | 15.2 | 8.5 | 2 | R-454B | 650
217953251 | KEEPRITE | Q5H9V48*K*AAA* | ESH5X60M12A* | *80VSL0701716B* | Split System | 46000 | 15.2 | 8.5 | 2 | R-454B | 650
217953246 | KEEPRITE | N5H9V48*K*AAA* | ESH5X60M12A* | *80VSL0701716B* | Split System | 46000 | 15.2 | 8.5 | 2 | R-454B | 650
217953575 | KEEPRITE | Q5H9V60*K*AAA* | ESH5X60M12A* | *80MSU1002120A* | Split System | 55000 | 15.2 | 8.5 | 2.02 | R-454B | 650
217953568 | KEEPRITE | N5H9V60*K*AAA* | ESH5X60M12A* | *80MSU1002120A* | Split System | 55000 | 15.2 | 8.5 | 2.02 | R-454B | 650
217953447 | KEEPRITE | Q5H9V60*K*AAA* | EA*5X61M21A* | *80CTL0701716B* | Split System | 55000 | 15.2 | 8.5 | 2.02 | R-454B | 650
217953440 | KEEPRITE | N5H9V60*K*AAA* | EA*5X61M21A* | *80CTL0701716B* | Split System | 55000 | 15.2 | 8.5 | 2.02 | R-454B | 650
217953591 | KEEPRITE | Q5H9V60*K*AAA* | ESH5X60M12A* | *95MSU1002120A* | Split System | 55500 | 15.2 | 8.5 | 2.02 | R-454B | 650
217953584 | KEEPRITE | N5H9V60*K*AAA* | ESH5X60M12A* | *95MSU1002120A* | Split System | 55500 | 15.2 | 8.5 | 2.02 | R-454B | 650
217953472 | KEEPRITE | N5H9V60*K*AAA* | EA*5X61M21A* | *95CSU0802120B* | Split System | 55500 | 15.2 | 8.5 | 2.02 | R-454B | 650
217953479 | KEEPRITE | Q5H9V60*K*AAA* | EA*5X61M21A* | *95CSU0802120B* | Split System | 55500 | 15.2 | 8.5 | 2.02 | R-454B | 650
217953655 | KEEPRITE | Q5H9V60*K*AAA* | ESH5X60M12A* | OLV154F20A | Split System | 56000 | 15.2 | 8.5 | 2.02 | R-454B | 650
217953648 | KEEPRITE | N5H9V60*K*AAA* | ESH5X60M12A* | OLV154F20A | Split System | 56000 | 15.2 | 8.5 | 2.02 | R-454B | 650
217953632 | KEEPRITE | N5H9V60*K*AAA* | ESH5X60M12A* | *97VTN1002122A* | Split System | 55500 | 15.2 | 8.5 | 2.04 | R-454B | 650
217953616 | KEEPRITE | N5H9V60*K*AAA* | ESH5X60M12A* | *96VTN1002122B* | Split System | 55500 | 15.2 | 8.5 | 2.04 | R-454B | 650
217953623 | KEEPRITE | Q5H9V60*K*AAA* | ESH5X60M12A* | *96VTN1002122B* | Split System | 55500 | 15.2 | 8.5 | 2.04 | R-454B | 650
217953639 | KEEPRITE | Q5H9V60*K*AAA* | ESH5X60M12A* | *97VTN1002122A* | Split System | 55500 | 15.2 | 8.5 | 2.04 | R-454B | 650
217953607 | KEEPRITE | Q5H9V60*K*AAA* | ESH5X60M12A* | *95MSU1002122A* | Split System | 55500 | 15.2 | 8.5 | 2.04 | R-454B | 650
217953600 | KEEPRITE | N5H9V60*K*AAA* | ESH5X60M12A* | *95MSU1002122A* | Split System | 55500 | 15.2 | 8.5 | 2.04 | R-454B | 650
218396923 | MIDEA | MO1HE-H48B-2A | MAAHE-H60B-CA-UC | BZ33-96E2U080C4 | Split System | 45000 | 15.2 | 8.5 | 1.8 | R-454B | 650
218396887 | MIDEA | MO1HE-H48B-2A | MAAHE-H60B-CA | BZ33-96E2U080C4 | Split System | 45000 | 15.2 | 8.5 | 1.8 | R-454B | 650
218155135 | MIDEA | MO1HE-H48B-2A | MAAHE-H60B-CA | MGV96U080C4C | Split System | 45000 | 15.2 | 8.5 | 1.8 | R-454B | 650
218475756 | PAYNE HEATING AND COOLING | 37MUHAQ18AA3+KSAIC0701230 | CAA**2414AM* | PG80MS(A,L)A36045A** | Split System | 17500 | 15.2 | 8.5 | 1.9 | R-454B | 650
218475606 | PAYNE HEATING AND COOLING | 37MUHAQ18AA3+KSAIC0701230 | CAA**3014AM* | PG80MS(A,L)A36070A** | Split System | 17800 | 15.2 | 8.5 | 1.9 | R-454B | 650
218475567 | PAYNE HEATING AND COOLING | 37MUHAQ18AA3+KSAIC0701230 | CAA**3017AM* | PG92MSAA42060B** | Split System | 17800 | 15.2 | 8.5 | 1.9 | R-454B | 650
218475569 | PAYNE HEATING AND COOLING | 37MUHAQ18AA3+KSAIC0701230 | CAA**3017AM* | PG92MSAA48080B** | Split System | 18000 | 15.2 | 8.5 | 1.9 | R-454B | 650
218477067 | PAYNE HEATING AND COOLING | 37MUHAQ24AA3+KSAIC0701230 | CSAH*2412AM* | PG95MSUA60100C** | Split System | 23000 | 15.2 | 8.5 | 1.9 | R-454B | 650
218477078 | PAYNE HEATING AND COOLING | 37MUHAQ24AA3+KSAIC0701230 | CSAH*2412AM* | PG96VTAB48080B** | Split System | 23200 | 15.2 | 8.5 | 1.9 | R-454B | 650
218477089 | PAYNE HEATING AND COOLING | 37MUHAQ24AA3+KSAIC0701230 | CSAH*2412AM* | PG97VTAA48080B** | Split System | 23200 | 15.2 | 8.5 | 1.9 | R-454B | 650
218477065 | PAYNE HEATING AND COOLING | 37MUHAQ24AA3+KSAIC0701230 | CSAH*2412AM* | PG95MSUA60080C** | Split System | 23200 | 15.2 | 8.5 | 1.9 | R-454B | 650
218477126 | PAYNE HEATING AND COOLING | 37MUHAQ24AA3+KSAIC0701230 | CSAH*3012AM* | PG80VTLB66110C** | Split System | 23400 | 15.2 | 8.5 | 1.9 | R-454B | 650
218476320 | PAYNE HEATING AND COOLING | 37MUHAQ24AA3+KSAIC0701230 | CAA**3617AM* | PG92MSAA36040B** | Split System | 23000 | 15.2 | 8.5 | 1.92 | R-454B | 650
218476267 | PAYNE HEATING AND COOLING | 37MUHAQ24AA3+KSAIC0701230 | CAA**3017AM* | PG96MSAA30040A** | Split System | 23000 | 15.2 | 8.5 | 1.92 | R-454B | 650
218476520 | PAYNE HEATING AND COOLING | 37MUHAQ24AA3+KSAIC0701230 | CSAH*2412AM* | PG80MS(A,L)A36070B** | Split System | 23000 | 15.2 | 8.5 | 1.92 | R-454B | 650
218476617 | PAYNE HEATING AND COOLING | 37MUHAQ24AA3+KSAIC0701230 | CSAH*3012AM* | PG92MSAA60100C** | Split System | 23200 | 15.2 | 8.5 | 1.92 | R-454B | 650
218476588 | PAYNE HEATING AND COOLING | 37MUHAQ24AA3+KSAIC0701230 | CSAH*3012AM* | PG80MS(A,L)A48070B** | Split System | 23200 | 15.2 | 8.5 | 1.92 | R-454B | 650
218476611 | PAYNE HEATING AND COOLING | 37MUHAQ24AA3+KSAIC0701230 | CSAH*3012AM* | PG92MSAA42060B** | Split System | 23200 | 15.2 | 8.5 | 1.92 | R-454B | 650
218477128 | PAYNE HEATING AND COOLING | 37MUHAQ24AA3+KSAIC0701230 | CSAH*3012AM* | PG80VTLB66135D** | Split System | 23200 | 15.2 | 8.5 | 1.92 | R-454B | 650
218476540 | PAYNE HEATING AND COOLING | 37MUHAQ24AA3+KSAIC0701230 | CSAH*2412AM* | PG80MS(A,L)A60110C** | Split System | 23200 | 15.2 | 8.5 | 1.92 | R-454B | 650
218476531 | PAYNE HEATING AND COOLING | 37MUHAQ24AA3+KSAIC0701230 | CSAH*2412AM* | PG80MS(A,L)A42090B** | Split System | 23200 | 15.2 | 8.5 | 1.92 | R-454B | 650
218476554 | PAYNE HEATING AND COOLING | 37MUHAQ24AA3+KSAIC0701230 | CSAH*2412AM* | PG92MSAA60080C** | Split System | 23200 | 15.2 | 8.5 | 1.92 | R-454B | 650
218477224 | PAYNE HEATING AND COOLING | 37MUHAQ24AA3+KSAIC0701230 | CSAH*3612AM* | PG96VTAB30040A** | Split System | 23400 | 15.2 | 8.5 | 1.92 | R-454B | 650
218476586 | PAYNE HEATING AND COOLING | 37MUHAQ24AA3+KSAIC0701230 | CSAH*3012AM* | PG80MS(A,L)A36070B** | Split System | 23400 | 15.2 | 8.5 | 1.92 | R-454B | 650
218476601 | PAYNE HEATING AND COOLING | 37MUHAQ24AA3+KSAIC0701230 | CSAH*3012AM* | PG80MS(A,L)A60110D** | Split System | 23400 | 15.2 | 8.5 | 1.92 | R-454B | 650
218476594 | PAYNE HEATING AND COOLING | 37MUHAQ24AA3+KSAIC0701230 | CSAH*3012AM* | PG80MS(A,L)A48090C** | Split System | 23400 | 15.2 | 8.5 | 1.92 | R-454B | 650
218476609 | PAYNE HEATING AND COOLING | 37MUHAQ24AA3+KSAIC0701230 | CSAH*3012AM* | PG92MSAA36060A** | Split System | 23400 | 15.2 | 8.5 | 1.92 | R-454B | 650
218476620 | PAYNE HEATING AND COOLING | 37MUHAQ24AA3+KSAIC0701230 | CSAH*3012AM* | PG92MSAA60120D** | Split System | 23400 | 15.2 | 8.5 | 1.92 | R-454B | 650
218476515 | PAYNE HEATING AND COOLING | 37MUHAQ24AA3+KSAIC0701230 | CSAH*2412AM* | PG80MS(A,L)A36070A** | Split System | 23400 | 15.2 | 8.5 | 1.92 | R-454B | 650
218476556 | PAYNE HEATING AND COOLING | 37MUHAQ24AA3+KSAIC0701230 | CSAH*2412AM* | PG92MSAA60100C** | Split System | 23400 | 15.2 | 8.5 | 1.92 | R-454B | 650
218476615 | PAYNE HEATING AND COOLING | 37MUHAQ24AA3+KSAIC0701230 | CSAH*3012AM* | PG92MSAA60080C** | Split System | 23600 | 15.2 | 8.5 | 1.92 | R-454B | 650
218477124 | PAYNE HEATING AND COOLING | 37MUHAQ24AA3+KSAIC0701230 | CSAH*3012AM* | PG80VTLB60090C** | Split System | 23600 | 15.2 | 8.5 | 1.92 | R-454B | 650
218476664 | PAYNE HEATING AND COOLING | 37MUHAQ24AA3+KSAIC0701230 | CSAH*3612AM* | PG80MS(A,L)A60135D** | Split System | 24000 | 15.2 | 8.5 | 1.92 | R-454B | 650
218475445 | PAYNE HEATING AND COOLING | 37MUHAQ18AA3+KSAIC0701230 | PF5MN*A18L* |  | Split System | 17900 | 15.2 | 8.5 | 1.94 | R-454B | 650
218475459 | PAYNE HEATING AND COOLING | 37MUHAQ18AA3+KSAIC0701230 | FJ5AN*A18L* |  | Split System | 17900 | 15.2 | 8.5 | 1.94 | R-454B | 650
218476341 | PAYNE HEATING AND COOLING | 37MUHAQ24AA3+KSAIC0701230 | CAA**3617AM* | PG96MSAA30040A** | Split System | 23000 | 15.2 | 8.5 | 1.94 | R-454B | 650
218476508 | PAYNE HEATING AND COOLING | 37MUHAQ24AA3+KSAIC0701230 | CSAH*2412AM* | PG80MS(A,L)A36045A** | Split System | 23000 | 15.2 | 8.5 | 1.94 | R-454B | 650
218476573 | PAYNE HEATING AND COOLING | 37MUHAQ24AA3+KSAIC0701230 | CSAH*2412AM* | PG96MSAA60100C** | Split System | 23000 | 15.2 | 8.5 | 1.94 | R-454B | 650
218476569 | PAYNE HEATING AND COOLING | 37MUHAQ24AA3+KSAIC0701230 | CSAH*2412AM* | PG96MSAA48080B** | Split System | 23000 | 15.2 | 8.5 | 1.94 | R-454B | 650
218476632 | PAYNE HEATING AND COOLING | 37MUHAQ24AA3+KSAIC0701230 | CSAH*3012AM* | PG96MSAA60080C** | Split System | 23200 | 15.2 | 8.5 | 1.94 | R-454B | 650
218476592 | PAYNE HEATING AND COOLING | 37MUHAQ24AA3+KSAIC0701230 | CSAH*3012AM* | PG80MS(A,L)A42090B** | Split System | 23200 | 15.2 | 8.5 | 1.94 | R-454B | 650
218476580 | PAYNE HEATING AND COOLING | 37MUHAQ24AA3+KSAIC0701230 | CSAH*3012AM* | PG80MS(A,L)A36045A** | Split System | 23200 | 15.2 | 8.5 | 1.94 | R-454B | 650
218476582 | PAYNE HEATING AND COOLING | 37MUHAQ24AA3+KSAIC0701230 | CSAH*3012AM* | PG80MS(A,L)A42045B** | Split System | 23200 | 15.2 | 8.5 | 1.94 | R-454B | 650
218476626 | PAYNE HEATING AND COOLING | 37MUHAQ24AA3+KSAIC0701230 | CSAH*3012AM* | PG96MSAA36060A** | Split System | 23200 | 15.2 | 8.5 | 1.94 | R-454B | 650
218476639 | PAYNE HEATING AND COOLING | 37MUHAQ24AA3+KSAIC0701230 | CSAH*3012AM* | PG96MSAA66140D** | Split System | 23200 | 15.2 | 8.5 | 1.94 | R-454B | 650
218476552 | PAYNE HEATING AND COOLING | 37MUHAQ24AA3+KSAIC0701230 | CSAH*2412AM* | PG92MSAA48080B** | Split System | 23200 | 15.2 | 8.5 | 1.94 | R-454B | 650
218476390 | PAYNE HEATING AND COOLING | 37MUHAQ24AA3+KSAIC0701230 | CAA**3717AM* | PG92MSAA36040B** | Split System | 23400 | 15.2 | 8.5 | 1.94 | R-454B | 650
218476590 | PAYNE HEATING AND COOLING | 37MUHAQ24AA3+KSAIC0701230 | CSAH*3012AM* | PG80MS(A,L)A48070C** | Split System | 23400 | 15.2 | 8.5 | 1.94 | R-454B | 650
218476637 | PAYNE HEATING AND COOLING | 37MUHAQ24AA3+KSAIC0701230 | CSAH*3012AM* | PG96MSAA66120D** | Split System | 23400 | 15.2 | 8.5 | 1.94 | R-454B | 650
218476630 | PAYNE HEATING AND COOLING | 37MUHAQ24AA3+KSAIC0701230 | CSAH*3012AM* | PG96MSAA48080B** | Split System | 23400 | 15.2 | 8.5 | 1.94 | R-454B | 650
218476485 | PAYNE HEATING AND COOLING | 37MUHAQ24AA3+KSAIC0701230 | CAA**3721AM* | PG96MSAA36040B** | Split System | 23600 | 15.2 | 8.5 | 1.94 | R-454B | 650
218476150 | PAYNE HEATING AND COOLING | 37MUHAQ24AA3+KSAIC0701230 | CAA**2517AM* | PG92MSAA36040B** | Split System | 23600 | 15.2 | 8.5 | 1.94 | R-454B | 650
218476651 | PAYNE HEATING AND COOLING | 37MUHAQ24AA3+KSAIC0701230 | CSAH*3612AM* | PG80MS(A,L)A48070C** | Split System | 23600 | 15.2 | 8.5 | 1.94 | R-454B | 650
218477205 | PAYNE HEATING AND COOLING | 37MUHAQ24AA3+KSAIC0701230 | CSAH*3612AM* | PG80VTLB66135D** | Split System | 23600 | 15.2 | 8.5 | 1.94 | R-454B | 650
218476386 | PAYNE HEATING AND COOLING | 37MUHAQ24AA3+KSAIC0701230 | CAA**3717AM* | PG92MSAA36040A** | Split System | 23600 | 15.2 | 8.5 | 1.94 | R-454B | 650
218476641 | PAYNE HEATING AND COOLING | 37MUHAQ24AA3+KSAIC0701230 | CSAH*3612AM* | PG80MS(A,L)A36045A** | Split System | 23600 | 15.2 | 8.5 | 1.94 | R-454B | 650
218476695 | PAYNE HEATING AND COOLING | 37MUHAQ24AA3+KSAIC0701230 | CSAH*3612AM* | PG96MSAA48080B** | Split System | 23600 | 15.2 | 8.5 | 1.94 | R-454B | 650
218476685 | PAYNE HEATING AND COOLING | 37MUHAQ24AA3+KSAIC0701230 | CSAH*3612AM* | PG96MSAA30026A** | Split System | 23600 | 15.2 | 8.5 | 1.94 | R-454B | 650
218476599 | PAYNE HEATING AND COOLING | 37MUHAQ24AA3+KSAIC0701230 | CSAH*3012AM* | PG80MS(A,L)A60110C** | Split System | 23600 | 15.2 | 8.5 | 1.94 | R-454B | 650
218476603 | PAYNE HEATING AND COOLING | 37MUHAQ24AA3+KSAIC0701230 | CSAH*3012AM* | PG80MS(A,L)A60135D** | Split System | 23600 | 15.2 | 8.5 | 1.94 | R-454B | 650
218476596 | PAYNE HEATING AND COOLING | 37MUHAQ24AA3+KSAIC0701230 | CSAH*3012AM* | PG80MS(A,L)A60090C** | Split System | 23600 | 15.2 | 8.5 | 1.94 | R-454B | 650
218476463 | PAYNE HEATING AND COOLING | 37MUHAQ24AA3+KSAIC0701230 | CAA**3721AM* | PG92MSAA36040B** | Split System | 23800 | 15.2 | 8.5 | 1.94 | R-454B | 650
218476655 | PAYNE HEATING AND COOLING | 37MUHAQ24AA3+KSAIC0701230 | CSAH*3612AM* | PG80MS(A,L)A48090C** | Split System | 23800 | 15.2 | 8.5 | 1.94 | R-454B | 650
218476672 | PAYNE HEATING AND COOLING | 37MUHAQ24AA3+KSAIC0701230 | CSAH*3612AM* | PG92MSAA36060A** | Split System | 23800 | 15.2 | 8.5 | 1.94 | R-454B | 650
218475705 | PAYNE HEATING AND COOLING | 37MUHAQ18AA3+KSAIC0701230 | CAA**2417AM* | PG80MS(A,L)A36070B** | Split System | 17500 | 15.2 | 8.5 | 1.95 | R-454B | 650
218475699 | PAYNE HEATING AND COOLING | 37MUHAQ18AA3+KSAIC0701230 | CAA**2417AM* | PG80MS(A,L)A36045A** | Split System | 17600 | 15.2 | 8.5 | 1.95 | R-454B | 650
218475758 | PAYNE HEATING AND COOLING | 37MUHAQ18AA3+KSAIC0701230 | CAA**2414AM* | PG80MS(A,L)A36070A** | Split System | 17700 | 15.2 | 8.5 | 1.95 | R-454B | 650
218475703 | PAYNE HEATING AND COOLING | 37MUHAQ18AA3+KSAIC0701230 | CAA**2417AM* | PG80MS(A,L)A36070A** | Split System | 17700 | 15.2 | 8.5 | 1.95 | R-454B | 650
218475729 | PAYNE HEATING AND COOLING | 37MUHAQ18AA3+KSAIC0701230 | CAA**2417AM* | PG92MSAA48080B** | Split System | 17800 | 15.2 | 8.5 | 1.95 | R-454B | 650
218475787 | PAYNE HEATING AND COOLING | 37MUHAQ18AA3+KSAIC0701230 | CAA**1917AM* | PG80MS(A,L)A42090B** | Split System | 18100 | 15.2 | 8.5 | 1.95 | R-454B | 650
218475662 | PAYNE HEATING AND COOLING | 37MUHAQ18AA3+KSAIC0701230 | CAA**2517AM* | PG92MSAA42060B** | Split System | 18200 | 15.2 | 8.5 | 1.95 | R-454B | 650
218475639 | PAYNE HEATING AND COOLING | 37MUHAQ18AA3+KSAIC0701230 | CAA**2517AM* | PG80MS(A,L)A42090B** | Split System | 18200 | 15.2 | 8.5 | 1.95 | R-454B | 650
218475805 | PAYNE HEATING AND COOLING | 37MUHAQ18AA3+KSAIC0701230 | CAA**1917AM* | PG92MSAA42060B** | Split System | 18200 | 15.2 | 8.5 | 1.95 | R-454B | 650
218475819 | PAYNE HEATING AND COOLING | 37MUHAQ18AA3+KSAIC0701230 | CAA**1917AM* | PG96MSAA48080B** | Split System | 18300 | 15.2 | 8.5 | 1.95 | R-454B | 650
218475463 | PAYNE HEATING AND COOLING | 37MUHAQ18AA3+KSAIC0701230 | FEVB0024**+NAVA53601CK |  | Split System | 18300 | 15.2 | 8.5 | 1.95 | R-454B | 650
218475465 | PAYNE HEATING AND COOLING | 37MUHAQ18AA3+KSAIC0701230 | FEVA0024**+NAVA53601CK |  | Split System | 18300 | 15.2 | 8.5 | 1.95 | R-454B | 650
218476146 | PAYNE HEATING AND COOLING | 37MUHAQ24AA3+KSAIC0701230 | CAA**2517AM* | PG92MSAA36040A** | Split System | 23800 | 15.2 | 8.5 | 1.96 | R-454B | 650
218476683 | PAYNE HEATING AND COOLING | 37MUHAQ24AA3+KSAIC0701230 | CSAH*3612AM* | PG92MSAA60120D** | Split System | 23800 | 15.2 | 8.5 | 1.96 | R-454B | 650
218476699 | PAYNE HEATING AND COOLING | 37MUHAQ24AA3+KSAIC0701230 | CSAH*3612AM* | PG96MSAA60100C** | Split System | 23800 | 15.2 | 8.5 | 1.96 | R-454B | 650
217953289 | TEMPSTAR | N5H9V48*K*AAA* | ESH5X60M12A* | *97CMN0602120B* | Split System | 46000 | 15.2 | 8.5 | 1.95 | R-454B | 650
217953266 | TEMPSTAR | Q5H9V48*K*AAA* | ESH5X60M12A* | *80CTL0701716B* | Split System | 46000 | 15.2 | 8.5 | 1.95 | R-454B | 650
217953294 | TEMPSTAR | Q5H9V48*K*AAA* | ESH5X60M12A* | *97CMN0602120B* | Split System | 46000 | 15.2 | 8.5 | 1.95 | R-454B | 650
217953261 | TEMPSTAR | N5H9V48*K*AAA* | ESH5X60M12A* | *80CTL0701716B* | Split System | 46000 | 15.2 | 8.5 | 1.95 | R-454B | 650
217953041 | TEMPSTAR | Q5H9V48*K*AAA* | ESH5X48M12A* | *80CTL0701716B* | Split System | 45000 | 15.2 | 8.5 | 1.98 | R-454B | 650
217953036 | TEMPSTAR | N5H9V48*K*AAA* | ESH5X48M12A* | *80CTL0701716B* | Split System | 45000 | 15.2 | 8.5 | 1.98 | R-454B | 650
217953148 | TEMPSTAR | N5H9V48*K*AAA* | ESH5X48M12A* | *95MSU0601716A* | Split System | 45000 | 15.2 | 8.5 | 1.98 | R-454B | 650
217953153 | TEMPSTAR | Q5H9V48*K*AAA* | ESH5X48M12A* | *95MSU0601716A* | Split System | 45000 | 15.2 | 8.5 | 1.98 | R-454B | 650
217953050 | TEMPSTAR | N5H9V48*K*AAA* | ESH5X48M12A* | *80CTL0901716B* | Split System | 45000 | 15.2 | 8.5 | 2 | R-454B | 650
217953064 | TEMPSTAR | N5H9V48*K*AAA* | ESH5X48M12A* | *80VTL0701716B* | Split System | 45000 | 15.2 | 8.5 | 2 | R-454B | 650
217953083 | TEMPSTAR | Q5H9V48*K*AAA* | ESH5X48M12A* | *95CSU0802120B* | Split System | 45000 | 15.2 | 8.5 | 2 | R-454B | 650
217953055 | TEMPSTAR | Q5H9V48*K*AAA* | ESH5X48M12A* | *80CTL0901716B* | Split System | 45000 | 15.2 | 8.5 | 2 | R-454B | 650
217953078 | TEMPSTAR | N5H9V48*K*AAA* | ESH5X48M12A* | *95CSU0802120B* | Split System | 45000 | 15.2 | 8.5 | 2 | R-454B | 650
217953069 | TEMPSTAR | Q5H9V48*K*AAA* | ESH5X48M12A* | *80VTL0701716B* | Split System | 45000 | 15.2 | 8.5 | 2 | R-454B | 650
217953022 | TEMPSTAR | N5H9V48*K*AAA* | ESH5X48M12A* | *80VSL0701716B* | Split System | 45000 | 15.2 | 8.5 | 2 | R-454B | 650
217953027 | TEMPSTAR | Q5H9V48*K*AAA* | ESH5X48M12A* | *80VSL0701716B* | Split System | 45000 | 15.2 | 8.5 | 2 | R-454B | 650
217953125 | TEMPSTAR | Q5H9V48*K*AAA* | ESH5X48M12A* | *96VSN0802120B* | Split System | 45500 | 15.2 | 8.5 | 2 | R-454B | 650
217953120 | TEMPSTAR | N5H9V48*K*AAA* | ESH5X48M12A* | *96VSN0802120B* | Split System | 45500 | 15.2 | 8.5 | 2 | R-454B | 650
217953219 | TEMPSTAR | N5H9V48*K*AAA* | ESH5X48M12A* | *97VTN0802120A* | Split System | 45500 | 15.2 | 8.5 | 2 | R-454B | 650
217953106 | TEMPSTAR | N5H9V48*K*AAA* | ESH5X48M12A* | *97CMN1202422B* | Split System | 45500 | 15.2 | 8.5 | 2 | R-454B | 650
217953195 | TEMPSTAR | Q5H9V48*K*AAA* | ESH5X48M12A* | *96VTN0802120B* | Split System | 45500 | 15.2 | 8.5 | 2 | R-454B | 650
217953167 | TEMPSTAR | Q5H9V48*K*AAA* | ESH5X48M12A* | *96CTN0802120B* | Split System | 45500 | 15.2 | 8.5 | 2 | R-454B | 650
217953181 | TEMPSTAR | Q5H9V48*K*AAA* | ESH5X48M12A* | *97CTN0802120A* | Split System | 45500 | 15.2 | 8.5 | 2 | R-454B | 650
217953092 | TEMPSTAR | N5H9V48*K*AAA* | ESH5X48M12A* | *97CMN0802120B* | Split System | 45500 | 15.2 | 8.5 | 2 | R-454B | 650
217953097 | TEMPSTAR | Q5H9V48*K*AAA* | ESH5X48M12A* | *97CMN0802120B* | Split System | 45500 | 15.2 | 8.5 | 2 | R-454B | 650
217953190 | TEMPSTAR | N5H9V48*K*AAA* | ESH5X48M12A* | *96VTN0802120B* | Split System | 45500 | 15.2 | 8.5 | 2 | R-454B | 650
217953224 | TEMPSTAR | Q5H9V48*K*AAA* | ESH5X48M12A* | *97VTN0802120A* | Split System | 45500 | 15.2 | 8.5 | 2 | R-454B | 650
217953176 | TEMPSTAR | N5H9V48*K*AAA* | ESH5X48M12A* | *97CTN0802120A* | Split System | 45500 | 15.2 | 8.5 | 2 | R-454B | 650
217953111 | TEMPSTAR | Q5H9V48*K*AAA* | ESH5X48M12A* | *97CMN1202422B* | Split System | 45500 | 15.2 | 8.5 | 2 | R-454B | 650
217953162 | TEMPSTAR | N5H9V48*K*AAA* | ESH5X48M12A* | *96CTN0802120B* | Split System | 45500 | 15.2 | 8.5 | 2 | R-454B | 650
217953252 | TEMPSTAR | Q5H9V48*K*AAA* | ESH5X60M12A* | *80VSL0701716B* | Split System | 46000 | 15.2 | 8.5 | 2 | R-454B | 650
217953247 | TEMPSTAR | N5H9V48*K*AAA* | ESH5X60M12A* | *80VSL0701716B* | Split System | 46000 | 15.2 | 8.5 | 2 | R-454B | 650
217953569 | TEMPSTAR | N5H9V60*K*AAA* | ESH5X60M12A* | *80MSU1002120A* | Split System | 55000 | 15.2 | 8.5 | 2.02 | R-454B | 650
217953576 | TEMPSTAR | Q5H9V60*K*AAA* | ESH5X60M12A* | *80MSU1002120A* | Split System | 55000 | 15.2 | 8.5 | 2.02 | R-454B | 650
217953441 | TEMPSTAR | N5H9V60*K*AAA* | EA*5X61M21A* | *80CTL0701716B* | Split System | 55000 | 15.2 | 8.5 | 2.02 | R-454B | 650
217953448 | TEMPSTAR | Q5H9V60*K*AAA* | EA*5X61M21A* | *80CTL0701716B* | Split System | 55000 | 15.2 | 8.5 | 2.02 | R-454B | 650
217953592 | TEMPSTAR | Q5H9V60*K*AAA* | ESH5X60M12A* | *95MSU1002120A* | Split System | 55500 | 15.2 | 8.5 | 2.02 | R-454B | 650
217953585 | TEMPSTAR | N5H9V60*K*AAA* | ESH5X60M12A* | *95MSU1002120A* | Split System | 55500 | 15.2 | 8.5 | 2.02 | R-454B | 650
217953473 | TEMPSTAR | N5H9V60*K*AAA* | EA*5X61M21A* | *95CSU0802120B* | Split System | 55500 | 15.2 | 8.5 | 2.02 | R-454B | 650
217953480 | TEMPSTAR | Q5H9V60*K*AAA* | EA*5X61M21A* | *95CSU0802120B* | Split System | 55500 | 15.2 | 8.5 | 2.02 | R-454B | 650
217953649 | TEMPSTAR | N5H9V60*K*AAA* | ESH5X60M12A* | OLV154F20A | Split System | 56000 | 15.2 | 8.5 | 2.02 | R-454B | 650
217953656 | TEMPSTAR | Q5H9V60*K*AAA* | ESH5X60M12A* | OLV154F20A | Split System | 56000 | 15.2 | 8.5 | 2.02 | R-454B | 650
217953601 | TEMPSTAR | N5H9V60*K*AAA* | ESH5X60M12A* | *95MSU1002122A* | Split System | 55500 | 15.2 | 8.5 | 2.04 | R-454B | 650
217953617 | TEMPSTAR | N5H9V60*K*AAA* | ESH5X60M12A* | *96VTN1002122B* | Split System | 55500 | 15.2 | 8.5 | 2.04 | R-454B | 650
217953640 | TEMPSTAR | Q5H9V60*K*AAA* | ESH5X60M12A* | *97VTN1002122A* | Split System | 55500 | 15.2 | 8.5 | 2.04 | R-454B | 650
217953624 | TEMPSTAR | Q5H9V60*K*AAA* | ESH5X60M12A* | *96VTN1002122B* | Split System | 55500 | 15.2 | 8.5 | 2.04 | R-454B | 650
217953608 | TEMPSTAR | Q5H9V60*K*AAA* | ESH5X60M12A* | *95MSU1002122A* | Split System | 55500 | 15.2 | 8.5 | 2.04 | R-454B | 650
217953633 | TEMPSTAR | N5H9V60*K*AAA* | ESH5X60M12A* | *97VTN1002122A* | Split System | 55500 | 15.2 | 8.5 | 2.04 | R-454B | 650
218020885 | ACIQ | N5H9V36*K*AAA* | EA*5X36M17A* | OMV112K14A | Split System | 33600 | 15.5 | 8.5 | 1.96 | R-454B | 650
218017471 | ACIQ | N5H9V48*K*AAA* | ESH5X48M12A* | *96VTN1202422B* | Split System | 45500 | 15.5 | 8.5 | 2 | R-454B | 650
218017456 | ACIQ | N5H9V48*K*AAA* | ESH5X48M12A* | *96VSN1002120B* | Split System | 45500 | 15.5 | 8.5 | 2 | R-454B | 650
218017478 | ACIQ | N5H9V48*K*AAA* | ESH5X48M12A* | *97VTN1202422A* | Split System | 45500 | 15.5 | 8.5 | 2 | R-454B | 650
218018910 | ACIQ | N5H9V60*K*AAA* | EA*5X60M24A* | *80CTL0702120B* | Split System | 54500 | 15.5 | 8.5 | 2 | R-454B | 650
218018948 | ACIQ | N5H9V60*K*AAA* | EA*5X61M24A* | *95CSU0802120B* | Split System | 55500 | 15.5 | 8.5 | 2 | R-454B | 650
218018934 | ACIQ | N5H9V60*K*AAA* | EA*5X61M21A* | *80CTL0702120B* | Split System | 55500 | 15.5 | 8.5 | 2 | R-454B | 650
218018951 | ACIQ | N5H9V60*K*AAA* | EA*5X61M24A* | OMV154L20A | Split System | 56500 | 15.5 | 8.5 | 2 | R-454B | 650
218018943 | ACIQ | N5H9V60*K*AAA* | EA*5X61M21A* | *95MSU0802120A* | Split System | 55500 | 15.5 | 8.5 | 2.05 | R-454B | 650
217952514 | AIRQUEST | Q5H9V36*K*AAA* | EA*5X36M17A* | OMV112K14A | Split System | 33600 | 15.5 | 8.5 | 1.96 | R-454B | 650
217952507 | AIRQUEST | N5H9V36*K*AAA* | EA*5X36M17A* | OMV112K14A | Split System | 33600 | 15.5 | 8.5 | 1.96 | R-454B | 650
217953200 | AIRQUEST | N5H9V48*K*AAA* | ESH5X48M12A* | *96VTN1202422B* | Split System | 45500 | 15.5 | 8.5 | 2 | R-454B | 650
217956106 | AIRQUEST | Q5H9V48*K*AAA* | ESH5X48M12A* | *96VTN1202422B* | Split System | 45500 | 15.5 | 8.5 | 2 | R-454B | 650
217953129 | AIRQUEST | N5H9V48*K*AAA* | ESH5X48M12A* | *96VSN1002120B* | Split System | 45500 | 15.5 | 8.5 | 2 | R-454B | 650
217956116 | AIRQUEST | Q5H9V48*K*AAA* | ESH5X48M12A* | *97VTN1202422A* | Split System | 45500 | 15.5 | 8.5 | 2 | R-454B | 650
217953228 | AIRQUEST | N5H9V48*K*AAA* | ESH5X48M12A* | *97VTN1202422A* | Split System | 45500 | 15.5 | 8.5 | 2 | R-454B | 650
217956078 | AIRQUEST | Q5H9V48*K*AAA* | ESH5X48M12A* | *96VSN1002120B* | Split System | 45500 | 15.5 | 8.5 | 2 | R-454B | 650
217953347 | AIRQUEST | Q5H9V60*K*AAA* | EA*5X60M24A* | *80CTL0702120B* | Split System | 54500 | 15.5 | 8.5 | 2 | R-454B | 650
217953340 | AIRQUEST | N5H9V60*K*AAA* | EA*5X60M24A* | *80CTL0702120B* | Split System | 54500 | 15.5 | 8.5 | 2 | R-454B | 650
217953523 | AIRQUEST | Q5H9V60*K*AAA* | EA*5X61M24A* | *95CSU0802120B* | Split System | 55500 | 15.5 | 8.5 | 2 | R-454B | 650
217953516 | AIRQUEST | N5H9V60*K*AAA* | EA*5X61M24A* | *95CSU0802120B* | Split System | 55500 | 15.5 | 8.5 | 2 | R-454B | 650
217953452 | AIRQUEST | N5H9V60*K*AAA* | EA*5X61M21A* | *80CTL0702120B* | Split System | 55500 | 15.5 | 8.5 | 2 | R-454B | 650
217953459 | AIRQUEST | Q5H9V60*K*AAA* | EA*5X61M21A* | *80CTL0702120B* | Split System | 55500 | 15.5 | 8.5 | 2 | R-454B | 650
217953548 | AIRQUEST | N5H9V60*K*AAA* | EA*5X61M24A* | OMV154L20A | Split System | 56500 | 15.5 | 8.5 | 2 | R-454B | 650
217953555 | AIRQUEST | Q5H9V60*K*AAA* | EA*5X61M24A* | OMV154L20A | Split System | 56500 | 15.5 | 8.5 | 2 | R-454B | 650
217953500 | AIRQUEST | N5H9V60*K*AAA* | EA*5X61M21A* | *95MSU0802120A* | Split System | 55500 | 15.5 | 8.5 | 2.05 | R-454B | 650
217953507 | AIRQUEST | Q5H9V60*K*AAA* | EA*5X61M21A* | *95MSU0802120A* | Split System | 55500 | 15.5 | 8.5 | 2.05 | R-454B | 650
217952513 | ARCOAIRE | Q5H9V36*K*AAA* | EA*5X36M17A* | OMV112K14A | Split System | 33600 | 15.5 | 8.5 | 1.96 | R-454B | 650
217952506 | ARCOAIRE | N5H9V36*K*AAA* | EA*5X36M17A* | OMV112K14A | Split System | 33600 | 15.5 | 8.5 | 1.96 | R-454B | 650
217956115 | ARCOAIRE | Q5H9V48*K*AAA* | ESH5X48M12A* | *97VTN1202422A* | Split System | 45500 | 15.5 | 8.5 | 2 | R-454B | 650
217953227 | ARCOAIRE | N5H9V48*K*AAA* | ESH5X48M12A* | *97VTN1202422A* | Split System | 45500 | 15.5 | 8.5 | 2 | R-454B | 650
217953199 | ARCOAIRE | N5H9V48*K*AAA* | ESH5X48M12A* | *96VTN1202422B* | Split System | 45500 | 15.5 | 8.5 | 2 | R-454B | 650
217956077 | ARCOAIRE | Q5H9V48*K*AAA* | ESH5X48M12A* | *96VSN1002120B* | Split System | 45500 | 15.5 | 8.5 | 2 | R-454B | 650
217953128 | ARCOAIRE | N5H9V48*K*AAA* | ESH5X48M12A* | *96VSN1002120B* | Split System | 45500 | 15.5 | 8.5 | 2 | R-454B | 650
217956105 | ARCOAIRE | Q5H9V48*K*AAA* | ESH5X48M12A* | *96VTN1202422B* | Split System | 45500 | 15.5 | 8.5 | 2 | R-454B | 650
217953339 | ARCOAIRE | N5H9V60*K*AAA* | EA*5X60M24A* | *80CTL0702120B* | Split System | 54500 | 15.5 | 8.5 | 2 | R-454B | 650
217953346 | ARCOAIRE | Q5H9V60*K*AAA* | EA*5X60M24A* | *80CTL0702120B* | Split System | 54500 | 15.5 | 8.5 | 2 | R-454B | 650
217953451 | ARCOAIRE | N5H9V60*K*AAA* | EA*5X61M21A* | *80CTL0702120B* | Split System | 55500 | 15.5 | 8.5 | 2 | R-454B | 650
217953458 | ARCOAIRE | Q5H9V60*K*AAA* | EA*5X61M21A* | *80CTL0702120B* | Split System | 55500 | 15.5 | 8.5 | 2 | R-454B | 650
217953515 | ARCOAIRE | N5H9V60*K*AAA* | EA*5X61M24A* | *95CSU0802120B* | Split System | 55500 | 15.5 | 8.5 | 2 | R-454B | 650
217953522 | ARCOAIRE | Q5H9V60*K*AAA* | EA*5X61M24A* | *95CSU0802120B* | Split System | 55500 | 15.5 | 8.5 | 2 | R-454B | 650
217953554 | ARCOAIRE | Q5H9V60*K*AAA* | EA*5X61M24A* | OMV154L20A | Split System | 56500 | 15.5 | 8.5 | 2 | R-454B | 650
217953547 | ARCOAIRE | N5H9V60*K*AAA* | EA*5X61M24A* | OMV154L20A | Split System | 56500 | 15.5 | 8.5 | 2 | R-454B | 650
217953506 | ARCOAIRE | Q5H9V60*K*AAA* | EA*5X61M21A* | *95MSU0802120A* | Split System | 55500 | 15.5 | 8.5 | 2.05 | R-454B | 650
217953499 | ARCOAIRE | N5H9V60*K*AAA* | EA*5X61M21A* | *95MSU0802120A* | Split System | 55500 | 15.5 | 8.5 | 2.05 | R-454B | 650
218476879 | BRYANT HEATING AND COOLING SYSTEMS | 37MUHAQ24AA3+KSAIC0701230 | CAA**3017AM* | OVLAAB036098 | Split System | 22800 | 15.5 | 8.5 | 1.9 | R-454B | 650
218476921 | BRYANT HEATING AND COOLING SYSTEMS | 37MUHAQ24AA3+KSAIC0701230 | CAA**3617AM* | OVLAAB036098 | Split System | 23000 | 15.5 | 8.5 | 1.9 | R-454B | 650
218476880 | BRYANT HEATING AND COOLING SYSTEMS | 37MUHAQ24AA3+KSAIC0701230 | CAA**3017AM* | OVMAAB036098 | Split System | 23000 | 15.5 | 8.5 | 1.9 | R-454B | 650
218475806 | BRYANT HEATING AND COOLING SYSTEMS | 37MUHAQ18AA3+KSAIC0701230 | CAA**1917AM* | 912SE48080M17*** | Split System | 18400 | 15.5 | 8.5 | 1.92 | R-454B | 650
218476039 | BRYANT HEATING AND COOLING SYSTEMS | 37MUHAQ24AA3+KSAIC0701230 | CAA**2414AM* | 916SA30026M14*** | Split System | 22800 | 15.5 | 8.5 | 1.92 | R-454B | 650
218476094 | BRYANT HEATING AND COOLING SYSTEMS | 37MUHAQ24AA3+KSAIC0701230 | CAA**2417AM* | 916SA30026M14*** | Split System | 22800 | 15.5 | 8.5 | 1.92 | R-454B | 650
218476205 | BRYANT HEATING AND COOLING SYSTEMS | 37MUHAQ24AA3+KSAIC0701230 | CAA**3014AM* | 916SA30026M14*** | Split System | 23000 | 15.5 | 8.5 | 1.92 | R-454B | 650
218476111 | BRYANT HEATING AND COOLING SYSTEMS | 37MUHAQ24AA3+KSAIC0701230 | CAA**2417AM* | 916SA48060M17*** | Split System | 23000 | 15.5 | 8.5 | 1.92 | R-454B | 650
218476963 | BRYANT HEATING AND COOLING SYSTEMS | 37MUHAQ24AA3+KSAIC0701230 | CAA**3717AM* | OVLAAB036098 | Split System | 23400 | 15.5 | 8.5 | 1.92 | R-454B | 650
218476633 | BRYANT HEATING AND COOLING SYSTEMS | 37MUHAQ24AA3+KSAIC0701230 | CSAH*3012AM* | 916SA60100M21*** | Split System | 23400 | 15.5 | 8.5 | 1.92 | R-454B | 650
218476825 | BRYANT HEATING AND COOLING SYSTEMS | 37MUHAQ24AA3+KSAIC0701230 | CAA**2517AM* | OVLAAB036098 | Split System | 23600 | 15.5 | 8.5 | 1.92 | R-454B | 650
218477104 | BRYANT HEATING AND COOLING SYSTEMS | 37MUHAQ24AA3+KSAIC0701230 | CSAH*3012AM* | 82*SB60090V21*** | Split System | 23600 | 15.5 | 8.5 | 1.92 | R-454B | 650
218477106 | BRYANT HEATING AND COOLING SYSTEMS | 37MUHAQ24AA3+KSAIC0701230 | CSAH*3012AM* | 82*SB66135V24*** | Split System | 23600 | 15.5 | 8.5 | 1.92 | R-454B | 650
218475636 | BRYANT HEATING AND COOLING SYSTEMS | 37MUHAQ18AA3+KSAIC0701230 | CAA**2517AM* | 8(0,1)*SB48070M17*** | Split System | 18000 | 15.5 | 8.5 | 1.94 | R-454B | 650
218475784 | BRYANT HEATING AND COOLING SYSTEMS | 37MUHAQ18AA3+KSAIC0701230 | CAA**1917AM* | 8(0,1)*SB48070M17*** | Split System | 18000 | 15.5 | 8.5 | 1.94 | R-454B | 650
218475780 | BRYANT HEATING AND COOLING SYSTEMS | 37MUHAQ18AA3+KSAIC0701230 | CAA**1917AM* | 8(0,1)*SB36045M14*** | Split System | 18100 | 15.5 | 8.5 | 1.94 | R-454B | 650
218475634 | BRYANT HEATING AND COOLING SYSTEMS | 37MUHAQ18AA3+KSAIC0701230 | CAA**2517AM* | 8(0,1)*SB36070M17*** | Split System | 18200 | 15.5 | 8.5 | 1.94 | R-454B | 650
218475628 | BRYANT HEATING AND COOLING SYSTEMS | 37MUHAQ18AA3+KSAIC0701230 | CAA**2517AM* | 8(0,1)*SB36045M14*** | Split System | 18200 | 15.5 | 8.5 | 1.94 | R-454B | 650
218475632 | BRYANT HEATING AND COOLING SYSTEMS | 37MUHAQ18AA3+KSAIC0701230 | CAA**2517AM* | 8(0,1)*SB36070M14*** | Split System | 18300 | 15.5 | 8.5 | 1.94 | R-454B | 650
218475782 | BRYANT HEATING AND COOLING SYSTEMS | 37MUHAQ18AA3+KSAIC0701230 | CAA**1917AM* | 8(0,1)*SB36070M14*** | Split System | 18300 | 15.5 | 8.5 | 1.94 | R-454B | 650
218475663 | BRYANT HEATING AND COOLING SYSTEMS | 37MUHAQ18AA3+KSAIC0701230 | CAA**2517AM* | 912SE48080M17*** | Split System | 18400 | 15.5 | 8.5 | 1.94 | R-454B | 650
218476604 | BRYANT HEATING AND COOLING SYSTEMS | 37MUHAQ24AA3+KSAIC0701230 | CSAH*3012AM* | 8(0,1)*SB60155M24*** | Split System | 23200 | 15.5 | 8.5 | 1.94 | R-454B | 650
218476597 | BRYANT HEATING AND COOLING SYSTEMS | 37MUHAQ24AA3+KSAIC0701230 | CSAH*3012AM* | 8(0,1)*SB60090M24*** | Split System | 23200 | 15.5 | 8.5 | 1.94 | R-454B | 650
218476701 | BRYANT HEATING AND COOLING SYSTEMS | 37MUHAQ24AA3+KSAIC0701230 | CSAH*3612AM* | 916SA66120M24*** | Split System | 23800 | 15.5 | 8.5 | 1.94 | R-454B | 650
218476410 | BRYANT HEATING AND COOLING SYSTEMS | 37MUHAQ24AA3+KSAIC0701230 | CAA**3717AM* | 916SA30040M14*** | Split System | 23600 | 15.5 | 8.5 | 1.96 | R-454B | 650
218476169 | BRYANT HEATING AND COOLING SYSTEMS | 37MUHAQ24AA3+KSAIC0701230 | CAA**2517AM* | 916SA30040M14*** | Split System | 23800 | 15.5 | 8.5 | 1.96 | R-454B | 650
217952505 | BRYANT HEATING AND COOLING SYSTEMS | 249VAN036**AA* | CAA**3617AM* | OVMAAB042112 | Split System | 33600 | 15.5 | 8.5 | 1.96 | R-454B | 650
218475840 | BRYANT HEATING AND COOLING SYSTEMS | 37MUHAQ18AA3+KSAIC0701230 | CAA**1917AM* | OVLAAB036098 | Split System | 18700 | 15.5 | 8.5 | 2 | R-454B | 650
217953198 | BRYANT HEATING AND COOLING SYSTEMS | 249VAN048**AA* | CSAH*4812AM* | 926TC66120V24*** | Split System | 45500 | 15.5 | 8.5 | 2 | R-454B | 650
217953226 | BRYANT HEATING AND COOLING SYSTEMS | 249VAN048**AA* | CSAH*4812AM* | 927TA66120V24*** | Split System | 45500 | 15.5 | 8.5 | 2 | R-454B | 650
217953127 | BRYANT HEATING AND COOLING SYSTEMS | 249VAN048**AA* | CSAH*4812AM* | 926SB60100V21*** | Split System | 45500 | 15.5 | 8.5 | 2 | R-454B | 650
217953338 | BRYANT HEATING AND COOLING SYSTEMS | 249VAN060**AA* | CAA**6024AM* | 88*TB60070C21*** | Split System | 54500 | 15.5 | 8.5 | 2 | R-454B | 650
217953450 | BRYANT HEATING AND COOLING SYSTEMS | 249VAN060**AA* | CAA**6121AM* | 88*TB60070C21*** | Split System | 55500 | 15.5 | 8.5 | 2 | R-454B | 650
217953514 | BRYANT HEATING AND COOLING SYSTEMS | 249VAN060**AA* | CAA**6124AM* | 935CB60080C21*** | Split System | 55500 | 15.5 | 8.5 | 2 | R-454B | 650
217953546 | BRYANT HEATING AND COOLING SYSTEMS | 249VAN060**AA* | CAA**6124AM* | OVMAAB060154 | Split System | 56500 | 15.5 | 8.5 | 2 | R-454B | 650
218475697 | BRYANT HEATING AND COOLING SYSTEMS | 37MUHAQ18AA3+KSAIC0701230 | CAA**2517AM* | OVLAAB036098 | Split System | 18700 | 15.5 | 8.5 | 2.02 | R-454B | 650
217953498 | BRYANT HEATING AND COOLING SYSTEMS | 249VAN060**AA* | CAA**6121AM* | 935SB60080M21*** | Split System | 55500 | 15.5 | 8.5 | 2.05 | R-454B | 650
218474607 | CARRIER | 37MUHAQ36AA3+KSAIC0701230 | F55AA*C48L* |  | Split System | 38000 | 15.5 | 8.5 | 1.86 | R-454B | 650
217952504 | CARRIER | 27VPA936A*030* | CAA**3617AM* | OVMAAB042112 | Split System | 33600 | 15.5 | 8.5 | 1.96 | R-454B | 650
217953225 | CARRIER | 27VPA948A*030* | CSAH*4812AM* | 59TP7A120V24**22 | Split System | 45500 | 15.5 | 8.5 | 2 | R-454B | 650
217953196 | CARRIER | 27VPA948A*030* | CSAH*4812AM* | 59TP6C120V24**22 | Split System | 45500 | 15.5 | 8.5 | 2 | R-454B | 650
217953197 | CARRIER | 27VPA948A*030* | CSAH*4812AM* | GG96VTAB66120D** | Split System | 45500 | 15.5 | 8.5 | 2 | R-454B | 650
217953126 | CARRIER | 27VPA948A*030* | CSAH*4812AM* | 59SP6B100V21**20 | Split System | 45500 | 15.5 | 8.5 | 2 | R-454B | 650
217953337 | CARRIER | 27VPA960A*030* | CAA**6024AM* | 58TN*B070C21**20 | Split System | 54500 | 15.5 | 8.5 | 2 | R-454B | 650
217953449 | CARRIER | 27VPA960A*030* | CAA**6121AM* | 58TN*B070C21**20 | Split System | 55500 | 15.5 | 8.5 | 2 | R-454B | 650
217953513 | CARRIER | 27VPA960A*030* | CAA**6124AM* | 59CU5B080C21**20 | Split System | 55500 | 15.5 | 8.5 | 2 | R-454B | 650
217953545 | CARRIER | 27VPA960A*030* | CAA**6124AM* | OVMAAB060154 | Split System | 56500 | 15.5 | 8.5 | 2 | R-454B | 650
217953497 | CARRIER | 27VPA960A*030* | CAA**6121AM* | 59SU5B080M21**20 | Split System | 55500 | 15.5 | 8.5 | 2.05 | R-454B | 650
217952508 | COMFORTMAKER | N5H9V36*K*AAA* | EA*5X36M17A* | OMV112K14A | Split System | 33600 | 15.5 | 8.5 | 1.96 | R-454B | 650
217952515 | COMFORTMAKER | Q5H9V36*K*AAA* | EA*5X36M17A* | OMV112K14A | Split System | 33600 | 15.5 | 8.5 | 1.96 | R-454B | 650
217953234 | COMFORTMAKER | Q5H9V48*K*AAA* | ESH5X48M12A* | *97VTN1202422A* | Split System | 45500 | 15.5 | 8.5 | 2 | R-454B | 650
217953201 | COMFORTMAKER | N5H9V48*K*AAA* | ESH5X48M12A* | *96VTN1202422B* | Split System | 45500 | 15.5 | 8.5 | 2 | R-454B | 650
217953229 | COMFORTMAKER | N5H9V48*K*AAA* | ESH5X48M12A* | *97VTN1202422A* | Split System | 45500 | 15.5 | 8.5 | 2 | R-454B | 650
217953135 | COMFORTMAKER | Q5H9V48*K*AAA* | ESH5X48M12A* | *96VSN1002120B* | Split System | 45500 | 15.5 | 8.5 | 2 | R-454B | 650
217953206 | COMFORTMAKER | Q5H9V48*K*AAA* | ESH5X48M12A* | *96VTN1202422B* | Split System | 45500 | 15.5 | 8.5 | 2 | R-454B | 650
217953130 | COMFORTMAKER | N5H9V48*K*AAA* | ESH5X48M12A* | *96VSN1002120B* | Split System | 45500 | 15.5 | 8.5 | 2 | R-454B | 650
217953348 | COMFORTMAKER | Q5H9V60*K*AAA* | EA*5X60M24A* | *80CTL0702120B* | Split System | 54500 | 15.5 | 8.5 | 2 | R-454B | 650
217953341 | COMFORTMAKER | N5H9V60*K*AAA* | EA*5X60M24A* | *80CTL0702120B* | Split System | 54500 | 15.5 | 8.5 | 2 | R-454B | 650
217953517 | COMFORTMAKER | N5H9V60*K*AAA* | EA*5X61M24A* | *95CSU0802120B* | Split System | 55500 | 15.5 | 8.5 | 2 | R-454B | 650
217953460 | COMFORTMAKER | Q5H9V60*K*AAA* | EA*5X61M21A* | *80CTL0702120B* | Split System | 55500 | 15.5 | 8.5 | 2 | R-454B | 650
217953524 | COMFORTMAKER | Q5H9V60*K*AAA* | EA*5X61M24A* | *95CSU0802120B* | Split System | 55500 | 15.5 | 8.5 | 2 | R-454B | 650
217953453 | COMFORTMAKER | N5H9V60*K*AAA* | EA*5X61M21A* | *80CTL0702120B* | Split System | 55500 | 15.5 | 8.5 | 2 | R-454B | 650
217953556 | COMFORTMAKER | Q5H9V60*K*AAA* | EA*5X61M24A* | OMV154L20A | Split System | 56500 | 15.5 | 8.5 | 2 | R-454B | 650
217953549 | COMFORTMAKER | N5H9V60*K*AAA* | EA*5X61M24A* | OMV154L20A | Split System | 56500 | 15.5 | 8.5 | 2 | R-454B | 650
217953501 | COMFORTMAKER | N5H9V60*K*AAA* | EA*5X61M21A* | *95MSU0802120A* | Split System | 55500 | 15.5 | 8.5 | 2.05 | R-454B | 650
217953508 | COMFORTMAKER | Q5H9V60*K*AAA* | EA*5X61M21A* | *95MSU0802120A* | Split System | 55500 | 15.5 | 8.5 | 2.05 | R-454B | 650
217952516 | DAY & NIGHT | Q5H9V36*K*AAA* | EA*5X36M17A* | OMV112K14A | Split System | 33600 | 15.5 | 8.5 | 1.96 | R-454B | 650
217952509 | DAY & NIGHT | N5H9V36*K*AAA* | EA*5X36M17A* | OMV112K14A | Split System | 33600 | 15.5 | 8.5 | 1.96 | R-454B | 650
217953207 | DAY & NIGHT | Q5H9V48*K*AAA* | ESH5X48M12A* | *96VTN1202422B* | Split System | 45500 | 15.5 | 8.5 | 2 | R-454B | 650
217953136 | DAY & NIGHT | Q5H9V48*K*AAA* | ESH5X48M12A* | *96VSN1002120B* | Split System | 45500 | 15.5 | 8.5 | 2 | R-454B | 650
217953235 | DAY & NIGHT | Q5H9V48*K*AAA* | ESH5X48M12A* | *97VTN1202422A* | Split System | 45500 | 15.5 | 8.5 | 2 | R-454B | 650
217953202 | DAY & NIGHT | N5H9V48*K*AAA* | ESH5X48M12A* | *96VTN1202422B* | Split System | 45500 | 15.5 | 8.5 | 2 | R-454B | 650
217953230 | DAY & NIGHT | N5H9V48*K*AAA* | ESH5X48M12A* | *97VTN1202422A* | Split System | 45500 | 15.5 | 8.5 | 2 | R-454B | 650
217953131 | DAY & NIGHT | N5H9V48*K*AAA* | ESH5X48M12A* | *96VSN1002120B* | Split System | 45500 | 15.5 | 8.5 | 2 | R-454B | 650
217953342 | DAY & NIGHT | N5H9V60*K*AAA* | EA*5X60M24A* | *80CTL0702120B* | Split System | 54500 | 15.5 | 8.5 | 2 | R-454B | 650
217953349 | DAY & NIGHT | Q5H9V60*K*AAA* | EA*5X60M24A* | *80CTL0702120B* | Split System | 54500 | 15.5 | 8.5 | 2 | R-454B | 650
217953518 | DAY & NIGHT | N5H9V60*K*AAA* | EA*5X61M24A* | *95CSU0802120B* | Split System | 55500 | 15.5 | 8.5 | 2 | R-454B | 650
217953525 | DAY & NIGHT | Q5H9V60*K*AAA* | EA*5X61M24A* | *95CSU0802120B* | Split System | 55500 | 15.5 | 8.5 | 2 | R-454B | 650
217953454 | DAY & NIGHT | N5H9V60*K*AAA* | EA*5X61M21A* | *80CTL0702120B* | Split System | 55500 | 15.5 | 8.5 | 2 | R-454B | 650
217953461 | DAY & NIGHT | Q5H9V60*K*AAA* | EA*5X61M21A* | *80CTL0702120B* | Split System | 55500 | 15.5 | 8.5 | 2 | R-454B | 650
217953557 | DAY & NIGHT | Q5H9V60*K*AAA* | EA*5X61M24A* | OMV154L20A | Split System | 56500 | 15.5 | 8.5 | 2 | R-454B | 650
217953550 | DAY & NIGHT | N5H9V60*K*AAA* | EA*5X61M24A* | OMV154L20A | Split System | 56500 | 15.5 | 8.5 | 2 | R-454B | 650
217953509 | DAY & NIGHT | Q5H9V60*K*AAA* | EA*5X61M21A* | *95MSU0802120A* | Split System | 55500 | 15.5 | 8.5 | 2.05 | R-454B | 650
217953502 | DAY & NIGHT | N5H9V60*K*AAA* | EA*5X61M21A* | *95MSU0802120A* | Split System | 55500 | 15.5 | 8.5 | 2.05 | R-454B | 650
217952517 | HEIL | Q5H9V36*K*AAA* | EA*5X36M17A* | OMV112K14A | Split System | 33600 | 15.5 | 8.5 | 1.96 | R-454B | 650
217952510 | HEIL | N5H9V36*K*AAA* | EA*5X36M17A* | OMV112K14A | Split System | 33600 | 15.5 | 8.5 | 1.96 | R-454B | 650
217953236 | HEIL | Q5H9V48*K*AAA* | ESH5X48M12A* | *97VTN1202422A* | Split System | 45500 | 15.5 | 8.5 | 2 | R-454B | 650
217953137 | HEIL | Q5H9V48*K*AAA* | ESH5X48M12A* | *96VSN1002120B* | Split System | 45500 | 15.5 | 8.5 | 2 | R-454B | 650
217953203 | HEIL | N5H9V48*K*AAA* | ESH5X48M12A* | *96VTN1202422B* | Split System | 45500 | 15.5 | 8.5 | 2 | R-454B | 650
217953231 | HEIL | N5H9V48*K*AAA* | ESH5X48M12A* | *97VTN1202422A* | Split System | 45500 | 15.5 | 8.5 | 2 | R-454B | 650
217953208 | HEIL | Q5H9V48*K*AAA* | ESH5X48M12A* | *96VTN1202422B* | Split System | 45500 | 15.5 | 8.5 | 2 | R-454B | 650
217953132 | HEIL | N5H9V48*K*AAA* | ESH5X48M12A* | *96VSN1002120B* | Split System | 45500 | 15.5 | 8.5 | 2 | R-454B | 650
217953350 | HEIL | Q5H9V60*K*AAA* | EA*5X60M24A* | *80CTL0702120B* | Split System | 54500 | 15.5 | 8.5 | 2 | R-454B | 650
217953343 | HEIL | N5H9V60*K*AAA* | EA*5X60M24A* | *80CTL0702120B* | Split System | 54500 | 15.5 | 8.5 | 2 | R-454B | 650
217953526 | HEIL | Q5H9V60*K*AAA* | EA*5X61M24A* | *95CSU0802120B* | Split System | 55500 | 15.5 | 8.5 | 2 | R-454B | 650
217953455 | HEIL | N5H9V60*K*AAA* | EA*5X61M21A* | *80CTL0702120B* | Split System | 55500 | 15.5 | 8.5 | 2 | R-454B | 650
217953462 | HEIL | Q5H9V60*K*AAA* | EA*5X61M21A* | *80CTL0702120B* | Split System | 55500 | 15.5 | 8.5 | 2 | R-454B | 650
217953519 | HEIL | N5H9V60*K*AAA* | EA*5X61M24A* | *95CSU0802120B* | Split System | 55500 | 15.5 | 8.5 | 2 | R-454B | 650
217953558 | HEIL | Q5H9V60*K*AAA* | EA*5X61M24A* | OMV154L20A | Split System | 56500 | 15.5 | 8.5 | 2 | R-454B | 650
217953551 | HEIL | N5H9V60*K*AAA* | EA*5X61M24A* | OMV154L20A | Split System | 56500 | 15.5 | 8.5 | 2 | R-454B | 650
217953503 | HEIL | N5H9V60*K*AAA* | EA*5X61M21A* | *95MSU0802120A* | Split System | 55500 | 15.5 | 8.5 | 2.05 | R-454B | 650
217953510 | HEIL | Q5H9V60*K*AAA* | EA*5X61M21A* | *95MSU0802120A* | Split System | 55500 | 15.5 | 8.5 | 2.05 | R-454B | 650
217952518 | KEEPRITE | Q5H9V36*K*AAA* | EA*5X36M17A* | OMV112K14A | Split System | 33600 | 15.5 | 8.5 | 1.96 | R-454B | 650
217952511 | KEEPRITE | N5H9V36*K*AAA* | EA*5X36M17A* | OMV112K14A | Split System | 33600 | 15.5 | 8.5 | 1.96 | R-454B | 650
217953232 | KEEPRITE | N5H9V48*K*AAA* | ESH5X48M12A* | *97VTN1202422A* | Split System | 45500 | 15.5 | 8.5 | 2 | R-454B | 650
217953133 | KEEPRITE | N5H9V48*K*AAA* | ESH5X48M12A* | *96VSN1002120B* | Split System | 45500 | 15.5 | 8.5 | 2 | R-454B | 650
217953204 | KEEPRITE | N5H9V48*K*AAA* | ESH5X48M12A* | *96VTN1202422B* | Split System | 45500 | 15.5 | 8.5 | 2 | R-454B | 650
217953209 | KEEPRITE | Q5H9V48*K*AAA* | ESH5X48M12A* | *96VTN1202422B* | Split System | 45500 | 15.5 | 8.5 | 2 | R-454B | 650
217953237 | KEEPRITE | Q5H9V48*K*AAA* | ESH5X48M12A* | *97VTN1202422A* | Split System | 45500 | 15.5 | 8.5 | 2 | R-454B | 650
217953138 | KEEPRITE | Q5H9V48*K*AAA* | ESH5X48M12A* | *96VSN1002120B* | Split System | 45500 | 15.5 | 8.5 | 2 | R-454B | 650
217953344 | KEEPRITE | N5H9V60*K*AAA* | EA*5X60M24A* | *80CTL0702120B* | Split System | 54500 | 15.5 | 8.5 | 2 | R-454B | 650
217953351 | KEEPRITE | Q5H9V60*K*AAA* | EA*5X60M24A* | *80CTL0702120B* | Split System | 54500 | 15.5 | 8.5 | 2 | R-454B | 650
217953527 | KEEPRITE | Q5H9V60*K*AAA* | EA*5X61M24A* | *95CSU0802120B* | Split System | 55500 | 15.5 | 8.5 | 2 | R-454B | 650
217953456 | KEEPRITE | N5H9V60*K*AAA* | EA*5X61M21A* | *80CTL0702120B* | Split System | 55500 | 15.5 | 8.5 | 2 | R-454B | 650
217953520 | KEEPRITE | N5H9V60*K*AAA* | EA*5X61M24A* | *95CSU0802120B* | Split System | 55500 | 15.5 | 8.5 | 2 | R-454B | 650
217953463 | KEEPRITE | Q5H9V60*K*AAA* | EA*5X61M21A* | *80CTL0702120B* | Split System | 55500 | 15.5 | 8.5 | 2 | R-454B | 650
217953552 | KEEPRITE | N5H9V60*K*AAA* | EA*5X61M24A* | OMV154L20A | Split System | 56500 | 15.5 | 8.5 | 2 | R-454B | 650
217953559 | KEEPRITE | Q5H9V60*K*AAA* | EA*5X61M24A* | OMV154L20A | Split System | 56500 | 15.5 | 8.5 | 2 | R-454B | 650
217953511 | KEEPRITE | Q5H9V60*K*AAA* | EA*5X61M21A* | *95MSU0802120A* | Split System | 55500 | 15.5 | 8.5 | 2.05 | R-454B | 650
217953504 | KEEPRITE | N5H9V60*K*AAA* | EA*5X61M21A* | *95MSU0802120A* | Split System | 55500 | 15.5 | 8.5 | 2.05 | R-454B | 650
218155910 | MIDEA | MO1HE-H30B-2A | MAAHE-H36B-BA-UC | C60-2-V | Split System | 29000 | 15.5 | 8.5 | 1.75 | R-454B | 650
218155152 | MIDEA | MO1HE-H30B-2A | MAAHE-H36B-BA | C60-2-V | Split System | 29000 | 15.5 | 8.5 | 1.75 | R-454B | 650
218475807 | PAYNE HEATING AND COOLING | 37MUHAQ18AA3+KSAIC0701230 | CAA**1917AM* | PG92MSAA48080B** | Split System | 18400 | 15.5 | 8.5 | 1.92 | R-454B | 650
218476041 | PAYNE HEATING AND COOLING | 37MUHAQ24AA3+KSAIC0701230 | CAA**2414AM* | PG96MSAA30026A** | Split System | 22800 | 15.5 | 8.5 | 1.92 | R-454B | 650
218476096 | PAYNE HEATING AND COOLING | 37MUHAQ24AA3+KSAIC0701230 | CAA**2417AM* | PG96MSAA30026A** | Split System | 22800 | 15.5 | 8.5 | 1.92 | R-454B | 650
218476207 | PAYNE HEATING AND COOLING | 37MUHAQ24AA3+KSAIC0701230 | CAA**3014AM* | PG96MSAA30026A** | Split System | 23000 | 15.5 | 8.5 | 1.92 | R-454B | 650
218476113 | PAYNE HEATING AND COOLING | 37MUHAQ24AA3+KSAIC0701230 | CAA**2417AM* | PG96MSAA48060B** | Split System | 23000 | 15.5 | 8.5 | 1.92 | R-454B | 650
218476634 | PAYNE HEATING AND COOLING | 37MUHAQ24AA3+KSAIC0701230 | CSAH*3012AM* | PG96MSAA60100C** | Split System | 23400 | 15.5 | 8.5 | 1.92 | R-454B | 650
218475637 | PAYNE HEATING AND COOLING | 37MUHAQ18AA3+KSAIC0701230 | CAA**2517AM* | PG80MS(A,L)A48070B** | Split System | 18000 | 15.5 | 8.5 | 1.94 | R-454B | 650
218475785 | PAYNE HEATING AND COOLING | 37MUHAQ18AA3+KSAIC0701230 | CAA**1917AM* | PG80MS(A,L)A48070B** | Split System | 18000 | 15.5 | 8.5 | 1.94 | R-454B | 650
218475781 | PAYNE HEATING AND COOLING | 37MUHAQ18AA3+KSAIC0701230 | CAA**1917AM* | PG80MS(A,L)A36045A** | Split System | 18100 | 15.5 | 8.5 | 1.94 | R-454B | 650
218475635 | PAYNE HEATING AND COOLING | 37MUHAQ18AA3+KSAIC0701230 | CAA**2517AM* | PG80MS(A,L)A36070B** | Split System | 18200 | 15.5 | 8.5 | 1.94 | R-454B | 650
218475629 | PAYNE HEATING AND COOLING | 37MUHAQ18AA3+KSAIC0701230 | CAA**2517AM* | PG80MS(A,L)A36045A** | Split System | 18200 | 15.5 | 8.5 | 1.94 | R-454B | 650
218475633 | PAYNE HEATING AND COOLING | 37MUHAQ18AA3+KSAIC0701230 | CAA**2517AM* | PG80MS(A,L)A36070A** | Split System | 18300 | 15.5 | 8.5 | 1.94 | R-454B | 650
218475783 | PAYNE HEATING AND COOLING | 37MUHAQ18AA3+KSAIC0701230 | CAA**1917AM* | PG80MS(A,L)A36070A** | Split System | 18300 | 15.5 | 8.5 | 1.94 | R-454B | 650
218475664 | PAYNE HEATING AND COOLING | 37MUHAQ18AA3+KSAIC0701230 | CAA**2517AM* | PG92MSAA48080B** | Split System | 18400 | 15.5 | 8.5 | 1.94 | R-454B | 650
218476605 | PAYNE HEATING AND COOLING | 37MUHAQ24AA3+KSAIC0701230 | CSAH*3012AM* | PG80MS(A,L)A60155D** | Split System | 23200 | 15.5 | 8.5 | 1.94 | R-454B | 650
218476702 | PAYNE HEATING AND COOLING | 37MUHAQ24AA3+KSAIC0701230 | CSAH*3612AM* | PG96MSAA66120D** | Split System | 23800 | 15.5 | 8.5 | 1.94 | R-454B | 650
218476411 | PAYNE HEATING AND COOLING | 37MUHAQ24AA3+KSAIC0701230 | CAA**3717AM* | PG96MSAA30040A** | Split System | 23600 | 15.5 | 8.5 | 1.96 | R-454B | 650
218476171 | PAYNE HEATING AND COOLING | 37MUHAQ24AA3+KSAIC0701230 | CAA**2517AM* | PG96MSAA30040A** | Split System | 23800 | 15.5 | 8.5 | 1.96 | R-454B | 650
217952519 | TEMPSTAR | Q5H9V36*K*AAA* | EA*5X36M17A* | OMV112K14A | Split System | 33600 | 15.5 | 8.5 | 1.96 | R-454B | 650
217952512 | TEMPSTAR | N5H9V36*K*AAA* | EA*5X36M17A* | OMV112K14A | Split System | 33600 | 15.5 | 8.5 | 1.96 | R-454B | 650
217953205 | TEMPSTAR | N5H9V48*K*AAA* | ESH5X48M12A* | *96VTN1202422B* | Split System | 45500 | 15.5 | 8.5 | 2 | R-454B | 650
217953134 | TEMPSTAR | N5H9V48*K*AAA* | ESH5X48M12A* | *96VSN1002120B* | Split System | 45500 | 15.5 | 8.5 | 2 | R-454B | 650
217953210 | TEMPSTAR | Q5H9V48*K*AAA* | ESH5X48M12A* | *96VTN1202422B* | Split System | 45500 | 15.5 | 8.5 | 2 | R-454B | 650
217953233 | TEMPSTAR | N5H9V48*K*AAA* | ESH5X48M12A* | *97VTN1202422A* | Split System | 45500 | 15.5 | 8.5 | 2 | R-454B | 650
217953238 | TEMPSTAR | Q5H9V48*K*AAA* | ESH5X48M12A* | *97VTN1202422A* | Split System | 45500 | 15.5 | 8.5 | 2 | R-454B | 650
217953139 | TEMPSTAR | Q5H9V48*K*AAA* | ESH5X48M12A* | *96VSN1002120B* | Split System | 45500 | 15.5 | 8.5 | 2 | R-454B | 650
217953352 | TEMPSTAR | Q5H9V60*K*AAA* | EA*5X60M24A* | *80CTL0702120B* | Split System | 54500 | 15.5 | 8.5 | 2 | R-454B | 650
217953345 | TEMPSTAR | N5H9V60*K*AAA* | EA*5X60M24A* | *80CTL0702120B* | Split System | 54500 | 15.5 | 8.5 | 2 | R-454B | 650
217953457 | TEMPSTAR | N5H9V60*K*AAA* | EA*5X61M21A* | *80CTL0702120B* | Split System | 55500 | 15.5 | 8.5 | 2 | R-454B | 650
217953528 | TEMPSTAR | Q5H9V60*K*AAA* | EA*5X61M24A* | *95CSU0802120B* | Split System | 55500 | 15.5 | 8.5 | 2 | R-454B | 650
217953521 | TEMPSTAR | N5H9V60*K*AAA* | EA*5X61M24A* | *95CSU0802120B* | Split System | 55500 | 15.5 | 8.5 | 2 | R-454B | 650
217953464 | TEMPSTAR | Q5H9V60*K*AAA* | EA*5X61M21A* | *80CTL0702120B* | Split System | 55500 | 15.5 | 8.5 | 2 | R-454B | 650
217953560 | TEMPSTAR | Q5H9V60*K*AAA* | EA*5X61M24A* | OMV154L20A | Split System | 56500 | 15.5 | 8.5 | 2 | R-454B | 650
217953553 | TEMPSTAR | N5H9V60*K*AAA* | EA*5X61M24A* | OMV154L20A | Split System | 56500 | 15.5 | 8.5 | 2 | R-454B | 650
217953505 | TEMPSTAR | N5H9V60*K*AAA* | EA*5X61M21A* | *95MSU0802120A* | Split System | 55500 | 15.5 | 8.5 | 2.05 | R-454B | 650
217953512 | TEMPSTAR | Q5H9V60*K*AAA* | EA*5X61M21A* | *95MSU0802120A* | Split System | 55500 | 15.5 | 8.5 | 2.05 | R-454B | 650
218156508 | MIDEA | MO1HE-H30B-2A | MAAHE-H36B-BA-UC | ML193DF070XE36B* | Split System | 29000 | 15.6 | 8.5 | 1.75 | R-454B | 650
218155750 | MIDEA | MO1HE-H30B-2A | MAAHE-H36B-BA | ML193DF070XE36B* | Split System | 29000 | 15.6 | 8.5 | 1.75 | R-454B | 650
218017428 | ACIQ | N5H9V48*K*AAA* | ESH5X48M12A* | *80CSU0601716B* | Split System | 45500 | 16 | 8.5 | 2 | R-454B | 650
218018922 | ACIQ | N5H9V60*K*AAA* | EA*5X61M21A* | *80CSU0601716B* | Split System | 56000 | 16 | 8.5 | 2 | R-454B | 650
218018927 | ACIQ | N5H9V60*K*AAA* | EA*5X61M21A* | *80CSU1002120B* | Split System | 56000 | 16 | 8.5 | 2 | R-454B | 650
217953003 | AIRQUEST | N5H9V48*K*AAA* | ESH5X48M12A* | *80CSU0601716B* | Split System | 45500 | 16 | 8.5 | 2 | R-454B | 650
217956022 | AIRQUEST | Q5H9V48*K*AAA* | ESH5X48M12A* | *80CSU0601716B* | Split System | 45500 | 16 | 8.5 | 2 | R-454B | 650
217953404 | AIRQUEST | N5H9V60*K*AAA* | EA*5X61M21A* | *80CSU0601716B* | Split System | 56000 | 16 | 8.5 | 2 | R-454B | 650
217953420 | AIRQUEST | N5H9V60*K*AAA* | EA*5X61M21A* | *80CSU1002120B* | Split System | 56000 | 16 | 8.5 | 2 | R-454B | 650
217953411 | AIRQUEST | Q5H9V60*K*AAA* | EA*5X61M21A* | *80CSU0601716B* | Split System | 56000 | 16 | 8.5 | 2 | R-454B | 650
217953427 | AIRQUEST | Q5H9V60*K*AAA* | EA*5X61M21A* | *80CSU1002120B* | Split System | 56000 | 16 | 8.5 | 2 | R-454B | 650
217953002 | ARCOAIRE | N5H9V48*K*AAA* | ESH5X48M12A* | *80CSU0601716B* | Split System | 45500 | 16 | 8.5 | 2 | R-454B | 650
217956021 | ARCOAIRE | Q5H9V48*K*AAA* | ESH5X48M12A* | *80CSU0601716B* | Split System | 45500 | 16 | 8.5 | 2 | R-454B | 650
217953426 | ARCOAIRE | Q5H9V60*K*AAA* | EA*5X61M21A* | *80CSU1002120B* | Split System | 56000 | 16 | 8.5 | 2 | R-454B | 650
217953403 | ARCOAIRE | N5H9V60*K*AAA* | EA*5X61M21A* | *80CSU0601716B* | Split System | 56000 | 16 | 8.5 | 2 | R-454B | 650
217953419 | ARCOAIRE | N5H9V60*K*AAA* | EA*5X61M21A* | *80CSU1002120B* | Split System | 56000 | 16 | 8.5 | 2 | R-454B | 650
217953410 | ARCOAIRE | Q5H9V60*K*AAA* | EA*5X61M21A* | *80CSU0601716B* | Split System | 56000 | 16 | 8.5 | 2 | R-454B | 650
217895410 | BOSCH | BOVB-60RTB-M15S | BMAC4248BBTA+BMXFBCTA |  | Split System | 42000 | 16 | 8.5 | 1.85 | R-454B | 650
217895216 | BOSCH | BOVA-60RXB-M15S | BMAC4248BBTA | BGH97M080B3A | Split System | 43000 | 16 | 8.5 | 1.85 | R-454B | 650
217895217 | BOSCH | BOVA-60RXB-M15S | BMAC4248CBTA | BGH97M080C4A | Split System | 43000 | 16 | 8.5 | 1.85 | R-454B | 650
217895323 | BOSCH | BOVB-60RTB-M15S | BMAC4248CBTA | BGH97M080C4A | Split System | 43000 | 16 | 8.5 | 1.85 | R-454B | 650
217895324 | BOSCH | BOVB-60RTB-M15S | BMAC4248CBTA | BGH97M100C5A | Split System | 44500 | 16 | 8.5 | 1.85 | R-454B | 650
217895263 | BOSCH | BOVB-60RTB-M15S | BMAC4248CBTA | BGH96M100C5C | Split System | 44500 | 16 | 8.5 | 1.85 | R-454B | 650
217895218 | BOSCH | BOVA-60RXB-M15S | BMAC4248CBTA | BGH97M100C5A | Split System | 44500 | 16 | 8.5 | 1.85 | R-454B | 650
217895265 | BOSCH | BOVB-60RTB-M15S | BMAC4248DBTA | BGH96M120D5C | Split System | 45500 | 16 | 8.5 | 1.85 | R-454B | 650
217895264 | BOSCH | BOVB-60RTB-M15S | BMAC4248DBTA | BGH96M100D5C | Split System | 45500 | 16 | 8.5 | 1.85 | R-454B | 650
217895220 | BOSCH | BOVA-60RXB-M15S | BMAC4248DBTA | BGH97M120D5A | Split System | 45500 | 16 | 8.5 | 1.85 | R-454B | 650
217895325 | BOSCH | BOVB-60RTB-M15S | BMAC4248DBTA | BGH97M100D5A | Split System | 45500 | 16 | 8.5 | 1.85 | R-454B | 650
217895394 | BOSCH | BOVA-60RXB-M15S | BMAC4248DBTA+BMXFDCTA |  | Split System | 45500 | 16 | 8.5 | 1.85 | R-454B | 650
218477068 | BRYANT HEATING AND COOLING SYSTEMS | 37MUHAQ24AA3+KSAIC0701230 | CSAH*2412AM* | 935SB66100M21*** | Split System | 23400 | 16 | 8.5 | 1.88 | R-454B | 650
218477042 | BRYANT HEATING AND COOLING SYSTEMS | 37MUHAQ24AA3+KSAIC0701230 | CSAH*2412AM* | 82*TB48070V17*** | Split System | 23400 | 16 | 8.5 | 1.88 | R-454B | 650
218477062 | BRYANT HEATING AND COOLING SYSTEMS | 37MUHAQ24AA3+KSAIC0701230 | CSAH*2412AM* | 935SB48060M17*** | Split System | 23400 | 16 | 8.5 | 1.88 | R-454B | 650
218477036 | BRYANT HEATING AND COOLING SYSTEMS | 37MUHAQ24AA3+KSAIC0701230 | CSAH*2412AM* | 83*SB60100M21*** | Split System | 23600 | 16 | 8.5 | 1.88 | R-454B | 650
218476867 | BRYANT HEATING AND COOLING SYSTEMS | 37MUHAQ24AA3+KSAIC0701230 | CAA**3017AM* | 926TC36040V17*** | Split System | 22800 | 16 | 8.5 | 1.9 | R-454B | 650
218476857 | BRYANT HEATING AND COOLING SYSTEMS | 37MUHAQ24AA3+KSAIC0701230 | CAA**3017AM* | 926SB36040V17*** | Split System | 22800 | 16 | 8.5 | 1.9 | R-454B | 650
218476856 | BRYANT HEATING AND COOLING SYSTEMS | 37MUHAQ24AA3+KSAIC0701230 | CAA**3017AM* | 926SB30040V14*** | Split System | 22800 | 16 | 8.5 | 1.9 | R-454B | 650
218476066 | BRYANT HEATING AND COOLING SYSTEMS | 37MUHAQ24AA3+KSAIC0701230 | CAA**2417AM* | 8(0,1)*SB48070M17*** | Split System | 22800 | 16 | 8.5 | 1.9 | R-454B | 650
218476086 | BRYANT HEATING AND COOLING SYSTEMS | 37MUHAQ24AA3+KSAIC0701230 | CAA**2417AM* | 912SE42060M17*** | Split System | 22800 | 16 | 8.5 | 1.9 | R-454B | 650
218476070 | BRYANT HEATING AND COOLING SYSTEMS | 37MUHAQ24AA3+KSAIC0701230 | CAA**2417AM* | 8(0,1)*SB42090M17*** | Split System | 22800 | 16 | 8.5 | 1.9 | R-454B | 650
218476023 | BRYANT HEATING AND COOLING SYSTEMS | 37MUHAQ24AA3+KSAIC0701230 | CAA**2414AM* | 8(0,1)*SB36045M14*** | Split System | 22800 | 16 | 8.5 | 1.9 | R-454B | 650
218476107 | BRYANT HEATING AND COOLING SYSTEMS | 37MUHAQ24AA3+KSAIC0701230 | CAA**2417AM* | 916SA36060M14*** | Split System | 22800 | 16 | 8.5 | 1.9 | R-454B | 650
218477100 | BRYANT HEATING AND COOLING SYSTEMS | 37MUHAQ24AA3+KSAIC0701230 | CSAH*3012AM* | 82*SB36045V14*** | Split System | 23000 | 16 | 8.5 | 1.9 | R-454B | 650
218477115 | BRYANT HEATING AND COOLING SYSTEMS | 37MUHAQ24AA3+KSAIC0701230 | CSAH*3012AM* | 82*TB36045V14*** | Split System | 23000 | 16 | 8.5 | 1.9 | R-454B | 650
218477102 | BRYANT HEATING AND COOLING SYSTEMS | 37MUHAQ24AA3+KSAIC0701230 | CSAH*3012AM* | 82*SB48070V17*** | Split System | 23000 | 16 | 8.5 | 1.9 | R-454B | 650
218477023 | BRYANT HEATING AND COOLING SYSTEMS | 37MUHAQ24AA3+KSAIC0701230 | CSAH*2412AM* | 82*SB36045V14*** | Split System | 23000 | 16 | 8.5 | 1.9 | R-454B | 650
218477040 | BRYANT HEATING AND COOLING SYSTEMS | 37MUHAQ24AA3+KSAIC0701230 | CSAH*2412AM* | 82*TB36070V14*** | Split System | 23000 | 16 | 8.5 | 1.9 | R-454B | 650
218477024 | BRYANT HEATING AND COOLING SYSTEMS | 37MUHAQ24AA3+KSAIC0701230 | CSAH*2412AM* | 82*SB36070V14*** | Split System | 23000 | 16 | 8.5 | 1.9 | R-454B | 650
218477038 | BRYANT HEATING AND COOLING SYSTEMS | 37MUHAQ24AA3+KSAIC0701230 | CSAH*2412AM* | 82*TB36045V14*** | Split System | 23000 | 16 | 8.5 | 1.9 | R-454B | 650
218477152 | BRYANT HEATING AND COOLING SYSTEMS | 37MUHAQ24AA3+KSAIC0701230 | CSAH*3012AM* | 926TC48060V17*** | Split System | 23200 | 16 | 8.5 | 1.9 | R-454B | 650
218477119 | BRYANT HEATING AND COOLING SYSTEMS | 37MUHAQ24AA3+KSAIC0701230 | CSAH*3012AM* | 82*TB48070V17*** | Split System | 23200 | 16 | 8.5 | 1.9 | R-454B | 650
218477139 | BRYANT HEATING AND COOLING SYSTEMS | 37MUHAQ24AA3+KSAIC0701230 | CSAH*3012AM* | 935SB48060M17*** | Split System | 23200 | 16 | 8.5 | 1.9 | R-454B | 650
218477163 | BRYANT HEATING AND COOLING SYSTEMS | 37MUHAQ24AA3+KSAIC0701230 | CSAH*3012AM* | 927TA48060V17*** | Split System | 23200 | 16 | 8.5 | 1.9 | R-454B | 650
218477132 | BRYANT HEATING AND COOLING SYSTEMS | 37MUHAQ24AA3+KSAIC0701230 | CSAH*3012AM* | 926SB48060V17*** | Split System | 23200 | 16 | 8.5 | 1.9 | R-454B | 650
218477137 | BRYANT HEATING AND COOLING SYSTEMS | 37MUHAQ24AA3+KSAIC0701230 | CSAH*3012AM* | 935SB36040M17*** | Split System | 23200 | 16 | 8.5 | 1.9 | R-454B | 650
218477030 | BRYANT HEATING AND COOLING SYSTEMS | 37MUHAQ24AA3+KSAIC0701230 | CSAH*2412AM* | 83*SB36040M17*** | Split System | 23200 | 16 | 8.5 | 1.9 | R-454B | 650
218477075 | BRYANT HEATING AND COOLING SYSTEMS | 37MUHAQ24AA3+KSAIC0701230 | CSAH*2412AM* | 926TC48060V17*** | Split System | 23200 | 16 | 8.5 | 1.9 | R-454B | 650
218477092 | BRYANT HEATING AND COOLING SYSTEMS | 37MUHAQ24AA3+KSAIC0701230 | CSAH*2412AM* | 927TA60100V21*** | Split System | 23200 | 16 | 8.5 | 1.9 | R-454B | 650
218477086 | BRYANT HEATING AND COOLING SYSTEMS | 37MUHAQ24AA3+KSAIC0701230 | CSAH*2412AM* | 927TA48060V17*** | Split System | 23200 | 16 | 8.5 | 1.9 | R-454B | 650
218477055 | BRYANT HEATING AND COOLING SYSTEMS | 37MUHAQ24AA3+KSAIC0701230 | CSAH*2412AM* | 926SB48060V17*** | Split System | 23200 | 16 | 8.5 | 1.9 | R-454B | 650
218477081 | BRYANT HEATING AND COOLING SYSTEMS | 37MUHAQ24AA3+KSAIC0701230 | CSAH*2412AM* | 926TC60100V21*** | Split System | 23200 | 16 | 8.5 | 1.9 | R-454B | 650
218477143 | BRYANT HEATING AND COOLING SYSTEMS | 37MUHAQ24AA3+KSAIC0701230 | CSAH*3012AM* | 935SB60100M21*** | Split System | 23400 | 16 | 8.5 | 1.9 | R-454B | 650
218477103 | BRYANT HEATING AND COOLING SYSTEMS | 37MUHAQ24AA3+KSAIC0701230 | CSAH*3012AM* | 82*SB48090V17*** | Split System | 23400 | 16 | 8.5 | 1.9 | R-454B | 650
218477134 | BRYANT HEATING AND COOLING SYSTEMS | 37MUHAQ24AA3+KSAIC0701230 | CSAH*3012AM* | 926SB60080V21*** | Split System | 23400 | 16 | 8.5 | 1.9 | R-454B | 650
218477156 | BRYANT HEATING AND COOLING SYSTEMS | 37MUHAQ24AA3+KSAIC0701230 | CSAH*3012AM* | 926TC60080V21*** | Split System | 23400 | 16 | 8.5 | 1.9 | R-454B | 650
218477160 | BRYANT HEATING AND COOLING SYSTEMS | 37MUHAQ24AA3+KSAIC0701230 | CSAH*3012AM* | 926TC66100V21*** | Split System | 23400 | 16 | 8.5 | 1.9 | R-454B | 650
218477133 | BRYANT HEATING AND COOLING SYSTEMS | 37MUHAQ24AA3+KSAIC0701230 | CSAH*3012AM* | 926SB48080V17*** | Split System | 23400 | 16 | 8.5 | 1.9 | R-454B | 650
218477121 | BRYANT HEATING AND COOLING SYSTEMS | 37MUHAQ24AA3+KSAIC0701230 | CSAH*3012AM* | 82*TB48090V17*** | Split System | 23400 | 16 | 8.5 | 1.9 | R-454B | 650
218477171 | BRYANT HEATING AND COOLING SYSTEMS | 37MUHAQ24AA3+KSAIC0701230 | CSAH*3012AM* | 927TA66100V21*** | Split System | 23400 | 16 | 8.5 | 1.9 | R-454B | 650
218477167 | BRYANT HEATING AND COOLING SYSTEMS | 37MUHAQ24AA3+KSAIC0701230 | CSAH*3012AM* | 927TA60080V21*** | Split System | 23400 | 16 | 8.5 | 1.9 | R-454B | 650
218477113 | BRYANT HEATING AND COOLING SYSTEMS | 37MUHAQ24AA3+KSAIC0701230 | CSAH*3012AM* | 83*SB60100M21*** | Split System | 23400 | 16 | 8.5 | 1.9 | R-454B | 650
218477154 | BRYANT HEATING AND COOLING SYSTEMS | 37MUHAQ24AA3+KSAIC0701230 | CSAH*3012AM* | 926TC48080V17*** | Split System | 23400 | 16 | 8.5 | 1.9 | R-454B | 650
218477165 | BRYANT HEATING AND COOLING SYSTEMS | 37MUHAQ24AA3+KSAIC0701230 | CSAH*3012AM* | 927TA48080V17*** | Split System | 23400 | 16 | 8.5 | 1.9 | R-454B | 650
218477034 | BRYANT HEATING AND COOLING SYSTEMS | 37MUHAQ24AA3+KSAIC0701230 | CSAH*2412AM* | 83*SB60080M21*** | Split System | 23400 | 16 | 8.5 | 1.9 | R-454B | 650
218477025 | BRYANT HEATING AND COOLING SYSTEMS | 37MUHAQ24AA3+KSAIC0701230 | CSAH*2412AM* | 82*SB48070V17*** | Split System | 23400 | 16 | 8.5 | 1.9 | R-454B | 650
218477216 | BRYANT HEATING AND COOLING SYSTEMS | 37MUHAQ24AA3+KSAIC0701230 | CSAH*3612AM* | 935SB48060M17*** | Split System | 23600 | 16 | 8.5 | 1.9 | R-454B | 650
218477214 | BRYANT HEATING AND COOLING SYSTEMS | 37MUHAQ24AA3+KSAIC0701230 | CSAH*3612AM* | 935SB36040M17*** | Split System | 23600 | 16 | 8.5 | 1.9 | R-454B | 650
218477135 | BRYANT HEATING AND COOLING SYSTEMS | 37MUHAQ24AA3+KSAIC0701230 | CSAH*3012AM* | 926SB60100V21*** | Split System | 23600 | 16 | 8.5 | 1.9 | R-454B | 650
218477169 | BRYANT HEATING AND COOLING SYSTEMS | 37MUHAQ24AA3+KSAIC0701230 | CSAH*3012AM* | 927TA60100V21*** | Split System | 23600 | 16 | 8.5 | 1.9 | R-454B | 650
218477136 | BRYANT HEATING AND COOLING SYSTEMS | 37MUHAQ24AA3+KSAIC0701230 | CSAH*3012AM* | 926SB66120V24*** | Split System | 23600 | 16 | 8.5 | 1.9 | R-454B | 650
218477161 | BRYANT HEATING AND COOLING SYSTEMS | 37MUHAQ24AA3+KSAIC0701230 | CSAH*3012AM* | 926TC66120V24*** | Split System | 23600 | 16 | 8.5 | 1.9 | R-454B | 650
218477158 | BRYANT HEATING AND COOLING SYSTEMS | 37MUHAQ24AA3+KSAIC0701230 | CSAH*3012AM* | 926TC60100V21*** | Split System | 23600 | 16 | 8.5 | 1.9 | R-454B | 650
218477172 | BRYANT HEATING AND COOLING SYSTEMS | 37MUHAQ24AA3+KSAIC0701230 | CSAH*3012AM* | 927TA66120V24*** | Split System | 23600 | 16 | 8.5 | 1.9 | R-454B | 650
218476261 | BRYANT HEATING AND COOLING SYSTEMS | 37MUHAQ24AA3+KSAIC0701230 | CAA**3017AM* | 916SA30026M14*** | Split System | 22800 | 16 | 8.5 | 1.92 | R-454B | 650
218476277 | BRYANT HEATING AND COOLING SYSTEMS | 37MUHAQ24AA3+KSAIC0701230 | CAA**3017AM* | 916SA48060M17*** | Split System | 22800 | 16 | 8.5 | 1.92 | R-454B | 650
218476055 | BRYANT HEATING AND COOLING SYSTEMS | 37MUHAQ24AA3+KSAIC0701230 | CAA**2417AM* | 8(0,1)*SB42045M17*** | Split System | 22800 | 16 | 8.5 | 1.92 | R-454B | 650
218476047 | BRYANT HEATING AND COOLING SYSTEMS | 37MUHAQ24AA3+KSAIC0701230 | CAA**2414AM* | 916SA36060M14*** | Split System | 22800 | 16 | 8.5 | 1.92 | R-454B | 650
218476051 | BRYANT HEATING AND COOLING SYSTEMS | 37MUHAQ24AA3+KSAIC0701230 | CAA**2417AM* | 8(0,1)*SB36045M14*** | Split System | 22800 | 16 | 8.5 | 1.92 | R-454B | 650
218476335 | BRYANT HEATING AND COOLING SYSTEMS | 37MUHAQ24AA3+KSAIC0701230 | CAA**3617AM* | 916SA30026M14*** | Split System | 23000 | 16 | 8.5 | 1.92 | R-454B | 650
218476189 | BRYANT HEATING AND COOLING SYSTEMS | 37MUHAQ24AA3+KSAIC0701230 | CAA**3014AM* | 8(0,1)*SB36045M14*** | Split System | 23000 | 16 | 8.5 | 1.92 | R-454B | 650
218476273 | BRYANT HEATING AND COOLING SYSTEMS | 37MUHAQ24AA3+KSAIC0701230 | CAA**3017AM* | 916SA36060M14*** | Split System | 23000 | 16 | 8.5 | 1.92 | R-454B | 650
218477150 | BRYANT HEATING AND COOLING SYSTEMS | 37MUHAQ24AA3+KSAIC0701230 | CSAH*3012AM* | 926TC36060V14*** | Split System | 23000 | 16 | 8.5 | 1.92 | R-454B | 650
218476213 | BRYANT HEATING AND COOLING SYSTEMS | 37MUHAQ24AA3+KSAIC0701230 | CAA**3014AM* | 916SA36060M14*** | Split System | 23000 | 16 | 8.5 | 1.92 | R-454B | 650
218476082 | BRYANT HEATING AND COOLING SYSTEMS | 37MUHAQ24AA3+KSAIC0701230 | CAA**2417AM* | 912SE36060M14*** | Split System | 23000 | 16 | 8.5 | 1.92 | R-454B | 650
218476115 | BRYANT HEATING AND COOLING SYSTEMS | 37MUHAQ24AA3+KSAIC0701230 | CAA**2417AM* | 916SA48080M17*** | Split System | 23000 | 16 | 8.5 | 1.92 | R-454B | 650
218476035 | BRYANT HEATING AND COOLING SYSTEMS | 37MUHAQ24AA3+KSAIC0701230 | CAA**2414AM* | 912SE36060M14*** | Split System | 23000 | 16 | 8.5 | 1.92 | R-454B | 650
218476291 | BRYANT HEATING AND COOLING SYSTEMS | 37MUHAQ24AA3+KSAIC0701230 | CAA**3617AM* | 8(0,1)*SB42045M17*** | Split System | 23200 | 16 | 8.5 | 1.92 | R-454B | 650
218476347 | BRYANT HEATING AND COOLING SYSTEMS | 37MUHAQ24AA3+KSAIC0701230 | CAA**3617AM* | 916SA36060M14*** | Split System | 23200 | 16 | 8.5 | 1.92 | R-454B | 650
218476281 | BRYANT HEATING AND COOLING SYSTEMS | 37MUHAQ24AA3+KSAIC0701230 | CAA**3017AM* | 916SA48080M17*** | Split System | 23200 | 16 | 8.5 | 1.92 | R-454B | 650
218476201 | BRYANT HEATING AND COOLING SYSTEMS | 37MUHAQ24AA3+KSAIC0701230 | CAA**3014AM* | 912SE36060M14*** | Split System | 23200 | 16 | 8.5 | 1.92 | R-454B | 650
218477177 | BRYANT HEATING AND COOLING SYSTEMS | 37MUHAQ24AA3+KSAIC0701230 | CSAH*3612AM* | 82*SB36045V14*** | Split System | 23400 | 16 | 8.5 | 1.92 | R-454B | 650
218477218 | BRYANT HEATING AND COOLING SYSTEMS | 37MUHAQ24AA3+KSAIC0701230 | CSAH*3612AM* | 935SB60080M21*** | Split System | 23400 | 16 | 8.5 | 1.92 | R-454B | 650
218477192 | BRYANT HEATING AND COOLING SYSTEMS | 37MUHAQ24AA3+KSAIC0701230 | CSAH*3612AM* | 82*TB36045V14*** | Split System | 23400 | 16 | 8.5 | 1.92 | R-454B | 650
218476949 | BRYANT HEATING AND COOLING SYSTEMS | 37MUHAQ24AA3+KSAIC0701230 | CAA**3717AM* | 926TC30040V14*** | Split System | 23400 | 16 | 8.5 | 1.92 | R-454B | 650
218477235 | BRYANT HEATING AND COOLING SYSTEMS | 37MUHAQ24AA3+KSAIC0701230 | CSAH*3612AM* | 926TC60100V21*** | Split System | 23400 | 16 | 8.5 | 1.92 | R-454B | 650
218477242 | BRYANT HEATING AND COOLING SYSTEMS | 37MUHAQ24AA3+KSAIC0701230 | CSAH*3612AM* | 927TA48080V17*** | Split System | 23400 | 16 | 8.5 | 1.92 | R-454B | 650
218476940 | BRYANT HEATING AND COOLING SYSTEMS | 37MUHAQ24AA3+KSAIC0701230 | CAA**3717AM* | 926SB30040V14*** | Split System | 23400 | 16 | 8.5 | 1.92 | R-454B | 650
218477238 | BRYANT HEATING AND COOLING SYSTEMS | 37MUHAQ24AA3+KSAIC0701230 | CSAH*3612AM* | 926TC66120V24*** | Split System | 23400 | 16 | 8.5 | 1.92 | R-454B | 650
218477213 | BRYANT HEATING AND COOLING SYSTEMS | 37MUHAQ24AA3+KSAIC0701230 | CSAH*3612AM* | 926SB66120V24*** | Split System | 23400 | 16 | 8.5 | 1.92 | R-454B | 650
218477180 | BRYANT HEATING AND COOLING SYSTEMS | 37MUHAQ24AA3+KSAIC0701230 | CSAH*3612AM* | 82*SB48090V17*** | Split System | 23400 | 16 | 8.5 | 1.92 | R-454B | 650
218477246 | BRYANT HEATING AND COOLING SYSTEMS | 37MUHAQ24AA3+KSAIC0701230 | CSAH*3612AM* | 927TA60100V21*** | Split System | 23400 | 16 | 8.5 | 1.92 | R-454B | 650
218477249 | BRYANT HEATING AND COOLING SYSTEMS | 37MUHAQ24AA3+KSAIC0701230 | CSAH*3612AM* | 927TA66120V24*** | Split System | 23400 | 16 | 8.5 | 1.92 | R-454B | 650
218477210 | BRYANT HEATING AND COOLING SYSTEMS | 37MUHAQ24AA3+KSAIC0701230 | CSAH*3612AM* | 926SB48080V17*** | Split System | 23400 | 16 | 8.5 | 1.92 | R-454B | 650
218477188 | BRYANT HEATING AND COOLING SYSTEMS | 37MUHAQ24AA3+KSAIC0701230 | CSAH*3612AM* | 83*SB60080M21*** | Split System | 23400 | 16 | 8.5 | 1.92 | R-454B | 650
218477198 | BRYANT HEATING AND COOLING SYSTEMS | 37MUHAQ24AA3+KSAIC0701230 | CSAH*3612AM* | 82*TB48090V17*** | Split System | 23400 | 16 | 8.5 | 1.92 | R-454B | 650
218477208 | BRYANT HEATING AND COOLING SYSTEMS | 37MUHAQ24AA3+KSAIC0701230 | CSAH*3612AM* | 926SB36060V14*** | Split System | 23400 | 16 | 8.5 | 1.92 | R-454B | 650
218477227 | BRYANT HEATING AND COOLING SYSTEMS | 37MUHAQ24AA3+KSAIC0701230 | CSAH*3612AM* | 926TC36060V14*** | Split System | 23400 | 16 | 8.5 | 1.92 | R-454B | 650
218477231 | BRYANT HEATING AND COOLING SYSTEMS | 37MUHAQ24AA3+KSAIC0701230 | CSAH*3612AM* | 926TC48080V17*** | Split System | 23400 | 16 | 8.5 | 1.92 | R-454B | 650
218477179 | BRYANT HEATING AND COOLING SYSTEMS | 37MUHAQ24AA3+KSAIC0701230 | CSAH*3612AM* | 82*SB48070V17*** | Split System | 23400 | 16 | 8.5 | 1.92 | R-454B | 650
218477240 | BRYANT HEATING AND COOLING SYSTEMS | 37MUHAQ24AA3+KSAIC0701230 | CSAH*3612AM* | 927TA48060V17*** | Split System | 23400 | 16 | 8.5 | 1.92 | R-454B | 650
218477209 | BRYANT HEATING AND COOLING SYSTEMS | 37MUHAQ24AA3+KSAIC0701230 | CSAH*3612AM* | 926SB48060V17*** | Split System | 23400 | 16 | 8.5 | 1.92 | R-454B | 650
218477229 | BRYANT HEATING AND COOLING SYSTEMS | 37MUHAQ24AA3+KSAIC0701230 | CSAH*3612AM* | 926TC48060V17*** | Split System | 23400 | 16 | 8.5 | 1.92 | R-454B | 650
218476322 | BRYANT HEATING AND COOLING SYSTEMS | 37MUHAQ24AA3+KSAIC0701230 | CAA**3617AM* | 912SE36060M14*** | Split System | 23400 | 16 | 8.5 | 1.92 | R-454B | 650
218477196 | BRYANT HEATING AND COOLING SYSTEMS | 37MUHAQ24AA3+KSAIC0701230 | CSAH*3612AM* | 82*TB48070V17*** | Split System | 23600 | 16 | 8.5 | 1.92 | R-454B | 650
218477225 | BRYANT HEATING AND COOLING SYSTEMS | 37MUHAQ24AA3+KSAIC0701230 | CSAH*3612AM* | 926TC36040V17*** | Split System | 23600 | 16 | 8.5 | 1.92 | R-454B | 650
218477207 | BRYANT HEATING AND COOLING SYSTEMS | 37MUHAQ24AA3+KSAIC0701230 | CSAH*3612AM* | 926SB36040V17*** | Split System | 23600 | 16 | 8.5 | 1.92 | R-454B | 650
218477202 | BRYANT HEATING AND COOLING SYSTEMS | 37MUHAQ24AA3+KSAIC0701230 | CSAH*3612AM* | 82*TB66110V21*** | Split System | 23800 | 16 | 8.5 | 1.92 | R-454B | 650
218477211 | BRYANT HEATING AND COOLING SYSTEMS | 37MUHAQ24AA3+KSAIC0701230 | CSAH*3612AM* | 926SB60080V21*** | Split System | 23800 | 16 | 8.5 | 1.92 | R-454B | 650
218477190 | BRYANT HEATING AND COOLING SYSTEMS | 37MUHAQ24AA3+KSAIC0701230 | CSAH*3612AM* | 83*SB60100M21*** | Split System | 23800 | 16 | 8.5 | 1.92 | R-454B | 650
218477244 | BRYANT HEATING AND COOLING SYSTEMS | 37MUHAQ24AA3+KSAIC0701230 | CSAH*3612AM* | 927TA60080V21*** | Split System | 23800 | 16 | 8.5 | 1.92 | R-454B | 650
218477248 | BRYANT HEATING AND COOLING SYSTEMS | 37MUHAQ24AA3+KSAIC0701230 | CSAH*3612AM* | 927TA66100V21*** | Split System | 23800 | 16 | 8.5 | 1.92 | R-454B | 650
218477237 | BRYANT HEATING AND COOLING SYSTEMS | 37MUHAQ24AA3+KSAIC0701230 | CSAH*3612AM* | 926TC66100V21*** | Split System | 23800 | 16 | 8.5 | 1.92 | R-454B | 650
218477233 | BRYANT HEATING AND COOLING SYSTEMS | 37MUHAQ24AA3+KSAIC0701230 | CSAH*3612AM* | 926TC60080V21*** | Split System | 23800 | 16 | 8.5 | 1.92 | R-454B | 650
218476677 | BRYANT HEATING AND COOLING SYSTEMS | 37MUHAQ24AA3+KSAIC0701230 | CSAH*3612AM* | 912SE60080M21*** | Split System | 24000 | 16 | 8.5 | 1.92 | R-454B | 650
218476351 | BRYANT HEATING AND COOLING SYSTEMS | 37MUHAQ24AA3+KSAIC0701230 | CAA**3617AM* | 916SA48060M17*** | Split System | 23000 | 16 | 8.5 | 1.94 | R-454B | 650
218476221 | BRYANT HEATING AND COOLING SYSTEMS | 37MUHAQ24AA3+KSAIC0701230 | CAA**3017AM* | 8(0,1)*SB42045M17*** | Split System | 23000 | 16 | 8.5 | 1.94 | R-454B | 650
218476583 | BRYANT HEATING AND COOLING SYSTEMS | 37MUHAQ24AA3+KSAIC0701230 | CSAH*3012AM* | 8(0,1)*SB36070M14*** | Split System | 23200 | 16 | 8.5 | 1.94 | R-454B | 650
218476612 | BRYANT HEATING AND COOLING SYSTEMS | 37MUHAQ24AA3+KSAIC0701230 | CSAH*3012AM* | 912SE48080M17*** | Split System | 23200 | 16 | 8.5 | 1.94 | R-454B | 650
218476646 | BRYANT HEATING AND COOLING SYSTEMS | 37MUHAQ24AA3+KSAIC0701230 | CSAH*3612AM* | 8(0,1)*SB36070M17*** | Split System | 23400 | 16 | 8.5 | 1.94 | R-454B | 650
218476675 | BRYANT HEATING AND COOLING SYSTEMS | 37MUHAQ24AA3+KSAIC0701230 | CSAH*3612AM* | 912SE48080M17*** | Split System | 23400 | 16 | 8.5 | 1.94 | R-454B | 650
218476356 | BRYANT HEATING AND COOLING SYSTEMS | 37MUHAQ24AA3+KSAIC0701230 | CAA**3617AM* | 916SA48080M17*** | Split System | 23400 | 16 | 8.5 | 1.94 | R-454B | 650
218476249 | BRYANT HEATING AND COOLING SYSTEMS | 37MUHAQ24AA3+KSAIC0701230 | CAA**3017AM* | 912SE36060M14*** | Split System | 23400 | 16 | 8.5 | 1.94 | R-454B | 650
218476124 | BRYANT HEATING AND COOLING SYSTEMS | 37MUHAQ24AA3+KSAIC0701230 | CAA**2517AM* | 8(0,1)*SB42045M17*** | Split System | 23600 | 16 | 8.5 | 1.94 | R-454B | 650
218476418 | BRYANT HEATING AND COOLING SYSTEMS | 37MUHAQ24AA3+KSAIC0701230 | CAA**3717AM* | 916SA36060M14*** | Split System | 23600 | 16 | 8.5 | 1.94 | R-454B | 650
218476405 | BRYANT HEATING AND COOLING SYSTEMS | 37MUHAQ24AA3+KSAIC0701230 | CAA**3717AM* | 916SA30026M14*** | Split System | 23600 | 16 | 8.5 | 1.94 | R-454B | 650
218476644 | BRYANT HEATING AND COOLING SYSTEMS | 37MUHAQ24AA3+KSAIC0701230 | CSAH*3612AM* | 8(0,1)*SB36070M14*** | Split System | 23600 | 16 | 8.5 | 1.94 | R-454B | 650
218476679 | BRYANT HEATING AND COOLING SYSTEMS | 37MUHAQ24AA3+KSAIC0701230 | CSAH*3612AM* | 912SE60100M21*** | Split System | 23600 | 16 | 8.5 | 1.94 | R-454B | 650
218476164 | BRYANT HEATING AND COOLING SYSTEMS | 37MUHAQ24AA3+KSAIC0701230 | CAA**2517AM* | 916SA30026M14*** | Split System | 23800 | 16 | 8.5 | 1.94 | R-454B | 650
218476661 | BRYANT HEATING AND COOLING SYSTEMS | 37MUHAQ24AA3+KSAIC0701230 | CSAH*3612AM* | 8(0,1)*SB60110M24*** | Split System | 23800 | 16 | 8.5 | 1.94 | R-454B | 650
218476648 | BRYANT HEATING AND COOLING SYSTEMS | 37MUHAQ24AA3+KSAIC0701230 | CSAH*3612AM* | 8(0,1)*SB48070M17*** | Split System | 23600 | 16 | 8.5 | 1.96 | R-454B | 650
218476364 | BRYANT HEATING AND COOLING SYSTEMS | 37MUHAQ24AA3+KSAIC0701230 | CAA**3717AM* | 8(0,1)*SB42045M17*** | Split System | 23600 | 16 | 8.5 | 1.96 | R-454B | 650
218476422 | BRYANT HEATING AND COOLING SYSTEMS | 37MUHAQ24AA3+KSAIC0701230 | CAA**3717AM* | 916SA48060M17*** | Split System | 23800 | 16 | 8.5 | 1.96 | R-454B | 650
217953001 | BRYANT HEATING AND COOLING SYSTEMS | 249VAN048**AA* | CSAH*4812AM* | 83*CB48060C17*** | Split System | 45500 | 16 | 8.5 | 2 | R-454B | 650
217953402 | BRYANT HEATING AND COOLING SYSTEMS | 249VAN060**AA* | CAA**6121AM* | 83*CB48060C17*** | Split System | 56000 | 16 | 8.5 | 2 | R-454B | 650
217953418 | BRYANT HEATING AND COOLING SYSTEMS | 249VAN060**AA* | CAA**6121AM* | 83*CB60100C21*** | Split System | 56000 | 16 | 8.5 | 2 | R-454B | 650
218474815 | CARRIER | 37MUHAQ36AA3+KSAIC0701230 | FEVB0048**+NAVA54801CK |  | Split System | 38000 | 16 | 8.5 | 1.75 | R-454B | 650
218474649 | CARRIER | 37MUHAQ36AA3+KSAIC0701230 | FJ5AN*C48L* |  | Split System | 38000 | 16 | 8.5 | 1.84 | R-454B | 650
218475964 | CARRIER | 37MUHAQ24AA3+KSAIC0701230 | CSAH*3012AM* | GG96VTAB48060B** | Split System | 23200 | 16 | 8.5 | 1.9 | R-454B | 650
218475935 | CARRIER | 37MUHAQ24AA3+KSAIC0701230 | CSAH*2412AM* | GG96VTAB60100C** | Split System | 23200 | 16 | 8.5 | 1.9 | R-454B | 650
218475929 | CARRIER | 37MUHAQ24AA3+KSAIC0701230 | CSAH*2412AM* | GG96VTAB48060B** | Split System | 23200 | 16 | 8.5 | 1.9 | R-454B | 650
218475966 | CARRIER | 37MUHAQ24AA3+KSAIC0701230 | CSAH*3012AM* | GG96VTAB48080B** | Split System | 23400 | 16 | 8.5 | 1.9 | R-454B | 650
218475969 | CARRIER | 37MUHAQ24AA3+KSAIC0701230 | CSAH*3012AM* | GG96VTAB60100C** | Split System | 23600 | 16 | 8.5 | 1.9 | R-454B | 650
218475972 | CARRIER | 37MUHAQ24AA3+KSAIC0701230 | CSAH*3012AM* | GG96VTAB66120D** | Split System | 23600 | 16 | 8.5 | 1.9 | R-454B | 650
218476000 | CARRIER | 37MUHAQ24AA3+KSAIC0701230 | CSAH*3612AM* | GG96VTAB48080B** | Split System | 23400 | 16 | 8.5 | 1.92 | R-454B | 650
218475874 | CARRIER | 37MUHAQ24AA3+KSAIC0701230 | CAA**3717AM* | GG96VTAB30040A** | Split System | 23400 | 16 | 8.5 | 1.92 | R-454B | 650
218476006 | CARRIER | 37MUHAQ24AA3+KSAIC0701230 | CSAH*3612AM* | GG96VTAB66120D** | Split System | 23400 | 16 | 8.5 | 1.92 | R-454B | 650
218476003 | CARRIER | 37MUHAQ24AA3+KSAIC0701230 | CSAH*3612AM* | GG96VTAB60100C** | Split System | 23400 | 16 | 8.5 | 1.92 | R-454B | 650
218475998 | CARRIER | 37MUHAQ24AA3+KSAIC0701230 | CSAH*3612AM* | GG96VTAB48060B** | Split System | 23400 | 16 | 8.5 | 1.92 | R-454B | 650
217953000 | CARRIER | 27VPA948A*030* | CSAH*4812AM* | 58CU*B060C17**16 | Split System | 45500 | 16 | 8.5 | 2 | R-454B | 650
217953401 | CARRIER | 27VPA960A*030* | CAA**6121AM* | 58CU*B060C17**16 | Split System | 56000 | 16 | 8.5 | 2 | R-454B | 650
217953417 | CARRIER | 27VPA960A*030* | CAA**6121AM* | 58CU*B100C21**20 | Split System | 56000 | 16 | 8.5 | 2 | R-454B | 650
217953009 | COMFORTMAKER | Q5H9V48*K*AAA* | ESH5X48M12A* | *80CSU0601716B* | Split System | 45500 | 16 | 8.5 | 2 | R-454B | 650
217953004 | COMFORTMAKER | N5H9V48*K*AAA* | ESH5X48M12A* | *80CSU0601716B* | Split System | 45500 | 16 | 8.5 | 2 | R-454B | 650
217953412 | COMFORTMAKER | Q5H9V60*K*AAA* | EA*5X61M21A* | *80CSU0601716B* | Split System | 56000 | 16 | 8.5 | 2 | R-454B | 650
217953405 | COMFORTMAKER | N5H9V60*K*AAA* | EA*5X61M21A* | *80CSU0601716B* | Split System | 56000 | 16 | 8.5 | 2 | R-454B | 650
217953421 | COMFORTMAKER | N5H9V60*K*AAA* | EA*5X61M21A* | *80CSU1002120B* | Split System | 56000 | 16 | 8.5 | 2 | R-454B | 650
217953428 | COMFORTMAKER | Q5H9V60*K*AAA* | EA*5X61M21A* | *80CSU1002120B* | Split System | 56000 | 16 | 8.5 | 2 | R-454B | 650
217953005 | DAY & NIGHT | N5H9V48*K*AAA* | ESH5X48M12A* | *80CSU0601716B* | Split System | 45500 | 16 | 8.5 | 2 | R-454B | 650
217953010 | DAY & NIGHT | Q5H9V48*K*AAA* | ESH5X48M12A* | *80CSU0601716B* | Split System | 45500 | 16 | 8.5 | 2 | R-454B | 650
217953422 | DAY & NIGHT | N5H9V60*K*AAA* | EA*5X61M21A* | *80CSU1002120B* | Split System | 56000 | 16 | 8.5 | 2 | R-454B | 650
217953413 | DAY & NIGHT | Q5H9V60*K*AAA* | EA*5X61M21A* | *80CSU0601716B* | Split System | 56000 | 16 | 8.5 | 2 | R-454B | 650
217953429 | DAY & NIGHT | Q5H9V60*K*AAA* | EA*5X61M21A* | *80CSU1002120B* | Split System | 56000 | 16 | 8.5 | 2 | R-454B | 650
217953406 | DAY & NIGHT | N5H9V60*K*AAA* | EA*5X61M21A* | *80CSU0601716B* | Split System | 56000 | 16 | 8.5 | 2 | R-454B | 650
217953011 | HEIL | Q5H9V48*K*AAA* | ESH5X48M12A* | *80CSU0601716B* | Split System | 45500 | 16 | 8.5 | 2 | R-454B | 650
217953006 | HEIL | N5H9V48*K*AAA* | ESH5X48M12A* | *80CSU0601716B* | Split System | 45500 | 16 | 8.5 | 2 | R-454B | 650
217953407 | HEIL | N5H9V60*K*AAA* | EA*5X61M21A* | *80CSU0601716B* | Split System | 56000 | 16 | 8.5 | 2 | R-454B | 650
217953423 | HEIL | N5H9V60*K*AAA* | EA*5X61M21A* | *80CSU1002120B* | Split System | 56000 | 16 | 8.5 | 2 | R-454B | 650
217953430 | HEIL | Q5H9V60*K*AAA* | EA*5X61M21A* | *80CSU1002120B* | Split System | 56000 | 16 | 8.5 | 2 | R-454B | 650
217953414 | HEIL | Q5H9V60*K*AAA* | EA*5X61M21A* | *80CSU0601716B* | Split System | 56000 | 16 | 8.5 | 2 | R-454B | 650
217953007 | KEEPRITE | N5H9V48*K*AAA* | ESH5X48M12A* | *80CSU0601716B* | Split System | 45500 | 16 | 8.5 | 2 | R-454B | 650
217953012 | KEEPRITE | Q5H9V48*K*AAA* | ESH5X48M12A* | *80CSU0601716B* | Split System | 45500 | 16 | 8.5 | 2 | R-454B | 650
217953408 | KEEPRITE | N5H9V60*K*AAA* | EA*5X61M21A* | *80CSU0601716B* | Split System | 56000 | 16 | 8.5 | 2 | R-454B | 650
217953424 | KEEPRITE | N5H9V60*K*AAA* | EA*5X61M21A* | *80CSU1002120B* | Split System | 56000 | 16 | 8.5 | 2 | R-454B | 650
217953431 | KEEPRITE | Q5H9V60*K*AAA* | EA*5X61M21A* | *80CSU1002120B* | Split System | 56000 | 16 | 8.5 | 2 | R-454B | 650
217953415 | KEEPRITE | Q5H9V60*K*AAA* | EA*5X61M21A* | *80CSU0601716B* | Split System | 56000 | 16 | 8.5 | 2 | R-454B | 650
218477043 | PAYNE HEATING AND COOLING | 37MUHAQ24AA3+KSAIC0701230 | CSAH*2412AM* | PG80VTLB48070B** | Split System | 23400 | 16 | 8.5 | 1.88 | R-454B | 650
218477063 | PAYNE HEATING AND COOLING | 37MUHAQ24AA3+KSAIC0701230 | CSAH*2412AM* | PG95MSUA48060B** | Split System | 23400 | 16 | 8.5 | 1.88 | R-454B | 650
218477037 | PAYNE HEATING AND COOLING | 37MUHAQ24AA3+KSAIC0701230 | CSAH*2412AM* | PG80MSUA60100C** | Split System | 23600 | 16 | 8.5 | 1.88 | R-454B | 650
218476868 | PAYNE HEATING AND COOLING | 37MUHAQ24AA3+KSAIC0701230 | CAA**3017AM* | PG96VTAB36040B** | Split System | 22800 | 16 | 8.5 | 1.9 | R-454B | 650
218476088 | PAYNE HEATING AND COOLING | 37MUHAQ24AA3+KSAIC0701230 | CAA**2417AM* | PG92MSAA42060B** | Split System | 22800 | 16 | 8.5 | 1.9 | R-454B | 650
218476068 | PAYNE HEATING AND COOLING | 37MUHAQ24AA3+KSAIC0701230 | CAA**2417AM* | PG80MS(A,L)A48070B** | Split System | 22800 | 16 | 8.5 | 1.9 | R-454B | 650
218476072 | PAYNE HEATING AND COOLING | 37MUHAQ24AA3+KSAIC0701230 | CAA**2417AM* | PG80MS(A,L)A42090B** | Split System | 22800 | 16 | 8.5 | 1.9 | R-454B | 650
218476025 | PAYNE HEATING AND COOLING | 37MUHAQ24AA3+KSAIC0701230 | CAA**2414AM* | PG80MS(A,L)A36045A** | Split System | 22800 | 16 | 8.5 | 1.9 | R-454B | 650
218476109 | PAYNE HEATING AND COOLING | 37MUHAQ24AA3+KSAIC0701230 | CAA**2417AM* | PG96MSAA36060A** | Split System | 22800 | 16 | 8.5 | 1.9 | R-454B | 650
218477116 | PAYNE HEATING AND COOLING | 37MUHAQ24AA3+KSAIC0701230 | CSAH*3012AM* | PG80VTLB36045A** | Split System | 23000 | 16 | 8.5 | 1.9 | R-454B | 650
218477041 | PAYNE HEATING AND COOLING | 37MUHAQ24AA3+KSAIC0701230 | CSAH*2412AM* | PG80VTLB36070A** | Split System | 23000 | 16 | 8.5 | 1.9 | R-454B | 650
218477039 | PAYNE HEATING AND COOLING | 37MUHAQ24AA3+KSAIC0701230 | CSAH*2412AM* | PG80VTLB36045A** | Split System | 23000 | 16 | 8.5 | 1.9 | R-454B | 650
218477120 | PAYNE HEATING AND COOLING | 37MUHAQ24AA3+KSAIC0701230 | CSAH*3012AM* | PG80VTLB48070B** | Split System | 23200 | 16 | 8.5 | 1.9 | R-454B | 650
218477153 | PAYNE HEATING AND COOLING | 37MUHAQ24AA3+KSAIC0701230 | CSAH*3012AM* | PG96VTAB48060B** | Split System | 23200 | 16 | 8.5 | 1.9 | R-454B | 650
218477140 | PAYNE HEATING AND COOLING | 37MUHAQ24AA3+KSAIC0701230 | CSAH*3012AM* | PG95MSUA48060B** | Split System | 23200 | 16 | 8.5 | 1.9 | R-454B | 650
218477164 | PAYNE HEATING AND COOLING | 37MUHAQ24AA3+KSAIC0701230 | CSAH*3012AM* | PG97VTAA48060B** | Split System | 23200 | 16 | 8.5 | 1.9 | R-454B | 650
218477138 | PAYNE HEATING AND COOLING | 37MUHAQ24AA3+KSAIC0701230 | CSAH*3012AM* | PG95MSUA36040B** | Split System | 23200 | 16 | 8.5 | 1.9 | R-454B | 650
218477031 | PAYNE HEATING AND COOLING | 37MUHAQ24AA3+KSAIC0701230 | CSAH*2412AM* | PG80MSUA36040B** | Split System | 23200 | 16 | 8.5 | 1.9 | R-454B | 650
218477076 | PAYNE HEATING AND COOLING | 37MUHAQ24AA3+KSAIC0701230 | CSAH*2412AM* | PG96VTAB48060B** | Split System | 23200 | 16 | 8.5 | 1.9 | R-454B | 650
218477087 | PAYNE HEATING AND COOLING | 37MUHAQ24AA3+KSAIC0701230 | CSAH*2412AM* | PG97VTAA48060B** | Split System | 23200 | 16 | 8.5 | 1.9 | R-454B | 650
218477082 | PAYNE HEATING AND COOLING | 37MUHAQ24AA3+KSAIC0701230 | CSAH*2412AM* | PG96VTAB60100C** | Split System | 23200 | 16 | 8.5 | 1.9 | R-454B | 650
218477093 | PAYNE HEATING AND COOLING | 37MUHAQ24AA3+KSAIC0701230 | CSAH*2412AM* | PG97VTAA60100C** | Split System | 23200 | 16 | 8.5 | 1.9 | R-454B | 650
218477144 | PAYNE HEATING AND COOLING | 37MUHAQ24AA3+KSAIC0701230 | CSAH*3012AM* | PG95MSUA60100C** | Split System | 23400 | 16 | 8.5 | 1.9 | R-454B | 650
218477168 | PAYNE HEATING AND COOLING | 37MUHAQ24AA3+KSAIC0701230 | CSAH*3012AM* | PG97VTAA60080C** | Split System | 23400 | 16 | 8.5 | 1.9 | R-454B | 650
218477122 | PAYNE HEATING AND COOLING | 37MUHAQ24AA3+KSAIC0701230 | CSAH*3012AM* | PG80VTLB48090B** | Split System | 23400 | 16 | 8.5 | 1.9 | R-454B | 650
218477157 | PAYNE HEATING AND COOLING | 37MUHAQ24AA3+KSAIC0701230 | CSAH*3012AM* | PG96VTAB60080C** | Split System | 23400 | 16 | 8.5 | 1.9 | R-454B | 650
218477155 | PAYNE HEATING AND COOLING | 37MUHAQ24AA3+KSAIC0701230 | CSAH*3012AM* | PG96VTAB48080B** | Split System | 23400 | 16 | 8.5 | 1.9 | R-454B | 650
218477114 | PAYNE HEATING AND COOLING | 37MUHAQ24AA3+KSAIC0701230 | CSAH*3012AM* | PG80MSUA60100C** | Split System | 23400 | 16 | 8.5 | 1.9 | R-454B | 650
218477166 | PAYNE HEATING AND COOLING | 37MUHAQ24AA3+KSAIC0701230 | CSAH*3012AM* | PG97VTAA48080B** | Split System | 23400 | 16 | 8.5 | 1.9 | R-454B | 650
218477035 | PAYNE HEATING AND COOLING | 37MUHAQ24AA3+KSAIC0701230 | CSAH*2412AM* | PG80MSUA60080C** | Split System | 23400 | 16 | 8.5 | 1.9 | R-454B | 650
218477217 | PAYNE HEATING AND COOLING | 37MUHAQ24AA3+KSAIC0701230 | CSAH*3612AM* | PG95MSUA48060B** | Split System | 23600 | 16 | 8.5 | 1.9 | R-454B | 650
218477215 | PAYNE HEATING AND COOLING | 37MUHAQ24AA3+KSAIC0701230 | CSAH*3612AM* | PG95MSUA36040B** | Split System | 23600 | 16 | 8.5 | 1.9 | R-454B | 650
218477170 | PAYNE HEATING AND COOLING | 37MUHAQ24AA3+KSAIC0701230 | CSAH*3012AM* | PG97VTAA60100C** | Split System | 23600 | 16 | 8.5 | 1.9 | R-454B | 650
218477162 | PAYNE HEATING AND COOLING | 37MUHAQ24AA3+KSAIC0701230 | CSAH*3012AM* | PG96VTAB66120D** | Split System | 23600 | 16 | 8.5 | 1.9 | R-454B | 650
218477173 | PAYNE HEATING AND COOLING | 37MUHAQ24AA3+KSAIC0701230 | CSAH*3012AM* | PG97VTAA66120D** | Split System | 23600 | 16 | 8.5 | 1.9 | R-454B | 650
218477159 | PAYNE HEATING AND COOLING | 37MUHAQ24AA3+KSAIC0701230 | CSAH*3012AM* | PG96VTAB60100C** | Split System | 23600 | 16 | 8.5 | 1.9 | R-454B | 650
218476263 | PAYNE HEATING AND COOLING | 37MUHAQ24AA3+KSAIC0701230 | CAA**3017AM* | PG96MSAA30026A** | Split System | 22800 | 16 | 8.5 | 1.92 | R-454B | 650
218476280 | PAYNE HEATING AND COOLING | 37MUHAQ24AA3+KSAIC0701230 | CAA**3017AM* | PG96MSAA48060B** | Split System | 22800 | 16 | 8.5 | 1.92 | R-454B | 650
218476049 | PAYNE HEATING AND COOLING | 37MUHAQ24AA3+KSAIC0701230 | CAA**2414AM* | PG96MSAA36060A** | Split System | 22800 | 16 | 8.5 | 1.92 | R-454B | 650
218476053 | PAYNE HEATING AND COOLING | 37MUHAQ24AA3+KSAIC0701230 | CAA**2417AM* | PG80MS(A,L)A36045A** | Split System | 22800 | 16 | 8.5 | 1.92 | R-454B | 650
218476057 | PAYNE HEATING AND COOLING | 37MUHAQ24AA3+KSAIC0701230 | CAA**2417AM* | PG80MS(A,L)A42045B** | Split System | 22800 | 16 | 8.5 | 1.92 | R-454B | 650
218476337 | PAYNE HEATING AND COOLING | 37MUHAQ24AA3+KSAIC0701230 | CAA**3617AM* | PG96MSAA30026A** | Split System | 23000 | 16 | 8.5 | 1.92 | R-454B | 650
218476191 | PAYNE HEATING AND COOLING | 37MUHAQ24AA3+KSAIC0701230 | CAA**3014AM* | PG80MS(A,L)A36045A** | Split System | 23000 | 16 | 8.5 | 1.92 | R-454B | 650
218476275 | PAYNE HEATING AND COOLING | 37MUHAQ24AA3+KSAIC0701230 | CAA**3017AM* | PG96MSAA36060A** | Split System | 23000 | 16 | 8.5 | 1.92 | R-454B | 650
218477151 | PAYNE HEATING AND COOLING | 37MUHAQ24AA3+KSAIC0701230 | CSAH*3012AM* | PG96VTAB36060A** | Split System | 23000 | 16 | 8.5 | 1.92 | R-454B | 650
218476215 | PAYNE HEATING AND COOLING | 37MUHAQ24AA3+KSAIC0701230 | CAA**3014AM* | PG96MSAA36060A** | Split System | 23000 | 16 | 8.5 | 1.92 | R-454B | 650
218476037 | PAYNE HEATING AND COOLING | 37MUHAQ24AA3+KSAIC0701230 | CAA**2414AM* | PG92MSAA36060A** | Split System | 23000 | 16 | 8.5 | 1.92 | R-454B | 650
218476117 | PAYNE HEATING AND COOLING | 37MUHAQ24AA3+KSAIC0701230 | CAA**2417AM* | PG96MSAA48080B** | Split System | 23000 | 16 | 8.5 | 1.92 | R-454B | 650
218476084 | PAYNE HEATING AND COOLING | 37MUHAQ24AA3+KSAIC0701230 | CAA**2417AM* | PG92MSAA36060A** | Split System | 23000 | 16 | 8.5 | 1.92 | R-454B | 650
218476349 | PAYNE HEATING AND COOLING | 37MUHAQ24AA3+KSAIC0701230 | CAA**3617AM* | PG96MSAA36060A** | Split System | 23200 | 16 | 8.5 | 1.92 | R-454B | 650
218476294 | PAYNE HEATING AND COOLING | 37MUHAQ24AA3+KSAIC0701230 | CAA**3617AM* | PG80MS(A,L)A42045B** | Split System | 23200 | 16 | 8.5 | 1.92 | R-454B | 650
218476284 | PAYNE HEATING AND COOLING | 37MUHAQ24AA3+KSAIC0701230 | CAA**3017AM* | PG96MSAA48080B** | Split System | 23200 | 16 | 8.5 | 1.92 | R-454B | 650
218476203 | PAYNE HEATING AND COOLING | 37MUHAQ24AA3+KSAIC0701230 | CAA**3014AM* | PG92MSAA36060A** | Split System | 23200 | 16 | 8.5 | 1.92 | R-454B | 650
218476950 | PAYNE HEATING AND COOLING | 37MUHAQ24AA3+KSAIC0701230 | CAA**3717AM* | PG96VTAB30040A** | Split System | 23400 | 16 | 8.5 | 1.92 | R-454B | 650
218477243 | PAYNE HEATING AND COOLING | 37MUHAQ24AA3+KSAIC0701230 | CSAH*3612AM* | PG97VTAA48080B** | Split System | 23400 | 16 | 8.5 | 1.92 | R-454B | 650
218477250 | PAYNE HEATING AND COOLING | 37MUHAQ24AA3+KSAIC0701230 | CSAH*3612AM* | PG97VTAA66120D** | Split System | 23400 | 16 | 8.5 | 1.92 | R-454B | 650
218477228 | PAYNE HEATING AND COOLING | 37MUHAQ24AA3+KSAIC0701230 | CSAH*3612AM* | PG96VTAB36060A** | Split System | 23400 | 16 | 8.5 | 1.92 | R-454B | 650
218477193 | PAYNE HEATING AND COOLING | 37MUHAQ24AA3+KSAIC0701230 | CSAH*3612AM* | PG80VTLB36045A** | Split System | 23400 | 16 | 8.5 | 1.92 | R-454B | 650
218477236 | PAYNE HEATING AND COOLING | 37MUHAQ24AA3+KSAIC0701230 | CSAH*3612AM* | PG96VTAB60100C** | Split System | 23400 | 16 | 8.5 | 1.92 | R-454B | 650
218477219 | PAYNE HEATING AND COOLING | 37MUHAQ24AA3+KSAIC0701230 | CSAH*3612AM* | PG95MSUA60080C** | Split System | 23400 | 16 | 8.5 | 1.92 | R-454B | 650
218477239 | PAYNE HEATING AND COOLING | 37MUHAQ24AA3+KSAIC0701230 | CSAH*3612AM* | PG96VTAB66120D** | Split System | 23400 | 16 | 8.5 | 1.92 | R-454B | 650
218477189 | PAYNE HEATING AND COOLING | 37MUHAQ24AA3+KSAIC0701230 | CSAH*3612AM* | PG80MSUA60080C** | Split System | 23400 | 16 | 8.5 | 1.92 | R-454B | 650
218477199 | PAYNE HEATING AND COOLING | 37MUHAQ24AA3+KSAIC0701230 | CSAH*3612AM* | PG80VTLB48090B** | Split System | 23400 | 16 | 8.5 | 1.92 | R-454B | 650
218477232 | PAYNE HEATING AND COOLING | 37MUHAQ24AA3+KSAIC0701230 | CSAH*3612AM* | PG96VTAB48080B** | Split System | 23400 | 16 | 8.5 | 1.92 | R-454B | 650
218477247 | PAYNE HEATING AND COOLING | 37MUHAQ24AA3+KSAIC0701230 | CSAH*3612AM* | PG97VTAA60100C** | Split System | 23400 | 16 | 8.5 | 1.92 | R-454B | 650
218477241 | PAYNE HEATING AND COOLING | 37MUHAQ24AA3+KSAIC0701230 | CSAH*3612AM* | PG97VTAA48060B** | Split System | 23400 | 16 | 8.5 | 1.92 | R-454B | 650
218477230 | PAYNE HEATING AND COOLING | 37MUHAQ24AA3+KSAIC0701230 | CSAH*3612AM* | PG96VTAB48060B** | Split System | 23400 | 16 | 8.5 | 1.92 | R-454B | 650
218476324 | PAYNE HEATING AND COOLING | 37MUHAQ24AA3+KSAIC0701230 | CAA**3617AM* | PG92MSAA36060A** | Split System | 23400 | 16 | 8.5 | 1.92 | R-454B | 650
218477197 | PAYNE HEATING AND COOLING | 37MUHAQ24AA3+KSAIC0701230 | CSAH*3612AM* | PG80VTLB48070B** | Split System | 23600 | 16 | 8.5 | 1.92 | R-454B | 650
218477226 | PAYNE HEATING AND COOLING | 37MUHAQ24AA3+KSAIC0701230 | CSAH*3612AM* | PG96VTAB36040B** | Split System | 23600 | 16 | 8.5 | 1.92 | R-454B | 650
218477245 | PAYNE HEATING AND COOLING | 37MUHAQ24AA3+KSAIC0701230 | CSAH*3612AM* | PG97VTAA60080C** | Split System | 23800 | 16 | 8.5 | 1.92 | R-454B | 650
218477203 | PAYNE HEATING AND COOLING | 37MUHAQ24AA3+KSAIC0701230 | CSAH*3612AM* | PG80VTLB66110C** | Split System | 23800 | 16 | 8.5 | 1.92 | R-454B | 650
218477234 | PAYNE HEATING AND COOLING | 37MUHAQ24AA3+KSAIC0701230 | CSAH*3612AM* | PG96VTAB60080C** | Split System | 23800 | 16 | 8.5 | 1.92 | R-454B | 650
218477191 | PAYNE HEATING AND COOLING | 37MUHAQ24AA3+KSAIC0701230 | CSAH*3612AM* | PG80MSUA60100C** | Split System | 23800 | 16 | 8.5 | 1.92 | R-454B | 650
218476678 | PAYNE HEATING AND COOLING | 37MUHAQ24AA3+KSAIC0701230 | CSAH*3612AM* | PG92MSAA60080C** | Split System | 24000 | 16 | 8.5 | 1.92 | R-454B | 650
218476353 | PAYNE HEATING AND COOLING | 37MUHAQ24AA3+KSAIC0701230 | CAA**3617AM* | PG96MSAA48060B** | Split System | 23000 | 16 | 8.5 | 1.94 | R-454B | 650
218476223 | PAYNE HEATING AND COOLING | 37MUHAQ24AA3+KSAIC0701230 | CAA**3017AM* | PG80MS(A,L)A42045B** | Split System | 23000 | 16 | 8.5 | 1.94 | R-454B | 650
218476584 | PAYNE HEATING AND COOLING | 37MUHAQ24AA3+KSAIC0701230 | CSAH*3012AM* | PG80MS(A,L)A36070A** | Split System | 23200 | 16 | 8.5 | 1.94 | R-454B | 650
218615545 | ALLIED | 7SHP15V24P-**A | 7E[C,U]36AX-**+TDR | 80G1UH070AE12L* | Split System | 23600 | 15.6 | 8.1 | 1.8 | R-454B | 650
218615543 | ALLIED | 7SHP15V24P-**A | 7E[C,U]36AX-**+TDR | 80G1UH070AE12* | Split System | 23600 | 15.6 | 8.1 | 1.8 | R-454B | 650
218615547 | ALLIED | 7SHP15V24P-**A | 7E[C,U]36BX-**+TDR | 80G1UH070BE12* | Split System | 23600 | 15.6 | 8.1 | 1.8 | R-454B | 650
218615548 | ALLIED | 7SHP15V24P-**A | 7E[C,U]36BX-**+TDR | 80G1UH070BE12L* | Split System | 23600 | 15.6 | 8.1 | 1.8 | R-454B | 650
218615693 | ALLIED | 7SHP15V24P-**A | 7E[C,U]24BX-**+TDR | 92G1UH045BE12* | Split System | 23000 | 15.7 | 8.1 | 1.8 | R-454B | 650
218615694 | ALLIED | 7SHP15V24P-**A | 7E[C,U]24BX-**+TDR | 92G1UH070BE12* | Split System | 23000 | 15.8 | 8.1 | 1.8 | R-454B | 650
218615717 | ALLIED | 7SHP15V24P-**A | 7EH24BX-**+TDR | 92G1UH045BE12* | Split System | 23400 | 15.9 | 8.1 | 1.8 | R-454B | 650
218615538 | ALLIED | 7SHP15V24P-**A | 7E[C,U]36AX-**+TDR | 80G2UH070AV12* | Split System | 23600 | 15.9 | 8.1 | 1.8 | R-454B | 650
218615716 | ALLIED | 7SHP15V24P-**A | 7EH24BX-**+TDR | 92G1UH030BE12* | Split System | 23200 | 16 | 8.1 | 1.8 | R-454B | 650
218615725 | ALLIED | 7SHP15V24P-**A | 7EH30BX-**+TDR | 92G1UH030BE12* | Split System | 23400 | 16 | 8.1 | 1.8 | R-454B | 650
218615726 | ALLIED | 7SHP15V24P-**A | 7EH30BX-**+TDR | 92G1UH045BE12* | Split System | 23400 | 16 | 8.1 | 1.8 | R-454B | 650
218615708 | ALLIED | 7SHP15V24P-**A | 7E[C,U]36BX-**+TDR | 92G1UH045BE12* | Split System | 23600 | 16 | 8.1 | 1.8 | R-454B | 650
218615546 | ALLIED | 7SHP15V24P-**A | 7E[C,U]36AX-**+TDR | 80G1UH045AE12L* | Split System | 23600 | 16 | 8.1 | 1.8 | R-454B | 650
218615544 | ALLIED | 7SHP15V24P-**A | 7E[C,U]36AX-**+TDR | 80G1UH045AE12* | Split System | 23600 | 16 | 8.1 | 1.8 | R-454B | 650
218615703 | ALLIED | 7SHP15V24P-**A | 7E[C,U]36AX-**+TDR | 80G2UH070AE12L* | Split System | 23200 | 16 | 8.1 | 1.8 | R-454B | 650
218615721 | ALLIED | 7SHP15V24P-**A | 7EH30BX-**+TDR | 80G2UH090BE12* | Split System | 23200 | 16 | 8.1 | 1.8 | R-454B | 650
218615541 | ALLIED | 7SHP15V24P-**A | 7E[C,U]36AX-**+TDR | 80G2UH070AE12* | Split System | 23200 | 16 | 8.1 | 1.8 | R-454B | 650
218615707 | ALLIED | 7SHP15V24P-**A | 7E[C,U]36BX-**+TDR | 92G1UH030BE12* | Split System | 23400 | 16.1 | 8.1 | 1.8 | R-454B | 650
218615718 | ALLIED | 7SHP15V24P-**A | 7EH24BX-**+TDR | 92G1UH070BE12* | Split System | 23400 | 16.1 | 8.1 | 1.8 | R-454B | 650
218615709 | ALLIED | 7SHP15V24P-**A | 7E[C,U]36BX-**+TDR | 92G1UH070BE12* | Split System | 23600 | 16.2 | 8.1 | 1.8 | R-454B | 650
218615727 | ALLIED | 7SHP15V24P-**A | 7EH30BX-**+TDR | 92G1UH070BE12* | Split System | 23600 | 16.2 | 8.1 | 1.8 | R-454B | 650
218615681 | ALLIED | 7SHP15V18P-**A | 7EH30BX-**+TDR | 97G2UH070BE12* | Split System | 18700 | 15.2 | 8.2 | 1.9 | R-454B | 650
218615523 | ALLIED | 7SHP15V18P-**A | 7EH30BX-**+TDR | 95G1UH060BE12X* | Split System | 18800 | 15.2 | 8.2 | 1.9 | R-454B | 650
218615525 | ALLIED | 7SHP15V18P-**A | 7EH30BX-**+TDR | 96G1UH070BE12* | Split System | 18800 | 15.2 | 8.2 | 1.9 | R-454B | 650
218615674 | ALLIED | 7SHP15V18P-**A | 7EH24BX-**+TDR | 97G2UH070BE12* | Split System | 18700 | 15.3 | 8.2 | 1.9 | R-454B | 650
218615513 | ALLIED | 7SHP15V18P-**A | 7EH24BX-**+TDR | 95G1UH060BE12X* | Split System | 18800 | 15.3 | 8.2 | 1.9 | R-454B | 650
218615680 | ALLIED | 7SHP15V18P-**A | 7EH30BX-**+TDR | 97G2UH045BE12* | Split System | 18800 | 15.3 | 8.2 | 1.9 | R-454B | 650
218615515 | ALLIED | 7SHP15V18P-**A | 7EH24BX-**+TDR | 96G1UH070BE12* | Split System | 18800 | 15.3 | 8.2 | 1.9 | R-454B | 650
218615682 | ALLIED | 7SHP15V18P-**A | 7EH30BX-**+TDR | 92G1UH030BE12* | Split System | 17900 | 15.4 | 8.2 | 1.9 | R-454B | 650
218615673 | ALLIED | 7SHP15V18P-**A | 7EH24BX-**+TDR | 97G2UH045BE12* | Split System | 18800 | 15.4 | 8.2 | 1.9 | R-454B | 650
218615496 | ALLIED | 7SHP15V18P-**A | 7E[C,U]30AX-**+TDR | 80G1UH040AE12X* | Split System | 18200 | 15.5 | 8.2 | 1.9 | R-454B | 650
218615497 | ALLIED | 7SHP15V18P-**A | 7E[C,U]30AX-**+TDR | 80G1UH060AE12X* | Split System | 18200 | 15.5 | 8.2 | 1.9 | R-454B | 650
218615500 | ALLIED | 7SHP15V18P-**A | 7E[C,U]30AX-**+TDR | 80G1UH045AE12* | Split System | 18400 | 15.7 | 8.2 | 1.9 | R-454B | 650
218615501 | ALLIED | 7SHP15V18P-**A | 7E[C,U]30AX-**+TDR | 80G1UH045AE12L* | Split System | 18400 | 15.7 | 8.2 | 1.9 | R-454B | 650
218615669 | ALLIED | 7SHP15V18P-**A | 7E[C,U]30BX-**+TDR | 92G1UH045BE12* | Split System | 18600 | 15.7 | 8.2 | 1.9 | R-454B | 650
218615498 | ALLIED | 7SHP15V18P-**A | 7E[C,U]30AX-**+TDR | 80G2UH045AE12* | Split System | 18100 | 15.7 | 8.2 | 1.9 | R-454B | 650
218615729 | ALLIED | 7SHP15V24P-**A | 7ED24BX-**+TDR | 92G1DF045BE12* | Split System | 23200 | 15.8 | 8.2 | 1.8 | R-454B | 650
218615670 | ALLIED | 7SHP15V18P-**A | 7E[C,U]30BX-**+TDR | 92G1UH070BE12* | Split System | 18500 | 15.8 | 8.2 | 1.9 | R-454B | 650
218615665 | ALLIED | 7SHP15V18P-**A | 7E[C,U]30BX-**+TDR | 80G2UH090BE12* | Split System | 18700 | 15.8 | 8.2 | 1.9 | R-454B | 650
218615730 | ALLIED | 7SHP15V24P-**A | 7ED24BX-**+TDR | 92G1DF070BE12* | Split System | 23200 | 15.9 | 8.2 | 1.8 | R-454B | 650
218615664 | ALLIED | 7SHP15V18P-**A | 7E[C,U]30AX-**+TDR | 80G2UH070AE12L* | Split System | 18600 | 16 | 8.2 | 1.9 | R-454B | 650
218615499 | ALLIED | 7SHP15V18P-**A | 7E[C,U]30AX-**+TDR | 80G2UH070AE12* | Split System | 18600 | 16 | 8.2 | 1.9 | R-454B | 650
218615689 | ALLIED | 7SHP15V24P-**A | 7E[C,U]24BX-**+TDR | 80G2UH090BE12* | Split System | 23000 | 16.1 | 8.2 | 1.8 | R-454B | 650
218615704 | ALLIED | 7SHP15V24P-**A | 7E[C,U]36BX-**+TDR | 80G2UH090BE12* | Split System | 23200 | 16.1 | 8.2 | 1.8 | R-454B | 650
218615540 | ALLIED | 7SHP15V24P-**A | 7E[C,U]36AX-**+TDR | 80G1UH060AE12X* | Split System | 23600 | 16.3 | 8.2 | 1.8 | R-454B | 650
218615539 | ALLIED | 7SHP15V24P-**A | 7E[C,U]36AX-**+TDR | 80G1UH040AE12X* | Split System | 23600 | 16.3 | 8.2 | 1.8 | R-454B | 650
218615542 | ALLIED | 7SHP15V24P-**A | 7E[C,U]36AX-**+TDR | 80G2UH045AE12* | Split System | 23400 | 16.6 | 8.2 | 1.8 | R-454B | 650
218615720 | ALLIED | 7SHP15V24P-**A | 7EH30BX-**+TDR | 97G2UH030BE08* | Split System | 23000 | 16.9 | 8.2 | 1.8 | R-454B | 650
218615506 | ALLIED | 7SHP15V18P-**A | 7EH24AX-**+TDR | 80G1UH040AE12X* | Split System | 18000 | 15.4 | 8.3 | 1.9 | R-454B | 650
218615507 | ALLIED | 7SHP15V18P-**A | 7EH24AX-**+TDR | 80G1UH060AE12X* | Split System | 18000 | 15.4 | 8.3 | 1.9 | R-454B | 650
218615488 | ALLIED | 7SHP15V18P-**A | 7E[C,U]24AX-**+TDR | 80G1UH060AE12X* | Split System | 18100 | 15.4 | 8.3 | 1.9 | R-454B | 650
218615487 | ALLIED | 7SHP15V18P-**A | 7E[C,U]24AX-**+TDR | 80G1UH040AE12X* | Split System | 18100 | 15.4 | 8.3 | 1.9 | R-454B | 650
218615562 | ALLIED | 7SHP15V24P-**A | 7EH30AX-**+TDR | 80G1UH070AE12L* | Split System | 23600 | 15.6 | 8.3 | 1.8 | R-454B | 650
218615560 | ALLIED | 7SHP15V24P-**A | 7EH30AX-**+TDR | 80G1UH070AE12* | Split System | 23600 | 15.6 | 8.3 | 1.8 | R-454B | 650
218615662 | ALLIED | 7SHP15V18P-**A | 7E[C,U]24BX-**+TDR | 92G1UH045BE12* | Split System | 18400 | 15.6 | 8.3 | 1.9 | R-454B | 650
218615490 | ALLIED | 7SHP15V18P-**A | 7E[C,U]24AX-**+TDR | 80G1UH045AE12* | Split System | 18300 | 15.6 | 8.3 | 1.9 | R-454B | 650
218615510 | ALLIED | 7SHP15V18P-**A | 7EH24AX-**+TDR | 80G1UH045AE12* | Split System | 18300 | 15.6 | 8.3 | 1.9 | R-454B | 650
218615511 | ALLIED | 7SHP15V18P-**A | 7EH24AX-**+TDR | 80G1UH045AE12L* | Split System | 18300 | 15.6 | 8.3 | 1.9 | R-454B | 650
218615491 | ALLIED | 7SHP15V18P-**A | 7E[C,U]24AX-**+TDR | 80G1UH045AE12L* | Split System | 18300 | 15.6 | 8.3 | 1.9 | R-454B | 650
218615663 | ALLIED | 7SHP15V18P-**A | 7E[C,U]24BX-**+TDR | 92G1UH070BE12* | Split System | 18400 | 15.7 | 8.3 | 1.9 | R-454B | 650
218615658 | ALLIED | 7SHP15V18P-**A | 7E[C,U]24BX-**+TDR | 80G2UH090BE12* | Split System | 18500 | 15.7 | 8.3 | 1.9 | R-454B | 650
218615509 | ALLIED | 7SHP15V18P-**A | 7EH24AX-**+TDR | 80G2UH070AE12* | Split System | 18500 | 15.9 | 8.3 | 1.9 | R-454B | 650
218615489 | ALLIED | 7SHP15V18P-**A | 7E[C,U]24AX-**+TDR | 80G2UH070AE12* | Split System | 18500 | 15.9 | 8.3 | 1.9 | R-454B | 650
218615671 | ALLIED | 7SHP15V18P-**A | 7EH24AX-**+TDR | 80G2UH070AE12L* | Split System | 18500 | 15.9 | 8.3 | 1.9 | R-454B | 650
218615657 | ALLIED | 7SHP15V18P-**A | 7E[C,U]24AX-**+TDR | 80G2UH070AE12L* | Split System | 18500 | 15.9 | 8.3 | 1.9 | R-454B | 650
218615676 | ALLIED | 7SHP15V18P-**A | 7EH24BX-**+TDR | 92G1UH045BE12* | Split System | 18800 | 15.9 | 8.3 | 1.9 | R-454B | 650
218615683 | ALLIED | 7SHP15V18P-**A | 7EH30BX-**+TDR | 92G1UH045BE12* | Split System | 18800 | 15.9 | 8.3 | 1.9 | R-454B | 650
218615684 | ALLIED | 7SHP15V18P-**A | 7EH30BX-**+TDR | 92G1UH070BE12* | Split System | 18700 | 16 | 8.3 | 1.9 | R-454B | 650
218615677 | ALLIED | 7SHP15V18P-**A | 7EH24BX-**+TDR | 92G1UH070BE12* | Split System | 18700 | 16 | 8.3 | 1.9 | R-454B | 650
218615527 | ALLIED | 7SHP15V18P-**A | 7ED24AX-**+TDR | 80G1DF045AE12* | Split System | 18100 | 15.3 | 8.4 | 1.9 | R-454B | 650
218615526 | ALLIED | 7SHP15V18P-**A | 7ED24AX-**+TDR | 80G2DF070AE12* | Split System | 18500 | 15.4 | 8.4 | 1.9 | R-454B | 650
218615686 | ALLIED | 7SHP15V18P-**A | 7ED24BX-**+TDR | 92G1DF045BE12* | Split System | 18500 | 15.7 | 8.4 | 1.9 | R-454B | 650
218615687 | ALLIED | 7SHP15V18P-**A | 7ED24BX-**+TDR | 92G1DF070BE12* | Split System | 18500 | 15.8 | 8.4 | 1.9 | R-454B | 650
218615719 | ALLIED | 7SHP15V24P-**A | 7EH30AX-**+TDR | 80G2UH070AE12L* | Split System | 23200 | 16 | 8.4 | 1.8 | R-454B | 650
218615563 | ALLIED | 7SHP15V24P-**A | 7EH30AX-**+TDR | 80G1UH045AE12L* | Split System | 23400 | 16.1 | 8.4 | 1.8 | R-454B | 650
218615561 | ALLIED | 7SHP15V24P-**A | 7EH30AX-**+TDR | 80G1UH045AE12* | Split System | 23600 | 16.2 | 8.4 | 1.8 | R-454B | 650
218615508 | ALLIED | 7SHP15V18P-**A | 7EH24AX-**+TDR | 80G2UH045AE12* | Split System | 17900 | 16.2 | 8.4 | 1.9 | R-454B | 650
218615559 | ALLIED | 7SHP15V24P-**A | 7EH30AX-**+TDR | 80G2UH045AE12* | Split System | 23400 | 16.5 | 8.4 | 1.9 | R-454B | 650
218615675 | ALLIED | 7SHP15V18P-**A | 7EH24BX-**+TDR | 92G1UH030BE12* | Split System | 18800 | 16.5 | 8.4 | 1.9 | R-454B | 650
218615679 | ALLIED | 7SHP15V18P-**A | 7EH30BX-**+TDR | 80G2UH090BE12* | Split System | 18900 | 16.7 | 8.4 | 1.9 | R-454B | 650
218615672 | ALLIED | 7SHP15V18P-**A | 7EH24BX-**+TDR | 80G2UH090BE12* | Split System | 18900 | 16.8 | 8.4 | 1.9 | R-454B | 650
218615661 | ALLIED | 7SHP15V18P-**A | 7E[C,U]24BX-**+TDR | 92G1UH030BE12* | Split System | 18500 | 17.1 | 8.5 | 1.9 | R-454B | 650
218615517 | ALLIED | 7SHP15V18P-**A | 7EH30AX-**+TDR | 80G1UH060AE12X* | Split System | 18500 | 15.7 | 8.6 | 2 | R-454B | 650
218615516 | ALLIED | 7SHP15V18P-**A | 7EH30AX-**+TDR | 80G1UH040AE12X* | Split System | 18500 | 15.7 | 8.6 | 2 | R-454B | 650
218615520 | ALLIED | 7SHP15V18P-**A | 7EH30AX-**+TDR | 80G1UH045AE12* | Split System | 18800 | 16.2 | 8.6 | 2 | R-454B | 650
218615521 | ALLIED | 7SHP15V18P-**A | 7EH30AX-**+TDR | 80G1UH045AE12L* | Split System | 18800 | 16.2 | 8.6 | 2 | R-454B | 650
218615519 | ALLIED | 7SHP15V18P-**A | 7EH30AX-**+TDR | 80G2UH070AE12* | Split System | 18900 | 16.5 | 8.6 | 2 | R-454B | 650
218615678 | ALLIED | 7SHP15V18P-**A | 7EH30AX-**+TDR | 80G2UH070AE12L* | Split System | 18900 | 16.5 | 8.6 | 2 | R-454B | 650
218615518 | ALLIED | 7SHP15V18P-**A | 7EH30AX-**+TDR | 80G2UH045AE12* | Split System | 18300 | 17.2 | 8.8 | 2 | R-454B | 650
214395398 | CHAMPION HEATING AND COOLING | HH860E2S11 | JHC60C5CH2SS1 |  | Split System | 54000 | 19 | 9 | 2 | R-454B | 650
214395388 | COLEMAN | HH860E2S11 | JHC60C5CH2SS1 |  | Split System | 54000 | 19 | 9 | 2 | R-454B | 650
214395395 | JOHNSON CONTROLS | HH860E2S11 | JHC60C5CH2SS1 |  | Split System | 54000 | 19 | 9 | 2 | R-454B | 650
214395390 | FRASER-JOHNSTON | HH860E2S11 | JHC48C5CG2SS1 |  | Split System | 46000 | 19 | 9 | 2.1 | R-454B | 650
214395393 | LUXAIRE | HH860E2S11 | JHC48C5CG2SS1 |  | Split System | 46000 | 19 | 9 | 2.1 | R-454B | 650
218619037 | Jetson | HP-36ODU-002 | HP-36IDU-001 |  | Split System | 34000 | 17.2 | 9.5 | 1.9 | R-454B | 650
218165799 | COMFORTMAKER | B5H0V24*K*AAA* | FCMA5X24L0B*+WALLCON |  | Split System | 23400 | 17.5 | 9 | 2.04 | R-454B | 650
218165800 | DAY & NIGHT | B5H0V24*K*AAA* | FCMA5X24L0B*+WALLCON |  | Split System | 23400 | 17.5 | 9 | 2.04 | R-454B | 650
218165801 | KEEPRITE | B5H0V24*K*AAA* | FCMA5X24L0B*+WALLCON |  | Split System | 23400 | 17.5 | 9 | 2.04 | R-454B | 650
218164173 | TEMPSTAR | B5H0V24*K*AAA* | FCMA5X24L0B*+WALLCON |  | Split System | 23400 | 17.5 | 9 | 2.04 | R-454B | 650
214395401 | FRASER-JOHNSTON | HH860E2S11 | JHC60C5CH2SS1 |  | Split System | 54000 | 19 | 9 | 2 | R-454B | 650
214395405 | LUXAIRE | HH860E2S11 | JHC60C5CH2SS1 |  | Split System | 54000 | 19 | 9 | 2 | R-454B | 650
214395407 | CHAMPION HEATING AND COOLING | HH860E2S11 | JHC48C5CG2SS1 |  | Split System | 46000 | 19 | 9 | 2.1 | R-454B | 650
214395396 | COLEMAN | HH860E2S11 | JHC48C5CG2SS1 |  | Split System | 46000 | 19 | 9 | 2.1 | R-454B | 650
214395403 | JOHNSON CONTROLS | HH860E2S11 | JHC48C5CG2SS1 |  | Split System | 46000 | 19 | 9 | 2.1 | R-454B | 650
218166942 | AIRQUEST | B5H0V60*K*AAA* | FCMA5B60L0D*+WALLCON |  | Split System | 57500 | 20 | 9 | 2.12 | R-454B | 650
218166943 | ARCOAIRE | B5H0V60*K*AAA* | FCMA5B60L0D*+WALLCON |  | Split System | 57500 | 20 | 9 | 2.12 | R-454B | 650
218167454 | COMFORTMAKER | B5H0V60*K*AAA* | FCMA5B60L0D*+WALLCON |  | Split System | 57500 | 20 | 9 | 2.12 | R-454B | 650
218167455 | DAY & NIGHT | B5H0V60*K*AAA* | FCMA5B60L0D*+WALLCON |  | Split System | 57500 | 20 | 9 | 2.12 | R-454B | 650
218166941 | HEIL | B5H0V60*K*AAA* | FCMA5B60L0D*+WALLCON |  | Split System | 57500 | 20 | 9 | 2.12 | R-454B | 650
218167456 | KEEPRITE | B5H0V60*K*AAA* | FCMA5B60L0D*+WALLCON |  | Split System | 57500 | 20 | 9 | 2.12 | R-454B | 650
218165628 | TEMPSTAR | B5H0V60*K*AAA* | FCMA5B60L0D*+WALLCON |  | Split System | 57500 | 20 | 9 | 2.12 | R-454B | 650
214395394 | CHAMPION HEATING AND COOLING | HH824E2S11 | JHC24B5AC2SS1 |  | Split System | 24000 | 19 | 9.5 | 2.1 | R-454B | 650
214395404 | COLEMAN | HH824E2S11 | JHC24B5AC2SS1 |  | Split System | 24000 | 19 | 9.5 | 2.1 | R-454B | 650
214395397 | FRASER-JOHNSTON | HH824E2S11 | JHC24B5AC2SS1 |  | Split System | 24000 | 19 | 9.5 | 2.1 | R-454B | 650
214395391 | JOHNSON CONTROLS | HH824E2S11 | JHC24B5AC2SS1 |  | Split System | 24000 | 19 | 9.5 | 2.1 | R-454B | 650
214395400 | LUXAIRE | HH824E2S11 | JHC24B5AC2SS1 |  | Split System | 24000 | 19 | 9.5 | 2.1 | R-454B | 650
218335443 | OUTES | ORT-H60DEMR3-N01/SE180 |  |  | Packaged | 56000 | 17 | 8.8 | 2 | R-32 | 650
215213330 | GREE | FXU36HP230V1R32AO | FXU36HP230V1R32AH |  | Split System | 34000 | 18 | 10 | 2 | R-32 | 650
214568826 | GREE | GUD36W2/NHE-D(U) | GUD36AH2/E-D(U) |  | Split System | 34000 | 18.2 | 10 | 2 | R-32 | 650
214568857 | GREE | GUD60W2/NHE-D(U) | GUD60AH2/E-D(U) |  | Split System | 53000 | 18.5 | 10.5 | 2.1 | R-32 | 650
215351154 | TOSOT | TU60-R32WEDU | TUD60-R32AHEDU |  | Split System | 53000 | 18.5 | 10.5 | 2.1 | R-32 | 650
215213332 | GREE | FXU60HP230V1R32AO | FXU60HP230V1R32AH |  | Split System | 53000 | 18.5 | 10.5 | 2.1 | R-32 | 650
215889444 | GREE | GUD60W2/NHG-D(U) | GUD60AH2/G-D(U) |  | Split System | 53500 | 19 | 9.5 | 2.24 | R-32 | 650
214606480 | CHAMPION HEATING AND COOLING | HH824E2S11 | CTM30B5ACS1 |  | Split System | 23000 | 15.2 | 8.5 | 2 | R-454B | 650
214606481 | CHAMPION HEATING AND COOLING | HH824E2S11 | CTF30B5ACS1 |  | Split System | 23000 | 15.2 | 8.5 | 2 | R-454B | 650
214606544 | CHAMPION HEATING AND COOLING | HH860E2S11 | CTM60D5CGS1 |  | Split System | 44500 | 15.2 | 8.5 | 2 | R-454B | 650
214606560 | CHAMPION HEATING AND COOLING | HH860E2S11 | CTF60D5CGS1 |  | Split System | 44500 | 15.2 | 8.5 | 2 | R-454B | 650
214606546 | CHAMPION HEATING AND COOLING | HH860E2S11 | CTM60C5CGS1 |  | Split System | 44500 | 15.2 | 8.5 | 2 | R-454B | 650
214606542 | CHAMPION HEATING AND COOLING | HH860E2S11 | CTF60C5CGS1 |  | Split System | 44500 | 15.2 | 8.5 | 2 | R-454B | 650
214606487 | COLEMAN | HH824E2S11 | CTF30B5ACS1 |  | Split System | 23000 | 15.2 | 8.5 | 2 | R-454B | 650
214606486 | COLEMAN | HH824E2S11 | CTM30B5ACS1 |  | Split System | 23000 | 15.2 | 8.5 | 2 | R-454B | 650
214606562 | COLEMAN | HH860E2S11 | CTF60C5CGS1 |  | Split System | 44500 | 15.2 | 8.5 | 2 | R-454B | 650
214606564 | COLEMAN | HH860E2S11 | CTM60D5CGS1 |  | Split System | 44500 | 15.2 | 8.5 | 2 | R-454B | 650
214606566 | COLEMAN | HH860E2S11 | CTM60C5CGS1 |  | Split System | 44500 | 15.2 | 8.5 | 2 | R-454B | 650
214606540 | COLEMAN | HH860E2S11 | CTF60D5CGS1 |  | Split System | 44500 | 15.2 | 8.5 | 2 | R-454B | 650
214606483 | FRASER-JOHNSTON | HH824E2S11 | CTF30B5ACS1 |  | Split System | 23000 | 15.2 | 8.5 | 2 | R-454B | 650
214606482 | FRASER-JOHNSTON | HH824E2S11 | CTM30B5ACS1 |  | Split System | 23000 | 15.2 | 8.5 | 2 | R-454B | 650
214606568 | FRASER-JOHNSTON | HH860E2S11 | CTF60D5CGS1 |  | Split System | 44500 | 15.2 | 8.5 | 2 | R-454B | 650
214606549 | FRASER-JOHNSTON | HH860E2S11 | CTF60C5CGS1 |  | Split System | 44500 | 15.2 | 8.5 | 2 | R-454B | 650
214606551 | FRASER-JOHNSTON | HH860E2S11 | CTM60D5CGS1 |  | Split System | 44500 | 15.2 | 8.5 | 2 | R-454B | 650
214606553 | FRASER-JOHNSTON | HH860E2S11 | CTM60C5CGS1 |  | Split System | 44500 | 15.2 | 8.5 | 2 | R-454B | 650
214606478 | JOHNSON CONTROLS | HH824E2S11 | CTM30B5ACS1 |  | Split System | 23000 | 15.2 | 8.5 | 2 | R-454B | 650
214606479 | JOHNSON CONTROLS | HH824E2S11 | CTF30B5ACS1 |  | Split System | 23000 | 15.2 | 8.5 | 2 | R-454B | 650
214606538 | JOHNSON CONTROLS | HH860E2S11 | CTM60C5CGS1 |  | Split System | 44500 | 15.2 | 8.5 | 2 | R-454B | 650
214606536 | JOHNSON CONTROLS | HH860E2S11 | CTM60D5CGS1 |  | Split System | 44500 | 15.2 | 8.5 | 2 | R-454B | 650
214606555 | JOHNSON CONTROLS | HH860E2S11 | CTF60D5CGS1 |  | Split System | 44500 | 15.2 | 8.5 | 2 | R-454B | 650
214606534 | JOHNSON CONTROLS | HH860E2S11 | CTF60C5CGS1 |  | Split System | 44500 | 15.2 | 8.5 | 2 | R-454B | 650
214606484 | LUXAIRE | HH824E2S11 | CTM30B5ACS1 |  | Split System | 23000 | 15.2 | 8.5 | 2 | R-454B | 650
214606485 | LUXAIRE | HH824E2S11 | CTF30B5ACS1 |  | Split System | 23000 | 15.2 | 8.5 | 2 | R-454B | 650
214606558 | LUXAIRE | HH860E2S11 | CTM60C5CGS1 |  | Split System | 44500 | 15.2 | 8.5 | 2 | R-454B | 650
214606556 | LUXAIRE | HH860E2S11 | CTF60C5CGS1 |  | Split System | 44500 | 15.2 | 8.5 | 2 | R-454B | 650
214606532 | LUXAIRE | HH860E2S11 | CTF60D5CGS1 |  | Split System | 44500 | 15.2 | 8.5 | 2 | R-454B | 650
214606557 | LUXAIRE | HH860E2S11 | CTM60D5CGS1 |  | Split System | 44500 | 15.2 | 8.5 | 2 | R-454B | 650
214606572 | YORK | HH824E2S11 | CTM30B5ACS1 |  | Split System | 23000 | 15.2 | 8.5 | 2 | R-454B | 650
214606477 | YORK | HH824E2S11 | CTF30B5ACS1 |  | Split System | 23000 | 15.2 | 8.5 | 2 | R-454B | 650
214606581 | YORK | HH860E2S11 | CTF60C5CGS1 |  | Split System | 44500 | 15.2 | 8.5 | 2 | R-454B | 650
214606579 | YORK | HH860E2S11 | CTF60D5CGS1 |  | Split System | 44500 | 15.2 | 8.5 | 2 | R-454B | 650
214606583 | YORK | HH860E2S11 | CTM60D5CGS1 |  | Split System | 44500 | 15.2 | 8.5 | 2 | R-454B | 650
214606584 | YORK | HH860E2S11 | CTM60C5CGS1 |  | Split System | 44500 | 15.2 | 8.5 | 2 | R-454B | 650
214814479 | MIDEA | MOVA-60HDN10-M20G | MC**4248CN10TH |  | Split System | 43500 | 15.2 | 8.5 | 1.8 | R-454B | 650
218334934 | AMERICAN STANDARD | 5A6H7048A1 | 5TXCD008AS3 |  | Split System | 43500 | 16 | 8.5 | 2.18 | R-454B | 650
218334933 | TRANE | 5TWR7048A1 | 5TXCD008AS3 |  | Split System | 43500 | 16 | 8.5 | 2.18 | R-454B | 650
214771724 | BOSCH | BOVA-36RTB-M20S | BMAC2430ABTA |  | Split System | 23000 | 15.2 | 9 | 1.9 | R-454B | 650
214771649 | MIDEA | MOVB-36HDN10-M20G | MC**2430AN10TH |  | Split System | 23000 | 15.2 | 9 | 1.9 | R-454B | 650
214771725 | BOSCH | BOVA-36RTB-M20S | BMAC2430BBTA |  | Split System | 23400 | 15.2 | 9 | 1.9 | R-454B | 650
214771650 | MIDEA | MOVB-36HDN10-M20G | MC**2430BN10TH |  | Split System | 23400 | 15.2 | 9 | 1.9 | R-454B | 650
218487469 | ARCOAIRE | D5CUHAH24AAK+KSAIC0701230 | EA*5X37M21A* | OMV098J12* | Split System | 24000 | 16 | 8.5 | 1.92 | R-454B | 650
218487350 | ARCOAIRE | D5CUHAH24AAK+KSAIC0701230 | EA*5X37M21A* | *95MSU0401712A* | Split System | 24000 | 17 | 8.5 | 1.9 | R-454B | 650
218487111 | AIRQUEST | D5CUHAH24AAK+KSAIC0701230 | EA*5X37M17A* | *80VTL0701716B* | Split System | 23600 | 17 | 8.5 | 1.92 | R-454B | 650
218487195 | AIRQUEST | D5CUHAH24AAK+KSAIC0701230 | EA*5X37M17A* | *96VTN0801716B* | Split System | 23800 | 17 | 8.5 | 1.92 | R-454B | 650
218487335 | AIRQUEST | D5CUHAH24AAK+KSAIC0701230 | EA*5X37M21A* | *96VSN0802120B* | Split System | 24200 | 17 | 8.5 | 1.92 | R-454B | 650
218487085 | COMFORTMAKER | D5CUHAH24AAK+KSAIC0701230 | EA*5X37M17A* | *80VSL0901716B* | Split System | 23800 | 17 | 8.5 | 1.92 | R-454B | 650
218487163 | DAY & NIGHT | D5CUHAH24AAK+KSAIC0701230 | EA*5X37M17A* | *95MSU0601716A* | Split System | 23600 | 17 | 8.5 | 1.92 | R-454B | 650
218487285 | HEIL | D5CUHAH24AAK+KSAIC0701230 | EA*5X37M21A* | *80MSU1002120A* | Split System | 24000 | 17 | 8.5 | 1.92 | R-454B | 650
218487334 | HEIL | D5CUHAH24AAK+KSAIC0701230 | EA*5X37M21A* | *96VSN0802120B* | Split System | 24200 | 17 | 8.5 | 1.92 | R-454B | 650
218487451 | KEEPRITE | D5CUHAH24AAK+KSAIC0701230 | EA*5X37M21A* | *97VTN1002120A* | Split System | 23800 | 17 | 8.5 | 1.92 | R-454B | 650
218487150 | KEEPRITE | D5CUHAH24AAK+KSAIC0701230 | EA*5X37M17A* | *96VSN0801716B* | Split System | 23800 | 17 | 8.5 | 1.92 | R-454B | 650
218487199 | KEEPRITE | D5CUHAH24AAK+KSAIC0701230 | EA*5X37M17A* | *96VTN0801716B* | Split System | 23800 | 17 | 8.5 | 1.92 | R-454B | 650
218487095 | TEMPSTAR | D5CUHAH24AAK+KSAIC0701230 | EA*5X37M17A* | *80MSU0401712A* | Split System | 23600 | 17 | 8.5 | 1.92 | R-454B | 650
218487116 | TEMPSTAR | D5CUHAH24AAK+KSAIC0701230 | EA*5X37M17A* | *80VTL0701716B* | Split System | 23600 | 17 | 8.5 | 1.92 | R-454B | 650
218487165 | TEMPSTAR | D5CUHAH24AAK+KSAIC0701230 | EA*5X37M17A* | *95MSU0601716A* | Split System | 23600 | 17 | 8.5 | 1.92 | R-454B | 650
218487417 | TEMPSTAR | D5CUHAH24AAK+KSAIC0701230 | EA*5X37M21A* | *96VTN1002120B* | Split System | 23800 | 17 | 8.5 | 1.92 | R-454B | 650
218487452 | TEMPSTAR | D5CUHAH24AAK+KSAIC0701230 | EA*5X37M21A* | *97VTN1002120A* | Split System | 23800 | 17 | 8.5 | 1.92 | R-454B | 650
218487200 | TEMPSTAR | D5CUHAH24AAK+KSAIC0701230 | EA*5X37M17A* | *96VTN0801716B* | Split System | 23800 | 17 | 8.5 | 1.92 | R-454B | 650
214398113 | CHAMPION HEATING AND COOLING | HH836E2S11 | CTM36B5CDS1 | TM8V080B12MP12 | Split System | 32800 | 17 | 8.5 | 2 | R-454B | 650
214398514 | CHAMPION HEATING AND COOLING | HH836E2S11 | CTM36B5CDS1 | TP9C080B12MP13 | Split System | 33000 | 17 | 8.5 | 2 | R-454B | 650
214398509 | CHAMPION HEATING AND COOLING | HH836E2S11 | CTM36B5CDS1 | TM9V080B12MP12 | Split System | 33000 | 17 | 8.5 | 2 | R-454B | 650
214396848 | CHAMPION HEATING AND COOLING | HH836E2S11 | CTF36B5CDS1 | TP9C060B12MP13 | Split System | 33000 | 17 | 8.5 | 2 | R-454B | 650
214398091 | CHAMPION HEATING AND COOLING | HH836E2S11 | CTM36B5CDS1 | TM9V060B12MP12 | Split System | 33000 | 17 | 8.5 | 2 | R-454B | 650
214398096 | CHAMPION HEATING AND COOLING | HH836E2S11 | CTM36B5CDS1 | TP9C060B12MP13 | Split System | 33000 | 17 | 8.5 | 2 | R-454B | 650
214396843 | CHAMPION HEATING AND COOLING | HH836E2S11 | CTF36B5CDS1 | TM9V060B12MP12 | Split System | 33000 | 17 | 8.5 | 2 | R-454B | 650
214397309 | CHAMPION HEATING AND COOLING | HH836E2S11 | CTF36B5CDS1 | TM8V080B12MP12 | Split System | 33000 | 17 | 8.5 | 2 | R-454B | 650
214398150 | CHAMPION HEATING AND COOLING | HH836E2S11 | CTM36C5CDS1 | TM9V080C16MP12 | Split System | 33800 | 17 | 8.5 | 2 | R-454B | 650
214398155 | CHAMPION HEATING AND COOLING | HH836E2S11 | CTM36C5CDS1 | TP9C080C16MP13 | Split System | 33800 | 17 | 8.5 | 2 | R-454B | 650
214398526 | CHAMPION HEATING AND COOLING | HH836E2S11 | CTF36C5CDS1 | TL9E100C20UH11 | Split System | 34200 | 17 | 8.5 | 2 | R-454B | 650
214398568 | CHAMPION HEATING AND COOLING | HH836E2S11 | CTM36C5CDS1 | TL9E100C20UH11 | Split System | 34200 | 17 | 8.5 | 2 | R-454B | 650
214398110 | COLEMAN | HH836E2S11 | CTM36B5CDS1 | TM8V080B12MP12 | Split System | 32800 | 17 | 8.5 | 2 | R-454B | 650
214398516 | COLEMAN | HH836E2S11 | CTM36B5CDS1 | CP9C080B12MP13 | Split System | 33000 | 17 | 8.5 | 2 | R-454B | 650
214398511 | COLEMAN | HH836E2S11 | CTM36B5CDS1 | TP9C080B12MP13 | Split System | 33000 | 17 | 8.5 | 2 | R-454B | 650
214398506 | COLEMAN | HH836E2S11 | CTM36B5CDS1 | TM9V080B12MP12 | Split System | 33000 | 17 | 8.5 | 2 | R-454B | 650
214396840 | COLEMAN | HH836E2S11 | CTF36B5CDS1 | TM9V060B12MP12 | Split System | 33000 | 17 | 8.5 | 2 | R-454B | 650
214398098 | COLEMAN | HH836E2S11 | CTM36B5CDS1 | CP9C060B12MP13 | Split System | 33000 | 17 | 8.5 | 2 | R-454B | 650
214397306 | COLEMAN | HH836E2S11 | CTF36B5CDS1 | TM8V080B12MP12 | Split System | 33000 | 17 | 8.5 | 2 | R-454B | 650
214398088 | COLEMAN | HH836E2S11 | CTM36B5CDS1 | TM9V060B12MP12 | Split System | 33000 | 17 | 8.5 | 2 | R-454B | 650
214396845 | COLEMAN | HH836E2S11 | CTF36B5CDS1 | TP9C060B12MP13 | Split System | 33000 | 17 | 8.5 | 2 | R-454B | 650
214398093 | COLEMAN | HH836E2S11 | CTM36B5CDS1 | TP9C060B12MP13 | Split System | 33000 | 17 | 8.5 | 2 | R-454B | 650
214396850 | COLEMAN | HH836E2S11 | CTF36B5CDS1 | CP9C060B12MP13 | Split System | 33000 | 17 | 8.5 | 2 | R-454B | 650
214398152 | COLEMAN | HH836E2S11 | CTM36C5CDS1 | TP9C080C16MP13 | Split System | 33800 | 17 | 8.5 | 2 | R-454B | 650
214398147 | COLEMAN | HH836E2S11 | CTM36C5CDS1 | TM9V080C16MP12 | Split System | 33800 | 17 | 8.5 | 2 | R-454B | 650
214398157 | COLEMAN | HH836E2S11 | CTM36C5CDS1 | CP9C080C16MP13 | Split System | 33800 | 17 | 8.5 | 2 | R-454B | 650
214398523 | COLEMAN | HH836E2S11 | CTF36C5CDS1 | TL9E100C20UH11 | Split System | 34200 | 17 | 8.5 | 2 | R-454B | 650
214398565 | COLEMAN | HH836E2S11 | CTM36C5CDS1 | TL9E100C20UH11 | Split System | 34200 | 17 | 8.5 | 2 | R-454B | 650
214398112 | FRASER-JOHNSTON | HH836E2S11 | CTM36B5CDS1 | TM8V080B12MP12 | Split System | 32800 | 17 | 8.5 | 2 | R-454B | 650
214398513 | FRASER-JOHNSTON | HH836E2S11 | CTM36B5CDS1 | TP9C080B12MP13 | Split System | 33000 | 17 | 8.5 | 2 | R-454B | 650
214398508 | FRASER-JOHNSTON | HH836E2S11 | CTM36B5CDS1 | TM9V080B12MP12 | Split System | 33000 | 17 | 8.5 | 2 | R-454B | 650
214396847 | FRASER-JOHNSTON | HH836E2S11 | CTF36B5CDS1 | TP9C060B12MP13 | Split System | 33000 | 17 | 8.5 | 2 | R-454B | 650
214398090 | FRASER-JOHNSTON | HH836E2S11 | CTM36B5CDS1 | TM9V060B12MP12 | Split System | 33000 | 17 | 8.5 | 2 | R-454B | 650
214397308 | FRASER-JOHNSTON | HH836E2S11 | CTF36B5CDS1 | TM8V080B12MP12 | Split System | 33000 | 17 | 8.5 | 2 | R-454B | 650
214396842 | FRASER-JOHNSTON | HH836E2S11 | CTF36B5CDS1 | TM9V060B12MP12 | Split System | 33000 | 17 | 8.5 | 2 | R-454B | 650
214398095 | FRASER-JOHNSTON | HH836E2S11 | CTM36B5CDS1 | TP9C060B12MP13 | Split System | 33000 | 17 | 8.5 | 2 | R-454B | 650
214398149 | FRASER-JOHNSTON | HH836E2S11 | CTM36C5CDS1 | TM9V080C16MP12 | Split System | 33800 | 17 | 8.5 | 2 | R-454B | 650
214398154 | FRASER-JOHNSTON | HH836E2S11 | CTM36C5CDS1 | TP9C080C16MP13 | Split System | 33800 | 17 | 8.5 | 2 | R-454B | 650
214398567 | FRASER-JOHNSTON | HH836E2S11 | CTM36C5CDS1 | TL9E100C20UH11 | Split System | 34200 | 17 | 8.5 | 2 | R-454B | 650
214398525 | FRASER-JOHNSTON | HH836E2S11 | CTF36C5CDS1 | TL9E100C20UH11 | Split System | 34200 | 17 | 8.5 | 2 | R-454B | 650
214398114 | JOHNSON CONTROLS | HH836E2S11 | CTM36B5CDS1 | TM8V080B12MP12 | Split System | 32800 | 17 | 8.5 | 2 | R-454B | 650
214396849 | JOHNSON CONTROLS | HH836E2S11 | CTF36B5CDS1 | TP9C060B12MP13 | Split System | 33000 | 17 | 8.5 | 2 | R-454B | 650
214398097 | JOHNSON CONTROLS | HH836E2S11 | CTM36B5CDS1 | TP9C060B12MP13 | Split System | 33000 | 17 | 8.5 | 2 | R-454B | 650
214396844 | JOHNSON CONTROLS | HH836E2S11 | CTF36B5CDS1 | TM9V060B12MP12 | Split System | 33000 | 17 | 8.5 | 2 | R-454B | 650
214398515 | JOHNSON CONTROLS | HH836E2S11 | CTM36B5CDS1 | TP9C080B12MP13 | Split System | 33000 | 17 | 8.5 | 2 | R-454B | 650
214398092 | JOHNSON CONTROLS | HH836E2S11 | CTM36B5CDS1 | TM9V060B12MP12 | Split System | 33000 | 17 | 8.5 | 2 | R-454B | 650
214397310 | JOHNSON CONTROLS | HH836E2S11 | CTF36B5CDS1 | TM8V080B12MP12 | Split System | 33000 | 17 | 8.5 | 2 | R-454B | 650
214398510 | JOHNSON CONTROLS | HH836E2S11 | CTM36B5CDS1 | TM9V080B12MP12 | Split System | 33000 | 17 | 8.5 | 2 | R-454B | 650
214398151 | JOHNSON CONTROLS | HH836E2S11 | CTM36C5CDS1 | TM9V080C16MP12 | Split System | 33800 | 17 | 8.5 | 2 | R-454B | 650
214398156 | JOHNSON CONTROLS | HH836E2S11 | CTM36C5CDS1 | TP9C080C16MP13 | Split System | 33800 | 17 | 8.5 | 2 | R-454B | 650
214398569 | JOHNSON CONTROLS | HH836E2S11 | CTM36C5CDS1 | TL9E100C20UH11 | Split System | 34200 | 17 | 8.5 | 2 | R-454B | 650
214398527 | JOHNSON CONTROLS | HH836E2S11 | CTF36C5CDS1 | TL9E100C20UH11 | Split System | 34200 | 17 | 8.5 | 2 | R-454B | 650
214398111 | LUXAIRE | HH836E2S11 | CTM36B5CDS1 | TM8V080B12MP12 | Split System | 32800 | 17 | 8.5 | 2 | R-454B | 650
214398512 | LUXAIRE | HH836E2S11 | CTM36B5CDS1 | TP9C080B12MP13 | Split System | 33000 | 17 | 8.5 | 2 | R-454B | 650
214398517 | LUXAIRE | HH836E2S11 | CTM36B5CDS1 | LP9C080B12MP13 | Split System | 33000 | 17 | 8.5 | 2 | R-454B | 650
214398507 | LUXAIRE | HH836E2S11 | CTM36B5CDS1 | TM9V080B12MP12 | Split System | 33000 | 17 | 8.5 | 2 | R-454B | 650
214397307 | LUXAIRE | HH836E2S11 | CTF36B5CDS1 | TM8V080B12MP12 | Split System | 33000 | 17 | 8.5 | 2 | R-454B | 650
214398099 | LUXAIRE | HH836E2S11 | CTM36B5CDS1 | LP9C060B12MP13 | Split System | 33000 | 17 | 8.5 | 2 | R-454B | 650
214396846 | LUXAIRE | HH836E2S11 | CTF36B5CDS1 | TP9C060B12MP13 | Split System | 33000 | 17 | 8.5 | 2 | R-454B | 650
214398089 | LUXAIRE | HH836E2S11 | CTM36B5CDS1 | TM9V060B12MP12 | Split System | 33000 | 17 | 8.5 | 2 | R-454B | 650
214396841 | LUXAIRE | HH836E2S11 | CTF36B5CDS1 | TM9V060B12MP12 | Split System | 33000 | 17 | 8.5 | 2 | R-454B | 650
214398094 | LUXAIRE | HH836E2S11 | CTM36B5CDS1 | TP9C060B12MP13 | Split System | 33000 | 17 | 8.5 | 2 | R-454B | 650
214396851 | LUXAIRE | HH836E2S11 | CTF36B5CDS1 | LP9C060B12MP13 | Split System | 33000 | 17 | 8.5 | 2 | R-454B | 650
214398158 | LUXAIRE | HH836E2S11 | CTM36C5CDS1 | LP9C080C16MP13 | Split System | 33800 | 17 | 8.5 | 2 | R-454B | 650
214398153 | LUXAIRE | HH836E2S11 | CTM36C5CDS1 | TP9C080C16MP13 | Split System | 33800 | 17 | 8.5 | 2 | R-454B | 650
214398148 | LUXAIRE | HH836E2S11 | CTM36C5CDS1 | TM9V080C16MP12 | Split System | 33800 | 17 | 8.5 | 2 | R-454B | 650
214398566 | LUXAIRE | HH836E2S11 | CTM36C5CDS1 | TL9E100C20UH11 | Split System | 34200 | 17 | 8.5 | 2 | R-454B | 650
214398524 | LUXAIRE | HH836E2S11 | CTF36C5CDS1 | TL9E100C20UH11 | Split System | 34200 | 17 | 8.5 | 2 | R-454B | 650
214395808 | YORK | HH836E2S11 | CTM36B5CDS1 | TM8V080B12MP12 | Split System | 32800 | 17 | 8.5 | 2 | R-454B | 650
214395906 | YORK | HH836E2S11 | CTM36B5CDS1 | YP9C080B12MP13 | Split System | 33000 | 17 | 8.5 | 2 | R-454B | 650
214395904 | YORK | HH836E2S11 | CTM36B5CDS1 | TM9V080B12MP12 | Split System | 33000 | 17 | 8.5 | 2 | R-454B | 650
214395905 | YORK | HH836E2S11 | CTM36B5CDS1 | TP9C080B12MP13 | Split System | 33000 | 17 | 8.5 | 2 | R-454B | 650
214395803 | YORK | HH836E2S11 | CTM36B5CDS1 | TP9C060B12MP13 | Split System | 33000 | 17 | 8.5 | 2 | R-454B | 650
214396108 | YORK | HH836E2S11 | CTF36B5CDS1 | YP9C060B12MP13 | Split System | 33000 | 17 | 8.5 | 2 | R-454B | 650
214396107 | YORK | HH836E2S11 | CTF36B5CDS1 | TP9C060B12MP13 | Split System | 33000 | 17 | 8.5 | 2 | R-454B | 650
214395802 | YORK | HH836E2S11 | CTM36B5CDS1 | TM9V060B12MP12 | Split System | 33000 | 17 | 8.5 | 2 | R-454B | 650
214395804 | YORK | HH836E2S11 | CTM36B5CDS1 | YP9C060B12MP13 | Split System | 33000 | 17 | 8.5 | 2 | R-454B | 650
214396213 | YORK | HH836E2S11 | CTF36B5CDS1 | TM8V080B12MP12 | Split System | 33000 | 17 | 8.5 | 2 | R-454B | 650
214396106 | YORK | HH836E2S11 | CTF36B5CDS1 | TM9V060B12MP12 | Split System | 33000 | 17 | 8.5 | 2 | R-454B | 650
214395818 | YORK | HH836E2S11 | CTM36C5CDS1 | YP9C080C16MP13 | Split System | 33800 | 17 | 8.5 | 2 | R-454B | 650
214395816 | YORK | HH836E2S11 | CTM36C5CDS1 | TM9V080C16MP12 | Split System | 33800 | 17 | 8.5 | 2 | R-454B | 650
214395817 | YORK | HH836E2S11 | CTM36C5CDS1 | TP9C080C16MP13 | Split System | 33800 | 17 | 8.5 | 2 | R-454B | 650
214395908 | YORK | HH836E2S11 | CTF36C5CDS1 | TL9E100C20UH11 | Split System | 34200 | 17 | 8.5 | 2 | R-454B | 650
214395919 | YORK | HH836E2S11 | CTM36C5CDS1 | TL9E100C20UH11 | Split System | 34200 | 17 | 8.5 | 2 | R-454B | 650
214397284 | CHAMPION HEATING AND COOLING | HH836E2S11 | CTM36C5CDS1 | TL8E100C20UH11 | Split System | 33600 | 17 | 8.5 | 2 | R-454B | 650
214398504 | CHAMPION HEATING AND COOLING | HH836E2S11 | CTF36C5CDS1 | TL8E100C20UH11 | Split System | 33800 | 17 | 8.5 | 2 | R-454B | 650
214397281 | COLEMAN | HH836E2S11 | CTM36C5CDS1 | TL8E100C20UH11 | Split System | 33600 | 17 | 8.5 | 2 | R-454B | 650
214398501 | COLEMAN | HH836E2S11 | CTF36C5CDS1 | TL8E100C20UH11 | Split System | 33800 | 17 | 8.5 | 2 | R-454B | 650
214397283 | FRASER-JOHNSTON | HH836E2S11 | CTM36C5CDS1 | TL8E100C20UH11 | Split System | 33600 | 17 | 8.5 | 2 | R-454B | 650
214398503 | FRASER-JOHNSTON | HH836E2S11 | CTF36C5CDS1 | TL8E100C20UH11 | Split System | 33800 | 17 | 8.5 | 2 | R-454B | 650
214397285 | JOHNSON CONTROLS | HH836E2S11 | CTM36C5CDS1 | TL8E100C20UH11 | Split System | 33600 | 17 | 8.5 | 2 | R-454B | 650
214398505 | JOHNSON CONTROLS | HH836E2S11 | CTF36C5CDS1 | TL8E100C20UH11 | Split System | 33800 | 17 | 8.5 | 2 | R-454B | 650
214397282 | LUXAIRE | HH836E2S11 | CTM36C5CDS1 | TL8E100C20UH11 | Split System | 33600 | 17 | 8.5 | 2 | R-454B | 650
214398502 | LUXAIRE | HH836E2S11 | CTF36C5CDS1 | TL8E100C20UH11 | Split System | 33800 | 17 | 8.5 | 2 | R-454B | 650
214396208 | YORK | HH836E2S11 | CTM36C5CDS1 | TL8E100C20UH11 | Split System | 33600 | 17 | 8.5 | 2 | R-454B | 650
214395903 | YORK | HH836E2S11 | CTF36C5CDS1 | TL8E100C20UH11 | Split System | 33800 | 17 | 8.5 | 2 | R-454B | 650
218487267 | COMFORTMAKER | D5CUHAH24AAK+KSAIC0701230 | EA*5X37M21A* | *80MSU0401712A* | Split System | 24000 | 17.5 | 8.5 | 1.9 | R-454B | 650
218487104 | AIRQUEST | D5CUHAH24AAK+KSAIC0701230 | EA*5X37M17A* | *80VTL0451412B* | Split System | 23800 | 17.5 | 8.5 | 1.92 | R-454B | 650
218487369 | HEIL | D5CUHAH24AAK+KSAIC0701230 | EA*5X37M21A* | *95MSU1002120A* | Split System | 24000 | 17.5 | 8.5 | 1.92 | R-454B | 650
218487066 | KEEPRITE | D5CUHAH24AAK+KSAIC0701230 | EA*5X37M17A* | *80VSL0451412B* | Split System | 23800 | 17.5 | 8.5 | 1.92 | R-454B | 650
214398541 | CHAMPION HEATING AND COOLING | HH836E2S11 | CTF36B5CDS1 | TP9C080B12MP13 | Split System | 33000 | 18 | 8.5 | 2 | R-454B | 650
214398536 | CHAMPION HEATING AND COOLING | HH836E2S11 | CTF36B5CDS1 | TM9V080B12MP12 | Split System | 33000 | 18 | 8.5 | 2 | R-454B | 650
214595002 | CHAMPION HEATING AND COOLING | HH836E2S11 | CTM36B5CDS1 | Z8ES100B12SMPS1 | Split System | 33200 | 18 | 8.5 | 2 | R-454B | 650
214595022 | CHAMPION HEATING AND COOLING | HH836E2S11 | CTM36B5CDS1 | Z8ES080B12SMPS1 | Split System | 33600 | 18 | 8.5 | 2 | R-454B | 650
214398167 | CHAMPION HEATING AND COOLING | HH836E2S11 | CTM36C5CDS1 | TP9C100C16MP13 | Split System | 33800 | 18 | 8.5 | 2 | R-454B | 650
214398162 | CHAMPION HEATING AND COOLING | HH836E2S11 | CTM36C5CDS1 | TM9V100C16MP12 | Split System | 33800 | 18 | 8.5 | 2 | R-454B | 650
214397722 | CHAMPION HEATING AND COOLING | HH836E2S11 | CTF36C5CDS1 | TP9C100C16MP13 | Split System | 33800 | 18 | 8.5 | 2 | R-454B | 650
214397717 | CHAMPION HEATING AND COOLING | HH836E2S11 | CTF36C5CDS1 | TM9V100C16MP12 | Split System | 33800 | 18 | 8.5 | 2 | R-454B | 650
214397272 | CHAMPION HEATING AND COOLING | HH836E2S11 | CTF36C5CDS1 | TM9V080C16MP12 | Split System | 33800 | 18 | 8.5 | 2 | R-454B | 650
214397277 | CHAMPION HEATING AND COOLING | HH836E2S11 | CTF36C5CDS1 | TP9C080C16MP13 | Split System | 33800 | 18 | 8.5 | 2 | R-454B | 650
214396889 | CHAMPION HEATING AND COOLING | HH836E2S11 | CTF36C5CDS1 | TL9E080C16UH11 | Split System | 33800 | 18 | 8.5 | 2 | R-454B | 650
214397744 | CHAMPION HEATING AND COOLING | HH836E2S11 | CTF36C5CDS1 | TM8V100C16MP12 | Split System | 34000 | 18 | 8.5 | 2 | R-454B | 650
214397749 | CHAMPION HEATING AND COOLING | HH836E2S11 | CTF36C5CDS1 | TM8V080C16MP12 | Split System | 34000 | 18 | 8.5 | 2 | R-454B | 650
214396865 | CHAMPION HEATING AND COOLING | HH836E2S11 | CTM36C5CDS1 | TM8V080C16MP12 | Split System | 34000 | 18 | 8.5 | 2 | R-454B | 650
214396860 | CHAMPION HEATING AND COOLING | HH836E2S11 | CTM36C5CDS1 | TM8V100C16MP12 | Split System | 34000 | 18 | 8.5 | 2 | R-454B | 650
214398189 | CHAMPION HEATING AND COOLING | HH836E2S11 | CTM36C5CDS1 | TL8E080C16UH11 | Split System | 34000 | 18 | 8.5 | 2 | R-454B | 650
214396818 | CHAMPION HEATING AND COOLING | HH836E2S11 | CTF36C5CDS1 | TL8E080C16UH11 | Split System | 34200 | 18 | 8.5 | 2 | R-454B | 650
214398548 | CHAMPION HEATING AND COOLING | HH836E2S11 | CTM36C5CDS1 | TL9E080C16UH11 | Split System | 34200 | 18 | 8.5 | 2 | R-454B | 650
214595067 | CHAMPION HEATING AND COOLING | HH836E2S11 | CTM36C5CDS1 | Z8ES100C20SMPS1 | Split System | 34400 | 18 | 8.5 | 2 | R-454B | 650
214595017 | CHAMPION HEATING AND COOLING | HH836E2S11 | CTM36C5CDS1 | Z8ES120C20SMPS1 | Split System | 34400 | 18 | 8.5 | 2 | R-454B | 650
214594987 | CHAMPION HEATING AND COOLING | HH836E2S11 | CTF36C5CDS1 | Z8ES120C20SMPS1 | Split System | 34400 | 18 | 8.5 | 2 | R-454B | 650
214595052 | CHAMPION HEATING AND COOLING | HH836E2S11 | CTM36C5CDS1 | Z8ES080C20SMPS1 | Split System | 34400 | 18 | 8.5 | 2 | R-454B | 650
214595047 | CHAMPION HEATING AND COOLING | HH836E2S11 | CTF36C5CDS1 | Z8ES100C20SMPS1 | Split System | 34600 | 18 | 8.5 | 2 | R-454B | 650
214398543 | COLEMAN | HH836E2S11 | CTF36B5CDS1 | CP9C080B12MP13 | Split System | 33000 | 18 | 8.5 | 2 | R-454B | 650
214398538 | COLEMAN | HH836E2S11 | CTF36B5CDS1 | TP9C080B12MP13 | Split System | 33000 | 18 | 8.5 | 2 | R-454B | 650
214398533 | COLEMAN | HH836E2S11 | CTF36B5CDS1 | TM9V080B12MP12 | Split System | 33000 | 18 | 8.5 | 2 | R-454B | 650
214594999 | COLEMAN | HH836E2S11 | CTM36B5CDS1 | Z8ES100B12SMPS1 | Split System | 33200 | 18 | 8.5 | 2 | R-454B | 650
214595019 | COLEMAN | HH836E2S11 | CTM36B5CDS1 | Z8ES080B12SMPS1 | Split System | 33600 | 18 | 8.5 | 2 | R-454B | 650
214397714 | COLEMAN | HH836E2S11 | CTF36C5CDS1 | TM9V100C16MP12 | Split System | 33800 | 18 | 8.5 | 2 | R-454B | 650
214398159 | COLEMAN | HH836E2S11 | CTM36C5CDS1 | TM9V100C16MP12 | Split System | 33800 | 18 | 8.5 | 2 | R-454B | 650
214397724 | COLEMAN | HH836E2S11 | CTF36C5CDS1 | CP9C100C16MP13 | Split System | 33800 | 18 | 8.5 | 2 | R-454B | 650
214398164 | COLEMAN | HH836E2S11 | CTM36C5CDS1 | TP9C100C16MP13 | Split System | 33800 | 18 | 8.5 | 2 | R-454B | 650
214397719 | COLEMAN | HH836E2S11 | CTF36C5CDS1 | TP9C100C16MP13 | Split System | 33800 | 18 | 8.5 | 2 | R-454B | 650
214398169 | COLEMAN | HH836E2S11 | CTM36C5CDS1 | CP9C100C16MP13 | Split System | 33800 | 18 | 8.5 | 2 | R-454B | 650
214397269 | COLEMAN | HH836E2S11 | CTF36C5CDS1 | TM9V080C16MP12 | Split System | 33800 | 18 | 8.5 | 2 | R-454B | 650
214397279 | COLEMAN | HH836E2S11 | CTF36C5CDS1 | CP9C080C16MP13 | Split System | 33800 | 18 | 8.5 | 2 | R-454B | 650
214397274 | COLEMAN | HH836E2S11 | CTF36C5CDS1 | TP9C080C16MP13 | Split System | 33800 | 18 | 8.5 | 2 | R-454B | 650
214396886 | COLEMAN | HH836E2S11 | CTF36C5CDS1 | TL9E080C16UH11 | Split System | 33800 | 18 | 8.5 | 2 | R-454B | 650
214397741 | COLEMAN | HH836E2S11 | CTF36C5CDS1 | TM8V100C16MP12 | Split System | 34000 | 18 | 8.5 | 2 | R-454B | 650
214397746 | COLEMAN | HH836E2S11 | CTF36C5CDS1 | TM8V080C16MP12 | Split System | 34000 | 18 | 8.5 | 2 | R-454B | 650
214396857 | COLEMAN | HH836E2S11 | CTM36C5CDS1 | TM8V100C16MP12 | Split System | 34000 | 18 | 8.5 | 2 | R-454B | 650
214396862 | COLEMAN | HH836E2S11 | CTM36C5CDS1 | TM8V080C16MP12 | Split System | 34000 | 18 | 8.5 | 2 | R-454B | 650
214398186 | COLEMAN | HH836E2S11 | CTM36C5CDS1 | TL8E080C16UH11 | Split System | 34000 | 18 | 8.5 | 2 | R-454B | 650
214396815 | COLEMAN | HH836E2S11 | CTF36C5CDS1 | TL8E080C16UH11 | Split System | 34200 | 18 | 8.5 | 2 | R-454B | 650
214398545 | COLEMAN | HH836E2S11 | CTM36C5CDS1 | TL9E080C16UH11 | Split System | 34200 | 18 | 8.5 | 2 | R-454B | 650
214594984 | COLEMAN | HH836E2S11 | CTF36C5CDS1 | Z8ES120C20SMPS1 | Split System | 34400 | 18 | 8.5 | 2 | R-454B | 650
214595014 | COLEMAN | HH836E2S11 | CTM36C5CDS1 | Z8ES120C20SMPS1 | Split System | 34400 | 18 | 8.5 | 2 | R-454B | 650
214595064 | COLEMAN | HH836E2S11 | CTM36C5CDS1 | Z8ES100C20SMPS1 | Split System | 34400 | 18 | 8.5 | 2 | R-454B | 650
214595049 | COLEMAN | HH836E2S11 | CTM36C5CDS1 | Z8ES080C20SMPS1 | Split System | 34400 | 18 | 8.5 | 2 | R-454B | 650
214595044 | COLEMAN | HH836E2S11 | CTF36C5CDS1 | Z8ES100C20SMPS1 | Split System | 34600 | 18 | 8.5 | 2 | R-454B | 650
214398540 | FRASER-JOHNSTON | HH836E2S11 | CTF36B5CDS1 | TP9C080B12MP13 | Split System | 33000 | 18 | 8.5 | 2 | R-454B | 650
214398535 | FRASER-JOHNSTON | HH836E2S11 | CTF36B5CDS1 | TM9V080B12MP12 | Split System | 33000 | 18 | 8.5 | 2 | R-454B | 650
214595001 | FRASER-JOHNSTON | HH836E2S11 | CTM36B5CDS1 | Z8ES100B12SMPS1 | Split System | 33200 | 18 | 8.5 | 2 | R-454B | 650
214595021 | FRASER-JOHNSTON | HH836E2S11 | CTM36B5CDS1 | Z8ES080B12SMPS1 | Split System | 33600 | 18 | 8.5 | 2 | R-454B | 650
214397721 | FRASER-JOHNSTON | HH836E2S11 | CTF36C5CDS1 | TP9C100C16MP13 | Split System | 33800 | 18 | 8.5 | 2 | R-454B | 650
214398166 | FRASER-JOHNSTON | HH836E2S11 | CTM36C5CDS1 | TP9C100C16MP13 | Split System | 33800 | 18 | 8.5 | 2 | R-454B | 650
214398161 | FRASER-JOHNSTON | HH836E2S11 | CTM36C5CDS1 | TM9V100C16MP12 | Split System | 33800 | 18 | 8.5 | 2 | R-454B | 650
214397716 | FRASER-JOHNSTON | HH836E2S11 | CTF36C5CDS1 | TM9V100C16MP12 | Split System | 33800 | 18 | 8.5 | 2 | R-454B | 650
214397276 | FRASER-JOHNSTON | HH836E2S11 | CTF36C5CDS1 | TP9C080C16MP13 | Split System | 33800 | 18 | 8.5 | 2 | R-454B | 650
214397271 | FRASER-JOHNSTON | HH836E2S11 | CTF36C5CDS1 | TM9V080C16MP12 | Split System | 33800 | 18 | 8.5 | 2 | R-454B | 650
214396888 | FRASER-JOHNSTON | HH836E2S11 | CTF36C5CDS1 | TL9E080C16UH11 | Split System | 33800 | 18 | 8.5 | 2 | R-454B | 650
214397748 | FRASER-JOHNSTON | HH836E2S11 | CTF36C5CDS1 | TM8V080C16MP12 | Split System | 34000 | 18 | 8.5 | 2 | R-454B | 650
214397743 | FRASER-JOHNSTON | HH836E2S11 | CTF36C5CDS1 | TM8V100C16MP12 | Split System | 34000 | 18 | 8.5 | 2 | R-454B | 650
214396864 | FRASER-JOHNSTON | HH836E2S11 | CTM36C5CDS1 | TM8V080C16MP12 | Split System | 34000 | 18 | 8.5 | 2 | R-454B | 650
214396859 | FRASER-JOHNSTON | HH836E2S11 | CTM36C5CDS1 | TM8V100C16MP12 | Split System | 34000 | 18 | 8.5 | 2 | R-454B | 650
214398188 | FRASER-JOHNSTON | HH836E2S11 | CTM36C5CDS1 | TL8E080C16UH11 | Split System | 34000 | 18 | 8.5 | 2 | R-454B | 650
214396817 | FRASER-JOHNSTON | HH836E2S11 | CTF36C5CDS1 | TL8E080C16UH11 | Split System | 34200 | 18 | 8.5 | 2 | R-454B | 650
214398547 | FRASER-JOHNSTON | HH836E2S11 | CTM36C5CDS1 | TL9E080C16UH11 | Split System | 34200 | 18 | 8.5 | 2 | R-454B | 650
214595051 | FRASER-JOHNSTON | HH836E2S11 | CTM36C5CDS1 | Z8ES080C20SMPS1 | Split System | 34400 | 18 | 8.5 | 2 | R-454B | 650
214595016 | FRASER-JOHNSTON | HH836E2S11 | CTM36C5CDS1 | Z8ES120C20SMPS1 | Split System | 34400 | 18 | 8.5 | 2 | R-454B | 650
214595066 | FRASER-JOHNSTON | HH836E2S11 | CTM36C5CDS1 | Z8ES100C20SMPS1 | Split System | 34400 | 18 | 8.5 | 2 | R-454B | 650
214594986 | FRASER-JOHNSTON | HH836E2S11 | CTF36C5CDS1 | Z8ES120C20SMPS1 | Split System | 34400 | 18 | 8.5 | 2 | R-454B | 650
214595046 | FRASER-JOHNSTON | HH836E2S11 | CTF36C5CDS1 | Z8ES100C20SMPS1 | Split System | 34600 | 18 | 8.5 | 2 | R-454B | 650
214398542 | JOHNSON CONTROLS | HH836E2S11 | CTF36B5CDS1 | TP9C080B12MP13 | Split System | 33000 | 18 | 8.5 | 2 | R-454B | 650
214398537 | JOHNSON CONTROLS | HH836E2S11 | CTF36B5CDS1 | TM9V080B12MP12 | Split System | 33000 | 18 | 8.5 | 2 | R-454B | 650
214595003 | JOHNSON CONTROLS | HH836E2S11 | CTM36B5CDS1 | Z8ES100B12SMPS1 | Split System | 33200 | 18 | 8.5 | 2 | R-454B | 650
214595023 | JOHNSON CONTROLS | HH836E2S11 | CTM36B5CDS1 | Z8ES080B12SMPS1 | Split System | 33600 | 18 | 8.5 | 2 | R-454B | 650
214397718 | JOHNSON CONTROLS | HH836E2S11 | CTF36C5CDS1 | TM9V100C16MP12 | Split System | 33800 | 18 | 8.5 | 2 | R-454B | 650
214396890 | JOHNSON CONTROLS | HH836E2S11 | CTF36C5CDS1 | TL9E080C16UH11 | Split System | 33800 | 18 | 8.5 | 2 | R-454B | 650
214398168 | JOHNSON CONTROLS | HH836E2S11 | CTM36C5CDS1 | TP9C100C16MP13 | Split System | 33800 | 18 | 8.5 | 2 | R-454B | 650
214398163 | JOHNSON CONTROLS | HH836E2S11 | CTM36C5CDS1 | TM9V100C16MP12 | Split System | 33800 | 18 | 8.5 | 2 | R-454B | 650
214397278 | JOHNSON CONTROLS | HH836E2S11 | CTF36C5CDS1 | TP9C080C16MP13 | Split System | 33800 | 18 | 8.5 | 2 | R-454B | 650
214397723 | JOHNSON CONTROLS | HH836E2S11 | CTF36C5CDS1 | TP9C100C16MP13 | Split System | 33800 | 18 | 8.5 | 2 | R-454B | 650
214397273 | JOHNSON CONTROLS | HH836E2S11 | CTF36C5CDS1 | TM9V080C16MP12 | Split System | 33800 | 18 | 8.5 | 2 | R-454B | 650
214396866 | JOHNSON CONTROLS | HH836E2S11 | CTM36C5CDS1 | TM8V080C16MP12 | Split System | 34000 | 18 | 8.5 | 2 | R-454B | 650
214397745 | JOHNSON CONTROLS | HH836E2S11 | CTF36C5CDS1 | TM8V100C16MP12 | Split System | 34000 | 18 | 8.5 | 2 | R-454B | 650
214397750 | JOHNSON CONTROLS | HH836E2S11 | CTF36C5CDS1 | TM8V080C16MP12 | Split System | 34000 | 18 | 8.5 | 2 | R-454B | 650
214396861 | JOHNSON CONTROLS | HH836E2S11 | CTM36C5CDS1 | TM8V100C16MP12 | Split System | 34000 | 18 | 8.5 | 2 | R-454B | 650
214398190 | JOHNSON CONTROLS | HH836E2S11 | CTM36C5CDS1 | TL8E080C16UH11 | Split System | 34000 | 18 | 8.5 | 2 | R-454B | 650
214396819 | JOHNSON CONTROLS | HH836E2S11 | CTF36C5CDS1 | TL8E080C16UH11 | Split System | 34200 | 18 | 8.5 | 2 | R-454B | 650
214398549 | JOHNSON CONTROLS | HH836E2S11 | CTM36C5CDS1 | TL9E080C16UH11 | Split System | 34200 | 18 | 8.5 | 2 | R-454B | 650
214595053 | JOHNSON CONTROLS | HH836E2S11 | CTM36C5CDS1 | Z8ES080C20SMPS1 | Split System | 34400 | 18 | 8.5 | 2 | R-454B | 650
214595018 | JOHNSON CONTROLS | HH836E2S11 | CTM36C5CDS1 | Z8ES120C20SMPS1 | Split System | 34400 | 18 | 8.5 | 2 | R-454B | 650
214595068 | JOHNSON CONTROLS | HH836E2S11 | CTM36C5CDS1 | Z8ES100C20SMPS1 | Split System | 34400 | 18 | 8.5 | 2 | R-454B | 650
214594988 | JOHNSON CONTROLS | HH836E2S11 | CTF36C5CDS1 | Z8ES120C20SMPS1 | Split System | 34400 | 18 | 8.5 | 2 | R-454B | 650
214595048 | JOHNSON CONTROLS | HH836E2S11 | CTF36C5CDS1 | Z8ES100C20SMPS1 | Split System | 34600 | 18 | 8.5 | 2 | R-454B | 650
214398539 | LUXAIRE | HH836E2S11 | CTF36B5CDS1 | TP9C080B12MP13 | Split System | 33000 | 18 | 8.5 | 2 | R-454B | 650
214398534 | LUXAIRE | HH836E2S11 | CTF36B5CDS1 | TM9V080B12MP12 | Split System | 33000 | 18 | 8.5 | 2 | R-454B | 650
214398544 | LUXAIRE | HH836E2S11 | CTF36B5CDS1 | LP9C080B12MP13 | Split System | 33000 | 18 | 8.5 | 2 | R-454B | 650
214595000 | LUXAIRE | HH836E2S11 | CTM36B5CDS1 | Z8ES100B12SMPS1 | Split System | 33200 | 18 | 8.5 | 2 | R-454B | 650
214595020 | LUXAIRE | HH836E2S11 | CTM36B5CDS1 | Z8ES080B12SMPS1 | Split System | 33600 | 18 | 8.5 | 2 | R-454B | 650
214398160 | LUXAIRE | HH836E2S11 | CTM36C5CDS1 | TM9V100C16MP12 | Split System | 33800 | 18 | 8.5 | 2 | R-454B | 650
214397725 | LUXAIRE | HH836E2S11 | CTF36C5CDS1 | LP9C100C16MP13 | Split System | 33800 | 18 | 8.5 | 2 | R-454B | 650
214397715 | LUXAIRE | HH836E2S11 | CTF36C5CDS1 | TM9V100C16MP12 | Split System | 33800 | 18 | 8.5 | 2 | R-454B | 650
214398165 | LUXAIRE | HH836E2S11 | CTM36C5CDS1 | TP9C100C16MP13 | Split System | 33800 | 18 | 8.5 | 2 | R-454B | 650
214398170 | LUXAIRE | HH836E2S11 | CTM36C5CDS1 | LP9C100C16MP13 | Split System | 33800 | 18 | 8.5 | 2 | R-454B | 650
214397720 | LUXAIRE | HH836E2S11 | CTF36C5CDS1 | TP9C100C16MP13 | Split System | 33800 | 18 | 8.5 | 2 | R-454B | 650
214397275 | LUXAIRE | HH836E2S11 | CTF36C5CDS1 | TP9C080C16MP13 | Split System | 33800 | 18 | 8.5 | 2 | R-454B | 650
214397280 | LUXAIRE | HH836E2S11 | CTF36C5CDS1 | LP9C080C16MP13 | Split System | 33800 | 18 | 8.5 | 2 | R-454B | 650
214397270 | LUXAIRE | HH836E2S11 | CTF36C5CDS1 | TM9V080C16MP12 | Split System | 33800 | 18 | 8.5 | 2 | R-454B | 650
214396887 | LUXAIRE | HH836E2S11 | CTF36C5CDS1 | TL9E080C16UH11 | Split System | 33800 | 18 | 8.5 | 2 | R-454B | 650
214397747 | LUXAIRE | HH836E2S11 | CTF36C5CDS1 | TM8V080C16MP12 | Split System | 34000 | 18 | 8.5 | 2 | R-454B | 650
214397742 | LUXAIRE | HH836E2S11 | CTF36C5CDS1 | TM8V100C16MP12 | Split System | 34000 | 18 | 8.5 | 2 | R-454B | 650
214396858 | LUXAIRE | HH836E2S11 | CTM36C5CDS1 | TM8V100C16MP12 | Split System | 34000 | 18 | 8.5 | 2 | R-454B | 650
214396863 | LUXAIRE | HH836E2S11 | CTM36C5CDS1 | TM8V080C16MP12 | Split System | 34000 | 18 | 8.5 | 2 | R-454B | 650
214398187 | LUXAIRE | HH836E2S11 | CTM36C5CDS1 | TL8E080C16UH11 | Split System | 34000 | 18 | 8.5 | 2 | R-454B | 650
214396816 | LUXAIRE | HH836E2S11 | CTF36C5CDS1 | TL8E080C16UH11 | Split System | 34200 | 18 | 8.5 | 2 | R-454B | 650
214398546 | LUXAIRE | HH836E2S11 | CTM36C5CDS1 | TL9E080C16UH11 | Split System | 34200 | 18 | 8.5 | 2 | R-454B | 650
214594985 | LUXAIRE | HH836E2S11 | CTF36C5CDS1 | Z8ES120C20SMPS1 | Split System | 34400 | 18 | 8.5 | 2 | R-454B | 650
214595050 | LUXAIRE | HH836E2S11 | CTM36C5CDS1 | Z8ES080C20SMPS1 | Split System | 34400 | 18 | 8.5 | 2 | R-454B | 650
214595015 | LUXAIRE | HH836E2S11 | CTM36C5CDS1 | Z8ES120C20SMPS1 | Split System | 34400 | 18 | 8.5 | 2 | R-454B | 650
214595065 | LUXAIRE | HH836E2S11 | CTM36C5CDS1 | Z8ES100C20SMPS1 | Split System | 34400 | 18 | 8.5 | 2 | R-454B | 650
214595045 | LUXAIRE | HH836E2S11 | CTF36C5CDS1 | Z8ES100C20SMPS1 | Split System | 34600 | 18 | 8.5 | 2 | R-454B | 650
214395910 | YORK | HH836E2S11 | CTF36B5CDS1 | TM9V080B12MP12 | Split System | 33000 | 18 | 8.5 | 2 | R-454B | 650
214395911 | YORK | HH836E2S11 | CTF36B5CDS1 | TP9C080B12MP13 | Split System | 33000 | 18 | 8.5 | 2 | R-454B | 650
214395912 | YORK | HH836E2S11 | CTF36B5CDS1 | YP9C080B12MP13 | Split System | 33000 | 18 | 8.5 | 2 | R-454B | 650
214396109 | YORK | HH836E2S11 | CTM36B5CDS1 | Y81E100B12SMPS1 | Split System | 33200 | 18 | 8.5 | 2 | R-454B | 650
214395702 | YORK | HH836E2S11 | CTM36B5CDS1 | Y81E080B12SMPS1 | Split System | 33600 | 18 | 8.5 | 2 | R-454B | 650
214395820 | YORK | HH836E2S11 | CTM36C5CDS1 | TP9C100C16MP13 | Split System | 33800 | 18 | 8.5 | 2 | R-454B | 650
214395821 | YORK | HH836E2S11 | CTM36C5CDS1 | YP9C100C16MP13 | Split System | 33800 | 18 | 8.5 | 2 | R-454B | 650
214395709 | YORK | HH836E2S11 | CTF36C5CDS1 | TP9C100C16MP13 | Split System | 33800 | 18 | 8.5 | 2 | R-454B | 650
214395710 | YORK | HH836E2S11 | CTF36C5CDS1 | YP9C100C16MP13 | Split System | 33800 | 18 | 8.5 | 2 | R-454B | 650
214395819 | YORK | HH836E2S11 | CTM36C5CDS1 | TM9V100C16MP12 | Split System | 33800 | 18 | 8.5 | 2 | R-454B | 650
214395708 | YORK | HH836E2S11 | CTF36C5CDS1 | TM9V100C16MP12 | Split System | 33800 | 18 | 8.5 | 2 | R-454B | 650
214396206 | YORK | HH836E2S11 | CTF36C5CDS1 | TP9C080C16MP13 | Split System | 33800 | 18 | 8.5 | 2 | R-454B | 650
214396207 | YORK | HH836E2S11 | CTF36C5CDS1 | YP9C080C16MP13 | Split System | 33800 | 18 | 8.5 | 2 | R-454B | 650
214396205 | YORK | HH836E2S11 | CTF36C5CDS1 | TM9V080C16MP12 | Split System | 33800 | 18 | 8.5 | 2 | R-454B | 650
214396119 | YORK | HH836E2S11 | CTF36C5CDS1 | TL9E080C16UH11 | Split System | 33800 | 18 | 8.5 | 2 | R-454B | 650
214395716 | YORK | HH836E2S11 | CTF36C5CDS1 | TM8V080C16MP12 | Split System | 34000 | 18 | 8.5 | 2 | R-454B | 650
214395715 | YORK | HH836E2S11 | CTF36C5CDS1 | TM8V100C16MP12 | Split System | 34000 | 18 | 8.5 | 2 | R-454B | 650
214396112 | YORK | HH836E2S11 | CTM36C5CDS1 | TM8V080C16MP12 | Split System | 34000 | 18 | 8.5 | 2 | R-454B | 650
214396111 | YORK | HH836E2S11 | CTM36C5CDS1 | TM8V100C16MP12 | Split System | 34000 | 18 | 8.5 | 2 | R-454B | 650
214395827 | YORK | HH836E2S11 | CTM36C5CDS1 | TL8E080C16UH11 | Split System | 34000 | 18 | 8.5 | 2 | R-454B | 650
214396101 | YORK | HH836E2S11 | CTF36C5CDS1 | TL8E080C16UH11 | Split System | 34200 | 18 | 8.5 | 2 | R-454B | 650
214395913 | YORK | HH836E2S11 | CTM36C5CDS1 | TL9E080C16UH11 | Split System | 34200 | 18 | 8.5 | 2 | R-454B | 650
214395916 | YORK | HH836E2S11 | CTM36C5CDS1 | Y81E080C20SMPS1 | Split System | 34400 | 18 | 8.5 | 2 | R-454B | 650
214395701 | YORK | HH836E2S11 | CTM36C5CDS1 | Y81E120C20SMPS1 | Split System | 34400 | 18 | 8.5 | 2 | R-454B | 650
214396010 | YORK | HH836E2S11 | CTF36C5CDS1 | Y81E120C20SMPS1 | Split System | 34400 | 18 | 8.5 | 2 | R-454B | 650
214395822 | YORK | HH836E2S11 | CTM36C5CDS1 | Y81E100C20SMPS1 | Split System | 34400 | 18 | 8.5 | 2 | R-454B | 650
214395914 | YORK | HH836E2S11 | CTF36C5CDS1 | Y81E100C20SMPS1 | Split System | 34600 | 18 | 8.5 | 2 | R-454B | 650
214771741 | BOSCH | BOVA-60RTB-M20S | BMAC4860DBTA | BGH96M120D5C | Split System | 51500 | 18 | 8.5 | 1.9 | R-454B | 650
214771740 | BOSCH | BOVA-60RTB-M20S | BMAC4860DBTA | BGH96M100D5C | Split System | 51500 | 18 | 8.5 | 1.9 | R-454B | 650
214771664 | MIDEA | MOVB-60HDN10-M20G | MC**4860DN10TH | MGV96U100D5C | Split System | 51500 | 18 | 8.5 | 1.9 | R-454B | 650
214771665 | MIDEA | MOVB-60HDN10-M20G | MC**4860DN10TH | MGV96U120D5C | Split System | 51500 | 18 | 8.5 | 1.9 | R-454B | 650
214584594 | CHAMPION HEATING AND COOLING | HH836E2S11 | CTF36B5CDS1 | Z8ES080B12SMPS1 | Split System | 33200 | 18 | 8.5 | 2 | R-454B | 650
214807764 | CHAMPION HEATING AND COOLING | HH836E2S11 | CTU36B5XDS1+TXV | Z8ES080B12SMPS1 | Split System | 33200 | 18 | 8.5 | 2 | R-454B | 650
214584624 | CHAMPION HEATING AND COOLING | HH836E2S11 | CTF36B5CDS1 | Z8ES100B12SMPS1 | Split System | 33400 | 18 | 8.5 | 2 | R-454B | 650
214807774 | CHAMPION HEATING AND COOLING | HH836E2S11 | CTU36B5XDS1+TXV | Z8ES100B12SMPS1 | Split System | 33400 | 18 | 8.5 | 2 | R-454B | 650
214584709 | CHAMPION HEATING AND COOLING | HH836E2S11 | CTM36C5CDS1 | Z8ES080C16SMPS1 | Split System | 34000 | 18 | 8.5 | 2 | R-454B | 650
214584679 | CHAMPION HEATING AND COOLING | HH836E2S11 | CTF36C5CDS1 | Z8ES080C16SMPS1 | Split System | 34000 | 18 | 8.5 | 2 | R-454B | 650
214584714 | CHAMPION HEATING AND COOLING | HH836E2S11 | CTM36C5CDS1 | Z8ES100C16SMPS1 | Split System | 34200 | 18 | 8.5 | 2 | R-454B | 650
214584674 | CHAMPION HEATING AND COOLING | HH836E2S11 | CTF36C5CDS1 | Z8ES120C16SMPS1 | Split System | 34400 | 18 | 8.5 | 2 | R-454B | 650
214584744 | CHAMPION HEATING AND COOLING | HH836E2S11 | CTM36C5CDS1 | Z8ES120C16SMPS1 | Split System | 34400 | 18 | 8.5 | 2 | R-454B | 650
214584559 | CHAMPION HEATING AND COOLING | HH836E2S11 | CTF36C5CDS1 | Z8ES100C16SMPS1 | Split System | 34400 | 18 | 8.5 | 2 | R-454B | 650
214584591 | COLEMAN | HH836E2S11 | CTF36B5CDS1 | Z8ES080B12SMPS1 | Split System | 33200 | 18 | 8.5 | 2 | R-454B | 650
214807761 | COLEMAN | HH836E2S11 | CTU36B5XDS1+TXV | Z8ES080B12SMPS1 | Split System | 33200 | 18 | 8.5 | 2 | R-454B | 650
214584621 | COLEMAN | HH836E2S11 | CTF36B5CDS1 | Z8ES100B12SMPS1 | Split System | 33400 | 18 | 8.5 | 2 | R-454B | 650
214807771 | COLEMAN | HH836E2S11 | CTU36B5XDS1+TXV | Z8ES100B12SMPS1 | Split System | 33400 | 18 | 8.5 | 2 | R-454B | 650
214584706 | COLEMAN | HH836E2S11 | CTM36C5CDS1 | Z8ES080C16SMPS1 | Split System | 34000 | 18 | 8.5 | 2 | R-454B | 650
214584676 | COLEMAN | HH836E2S11 | CTF36C5CDS1 | Z8ES080C16SMPS1 | Split System | 34000 | 18 | 8.5 | 2 | R-454B | 650
214584711 | COLEMAN | HH836E2S11 | CTM36C5CDS1 | Z8ES100C16SMPS1 | Split System | 34200 | 18 | 8.5 | 2 | R-454B | 650
214584671 | COLEMAN | HH836E2S11 | CTF36C5CDS1 | Z8ES120C16SMPS1 | Split System | 34400 | 18 | 8.5 | 2 | R-454B | 650
214584741 | COLEMAN | HH836E2S11 | CTM36C5CDS1 | Z8ES120C16SMPS1 | Split System | 34400 | 18 | 8.5 | 2 | R-454B | 650
214584556 | COLEMAN | HH836E2S11 | CTF36C5CDS1 | Z8ES100C16SMPS1 | Split System | 34400 | 18 | 8.5 | 2 | R-454B | 650
214584593 | FRASER-JOHNSTON | HH836E2S11 | CTF36B5CDS1 | Z8ES080B12SMPS1 | Split System | 33200 | 18 | 8.5 | 2 | R-454B | 650
214807763 | FRASER-JOHNSTON | HH836E2S11 | CTU36B5XDS1+TXV | Z8ES080B12SMPS1 | Split System | 33200 | 18 | 8.5 | 2 | R-454B | 650
214584623 | FRASER-JOHNSTON | HH836E2S11 | CTF36B5CDS1 | Z8ES100B12SMPS1 | Split System | 33400 | 18 | 8.5 | 2 | R-454B | 650
214807773 | FRASER-JOHNSTON | HH836E2S11 | CTU36B5XDS1+TXV | Z8ES100B12SMPS1 | Split System | 33400 | 18 | 8.5 | 2 | R-454B | 650
214584708 | FRASER-JOHNSTON | HH836E2S11 | CTM36C5CDS1 | Z8ES080C16SMPS1 | Split System | 34000 | 18 | 8.5 | 2 | R-454B | 650
214584678 | FRASER-JOHNSTON | HH836E2S11 | CTF36C5CDS1 | Z8ES080C16SMPS1 | Split System | 34000 | 18 | 8.5 | 2 | R-454B | 650
214584713 | FRASER-JOHNSTON | HH836E2S11 | CTM36C5CDS1 | Z8ES100C16SMPS1 | Split System | 34200 | 18 | 8.5 | 2 | R-454B | 650
214584673 | FRASER-JOHNSTON | HH836E2S11 | CTF36C5CDS1 | Z8ES120C16SMPS1 | Split System | 34400 | 18 | 8.5 | 2 | R-454B | 650
214584743 | FRASER-JOHNSTON | HH836E2S11 | CTM36C5CDS1 | Z8ES120C16SMPS1 | Split System | 34400 | 18 | 8.5 | 2 | R-454B | 650
214584558 | FRASER-JOHNSTON | HH836E2S11 | CTF36C5CDS1 | Z8ES100C16SMPS1 | Split System | 34400 | 18 | 8.5 | 2 | R-454B | 650
214584595 | JOHNSON CONTROLS | HH836E2S11 | CTF36B5CDS1 | Z8ES080B12SMPS1 | Split System | 33200 | 18 | 8.5 | 2 | R-454B | 650
214807765 | JOHNSON CONTROLS | HH836E2S11 | CTU36B5XDS1+TXV | Z8ES080B12SMPS1 | Split System | 33200 | 18 | 8.5 | 2 | R-454B | 650
214584625 | JOHNSON CONTROLS | HH836E2S11 | CTF36B5CDS1 | Z8ES100B12SMPS1 | Split System | 33400 | 18 | 8.5 | 2 | R-454B | 650
214584680 | JOHNSON CONTROLS | HH836E2S11 | CTF36C5CDS1 | Z8ES080C16SMPS1 | Split System | 34000 | 18 | 8.5 | 2 | R-454B | 650
214584710 | JOHNSON CONTROLS | HH836E2S11 | CTM36C5CDS1 | Z8ES080C16SMPS1 | Split System | 34000 | 18 | 8.5 | 2 | R-454B | 650
214584715 | JOHNSON CONTROLS | HH836E2S11 | CTM36C5CDS1 | Z8ES100C16SMPS1 | Split System | 34200 | 18 | 8.5 | 2 | R-454B | 650
214584675 | JOHNSON CONTROLS | HH836E2S11 | CTF36C5CDS1 | Z8ES120C16SMPS1 | Split System | 34400 | 18 | 8.5 | 2 | R-454B | 650
214584745 | JOHNSON CONTROLS | HH836E2S11 | CTM36C5CDS1 | Z8ES120C16SMPS1 | Split System | 34400 | 18 | 8.5 | 2 | R-454B | 650
214584560 | JOHNSON CONTROLS | HH836E2S11 | CTF36C5CDS1 | Z8ES100C16SMPS1 | Split System | 34400 | 18 | 8.5 | 2 | R-454B | 650
214584592 | LUXAIRE | HH836E2S11 | CTF36B5CDS1 | Z8ES080B12SMPS1 | Split System | 33200 | 18 | 8.5 | 2 | R-454B | 650
214807762 | LUXAIRE | HH836E2S11 | CTU36B5XDS1+TXV | Z8ES080B12SMPS1 | Split System | 33200 | 18 | 8.5 | 2 | R-454B | 650
214584622 | LUXAIRE | HH836E2S11 | CTF36B5CDS1 | Z8ES100B12SMPS1 | Split System | 33400 | 18 | 8.5 | 2 | R-454B | 650
214807772 | LUXAIRE | HH836E2S11 | CTU36B5XDS1+TXV | Z8ES100B12SMPS1 | Split System | 33400 | 18 | 8.5 | 2 | R-454B | 650
214584707 | LUXAIRE | HH836E2S11 | CTM36C5CDS1 | Z8ES080C16SMPS1 | Split System | 34000 | 18 | 8.5 | 2 | R-454B | 650
214584677 | LUXAIRE | HH836E2S11 | CTF36C5CDS1 | Z8ES080C16SMPS1 | Split System | 34000 | 18 | 8.5 | 2 | R-454B | 650
214584712 | LUXAIRE | HH836E2S11 | CTM36C5CDS1 | Z8ES100C16SMPS1 | Split System | 34200 | 18 | 8.5 | 2 | R-454B | 650
214584672 | LUXAIRE | HH836E2S11 | CTF36C5CDS1 | Z8ES120C16SMPS1 | Split System | 34400 | 18 | 8.5 | 2 | R-454B | 650
214584742 | LUXAIRE | HH836E2S11 | CTM36C5CDS1 | Z8ES120C16SMPS1 | Split System | 34400 | 18 | 8.5 | 2 | R-454B | 650
214584557 | LUXAIRE | HH836E2S11 | CTF36C5CDS1 | Z8ES100C16SMPS1 | Split System | 34400 | 18 | 8.5 | 2 | R-454B | 650
214396012 | YORK | HH836E2S11 | CTF36B5CDS1 | Y81E080B12SMPS1 | Split System | 33200 | 18 | 8.5 | 2 | R-454B | 650
214807374 | YORK | HH836E2S11 | CTU36B5XDS1+TXV | Y81E080B12SMPS1 | Split System | 33200 | 18 | 8.5 | 2 | R-454B | 650
214395712 | YORK | HH836E2S11 | CTF36B5CDS1 | Y81E100B12SMPS1 | Split System | 33400 | 18 | 8.5 | 2 | R-454B | 650
214807376 | YORK | HH836E2S11 | CTU36B5XDS1+TXV | Y81E100B12SMPS1 | Split System | 33400 | 18 | 8.5 | 2 | R-454B | 650
214395703 | YORK | HH836E2S11 | CTF36C5CDS1 | Y81E080C16SMPS1 | Split System | 34000 | 18 | 8.5 | 2 | R-454B | 650
214396202 | YORK | HH836E2S11 | CTM36C5CDS1 | Y81E080C16SMPS1 | Split System | 34000 | 18 | 8.5 | 2 | R-454B | 650
214396118 | YORK | HH836E2S11 | CTM36C5CDS1 | Y81E100C16SMPS1 | Split System | 34200 | 18 | 8.5 | 2 | R-454B | 650
214395807 | YORK | HH836E2S11 | CTF36C5CDS1 | Y81E120C16SMPS1 | Split System | 34400 | 18 | 8.5 | 2 | R-454B | 650
214396014 | YORK | HH836E2S11 | CTM36C5CDS1 | Y81E120C16SMPS1 | Split System | 34400 | 18 | 8.5 | 2 | R-454B | 650
214396197 | YORK | HH836E2S11 | CTF36C5CDS1 | Y81E100C16SMPS1 | Split System | 34400 | 18 | 8.5 | 2 | R-454B | 650
214397018 | CHAMPION HEATING AND COOLING | HH860E2S11 | JHC48D5CG2SS1 |  | Split System | 44000 | 18 | 8.5 | 2 | R-454B | 650
214397015 | COLEMAN | HH860E2S11 | JHC48D5CG2SS1 |  | Split System | 44000 | 18 | 8.5 | 2 | R-454B | 650
214397017 | FRASER-JOHNSTON | HH860E2S11 | JHC48D5CG2SS1 |  | Split System | 44000 | 18 | 8.5 | 2 | R-454B | 650
214397019 | JOHNSON CONTROLS | HH860E2S11 | JHC48D5CG2SS1 |  | Split System | 44000 | 18 | 8.5 | 2 | R-454B | 650
214397016 | LUXAIRE | HH860E2S11 | JHC48D5CG2SS1 |  | Split System | 44000 | 18 | 8.5 | 2 | R-454B | 650
214396147 | YORK | HH860E2S11 | JHC48D5CG2SS1 |  | Split System | 44000 | 18 | 8.5 | 2 | R-454B | 650
214595062 | CHAMPION HEATING AND COOLING | HH836E2S11 | CTF36C5CDS1 | Z8ES080C20SMPS1 | Split System | 35000 | 19 | 8.5 | 2 | R-454B | 650
214396302 | CHAMPION HEATING AND COOLING | HH860E2S11 | CTF60C5CHS1 | TM9V100C20MP12 | Split System | 53000 | 19 | 8.5 | 2 | R-454B | 650
214396308 | CHAMPION HEATING AND COOLING | HH860E2S11 | CTF60C5CHS1 | TP9C100C20MP13 | Split System | 53000 | 19 | 8.5 | 2 | R-454B | 650
214396340 | CHAMPION HEATING AND COOLING | HH860E2S11 | CTM60C5CHS1 | TM9V100C20MP12 | Split System | 53000 | 19 | 8.5 | 2 | R-454B | 650
214396345 | CHAMPION HEATING AND COOLING | HH860E2S11 | CTM60C5CHS1 | TP9C100C20MP13 | Split System | 53000 | 19 | 8.5 | 2 | R-454B | 650
214396352 | CHAMPION HEATING AND COOLING | HH860E2S11 | JHC60D5CJ2SS1 |  | Split System | 53000 | 19 | 8.5 | 2 | R-454B | 650
214398459 | CHAMPION HEATING AND COOLING | HH860E2S11 | JHE60D5CJ2SS1 |  | Split System | 53000 | 19 | 8.5 | 2 | R-454B | 650
214609163 | CHAMPION HEATING AND COOLING | HH860E2S11 | CTM60C5CHS1 | Z9ES100C20SMPS1 | Split System | 53000 | 19 | 8.5 | 2 | R-454B | 650
214609051 | CHAMPION HEATING AND COOLING | HH860E2S11 | CTF60C5CHS1 | Z9ES100C20SMPS1 | Split System | 53000 | 19 | 8.5 | 2 | R-454B | 650
214609193 | CHAMPION HEATING AND COOLING | HH860E2S11 | CTM60C5CHS1 | Z9ES080C20SMPS1 | Split System | 53500 | 19 | 8.5 | 2 | R-454B | 650
214609134 | CHAMPION HEATING AND COOLING | HH860E2S11 | CTF60C5CHS1 | Z9ES080C20SMPS1 | Split System | 53500 | 19 | 8.5 | 2 | R-454B | 650
214595059 | COLEMAN | HH836E2S11 | CTF36C5CDS1 | Z8ES080C20SMPS1 | Split System | 35000 | 19 | 8.5 | 2 | R-454B | 650
214396347 | COLEMAN | HH860E2S11 | CTM60C5CHS1 | CP9C100C20MP13 | Split System | 53000 | 19 | 8.5 | 2 | R-454B | 650
214396310 | COLEMAN | HH860E2S11 | CTF60C5CHS1 | CP9C100C20MP13 | Split System | 53000 | 19 | 8.5 | 2 | R-454B | 650
214396299 | COLEMAN | HH860E2S11 | CTF60C5CHS1 | TM9V100C20MP12 | Split System | 53000 | 19 | 8.5 | 2 | R-454B | 650
214396342 | COLEMAN | HH860E2S11 | CTM60C5CHS1 | TP9C100C20MP13 | Split System | 53000 | 19 | 8.5 | 2 | R-454B | 650
214396305 | COLEMAN | HH860E2S11 | CTF60C5CHS1 | TP9C100C20MP13 | Split System | 53000 | 19 | 8.5 | 2 | R-454B | 650
214396337 | COLEMAN | HH860E2S11 | CTM60C5CHS1 | TM9V100C20MP12 | Split System | 53000 | 19 | 8.5 | 2 | R-454B | 650
214396349 | COLEMAN | HH860E2S11 | JHC60D5CJ2SS1 |  | Split System | 53000 | 19 | 8.5 | 2 | R-454B | 650
214398456 | COLEMAN | HH860E2S11 | JHE60D5CJ2SS1 |  | Split System | 53000 | 19 | 8.5 | 2 | R-454B | 650
214609136 | COLEMAN | HH860E2S11 | CTF60C5CHS1 | Z9ES100C20SMPS1 | Split System | 53000 | 19 | 8.5 | 2 | R-454B | 650
214609077 | COLEMAN | HH860E2S11 | CTM60C5CHS1 | Z9ES100C20SMPS1 | Split System | 53000 | 19 | 8.5 | 2 | R-454B | 650
214609106 | COLEMAN | HH860E2S11 | CTM60C5CHS1 | Z9ES080C20SMPS1 | Split System | 53500 | 19 | 8.5 | 2 | R-454B | 650
214609048 | COLEMAN | HH860E2S11 | CTF60C5CHS1 | Z9ES080C20SMPS1 | Split System | 53500 | 19 | 8.5 | 2 | R-454B | 650
214595061 | FRASER-JOHNSTON | HH836E2S11 | CTF36C5CDS1 | Z8ES080C20SMPS1 | Split System | 35000 | 19 | 8.5 | 2 | R-454B | 650
214396339 | FRASER-JOHNSTON | HH860E2S11 | CTM60C5CHS1 | TM9V100C20MP12 | Split System | 53000 | 19 | 8.5 | 2 | R-454B | 650
214396344 | FRASER-JOHNSTON | HH860E2S11 | CTM60C5CHS1 | TP9C100C20MP13 | Split System | 53000 | 19 | 8.5 | 2 | R-454B | 650
214396307 | FRASER-JOHNSTON | HH860E2S11 | CTF60C5CHS1 | TP9C100C20MP13 | Split System | 53000 | 19 | 8.5 | 2 | R-454B | 650
214396301 | FRASER-JOHNSTON | HH860E2S11 | CTF60C5CHS1 | TM9V100C20MP12 | Split System | 53000 | 19 | 8.5 | 2 | R-454B | 650
214396351 | FRASER-JOHNSTON | HH860E2S11 | JHC60D5CJ2SS1 |  | Split System | 53000 | 19 | 8.5 | 2 | R-454B | 650
214398458 | FRASER-JOHNSTON | HH860E2S11 | JHE60D5CJ2SS1 |  | Split System | 53000 | 19 | 8.5 | 2 | R-454B | 650
214609079 | FRASER-JOHNSTON | HH860E2S11 | CTF60C5CHS1 | Z9ES100C20SMPS1 | Split System | 53000 | 19 | 8.5 | 2 | R-454B | 650
214609192 | FRASER-JOHNSTON | HH860E2S11 | CTM60C5CHS1 | Z9ES100C20SMPS1 | Split System | 53000 | 19 | 8.5 | 2 | R-454B | 650
214609050 | FRASER-JOHNSTON | HH860E2S11 | CTM60C5CHS1 | Z9ES080C20SMPS1 | Split System | 53500 | 19 | 8.5 | 2 | R-454B | 650
214609162 | FRASER-JOHNSTON | HH860E2S11 | CTF60C5CHS1 | Z9ES080C20SMPS1 | Split System | 53500 | 19 | 8.5 | 2 | R-454B | 650
214595063 | JOHNSON CONTROLS | HH836E2S11 | CTF36C5CDS1 | Z8ES080C20SMPS1 | Split System | 35000 | 19 | 8.5 | 2 | R-454B | 650
214396303 | JOHNSON CONTROLS | HH860E2S11 | CTF60C5CHS1 | TM9V100C20MP12 | Split System | 53000 | 19 | 8.5 | 2 | R-454B | 650
214396353 | JOHNSON CONTROLS | HH860E2S11 | JHC60D5CJ2SS1 |  | Split System | 53000 | 19 | 8.5 | 2 | R-454B | 650
214396346 | JOHNSON CONTROLS | HH860E2S11 | CTM60C5CHS1 | TP9C100C20MP13 | Split System | 53000 | 19 | 8.5 | 2 | R-454B | 650
214396309 | JOHNSON CONTROLS | HH860E2S11 | CTF60C5CHS1 | TP9C100C20MP13 | Split System | 53000 | 19 | 8.5 | 2 | R-454B | 650
214396341 | JOHNSON CONTROLS | HH860E2S11 | CTM60C5CHS1 | TM9V100C20MP12 | Split System | 53000 | 19 | 8.5 | 2 | R-454B | 650
214609135 | JOHNSON CONTROLS | HH860E2S11 | CTM60C5CHS1 | Z9ES100C20SMPS1 | Split System | 53000 | 19 | 8.5 | 2 | R-454B | 650
214609194 | JOHNSON CONTROLS | HH860E2S11 | CTF60C5CHS1 | Z9ES100C20SMPS1 | Split System | 53000 | 19 | 8.5 | 2 | R-454B | 650
214398460 | JOHNSON CONTROLS | HH860E2S11 | JHE60D5CJ2SS1 |  | Split System | 53000 | 19 | 8.5 | 2 | R-454B | 650
214609105 | JOHNSON CONTROLS | HH860E2S11 | CTF60C5CHS1 | Z9ES080C20SMPS1 | Split System | 53500 | 19 | 8.5 | 2 | R-454B | 650
214609164 | JOHNSON CONTROLS | HH860E2S11 | CTM60C5CHS1 | Z9ES080C20SMPS1 | Split System | 53500 | 19 | 8.5 | 2 | R-454B | 650
214595060 | LUXAIRE | HH836E2S11 | CTF36C5CDS1 | Z8ES080C20SMPS1 | Split System | 35000 | 19 | 8.5 | 2 | R-454B | 650
214396306 | LUXAIRE | HH860E2S11 | CTF60C5CHS1 | TP9C100C20MP13 | Split System | 53000 | 19 | 8.5 | 2 | R-454B | 650
214396300 | LUXAIRE | HH860E2S11 | CTF60C5CHS1 | TM9V100C20MP12 | Split System | 53000 | 19 | 8.5 | 2 | R-454B | 650
214396311 | LUXAIRE | HH860E2S11 | CTF60C5CHS1 | LP9C100C20MP13 | Split System | 53000 | 19 | 8.5 | 2 | R-454B | 650
214396348 | LUXAIRE | HH860E2S11 | CTM60C5CHS1 | LP9C100C20MP13 | Split System | 53000 | 19 | 8.5 | 2 | R-454B | 650
214396343 | LUXAIRE | HH860E2S11 | CTM60C5CHS1 | TP9C100C20MP13 | Split System | 53000 | 19 | 8.5 | 2 | R-454B | 650
214396338 | LUXAIRE | HH860E2S11 | CTM60C5CHS1 | TM9V100C20MP12 | Split System | 53000 | 19 | 8.5 | 2 | R-454B | 650
214398457 | LUXAIRE | HH860E2S11 | JHE60D5CJ2SS1 |  | Split System | 53000 | 19 | 8.5 | 2 | R-454B | 650
214396350 | LUXAIRE | HH860E2S11 | JHC60D5CJ2SS1 |  | Split System | 53000 | 19 | 8.5 | 2 | R-454B | 650
214609107 | LUXAIRE | HH860E2S11 | CTF60C5CHS1 | Z9ES100C20SMPS1 | Split System | 53000 | 19 | 8.5 | 2 | R-454B | 650
214609191 | LUXAIRE | HH860E2S11 | CTF60C5CHS1 | Z9ES080C20SMPS1 | Split System | 53500 | 19 | 8.5 | 2 | R-454B | 650
214609078 | LUXAIRE | HH860E2S11 | CTM60C5CHS1 | Z9ES080C20SMPS1 | Split System | 53500 | 19 | 8.5 | 2 | R-454B | 650
214395825 | YORK | HH836E2S11 | CTF36C5CDS1 | Y81E080C20SMPS1 | Split System | 35000 | 19 | 8.5 | 2 | R-454B | 650
214395990 | YORK | HH860E2S11 | CTM60C5CHS1 | YP9C100C20MP13 | Split System | 53000 | 19 | 8.5 | 2 | R-454B | 650
214395979 | YORK | HH860E2S11 | CTF60C5CHS1 | TM9V100C20MP12 | Split System | 53000 | 19 | 8.5 | 2 | R-454B | 650
214395988 | YORK | HH860E2S11 | CTM60C5CHS1 | TM9V100C20MP12 | Split System | 53000 | 19 | 8.5 | 2 | R-454B | 650
214395989 | YORK | HH860E2S11 | CTM60C5CHS1 | TP9C100C20MP13 | Split System | 53000 | 19 | 8.5 | 2 | R-454B | 650
214395980 | YORK | HH860E2S11 | CTF60C5CHS1 | TP9C100C20MP13 | Split System | 53000 | 19 | 8.5 | 2 | R-454B | 650
214395981 | YORK | HH860E2S11 | CTF60C5CHS1 | YP9C100C20MP13 | Split System | 53000 | 19 | 8.5 | 2 | R-454B | 650
214395894 | YORK | HH860E2S11 | JHE60D5CJ2SS1 |  | Split System | 53000 | 19 | 8.5 | 2 | R-454B | 650
214395992 | YORK | HH860E2S11 | JHC60D5CJ2SS1 |  | Split System | 53000 | 19 | 8.5 | 2 | R-454B | 650
214609017 | YORK | HH860E2S11 | CTF60C5CHS1 | Y91E100C20SMPS1 | Split System | 53000 | 19 | 8.5 | 2 | R-454B | 650
214609015 | YORK | HH860E2S11 | CTM60C5CHS1 | Y91E100C20SMPS1 | Split System | 53000 | 19 | 8.5 | 2 | R-454B | 650
214609016 | YORK | HH860E2S11 | CTM60C5CHS1 | Y91E080C20SMPS1 | Split System | 53500 | 19 | 8.5 | 2 | R-454B | 650
214609014 | YORK | HH860E2S11 | CTF60C5CHS1 | Y91E080C20SMPS1 | Split System | 53500 | 19 | 8.5 | 2 | R-454B | 650
214397662 | CHAMPION HEATING AND COOLING | HH836E2S11 | JHC36B5CD2SS1 |  | Split System | 33000 | 19 | 8.5 | 2 | R-454B | 650
214398010 | CHAMPION HEATING AND COOLING | HH860E2S11 | CTM60D5CHS1+JMC20D2SN1 |  | Split System | 53000 | 19 | 8.5 | 2 | R-454B | 650
214398407 | CHAMPION HEATING AND COOLING | HH860E2S11 | CTM60C5CHS1 | TL9E100C20UH11 | Split System | 53000 | 19 | 8.5 | 2 | R-454B | 650
214609109 | CHAMPION HEATING AND COOLING | HH860E2S11 | CTM60D5CHS1 | Z9ES120D20SMPS1 | Split System | 53500 | 19 | 8.5 | 2 | R-454B | 650
214609080 | CHAMPION HEATING AND COOLING | HH860E2S11 | CTF60D5CHS1 | Z9ES120D20SMPS1 | Split System | 53500 | 19 | 8.5 | 2 | R-454B | 650
214397659 | COLEMAN | HH836E2S11 | JHC36B5CD2SS1 |  | Split System | 33000 | 19 | 8.5 | 2 | R-454B | 650
214398007 | COLEMAN | HH860E2S11 | CTM60D5CHS1+JMC20D2SN1 |  | Split System | 53000 | 19 | 8.5 | 2 | R-454B | 650
214398404 | COLEMAN | HH860E2S11 | CTM60C5CHS1 | TL9E100C20UH11 | Split System | 53000 | 19 | 8.5 | 2 | R-454B | 650
214609195 | COLEMAN | HH860E2S11 | CTM60D5CHS1 | Z9ES120D20SMPS1 | Split System | 53500 | 19 | 8.5 | 2 | R-454B | 650
214609165 | COLEMAN | HH860E2S11 | CTF60D5CHS1 | Z9ES120D20SMPS1 | Split System | 53500 | 19 | 8.5 | 2 | R-454B | 650
214397661 | FRASER-JOHNSTON | HH836E2S11 | JHC36B5CD2SS1 |  | Split System | 33000 | 19 | 8.5 | 2 | R-454B | 650
214398009 | FRASER-JOHNSTON | HH860E2S11 | CTM60D5CHS1+JMC20D2SN1 |  | Split System | 53000 | 19 | 8.5 | 2 | R-454B | 650
214398406 | FRASER-JOHNSTON | HH860E2S11 | CTM60C5CHS1 | TL9E100C20UH11 | Split System | 53000 | 19 | 8.5 | 2 | R-454B | 650
214609108 | FRASER-JOHNSTON | HH860E2S11 | CTF60D5CHS1 | Z9ES120D20SMPS1 | Split System | 53500 | 19 | 8.5 | 2 | R-454B | 650
214609138 | FRASER-JOHNSTON | HH860E2S11 | CTM60D5CHS1 | Z9ES120D20SMPS1 | Split System | 53500 | 19 | 8.5 | 2 | R-454B | 650
214397663 | JOHNSON CONTROLS | HH836E2S11 | JHC36B5CD2SS1 |  | Split System | 33000 | 19 | 8.5 | 2 | R-454B | 650
214398011 | JOHNSON CONTROLS | HH860E2S11 | CTM60D5CHS1+JMC20D2SN1 |  | Split System | 53000 | 19 | 8.5 | 2 | R-454B | 650
214398408 | JOHNSON CONTROLS | HH860E2S11 | CTM60C5CHS1 | TL9E100C20UH11 | Split System | 53000 | 19 | 8.5 | 2 | R-454B | 650
214609052 | JOHNSON CONTROLS | HH860E2S11 | CTF60D5CHS1 | Z9ES120D20SMPS1 | Split System | 53500 | 19 | 8.5 | 2 | R-454B | 650
214609081 | JOHNSON CONTROLS | HH860E2S11 | CTM60D5CHS1 | Z9ES120D20SMPS1 | Split System | 53500 | 19 | 8.5 | 2 | R-454B | 650
214397660 | LUXAIRE | HH836E2S11 | JHC36B5CD2SS1 |  | Split System | 33000 | 19 | 8.5 | 2 | R-454B | 650
214398008 | LUXAIRE | HH860E2S11 | CTM60D5CHS1+JMC20D2SN1 |  | Split System | 53000 | 19 | 8.5 | 2 | R-454B | 650
214398405 | LUXAIRE | HH860E2S11 | CTM60C5CHS1 | TL9E100C20UH11 | Split System | 53000 | 19 | 8.5 | 2 | R-454B | 650
214609137 | LUXAIRE | HH860E2S11 | CTF60D5CHS1 | Z9ES120D20SMPS1 | Split System | 53500 | 19 | 8.5 | 2 | R-454B | 650
214395693 | YORK | HH836E2S11 | JHC36B5CD2SS1 |  | Split System | 33000 | 19 | 8.5 | 2 | R-454B | 650
214395782 | YORK | HH860E2S11 | CTM60D5CHS1+JMC20D2SN1 |  | Split System | 53000 | 19 | 8.5 | 2 | R-454B | 650
214395882 | YORK | HH860E2S11 | CTM60C5CHS1 | TL9E100C20UH11 | Split System | 53000 | 19 | 8.5 | 2 | R-454B | 650
214609019 | YORK | HH860E2S11 | CTM60D5CHS1 | Y91E120D20SMPS1 | Split System | 53500 | 19 | 8.5 | 2 | R-454B | 650
214609018 | YORK | HH860E2S11 | CTF60D5CHS1 | Y91E120D20SMPS1 | Split System | 53500 | 19 | 8.5 | 2 | R-454B | 650
214396763 | CHAMPION HEATING AND COOLING | HH860E2S11 | JHC60D5CH2SS1 |  | Split System | 52500 | 19 | 8.5 | 2 | R-454B | 650
214397170 | CHAMPION HEATING AND COOLING | HH860E2S11 | CTF60D5CHS1+JMC20D2SN1 |  | Split System | 53000 | 19 | 8.5 | 2 | R-454B | 650
214396760 | COLEMAN | HH860E2S11 | JHC60D5CH2SS1 |  | Split System | 52500 | 19 | 8.5 | 2 | R-454B | 650
214397167 | COLEMAN | HH860E2S11 | CTF60D5CHS1+JMC20D2SN1 |  | Split System | 53000 | 19 | 8.5 | 2 | R-454B | 650
214396762 | FRASER-JOHNSTON | HH860E2S11 | JHC60D5CH2SS1 |  | Split System | 52500 | 19 | 8.5 | 2 | R-454B | 650
214397169 | FRASER-JOHNSTON | HH860E2S11 | CTF60D5CHS1+JMC20D2SN1 |  | Split System | 53000 | 19 | 8.5 | 2 | R-454B | 650
214396764 | JOHNSON CONTROLS | HH860E2S11 | JHC60D5CH2SS1 |  | Split System | 52500 | 19 | 8.5 | 2 | R-454B | 650
214397171 | JOHNSON CONTROLS | HH860E2S11 | CTF60D5CHS1+JMC20D2SN1 |  | Split System | 53000 | 19 | 8.5 | 2 | R-454B | 650
214396761 | LUXAIRE | HH860E2S11 | JHC60D5CH2SS1 |  | Split System | 52500 | 19 | 8.5 | 2 | R-454B | 650
214397168 | LUXAIRE | HH860E2S11 | CTF60D5CHS1+JMC20D2SN1 |  | Split System | 53000 | 19 | 8.5 | 2 | R-454B | 650
214396089 | YORK | HH860E2S11 | JHC60D5CH2SS1 |  | Split System | 52500 | 19 | 8.5 | 2 | R-454B | 650
214396181 | YORK | HH860E2S11 | CTF60D5CHS1+JMC20D2SN1 |  | Split System | 53000 | 19 | 8.5 | 2 | R-454B | 650
214771734 | BOSCH | BOVA-60RTB-M20S | BMAC4248BBTA | BGH96M080B3C | Split System | 42500 | 16 | 8.8 | 1.8 | R-454B | 650
214771735 | BOSCH | BOVA-60RTB-M20S | BMAC4248CBTA | BGH96M080C4C | Split System | 42500 | 16 | 8.8 | 1.8 | R-454B | 650
214771658 | MIDEA | MOVB-60HDN10-M20G | MC**4248BN10TH | MGV96U080B3C | Split System | 42500 | 16 | 8.8 | 1.8 | R-454B | 650
214771659 | MIDEA | MOVB-60HDN10-M20G | MC**4248CN10TH | MGV96U080C4C | Split System | 42500 | 16 | 8.8 | 1.8 | R-454B | 650
214771736 | BOSCH | BOVA-60RTB-M20S | BMAC4248CBTA | BGH96M100C5C | Split System | 44000 | 16.5 | 8.8 | 1.9 | R-454B | 650
214771660 | MIDEA | MOVB-60HDN10-M20G | MC**4248CN10TH | MGV96U100C5C | Split System | 44000 | 16.5 | 8.8 | 1.9 | R-454B | 650
218487299 | HEIL | D5CUHAH24AAK+KSAIC0701230 | EA*5X37M21A* | *80VTL0902120B* | Split System | 24400 | 16.5 | 9 | 2.04 | R-454B | 650
214771737 | BOSCH | BOVA-60RTB-M20S | BMAC4248DBTA | BGH96M100D5C | Split System | 44500 | 16.5 | 9 | 1.9 | R-454B | 650
214771661 | MIDEA | MOVB-60HDN10-M20G | MC**4248DN10TH | MGV96U100D5C | Split System | 44500 | 16.5 | 9 | 1.9 | R-454B | 650
214397499 | CHAMPION HEATING AND COOLING | HH860E2S11 | CTF60C5CGS1 | TM9V080C16MP12 | Split System | 43500 | 17 | 9 | 2 | R-454B | 650
214397504 | CHAMPION HEATING AND COOLING | HH860E2S11 | CTF60C5CGS1 | TP9C080C16MP13 | Split System | 43500 | 17 | 9 | 2 | R-454B | 650
214397496 | COLEMAN | HH860E2S11 | CTF60C5CGS1 | TM9V080C16MP12 | Split System | 43500 | 17 | 9 | 2 | R-454B | 650
214397501 | COLEMAN | HH860E2S11 | CTF60C5CGS1 | TP9C080C16MP13 | Split System | 43500 | 17 | 9 | 2 | R-454B | 650
214397506 | COLEMAN | HH860E2S11 | CTF60C5CGS1 | CP9C080C16MP13 | Split System | 43500 | 17 | 9 | 2 | R-454B | 650
214397498 | FRASER-JOHNSTON | HH860E2S11 | CTF60C5CGS1 | TM9V080C16MP12 | Split System | 43500 | 17 | 9 | 2 | R-454B | 650
214397503 | FRASER-JOHNSTON | HH860E2S11 | CTF60C5CGS1 | TP9C080C16MP13 | Split System | 43500 | 17 | 9 | 2 | R-454B | 650
214397500 | JOHNSON CONTROLS | HH860E2S11 | CTF60C5CGS1 | TM9V080C16MP12 | Split System | 43500 | 17 | 9 | 2 | R-454B | 650
214397505 | JOHNSON CONTROLS | HH860E2S11 | CTF60C5CGS1 | TP9C080C16MP13 | Split System | 43500 | 17 | 9 | 2 | R-454B | 650
214397497 | LUXAIRE | HH860E2S11 | CTF60C5CGS1 | TM9V080C16MP12 | Split System | 43500 | 17 | 9 | 2 | R-454B | 650
214397502 | LUXAIRE | HH860E2S11 | CTF60C5CGS1 | TP9C080C16MP13 | Split System | 43500 | 17 | 9 | 2 | R-454B | 650
214397507 | LUXAIRE | HH860E2S11 | CTF60C5CGS1 | LP9C080C16MP13 | Split System | 43500 | 17 | 9 | 2 | R-454B | 650
214395653 | YORK | HH860E2S11 | CTF60C5CGS1 | TM9V080C16MP12 | Split System | 43500 | 17 | 9 | 2 | R-454B | 650
214395654 | YORK | HH860E2S11 | CTF60C5CGS1 | TP9C080C16MP13 | Split System | 43500 | 17 | 9 | 2 | R-454B | 650
214395655 | YORK | HH860E2S11 | CTF60C5CGS1 | YP9C080C16MP13 | Split System | 43500 | 17 | 9 | 2 | R-454B | 650
218487402 | KEEPRITE | D5CUHAH24AAK+KSAIC0701230 | EA*5X37M21A* | *96VTN0801716B* | Split System | 24200 | 17 | 9 | 2.02 | R-454B | 650
214771738 | BOSCH | BOVA-60RTB-M20S | BMAC4248DBTA | BGH96M120D5C | Split System | 44500 | 17 | 9 | 1.9 | R-454B | 650
214771662 | MIDEA | MOVB-60HDN10-M20G | MC**4248DN10TH | MGV96U120D5C | Split System | 44500 | 17 | 9 | 1.9 | R-454B | 650
214397093 | CHAMPION HEATING AND COOLING | HH860E2S11 | CTF60C5CGS1 | TL9E100C20UH11 | Split System | 44000 | 17 | 9 | 2 | R-454B | 650
214809258 | CHAMPION HEATING AND COOLING | HH860E2S11 | CTU60C5XGS1+TXV | TL9E100C20UH11 | Split System | 44000 | 17 | 9 | 2 | R-454B | 650
214397090 | COLEMAN | HH860E2S11 | CTF60C5CGS1 | TL9E100C20UH11 | Split System | 44000 | 17 | 9 | 2 | R-454B | 650
214809255 | COLEMAN | HH860E2S11 | CTU60C5XGS1+TXV | TL9E100C20UH11 | Split System | 44000 | 17 | 9 | 2 | R-454B | 650
214397092 | FRASER-JOHNSTON | HH860E2S11 | CTF60C5CGS1 | TL9E100C20UH11 | Split System | 44000 | 17 | 9 | 2 | R-454B | 650
214397094 | JOHNSON CONTROLS | HH860E2S11 | CTF60C5CGS1 | TL9E100C20UH11 | Split System | 44000 | 17 | 9 | 2 | R-454B | 650
214397091 | LUXAIRE | HH860E2S11 | CTF60C5CGS1 | TL9E100C20UH11 | Split System | 44000 | 17 | 9 | 2 | R-454B | 650
214809256 | LUXAIRE | HH860E2S11 | CTU60C5XGS1+TXV | TL9E100C20UH11 | Split System | 44000 | 17 | 9 | 2 | R-454B | 650
214396164 | YORK | HH860E2S11 | CTF60C5CGS1 | TL9E100C20UH11 | Split System | 44000 | 17 | 9 | 2 | R-454B | 650
214807665 | YORK | HH860E2S11 | CTU60C5XGS1+TXV | TL9E100C20UH11 | Split System | 44000 | 17 | 9 | 2 | R-454B | 650
214397531 | CHAMPION HEATING AND COOLING | HH824E2S11 | CTF30A5ADS1 | TM9V040A10MP12 | Split System | 23000 | 17 | 9 | 2 | R-454B | 650
214807730 | CHAMPION HEATING AND COOLING | HH824E2S11 | CTM36B5ADS1 | TP9C060B12MP13 | Split System | 23000 | 17 | 9 | 2 | R-454B | 650
214397528 | COLEMAN | HH824E2S11 | CTF30A5ADS1 | TM9V040A10MP12 | Split System | 23000 | 17 | 9 | 2 | R-454B | 650
214807727 | COLEMAN | HH824E2S11 | CTM36B5ADS1 | TP9C060B12MP13 | Split System | 23000 | 17 | 9 | 2 | R-454B | 650
214810232 | COLEMAN | HH824E2S11 | CTM36B5ADS1 | TM9V060B12MP12 | Split System | 23000 | 17 | 9 | 2 | R-454B | 650
214810238 | COLEMAN | HH824E2S11 | CTM36B5ADS1 | TM8V080B12MP12 | Split System | 23000 | 17 | 9 | 2 | R-454B | 650
214397530 | FRASER-JOHNSTON | HH824E2S11 | CTF30A5ADS1 | TM9V040A10MP12 | Split System | 23000 | 17 | 9 | 2 | R-454B | 650
214807729 | FRASER-JOHNSTON | HH824E2S11 | CTM36B5ADS1 | TP9C060B12MP13 | Split System | 23000 | 17 | 9 | 2 | R-454B | 650
214397532 | JOHNSON CONTROLS | HH824E2S11 | CTF30A5ADS1 | TM9V040A10MP12 | Split System | 23000 | 17 | 9 | 2 | R-454B | 650
214807731 | JOHNSON CONTROLS | HH824E2S11 | CTM36B5ADS1 | TP9C060B12MP13 | Split System | 23000 | 17 | 9 | 2 | R-454B | 650
214397529 | LUXAIRE | HH824E2S11 | CTF30A5ADS1 | TM9V040A10MP12 | Split System | 23000 | 17 | 9 | 2 | R-454B | 650
214810234 | LUXAIRE | HH824E2S11 | CTM36B5ADS1 | TM8V080B12MP12 | Split System | 23000 | 17 | 9 | 2 | R-454B | 650
214395660 | YORK | HH824E2S11 | CTF30A5ADS1 | TM9V040A10MP12 | Split System | 23000 | 17 | 9 | 2 | R-454B | 650
214807367 | YORK | HH824E2S11 | CTM36B5ADS1 | YP9C060B12MP13 | Split System | 23000 | 17 | 9 | 2 | R-454B | 650
214810256 | YORK | HH824E2S11 | CTM36B5ADS1 | TM9V060B12MP12 | Split System | 23000 | 17 | 9 | 2 | R-454B | 650
214810254 | YORK | HH824E2S11 | CTM36B5ADS1 | TM8V080B12MP12 | Split System | 23000 | 17 | 9 | 2 | R-454B | 650
218487097 | AIRQUEST | D5CUHAH24AAK+KSAIC0701230 | EA*5X37M17A* | *80MSU0601716A* | Split System | 24200 | 17.5 | 9 | 2.02 | R-454B | 650
218487079 | DAY & NIGHT | D5CUHAH24AAK+KSAIC0701230 | EA*5X37M17A* | *80VSL0701716B* | Split System | 24000 | 17.5 | 9 | 2.04 | R-454B | 650
218487075 | HEIL | D5CUHAH24AAK+KSAIC0701230 | EA*5X37M17A* | *80VSL0701716B* | Split System | 24000 | 17.5 | 9 | 2.04 | R-454B | 650
218487081 | TEMPSTAR | D5CUHAH24AAK+KSAIC0701230 | EA*5X37M17A* | *80VSL0701716B* | Split System | 24000 | 17.5 | 9 | 2.04 | R-454B | 650
215318728 | INNOVAIR | GOV60H2BA | GAV48B2A |  | Split System | 47500 | 17.5 | 9 | 2.1 | R-454B | 650
214397655 | CHAMPION HEATING AND COOLING | HH836E2S11 | CTF48C5CFS1 | TP9C100C16MP13 | Split System | 33200 | 18 | 9 | 2 | R-454B | 650
214397650 | CHAMPION HEATING AND COOLING | HH836E2S11 | CTF48C5CFS1 | TM9V100C16MP12 | Split System | 33200 | 18 | 9 | 2 | R-454B | 650
214398229 | CHAMPION HEATING AND COOLING | HH836E2S11 | CTF48C5CFS1 | TL8E080C16UH11 | Split System | 33200 | 18 | 9 | 2 | R-454B | 650
214397783 | CHAMPION HEATING AND COOLING | HH836E2S11 | CTF48C5CFS1 | TM9V080C16MP12 | Split System | 33200 | 18 | 9 | 2 | R-454B | 650
214397788 | CHAMPION HEATING AND COOLING | HH836E2S11 | CTF48C5CFS1 | TP9C080C16MP13 | Split System | 33200 | 18 | 9 | 2 | R-454B | 650
214398605 | CHAMPION HEATING AND COOLING | HH836E2S11 | CTF48C5CFS1 | TL9E080C16UH11 | Split System | 33400 | 18 | 9 | 2 | R-454B | 650
214397395 | CHAMPION HEATING AND COOLING | HH836E2S11 | CTF48C5CFS1 | TL8E100C20UH11 | Split System | 33400 | 18 | 9 | 2 | R-454B | 650
214396974 | CHAMPION HEATING AND COOLING | HH836E2S11 | CTF48C5CFS1 | TM8V080C16MP12 | Split System | 33400 | 18 | 9 | 2 | R-454B | 650
214397222 | CHAMPION HEATING AND COOLING | HH836E2S11 | CTM48C5CFS1 | TL9E080C16UH11 | Split System | 33400 | 18 | 9 | 2 | R-454B | 650
214396969 | CHAMPION HEATING AND COOLING | HH836E2S11 | CTF48C5CFS1 | TM8V100C16MP12 | Split System | 33400 | 18 | 9 | 2 | R-454B | 650
214396998 | CHAMPION HEATING AND COOLING | HH836E2S11 | CTM48C5CFS1 | TL9E100C20UH11 | Split System | 34000 | 18 | 9 | 2 | R-454B | 650
214398610 | CHAMPION HEATING AND COOLING | HH836E2S11 | CTF48C5CFS1 | TL9E100C20UH11 | Split System | 34000 | 18 | 9 | 2 | R-454B | 650
214609208 | CHAMPION HEATING AND COOLING | HH836E2S11 | CTF48C5CFS1 | Z9ES080C20SMPS1 | Split System | 34200 | 18 | 9 | 2 | R-454B | 650
214397373 | CHAMPION HEATING AND COOLING | HH836E2S11 | CTF48C5CFS1 | TM9V100C20MP12 | Split System | 34200 | 18 | 9 | 2 | R-454B | 650
214397378 | CHAMPION HEATING AND COOLING | HH836E2S11 | CTF48C5CFS1 | TP9C100C20MP13 | Split System | 34200 | 18 | 9 | 2 | R-454B | 650
214609090 | CHAMPION HEATING AND COOLING | HH836E2S11 | CTF48C5CFS1 | Z9ES100C16SMPS1 | Split System | 35000 | 18 | 9 | 2 | R-454B | 650
214609149 | CHAMPION HEATING AND COOLING | HH836E2S11 | CTM48C5CFS1 | Z9ES100C16SMPS1 | Split System | 35000 | 18 | 9 | 2 | R-454B | 650
214397825 | CHAMPION HEATING AND COOLING | HH860E2S11 | CTM60C5CGS1 | TM9V080C16MP12 | Split System | 43500 | 18 | 9 | 2 | R-454B | 650
214397830 | CHAMPION HEATING AND COOLING | HH860E2S11 | CTM60C5CGS1 | TP9C080C16MP13 | Split System | 43500 | 18 | 9 | 2 | R-454B | 650
214398714 | CHAMPION HEATING AND COOLING | HH860E2S11 | CTF60C5CGS1 | TP9C100C20MP13 | Split System | 44000 | 18 | 9 | 2 | R-454B | 650
214398709 | CHAMPION HEATING AND COOLING | HH860E2S11 | CTF60C5CGS1 | TM9V100C20MP12 | Split System | 44000 | 18 | 9 | 2 | R-454B | 650
214398264 | CHAMPION HEATING AND COOLING | HH860E2S11 | CTF60C5CGS1 | TM8V100C20MP12 | Split System | 44500 | 18 | 9 | 2 | R-454B | 650
214398259 | CHAMPION HEATING AND COOLING | HH860E2S11 | CTF60C5CGS1 | TM8V120C20MP12 | Split System | 44500 | 18 | 9 | 2 | R-454B | 650
214396617 | CHAMPION HEATING AND COOLING | HH860E2S11 | CTF60C5CGS1 | TL9E080C16UH11 | Split System | 44500 | 18 | 9 | 2 | R-454B | 650
214396592 | CHAMPION HEATING AND COOLING | HH860E2S11 | CTM60C5CGS1 | TL9E080C16UH11 | Split System | 44500 | 18 | 9 | 2 | R-454B | 650
214609173 | CHAMPION HEATING AND COOLING | HH860E2S11 | CTF60C5CGS1 | Z9ES100C16SMPS1 | Split System | 45500 | 18 | 9 | 2 | R-454B | 650
214397647 | COLEMAN | HH836E2S11 | CTF48C5CFS1 | TM9V100C16MP12 | Split System | 33200 | 18 | 9 | 2 | R-454B | 650
214397657 | COLEMAN | HH836E2S11 | CTF48C5CFS1 | CP9C100C16MP13 | Split System | 33200 | 18 | 9 | 2 | R-454B | 650
214397652 | COLEMAN | HH836E2S11 | CTF48C5CFS1 | TP9C100C16MP13 | Split System | 33200 | 18 | 9 | 2 | R-454B | 650
214398226 | COLEMAN | HH836E2S11 | CTF48C5CFS1 | TL8E080C16UH11 | Split System | 33200 | 18 | 9 | 2 | R-454B | 650
214397785 | COLEMAN | HH836E2S11 | CTF48C5CFS1 | TP9C080C16MP13 | Split System | 33200 | 18 | 9 | 2 | R-454B | 650
214397780 | COLEMAN | HH836E2S11 | CTF48C5CFS1 | TM9V080C16MP12 | Split System | 33200 | 18 | 9 | 2 | R-454B | 650
214397790 | COLEMAN | HH836E2S11 | CTF48C5CFS1 | CP9C080C16MP13 | Split System | 33200 | 18 | 9 | 2 | R-454B | 650
214397392 | COLEMAN | HH836E2S11 | CTF48C5CFS1 | TL8E100C20UH11 | Split System | 33400 | 18 | 9 | 2 | R-454B | 650
214398602 | COLEMAN | HH836E2S11 | CTF48C5CFS1 | TL9E080C16UH11 | Split System | 33400 | 18 | 9 | 2 | R-454B | 650
214396966 | COLEMAN | HH836E2S11 | CTF48C5CFS1 | TM8V100C16MP12 | Split System | 33400 | 18 | 9 | 2 | R-454B | 650
214397219 | COLEMAN | HH836E2S11 | CTM48C5CFS1 | TL9E080C16UH11 | Split System | 33400 | 18 | 9 | 2 | R-454B | 650
214396971 | COLEMAN | HH836E2S11 | CTF48C5CFS1 | TM8V080C16MP12 | Split System | 33400 | 18 | 9 | 2 | R-454B | 650
214396995 | COLEMAN | HH836E2S11 | CTM48C5CFS1 | TL9E100C20UH11 | Split System | 34000 | 18 | 9 | 2 | R-454B | 650
214398607 | COLEMAN | HH836E2S11 | CTF48C5CFS1 | TL9E100C20UH11 | Split System | 34000 | 18 | 9 | 2 | R-454B | 650
214609121 | COLEMAN | HH836E2S11 | CTF48C5CFS1 | Z9ES080C20SMPS1 | Split System | 34200 | 18 | 9 | 2 | R-454B | 650
214397375 | COLEMAN | HH836E2S11 | CTF48C5CFS1 | TP9C100C20MP13 | Split System | 34200 | 18 | 9 | 2 | R-454B | 650
214397370 | COLEMAN | HH836E2S11 | CTF48C5CFS1 | TM9V100C20MP12 | Split System | 34200 | 18 | 9 | 2 | R-454B | 650
214397380 | COLEMAN | HH836E2S11 | CTF48C5CFS1 | CP9C100C20MP13 | Split System | 34200 | 18 | 9 | 2 | R-454B | 650
214609175 | COLEMAN | HH836E2S11 | CTF48C5CFS1 | Z9ES100C16SMPS1 | Split System | 35000 | 18 | 9 | 2 | R-454B | 650
214609063 | COLEMAN | HH836E2S11 | CTM48C5CFS1 | Z9ES100C16SMPS1 | Split System | 35000 | 18 | 9 | 2 | R-454B | 650
214397822 | COLEMAN | HH860E2S11 | CTM60C5CGS1 | TM9V080C16MP12 | Split System | 43500 | 18 | 9 | 2 | R-454B | 650
214397832 | COLEMAN | HH860E2S11 | CTM60C5CGS1 | CP9C080C16MP13 | Split System | 43500 | 18 | 9 | 2 | R-454B | 650
214397827 | COLEMAN | HH860E2S11 | CTM60C5CGS1 | TP9C080C16MP13 | Split System | 43500 | 18 | 9 | 2 | R-454B | 650
214398711 | COLEMAN | HH860E2S11 | CTF60C5CGS1 | TP9C100C20MP13 | Split System | 44000 | 18 | 9 | 2 | R-454B | 650
214398706 | COLEMAN | HH860E2S11 | CTF60C5CGS1 | TM9V100C20MP12 | Split System | 44000 | 18 | 9 | 2 | R-454B | 650
214398716 | COLEMAN | HH860E2S11 | CTF60C5CGS1 | CP9C100C20MP13 | Split System | 44000 | 18 | 9 | 2 | R-454B | 650
214398256 | COLEMAN | HH860E2S11 | CTF60C5CGS1 | TM8V120C20MP12 | Split System | 44500 | 18 | 9 | 2 | R-454B | 650
214398261 | COLEMAN | HH860E2S11 | CTF60C5CGS1 | TM8V100C20MP12 | Split System | 44500 | 18 | 9 | 2 | R-454B | 650
214396614 | COLEMAN | HH860E2S11 | CTF60C5CGS1 | TL9E080C16UH11 | Split System | 44500 | 18 | 9 | 2 | R-454B | 650
214396589 | COLEMAN | HH860E2S11 | CTM60C5CGS1 | TL9E080C16UH11 | Split System | 44500 | 18 | 9 | 2 | R-454B | 650
214609087 | COLEMAN | HH860E2S11 | CTF60C5CGS1 | Z9ES100C16SMPS1 | Split System | 45500 | 18 | 9 | 2 | R-454B | 650
214397649 | FRASER-JOHNSTON | HH836E2S11 | CTF48C5CFS1 | TM9V100C16MP12 | Split System | 33200 | 18 | 9 | 2 | R-454B | 650
214397654 | FRASER-JOHNSTON | HH836E2S11 | CTF48C5CFS1 | TP9C100C16MP13 | Split System | 33200 | 18 | 9 | 2 | R-454B | 650
214398228 | FRASER-JOHNSTON | HH836E2S11 | CTF48C5CFS1 | TL8E080C16UH11 | Split System | 33200 | 18 | 9 | 2 | R-454B | 650
214397787 | FRASER-JOHNSTON | HH836E2S11 | CTF48C5CFS1 | TP9C080C16MP13 | Split System | 33200 | 18 | 9 | 2 | R-454B | 650
214397782 | FRASER-JOHNSTON | HH836E2S11 | CTF48C5CFS1 | TM9V080C16MP12 | Split System | 33200 | 18 | 9 | 2 | R-454B | 650
214398604 | FRASER-JOHNSTON | HH836E2S11 | CTF48C5CFS1 | TL9E080C16UH11 | Split System | 33400 | 18 | 9 | 2 | R-454B | 650
214397394 | FRASER-JOHNSTON | HH836E2S11 | CTF48C5CFS1 | TL8E100C20UH11 | Split System | 33400 | 18 | 9 | 2 | R-454B | 650
214396973 | FRASER-JOHNSTON | HH836E2S11 | CTF48C5CFS1 | TM8V080C16MP12 | Split System | 33400 | 18 | 9 | 2 | R-454B | 650
214396968 | FRASER-JOHNSTON | HH836E2S11 | CTF48C5CFS1 | TM8V100C16MP12 | Split System | 33400 | 18 | 9 | 2 | R-454B | 650
214397221 | FRASER-JOHNSTON | HH836E2S11 | CTM48C5CFS1 | TL9E080C16UH11 | Split System | 33400 | 18 | 9 | 2 | R-454B | 650
214396997 | FRASER-JOHNSTON | HH836E2S11 | CTM48C5CFS1 | TL9E100C20UH11 | Split System | 34000 | 18 | 9 | 2 | R-454B | 650
214398609 | FRASER-JOHNSTON | HH836E2S11 | CTF48C5CFS1 | TL9E100C20UH11 | Split System | 34000 | 18 | 9 | 2 | R-454B | 650
214397377 | FRASER-JOHNSTON | HH836E2S11 | CTF48C5CFS1 | TP9C100C20MP13 | Split System | 34200 | 18 | 9 | 2 | R-454B | 650
214397372 | FRASER-JOHNSTON | HH836E2S11 | CTF48C5CFS1 | TM9V100C20MP12 | Split System | 34200 | 18 | 9 | 2 | R-454B | 650
214609177 | FRASER-JOHNSTON | HH836E2S11 | CTM48C5CFS1 | Z9ES100C16SMPS1 | Split System | 35000 | 18 | 9 | 2 | R-454B | 650
214609118 | FRASER-JOHNSTON | HH836E2S11 | CTF48C5CFS1 | Z9ES100C16SMPS1 | Split System | 35000 | 18 | 9 | 2 | R-454B | 650
214397829 | FRASER-JOHNSTON | HH860E2S11 | CTM60C5CGS1 | TP9C080C16MP13 | Split System | 43500 | 18 | 9 | 2 | R-454B | 650
214397824 | FRASER-JOHNSTON | HH860E2S11 | CTM60C5CGS1 | TM9V080C16MP12 | Split System | 43500 | 18 | 9 | 2 | R-454B | 650
214398708 | FRASER-JOHNSTON | HH860E2S11 | CTF60C5CGS1 | TM9V100C20MP12 | Split System | 44000 | 18 | 9 | 2 | R-454B | 650
214398713 | FRASER-JOHNSTON | HH860E2S11 | CTF60C5CGS1 | TP9C100C20MP13 | Split System | 44000 | 18 | 9 | 2 | R-454B | 650
214398258 | FRASER-JOHNSTON | HH860E2S11 | CTF60C5CGS1 | TM8V120C20MP12 | Split System | 44500 | 18 | 9 | 2 | R-454B | 650
214398263 | FRASER-JOHNSTON | HH860E2S11 | CTF60C5CGS1 | TM8V100C20MP12 | Split System | 44500 | 18 | 9 | 2 | R-454B | 650
214396616 | FRASER-JOHNSTON | HH860E2S11 | CTF60C5CGS1 | TL9E080C16UH11 | Split System | 44500 | 18 | 9 | 2 | R-454B | 650
214396591 | FRASER-JOHNSTON | HH860E2S11 | CTM60C5CGS1 | TL9E080C16UH11 | Split System | 44500 | 18 | 9 | 2 | R-454B | 650
214609202 | FRASER-JOHNSTON | HH860E2S11 | CTF60C5CGS1 | Z9ES100C16SMPS1 | Split System | 45500 | 18 | 9 | 2 | R-454B | 650
214397651 | JOHNSON CONTROLS | HH836E2S11 | CTF48C5CFS1 | TM9V100C16MP12 | Split System | 33200 | 18 | 9 | 2 | R-454B | 650
214397784 | JOHNSON CONTROLS | HH836E2S11 | CTF48C5CFS1 | TM9V080C16MP12 | Split System | 33200 | 18 | 9 | 2 | R-454B | 650
214397789 | JOHNSON CONTROLS | HH836E2S11 | CTF48C5CFS1 | TP9C080C16MP13 | Split System | 33200 | 18 | 9 | 2 | R-454B | 650
214398230 | JOHNSON CONTROLS | HH836E2S11 | CTF48C5CFS1 | TL8E080C16UH11 | Split System | 33200 | 18 | 9 | 2 | R-454B | 650
214397656 | JOHNSON CONTROLS | HH836E2S11 | CTF48C5CFS1 | TP9C100C16MP13 | Split System | 33200 | 18 | 9 | 2 | R-454B | 650
214397223 | JOHNSON CONTROLS | HH836E2S11 | CTM48C5CFS1 | TL9E080C16UH11 | Split System | 33400 | 18 | 9 | 2 | R-454B | 650
214397396 | JOHNSON CONTROLS | HH836E2S11 | CTF48C5CFS1 | TL8E100C20UH11 | Split System | 33400 | 18 | 9 | 2 | R-454B | 650
214398606 | JOHNSON CONTROLS | HH836E2S11 | CTF48C5CFS1 | TL9E080C16UH11 | Split System | 33400 | 18 | 9 | 2 | R-454B | 650
214396970 | JOHNSON CONTROLS | HH836E2S11 | CTF48C5CFS1 | TM8V100C16MP12 | Split System | 33400 | 18 | 9 | 2 | R-454B | 650
214396975 | JOHNSON CONTROLS | HH836E2S11 | CTF48C5CFS1 | TM8V080C16MP12 | Split System | 33400 | 18 | 9 | 2 | R-454B | 650
214396999 | JOHNSON CONTROLS | HH836E2S11 | CTM48C5CFS1 | TL9E100C20UH11 | Split System | 34000 | 18 | 9 | 2 | R-454B | 650
214398611 | JOHNSON CONTROLS | HH836E2S11 | CTF48C5CFS1 | TL9E100C20UH11 | Split System | 34000 | 18 | 9 | 2 | R-454B | 650
214397379 | JOHNSON CONTROLS | HH836E2S11 | CTF48C5CFS1 | TP9C100C20MP13 | Split System | 34200 | 18 | 9 | 2 | R-454B | 650
214397374 | JOHNSON CONTROLS | HH836E2S11 | CTF48C5CFS1 | TM9V100C20MP12 | Split System | 34200 | 18 | 9 | 2 | R-454B | 650
214609179 | JOHNSON CONTROLS | HH836E2S11 | CTF48C5CFS1 | Z9ES080C20SMPS1 | Split System | 34200 | 18 | 9 | 2 | R-454B | 650
214609120 | JOHNSON CONTROLS | HH836E2S11 | CTM48C5CFS1 | Z9ES100C16SMPS1 | Split System | 35000 | 18 | 9 | 2 | R-454B | 650
214609062 | JOHNSON CONTROLS | HH836E2S11 | CTF48C5CFS1 | Z9ES100C16SMPS1 | Split System | 35000 | 18 | 9 | 2 | R-454B | 650
214397826 | JOHNSON CONTROLS | HH860E2S11 | CTM60C5CGS1 | TM9V080C16MP12 | Split System | 43500 | 18 | 9 | 2 | R-454B | 650
214397831 | JOHNSON CONTROLS | HH860E2S11 | CTM60C5CGS1 | TP9C080C16MP13 | Split System | 43500 | 18 | 9 | 2 | R-454B | 650
214398715 | JOHNSON CONTROLS | HH860E2S11 | CTF60C5CGS1 | TP9C100C20MP13 | Split System | 44000 | 18 | 9 | 2 | R-454B | 650
214398710 | JOHNSON CONTROLS | HH860E2S11 | CTF60C5CGS1 | TM9V100C20MP12 | Split System | 44000 | 18 | 9 | 2 | R-454B | 650
214396618 | JOHNSON CONTROLS | HH860E2S11 | CTF60C5CGS1 | TL9E080C16UH11 | Split System | 44500 | 18 | 9 | 2 | R-454B | 650
214398265 | JOHNSON CONTROLS | HH860E2S11 | CTF60C5CGS1 | TM8V100C20MP12 | Split System | 44500 | 18 | 9 | 2 | R-454B | 650
214396593 | JOHNSON CONTROLS | HH860E2S11 | CTM60C5CGS1 | TL9E080C16UH11 | Split System | 44500 | 18 | 9 | 2 | R-454B | 650
214398260 | JOHNSON CONTROLS | HH860E2S11 | CTF60C5CGS1 | TM8V120C20MP12 | Split System | 44500 | 18 | 9 | 2 | R-454B | 650
214609145 | JOHNSON CONTROLS | HH860E2S11 | CTF60C5CGS1 | Z9ES100C16SMPS1 | Split System | 45500 | 18 | 9 | 2 | R-454B | 650
214397653 | LUXAIRE | HH836E2S11 | CTF48C5CFS1 | TP9C100C16MP13 | Split System | 33200 | 18 | 9 | 2 | R-454B | 650
214397648 | LUXAIRE | HH836E2S11 | CTF48C5CFS1 | TM9V100C16MP12 | Split System | 33200 | 18 | 9 | 2 | R-454B | 650
214397658 | LUXAIRE | HH836E2S11 | CTF48C5CFS1 | LP9C100C16MP13 | Split System | 33200 | 18 | 9 | 2 | R-454B | 650
214398227 | LUXAIRE | HH836E2S11 | CTF48C5CFS1 | TL8E080C16UH11 | Split System | 33200 | 18 | 9 | 2 | R-454B | 650
214397791 | LUXAIRE | HH836E2S11 | CTF48C5CFS1 | LP9C080C16MP13 | Split System | 33200 | 18 | 9 | 2 | R-454B | 650
214397786 | LUXAIRE | HH836E2S11 | CTF48C5CFS1 | TP9C080C16MP13 | Split System | 33200 | 18 | 9 | 2 | R-454B | 650
214397781 | LUXAIRE | HH836E2S11 | CTF48C5CFS1 | TM9V080C16MP12 | Split System | 33200 | 18 | 9 | 2 | R-454B | 650
214397393 | LUXAIRE | HH836E2S11 | CTF48C5CFS1 | TL8E100C20UH11 | Split System | 33400 | 18 | 9 | 2 | R-454B | 650
214398603 | LUXAIRE | HH836E2S11 | CTF48C5CFS1 | TL9E080C16UH11 | Split System | 33400 | 18 | 9 | 2 | R-454B | 650
214396967 | LUXAIRE | HH836E2S11 | CTF48C5CFS1 | TM8V100C16MP12 | Split System | 33400 | 18 | 9 | 2 | R-454B | 650
214396972 | LUXAIRE | HH836E2S11 | CTF48C5CFS1 | TM8V080C16MP12 | Split System | 33400 | 18 | 9 | 2 | R-454B | 650
214397220 | LUXAIRE | HH836E2S11 | CTM48C5CFS1 | TL9E080C16UH11 | Split System | 33400 | 18 | 9 | 2 | R-454B | 650
214398608 | LUXAIRE | HH836E2S11 | CTF48C5CFS1 | TL9E100C20UH11 | Split System | 34000 | 18 | 9 | 2 | R-454B | 650
214396996 | LUXAIRE | HH836E2S11 | CTM48C5CFS1 | TL9E100C20UH11 | Split System | 34000 | 18 | 9 | 2 | R-454B | 650
214609093 | LUXAIRE | HH836E2S11 | CTF48C5CFS1 | Z9ES080C20SMPS1 | Split System | 34200 | 18 | 9 | 2 | R-454B | 650
214397381 | LUXAIRE | HH836E2S11 | CTF48C5CFS1 | LP9C100C20MP13 | Split System | 34200 | 18 | 9 | 2 | R-454B | 650
214397371 | LUXAIRE | HH836E2S11 | CTF48C5CFS1 | TM9V100C20MP12 | Split System | 34200 | 18 | 9 | 2 | R-454B | 650
214397376 | LUXAIRE | HH836E2S11 | CTF48C5CFS1 | TP9C100C20MP13 | Split System | 34200 | 18 | 9 | 2 | R-454B | 650
214609206 | LUXAIRE | HH836E2S11 | CTM48C5CFS1 | Z9ES100C16SMPS1 | Split System | 35000 | 18 | 9 | 2 | R-454B | 650
214397833 | LUXAIRE | HH860E2S11 | CTM60C5CGS1 | LP9C080C16MP13 | Split System | 43500 | 18 | 9 | 2 | R-454B | 650
214397828 | LUXAIRE | HH860E2S11 | CTM60C5CGS1 | TP9C080C16MP13 | Split System | 43500 | 18 | 9 | 2 | R-454B | 650
217928757 | COMFORTMAKER | N5H9V48*K*AAA* | EA*5X48M21A* | *80VTL1102122B* | Split System | 45000 | 16.5 | 9 | 2.1 | R-454B | 650
217928627 | COMFORTMAKER | N5H9V48*K*AAA* | EA*5X48M21A* | *80VSL1102122B* | Split System | 45000 | 16.5 | 9 | 2.1 | R-454B | 650
217928861 | COMFORTMAKER | N5H9V48*K*AAA* | EA*5X48M21A* | *95MSU1002122A* | Split System | 45000 | 16.5 | 9 | 2.1 | R-454B | 650
217928671 | COMFORTMAKER | Q5H9V48*K*AAA* | EA*5X48M21A* | *80MSU1002120A* | Split System | 45000 | 16.5 | 9 | 2.1 | R-454B | 650
217928645 | COMFORTMAKER | Q5H9V48*K*AAA* | EA*5X48M21A* | *80MSU0601716A* | Split System | 45000 | 16.5 | 9 | 2.1 | R-454B | 650
217928762 | COMFORTMAKER | Q5H9V48*K*AAA* | EA*5X48M21A* | *80VTL1102122B* | Split System | 45000 | 16.5 | 9 | 2.1 | R-454B | 650
217928632 | COMFORTMAKER | Q5H9V48*K*AAA* | EA*5X48M21A* | *80VSL1102122B* | Split System | 45000 | 16.5 | 9 | 2.1 | R-454B | 650
217928775 | COMFORTMAKER | Q5H9V48*K*AAA* | EA*5X48M21A* | *95CSU1002122B* | Split System | 45000 | 16.5 | 9 | 2.1 | R-454B | 650
217928866 | COMFORTMAKER | Q5H9V48*K*AAA* | EA*5X48M21A* | *95MSU1002122A* | Split System | 45000 | 16.5 | 9 | 2.1 | R-454B | 650
217928874 | COMFORTMAKER | N5H9V48*K*AAA* | EA*5X48M21A* | *96CTN0802120B* | Split System | 45000 | 16.5 | 9 | 2.1 | R-454B | 650
217928562 | COMFORTMAKER | N5H9V48*K*AAA* | EA*5X48M21A* | *80CSU0401712B* | Split System | 45000 | 16.5 | 9 | 2.1 | R-454B | 650
217928900 | COMFORTMAKER | N5H9V48*K*AAA* | EA*5X48M21A* | *97CTN0802120A* | Split System | 45000 | 16.5 | 9 | 2.1 | R-454B | 650
217928744 | COMFORTMAKER | N5H9V48*K*AAA* | EA*5X48M21A* | *80VTL0902120B* | Split System | 45000 | 16.5 | 9 | 2.1 | R-454B | 650
217928614 | COMFORTMAKER | N5H9V48*K*AAA* | EA*5X48M21A* | *80VSL0902120B* | Split System | 45000 | 16.5 | 9 | 2.1 | R-454B | 650
217928905 | COMFORTMAKER | Q5H9V48*K*AAA* | EA*5X48M21A* | *97CTN0802120A* | Split System | 45000 | 16.5 | 9 | 2.1 | R-454B | 650
217928749 | COMFORTMAKER | Q5H9V48*K*AAA* | EA*5X48M21A* | *80VTL0902120B* | Split System | 45000 | 16.5 | 9 | 2.1 | R-454B | 650
217928619 | COMFORTMAKER | Q5H9V48*K*AAA* | EA*5X48M21A* | *80VSL0902120B* | Split System | 45000 | 16.5 | 9 | 2.1 | R-454B | 650
217928567 | COMFORTMAKER | Q5H9V48*K*AAA* | EA*5X48M21A* | *80CSU0401712B* | Split System | 45000 | 16.5 | 9 | 2.1 | R-454B | 650
217928879 | COMFORTMAKER | Q5H9V48*K*AAA* | EA*5X48M21A* | *96CTN0802120B* | Split System | 45000 | 16.5 | 9 | 2.1 | R-454B | 650
217929343 | COMFORTMAKER | N5H9V48*K*AAA* | EA*5X60M24A* | *96VTN1002122B* | Split System | 46500 | 16.5 | 9 | 2.1 | R-454B | 650
217929395 | COMFORTMAKER | N5H9V48*K*AAA* | EA*5X60M24A* | *97VTN1002122A* | Split System | 46500 | 16.5 | 9 | 2.1 | R-454B | 650
217929056 | COMFORTMAKER | N5H9V48*K*AAA* | EA*5X60M24A* | *80VSL0902120B* | Split System | 46500 | 16.5 | 9 | 2.1 | R-454B | 650
217929160 | COMFORTMAKER | N5H9V48*K*AAA* | EA*5X60M24A* | *80VTL0902120B* | Split System | 46500 | 16.5 | 9 | 2.1 | R-454B | 650
217929030 | COMFORTMAKER | N5H9V48*K*AAA* | EA*5X60M24A* | *80CSU0802120B* | Split System | 46500 | 16.5 | 9 | 2.1 | R-454B | 650
217930931 | COMFORTMAKER | N5H9V48*K*AAA* | ESH5X60M12A* | *80CTL0902120B* | Split System | 46500 | 16.5 | 9 | 2.1 | R-454B | 650
217929400 | COMFORTMAKER | Q5H9V48*K*AAA* | EA*5X60M24A* | *97VTN1002122A* | Split System | 46500 | 16.5 | 9 | 2.1 | R-454B | 650
217929165 | COMFORTMAKER | Q5H9V48*K*AAA* | EA*5X60M24A* | *80VTL0902120B* | Split System | 46500 | 16.5 | 9 | 2.1 | R-454B | 650
217930936 | COMFORTMAKER | Q5H9V48*K*AAA* | ESH5X60M12A* | *80CTL0902120B* | Split System | 46500 | 16.5 | 9 | 2.1 | R-454B | 650
217929035 | COMFORTMAKER | Q5H9V48*K*AAA* | EA*5X60M24A* | *80CSU0802120B* | Split System | 46500 | 16.5 | 9 | 2.1 | R-454B | 650
217929348 | COMFORTMAKER | Q5H9V48*K*AAA* | EA*5X60M24A* | *96VTN1002122B* | Split System | 46500 | 16.5 | 9 | 2.1 | R-454B | 650
217929061 | COMFORTMAKER | Q5H9V48*K*AAA* | EA*5X60M24A* | *80VSL0902120B* | Split System | 46500 | 16.5 | 9 | 2.1 | R-454B | 650
217929147 | COMFORTMAKER | N5H9V48*K*AAA* | EA*5X60M24A* | *80CTL1352422B* | Split System | 46500 | 16.5 | 9 | 2.1 | R-454B | 650
217929152 | COMFORTMAKER | Q5H9V48*K*AAA* | EA*5X60M24A* | *80CTL1352422B* | Split System | 46500 | 16.5 | 9 | 2.1 | R-454B | 650
217929694 | COMFORTMAKER | N5H9V48*K*AAA* | EA*5X61M21A* | *96VSN1002120B* | Split System | 47000 | 16.5 | 9 | 2.1 | R-454B | 650
217929525 | COMFORTMAKER | N5H9V48*K*AAA* | EA*5X61M21A* | *80MSU0601716A* | Split System | 47000 | 16.5 | 9 | 2.1 | R-454B | 650
217929551 | COMFORTMAKER | N5H9V48*K*AAA* | EA*5X61M21A* | *80MSU1002120A* | Split System | 47000 | 16.5 | 9 | 2.1 | R-454B | 650
217929642 | COMFORTMAKER | N5H9V48*K*AAA* | EA*5X61M21A* | *95CSU1002122B* | Split System | 47000 | 16.5 | 9 | 2.1 | R-454B | 650
217929434 | COMFORTMAKER | N5H9V48*K*AAA* | EA*5X61M21A* | *80CSU0401712B* | Split System | 47000 | 16.5 | 9 | 2.1 | R-454B | 650
217929473 | COMFORTMAKER | N5H9V48*K*AAA* | EA*5X61M21A* | *80CSU1002120B* | Split System | 47000 | 16.5 | 9 | 2.1 | R-454B | 650
217929850 | COMFORTMAKER | N5H9V48*K*AAA* | EA*5X61M21A* | *97VTN1002120A* | Split System | 47000 | 16.5 | 9 | 2.1 | R-454B | 650
217929720 | COMFORTMAKER | N5H9V48*K*AAA* | EA*5X61M21A* | *95MSU1002120A* | Split System | 47000 | 16.5 | 9 | 2.1 | R-454B | 650
217929811 | COMFORTMAKER | N5H9V48*K*AAA* | EA*5X61M21A* | *96VTN1002120B* | Split System | 47000 | 16.5 | 9 | 2.1 | R-454B | 650
217929556 | COMFORTMAKER | Q5H9V48*K*AAA* | EA*5X61M21A* | *80MSU1002120A* | Split System | 47000 | 16.5 | 9 | 2.1 | R-454B | 650
217929439 | COMFORTMAKER | Q5H9V48*K*AAA* | EA*5X61M21A* | *80CSU0401712B* | Split System | 47000 | 16.5 | 9 | 2.1 | R-454B | 650
217929699 | COMFORTMAKER | Q5H9V48*K*AAA* | EA*5X61M21A* | *96VSN1002120B* | Split System | 47000 | 16.5 | 9 | 2.1 | R-454B | 650
217929478 | COMFORTMAKER | Q5H9V48*K*AAA* | EA*5X61M21A* | *80CSU1002120B* | Split System | 47000 | 16.5 | 9 | 2.1 | R-454B | 650
217929647 | COMFORTMAKER | Q5H9V48*K*AAA* | EA*5X61M21A* | *95CSU1002122B* | Split System | 47000 | 16.5 | 9 | 2.1 | R-454B | 650
217929725 | COMFORTMAKER | Q5H9V48*K*AAA* | EA*5X61M21A* | *95MSU1002120A* | Split System | 47000 | 16.5 | 9 | 2.1 | R-454B | 650
217929855 | COMFORTMAKER | Q5H9V48*K*AAA* | EA*5X61M21A* | *97VTN1002120A* | Split System | 47000 | 16.5 | 9 | 2.1 | R-454B | 650
217929530 | COMFORTMAKER | Q5H9V48*K*AAA* | EA*5X61M21A* | *80MSU0601716A* | Split System | 47000 | 16.5 | 9 | 2.1 | R-454B | 650
217929452 | COMFORTMAKER | Q5H9V48*K*AAA* | EA*5X61M21A* | *80CSU0601716B* | Split System | 47000 | 16.5 | 9 | 2.1 | R-454B | 650
217929564 | COMFORTMAKER | N5H9V48*K*AAA* | EA*5X61M21A* | *80CTL0702120B* | Split System | 47000 | 16.5 | 9 | 2.1 | R-454B | 650
217929569 | COMFORTMAKER | Q5H9V48*K*AAA* | EA*5X61M21A* | *80CTL0702120B* | Split System | 47000 | 16.5 | 9 | 2.1 | R-454B | 650
217929967 | COMFORTMAKER | N5H9V48*K*AAA* | EA*5X61M24A* | *80CTL0902120B* | Split System | 47500 | 16.5 | 9 | 2.1 | R-454B | 650
217929972 | COMFORTMAKER | Q5H9V48*K*AAA* | EA*5X61M24A* | *80CTL0902120B* | Split System | 47500 | 16.5 | 9 | 2.1 | R-454B | 650
217930038 | COMFORTMAKER | Q5H9V48*K*AAA* | EA*5X61M24A* | *95CSU1002122B* | Split System | 47500 | 16.5 | 9 | 2.1 | R-454B | 650
217929993 | COMFORTMAKER | N5H9V48*K*AAA* | EA*5X61M24A* | *80CTL1352422B* | Split System | 47500 | 16.5 | 9 | 2.1 | R-454B | 650
217929876 | COMFORTMAKER | N5H9V48*K*AAA* | EA*5X61M24A* | *80CSU0802120B* | Split System | 47500 | 16.5 | 9 | 2.1 | R-454B | 650
217929915 | COMFORTMAKER | N5H9V48*K*AAA* | EA*5X61M24A* | *80VSL1102122B* | Split System | 47500 | 16.5 | 9 | 2.1 | R-454B | 650
217930124 | COMFORTMAKER | N5H9V48*K*AAA* | EA*5X61M24A* | *95MSU1002122A* | Split System | 47500 | 16.5 | 9 | 2.1 | R-454B | 650
217929920 | COMFORTMAKER | Q5H9V48*K*AAA* | EA*5X61M24A* | *80VSL1102122B* | Split System | 47500 | 16.5 | 9 | 2.1 | R-454B | 650
217930129 | COMFORTMAKER | Q5H9V48*K*AAA* | EA*5X61M24A* | *95MSU1002122A* | Split System | 47500 | 16.5 | 9 | 2.1 | R-454B | 650
217929881 | COMFORTMAKER | Q5H9V48*K*AAA* | EA*5X61M24A* | *80CSU0802120B* | Split System | 47500 | 16.5 | 9 | 2.1 | R-454B | 650
217928719 | DAY & NIGHT | N5H9V48*K*AAA* | EA*5X48M21A* | *80CTL1102120B* | Split System | 45000 | 16.5 | 9 | 2.08 | R-454B | 650
217928992 | DAY & NIGHT | N5H9V48*K*AAA* | EA*5X48M21A* | *97VTN1002120A* | Split System | 45000 | 16.5 | 9 | 2.08 | R-454B | 650
217928849 | DAY & NIGHT | N5H9V48*K*AAA* | EA*5X48M21A* | *95MSU1002120A* | Split System | 45000 | 16.5 | 9 | 2.08 | R-454B | 650
217928914 | DAY & NIGHT | N5H9V48*K*AAA* | EA*5X48M21A* | *97CTN1002122A* | Split System | 45000 | 16.5 | 9 | 2.08 | R-454B | 650
217928797 | DAY & NIGHT | N5H9V48*K*AAA* | EA*5X48M21A* | *97CMN1002122B* | Split System | 45000 | 16.5 | 9 | 2.08 | R-454B | 650
217928940 | DAY & NIGHT | N5H9V48*K*AAA* | EA*5X48M21A* | *96VTN1002120B* | Split System | 45000 | 16.5 | 9 | 2.08 | R-454B | 650
217928888 | DAY & NIGHT | N5H9V48*K*AAA* | EA*5X48M21A* | *96CTN1002122B* | Split System | 45000 | 16.5 | 9 | 2.08 | R-454B | 650
217928784 | DAY & NIGHT | N5H9V48*K*AAA* | EA*5X48M21A* | *97CMN0802120B* | Split System | 45000 | 16.5 | 9 | 2.08 | R-454B | 650
217928802 | DAY & NIGHT | Q5H9V48*K*AAA* | EA*5X48M21A* | *97CMN1002122B* | Split System | 45000 | 16.5 | 9 | 2.08 | R-454B | 650
217928945 | DAY & NIGHT | Q5H9V48*K*AAA* | EA*5X48M21A* | *96VTN1002120B* | Split System | 45000 | 16.5 | 9 | 2.08 | R-454B | 650
217928724 | DAY & NIGHT | Q5H9V48*K*AAA* | EA*5X48M21A* | *80CTL1102120B* | Split System | 45000 | 16.5 | 9 | 2.08 | R-454B | 650
217928789 | DAY & NIGHT | Q5H9V48*K*AAA* | EA*5X48M21A* | *97CMN0802120B* | Split System | 45000 | 16.5 | 9 | 2.08 | R-454B | 650
217928997 | DAY & NIGHT | Q5H9V48*K*AAA* | EA*5X48M21A* | *97VTN1002120A* | Split System | 45000 | 16.5 | 9 | 2.08 | R-454B | 650
217928854 | DAY & NIGHT | Q5H9V48*K*AAA* | EA*5X48M21A* | *95MSU1002120A* | Split System | 45000 | 16.5 | 9 | 2.08 | R-454B | 650
217928919 | DAY & NIGHT | Q5H9V48*K*AAA* | EA*5X48M21A* | *97CTN1002122A* | Split System | 45000 | 16.5 | 9 | 2.08 | R-454B | 650
217929188 | DAY & NIGHT | N5H9V48*K*AAA* | EA*5X60M24A* | *95CSU1002122B* | Split System | 46500 | 16.5 | 9 | 2.08 | R-454B | 650
217929174 | DAY & NIGHT | N5H9V48*K*AAA* | EA*5X60M24A* | *80VTL1102122B* | Split System | 46500 | 16.5 | 9 | 2.08 | R-454B | 650
217929193 | DAY & NIGHT | Q5H9V48*K*AAA* | EA*5X60M24A* | *95CSU1002122B* | Split System | 46500 | 16.5 | 9 | 2.08 | R-454B | 650
217929179 | DAY & NIGHT | Q5H9V48*K*AAA* | EA*5X60M24A* | *80VTL1102122B* | Split System | 46500 | 16.5 | 9 | 2.08 | R-454B | 650
217929135 | DAY & NIGHT | N5H9V48*K*AAA* | EA*5X60M24A* | *80CTL1102120B* | Split System | 46500 | 16.5 | 9 | 2.08 | R-454B | 650
217929140 | DAY & NIGHT | Q5H9V48*K*AAA* | EA*5X60M24A* | *80CTL1102120B* | Split System | 46500 | 16.5 | 9 | 2.08 | R-454B | 650
217929981 | DAY & NIGHT | N5H9V48*K*AAA* | EA*5X61M24A* | *80CTL1102120B* | Split System | 47500 | 16.5 | 9 | 2.08 | R-454B | 650
217929986 | DAY & NIGHT | Q5H9V48*K*AAA* | EA*5X61M24A* | *80CTL1102120B* | Split System | 47500 | 16.5 | 9 | 2.08 | R-454B | 650
217928667 | DAY & NIGHT | N5H9V48*K*AAA* | EA*5X48M21A* | *80MSU1002120A* | Split System | 45000 | 16.5 | 9 | 2.1 | R-454B | 650
217928706 | DAY & NIGHT | N5H9V48*K*AAA* | EA*5X48M21A* | *80CTL0902120B* | Split System | 45000 | 16.5 | 9 | 2.1 | R-454B | 650
217928758 | DAY & NIGHT | N5H9V48*K*AAA* | EA*5X48M21A* | *80VTL1102122B* | Split System | 45000 | 16.5 | 9 | 2.1 | R-454B | 650
217928641 | DAY & NIGHT | N5H9V48*K*AAA* | EA*5X48M21A* | *80MSU0601716A* | Split System | 45000 | 16.5 | 9 | 2.1 | R-454B | 650
217928771 | DAY & NIGHT | N5H9V48*K*AAA* | EA*5X48M21A* | *95CSU1002122B* | Split System | 45000 | 16.5 | 9 | 2.1 | R-454B | 650
217928628 | DAY & NIGHT | N5H9V48*K*AAA* | EA*5X48M21A* | *80VSL1102122B* | Split System | 45000 | 16.5 | 9 | 2.1 | R-454B | 650
217928862 | DAY & NIGHT | N5H9V48*K*AAA* | EA*5X48M21A* | *95MSU1002122A* | Split System | 45000 | 16.5 | 9 | 2.1 | R-454B | 650
217928672 | DAY & NIGHT | Q5H9V48*K*AAA* | EA*5X48M21A* | *80MSU1002120A* | Split System | 45000 | 16.5 | 9 | 2.1 | R-454B | 650
217928633 | DAY & NIGHT | Q5H9V48*K*AAA* | EA*5X48M21A* | *80VSL1102122B* | Split System | 45000 | 16.5 | 9 | 2.1 | R-454B | 650
217928867 | DAY & NIGHT | Q5H9V48*K*AAA* | EA*5X48M21A* | *95MSU1002122A* | Split System | 45000 | 16.5 | 9 | 2.1 | R-454B | 650
217928711 | DAY & NIGHT | Q5H9V48*K*AAA* | EA*5X48M21A* | *80CTL0902120B* | Split System | 45000 | 16.5 | 9 | 2.1 | R-454B | 650
217928646 | DAY & NIGHT | Q5H9V48*K*AAA* | EA*5X48M21A* | *80MSU0601716A* | Split System | 45000 | 16.5 | 9 | 2.1 | R-454B | 650
217928776 | DAY & NIGHT | Q5H9V48*K*AAA* | EA*5X48M21A* | *95CSU1002122B* | Split System | 45000 | 16.5 | 9 | 2.1 | R-454B | 650
217928615 | DAY & NIGHT | N5H9V48*K*AAA* | EA*5X48M21A* | *80VSL0902120B* | Split System | 45000 | 16.5 | 9 | 2.1 | R-454B | 650
217928901 | DAY & NIGHT | N5H9V48*K*AAA* | EA*5X48M21A* | *97CTN0802120A* | Split System | 45000 | 16.5 | 9 | 2.1 | R-454B | 650
217928875 | DAY & NIGHT | N5H9V48*K*AAA* | EA*5X48M21A* | *96CTN0802120B* | Split System | 45000 | 16.5 | 9 | 2.1 | R-454B | 650
217928563 | DAY & NIGHT | N5H9V48*K*AAA* | EA*5X48M21A* | *80CSU0401712B* | Split System | 45000 | 16.5 | 9 | 2.1 | R-454B | 650
217928745 | DAY & NIGHT | N5H9V48*K*AAA* | EA*5X48M21A* | *80VTL0902120B* | Split System | 45000 | 16.5 | 9 | 2.1 | R-454B | 650
217928906 | DAY & NIGHT | Q5H9V48*K*AAA* | EA*5X48M21A* | *97CTN0802120A* | Split System | 45000 | 16.5 | 9 | 2.1 | R-454B | 650
217928568 | DAY & NIGHT | Q5H9V48*K*AAA* | EA*5X48M21A* | *80CSU0401712B* | Split System | 45000 | 16.5 | 9 | 2.1 | R-454B | 650
217928620 | DAY & NIGHT | Q5H9V48*K*AAA* | EA*5X48M21A* | *80VSL0902120B* | Split System | 45000 | 16.5 | 9 | 2.1 | R-454B | 650
217928750 | DAY & NIGHT | Q5H9V48*K*AAA* | EA*5X48M21A* | *80VTL0902120B* | Split System | 45000 | 16.5 | 9 | 2.1 | R-454B | 650
217928880 | DAY & NIGHT | Q5H9V48*K*AAA* | EA*5X48M21A* | *96CTN0802120B* | Split System | 45000 | 16.5 | 9 | 2.1 | R-454B | 650
217929031 | DAY & NIGHT | N5H9V48*K*AAA* | EA*5X60M24A* | *80CSU0802120B* | Split System | 46500 | 16.5 | 9 | 2.1 | R-454B | 650
217929344 | DAY & NIGHT | N5H9V48*K*AAA* | EA*5X60M24A* | *96VTN1002122B* | Split System | 46500 | 16.5 | 9 | 2.1 | R-454B | 650
217929057 | DAY & NIGHT | N5H9V48*K*AAA* | EA*5X60M24A* | *80VSL0902120B* | Split System | 46500 | 16.5 | 9 | 2.1 | R-454B | 650
217930932 | DAY & NIGHT | N5H9V48*K*AAA* | ESH5X60M12A* | *80CTL0902120B* | Split System | 46500 | 16.5 | 9 | 2.1 | R-454B | 650
217929396 | DAY & NIGHT | N5H9V48*K*AAA* | EA*5X60M24A* | *97VTN1002122A* | Split System | 46500 | 16.5 | 9 | 2.1 | R-454B | 650
217929161 | DAY & NIGHT | N5H9V48*K*AAA* | EA*5X60M24A* | *80VTL0902120B* | Split System | 46500 | 16.5 | 9 | 2.1 | R-454B | 650
217929062 | DAY & NIGHT | Q5H9V48*K*AAA* | EA*5X60M24A* | *80VSL0902120B* | Split System | 46500 | 16.5 | 9 | 2.1 | R-454B | 650
217929166 | DAY & NIGHT | Q5H9V48*K*AAA* | EA*5X60M24A* | *80VTL0902120B* | Split System | 46500 | 16.5 | 9 | 2.1 | R-454B | 650
217929349 | DAY & NIGHT | Q5H9V48*K*AAA* | EA*5X60M24A* | *96VTN1002122B* | Split System | 46500 | 16.5 | 9 | 2.1 | R-454B | 650
217929401 | DAY & NIGHT | Q5H9V48*K*AAA* | EA*5X60M24A* | *97VTN1002122A* | Split System | 46500 | 16.5 | 9 | 2.1 | R-454B | 650
217930937 | DAY & NIGHT | Q5H9V48*K*AAA* | ESH5X60M12A* | *80CTL0902120B* | Split System | 46500 | 16.5 | 9 | 2.1 | R-454B | 650
217929036 | DAY & NIGHT | Q5H9V48*K*AAA* | EA*5X60M24A* | *80CSU0802120B* | Split System | 46500 | 16.5 | 9 | 2.1 | R-454B | 650
217929148 | DAY & NIGHT | N5H9V48*K*AAA* | EA*5X60M24A* | *80CTL1352422B* | Split System | 46500 | 16.5 | 9 | 2.1 | R-454B | 650
217929153 | DAY & NIGHT | Q5H9V48*K*AAA* | EA*5X60M24A* | *80CTL1352422B* | Split System | 46500 | 16.5 | 9 | 2.1 | R-454B | 650
217929721 | DAY & NIGHT | N5H9V48*K*AAA* | EA*5X61M21A* | *95MSU1002120A* | Split System | 47000 | 16.5 | 9 | 2.1 | R-454B | 650
217929448 | DAY & NIGHT | N5H9V48*K*AAA* | EA*5X61M21A* | *80CSU0601716B* | Split System | 47000 | 16.5 | 9 | 2.1 | R-454B | 650
217929474 | DAY & NIGHT | N5H9V48*K*AAA* | EA*5X61M21A* | *80CSU1002120B* | Split System | 47000 | 16.5 | 9 | 2.1 | R-454B | 650
217929526 | DAY & NIGHT | N5H9V48*K*AAA* | EA*5X61M21A* | *80MSU0601716A* | Split System | 47000 | 16.5 | 9 | 2.1 | R-454B | 650
217929851 | DAY & NIGHT | N5H9V48*K*AAA* | EA*5X61M21A* | *97VTN1002120A* | Split System | 47000 | 16.5 | 9 | 2.1 | R-454B | 650
217929435 | DAY & NIGHT | N5H9V48*K*AAA* | EA*5X61M21A* | *80CSU0401712B* | Split System | 47000 | 16.5 | 9 | 2.1 | R-454B | 650
217929552 | DAY & NIGHT | N5H9V48*K*AAA* | EA*5X61M21A* | *80MSU1002120A* | Split System | 47000 | 16.5 | 9 | 2.1 | R-454B | 650
217929695 | DAY & NIGHT | N5H9V48*K*AAA* | EA*5X61M21A* | *96VSN1002120B* | Split System | 47000 | 16.5 | 9 | 2.1 | R-454B | 650
217929643 | DAY & NIGHT | N5H9V48*K*AAA* | EA*5X61M21A* | *95CSU1002122B* | Split System | 47000 | 16.5 | 9 | 2.1 | R-454B | 650
217929812 | DAY & NIGHT | N5H9V48*K*AAA* | EA*5X61M21A* | *96VTN1002120B* | Split System | 47000 | 16.5 | 9 | 2.1 | R-454B | 650
217929453 | DAY & NIGHT | Q5H9V48*K*AAA* | EA*5X61M21A* | *80CSU0601716B* | Split System | 47000 | 16.5 | 9 | 2.1 | R-454B | 650
217929557 | DAY & NIGHT | Q5H9V48*K*AAA* | EA*5X61M21A* | *80MSU1002120A* | Split System | 47000 | 16.5 | 9 | 2.1 | R-454B | 650
217929856 | DAY & NIGHT | Q5H9V48*K*AAA* | EA*5X61M21A* | *97VTN1002120A* | Split System | 47000 | 16.5 | 9 | 2.1 | R-454B | 650
217929479 | DAY & NIGHT | Q5H9V48*K*AAA* | EA*5X61M21A* | *80CSU1002120B* | Split System | 47000 | 16.5 | 9 | 2.1 | R-454B | 650
217929726 | DAY & NIGHT | Q5H9V48*K*AAA* | EA*5X61M21A* | *95MSU1002120A* | Split System | 47000 | 16.5 | 9 | 2.1 | R-454B | 650
217929817 | DAY & NIGHT | Q5H9V48*K*AAA* | EA*5X61M21A* | *96VTN1002120B* | Split System | 47000 | 16.5 | 9 | 2.1 | R-454B | 650
217929440 | DAY & NIGHT | Q5H9V48*K*AAA* | EA*5X61M21A* | *80CSU0401712B* | Split System | 47000 | 16.5 | 9 | 2.1 | R-454B | 650
217929648 | DAY & NIGHT | Q5H9V48*K*AAA* | EA*5X61M21A* | *95CSU1002122B* | Split System | 47000 | 16.5 | 9 | 2.1 | R-454B | 650
217929700 | DAY & NIGHT | Q5H9V48*K*AAA* | EA*5X61M21A* | *96VSN1002120B* | Split System | 47000 | 16.5 | 9 | 2.1 | R-454B | 650
217929565 | DAY & NIGHT | N5H9V48*K*AAA* | EA*5X61M21A* | *80CTL0702120B* | Split System | 47000 | 16.5 | 9 | 2.1 | R-454B | 650
217929570 | DAY & NIGHT | Q5H9V48*K*AAA* | EA*5X61M21A* | *80CTL0702120B* | Split System | 47000 | 16.5 | 9 | 2.1 | R-454B | 650
217929968 | DAY & NIGHT | N5H9V48*K*AAA* | EA*5X61M24A* | *80CTL0902120B* | Split System | 47500 | 16.5 | 9 | 2.1 | R-454B | 650
217930034 | DAY & NIGHT | N5H9V48*K*AAA* | EA*5X61M24A* | *95CSU1002122B* | Split System | 47500 | 16.5 | 9 | 2.1 | R-454B | 650
217930039 | DAY & NIGHT | Q5H9V48*K*AAA* | EA*5X61M24A* | *95CSU1002122B* | Split System | 47500 | 16.5 | 9 | 2.1 | R-454B | 650
217929973 | DAY & NIGHT | Q5H9V48*K*AAA* | EA*5X61M24A* | *80CTL0902120B* | Split System | 47500 | 16.5 | 9 | 2.1 | R-454B | 650
217929994 | DAY & NIGHT | N5H9V48*K*AAA* | EA*5X61M24A* | *80CTL1352422B* | Split System | 47500 | 16.5 | 9 | 2.1 | R-454B | 650
217929877 | DAY & NIGHT | N5H9V48*K*AAA* | EA*5X61M24A* | *80CSU0802120B* | Split System | 47500 | 16.5 | 9 | 2.1 | R-454B | 650
217930125 | DAY & NIGHT | N5H9V48*K*AAA* | EA*5X61M24A* | *95MSU1002122A* | Split System | 47500 | 16.5 | 9 | 2.1 | R-454B | 650
217929916 | DAY & NIGHT | N5H9V48*K*AAA* | EA*5X61M24A* | *80VSL1102122B* | Split System | 47500 | 16.5 | 9 | 2.1 | R-454B | 650
217929921 | DAY & NIGHT | Q5H9V48*K*AAA* | EA*5X61M24A* | *80VSL1102122B* | Split System | 47500 | 16.5 | 9 | 2.1 | R-454B | 650
217929882 | DAY & NIGHT | Q5H9V48*K*AAA* | EA*5X61M24A* | *80CSU0802120B* | Split System | 47500 | 16.5 | 9 | 2.1 | R-454B | 650
217929999 | DAY & NIGHT | Q5H9V48*K*AAA* | EA*5X61M24A* | *80CTL1352422B* | Split System | 47500 | 16.5 | 9 | 2.1 | R-454B | 650
217928720 | HEIL | N5H9V48*K*AAA* | EA*5X48M21A* | *80CTL1102120B* | Split System | 45000 | 16.5 | 9 | 2.08 | R-454B | 650
217928915 | HEIL | N5H9V48*K*AAA* | EA*5X48M21A* | *97CTN1002122A* | Split System | 45000 | 16.5 | 9 | 2.08 | R-454B | 650
217928798 | HEIL | N5H9V48*K*AAA* | EA*5X48M21A* | *97CMN1002122B* | Split System | 45000 | 16.5 | 9 | 2.08 | R-454B | 650
217928850 | HEIL | N5H9V48*K*AAA* | EA*5X48M21A* | *95MSU1002120A* | Split System | 45000 | 16.5 | 9 | 2.08 | R-454B | 650
217928993 | HEIL | N5H9V48*K*AAA* | EA*5X48M21A* | *97VTN1002120A* | Split System | 45000 | 16.5 | 9 | 2.08 | R-454B | 650
217928941 | HEIL | N5H9V48*K*AAA* | EA*5X48M21A* | *96VTN1002120B* | Split System | 45000 | 16.5 | 9 | 2.08 | R-454B | 650
217928785 | HEIL | N5H9V48*K*AAA* | EA*5X48M21A* | *97CMN0802120B* | Split System | 45000 | 16.5 | 9 | 2.08 | R-454B | 650
217928889 | HEIL | N5H9V48*K*AAA* | EA*5X48M21A* | *96CTN1002122B* | Split System | 45000 | 16.5 | 9 | 2.08 | R-454B | 650
217928790 | HEIL | Q5H9V48*K*AAA* | EA*5X48M21A* | *97CMN0802120B* | Split System | 45000 | 16.5 | 9 | 2.08 | R-454B | 650
217928998 | HEIL | Q5H9V48*K*AAA* | EA*5X48M21A* | *97VTN1002120A* | Split System | 45000 | 16.5 | 9 | 2.08 | R-454B | 650
217928855 | HEIL | Q5H9V48*K*AAA* | EA*5X48M21A* | *95MSU1002120A* | Split System | 45000 | 16.5 | 9 | 2.08 | R-454B | 650
217928920 | HEIL | Q5H9V48*K*AAA* | EA*5X48M21A* | *97CTN1002122A* | Split System | 45000 | 16.5 | 9 | 2.08 | R-454B | 650
217928725 | HEIL | Q5H9V48*K*AAA* | EA*5X48M21A* | *80CTL1102120B* | Split System | 45000 | 16.5 | 9 | 2.08 | R-454B | 650
217928803 | HEIL | Q5H9V48*K*AAA* | EA*5X48M21A* | *97CMN1002122B* | Split System | 45000 | 16.5 | 9 | 2.08 | R-454B | 650
217928946 | HEIL | Q5H9V48*K*AAA* | EA*5X48M21A* | *96VTN1002120B* | Split System | 45000 | 16.5 | 9 | 2.08 | R-454B | 650
217928894 | HEIL | Q5H9V48*K*AAA* | EA*5X48M21A* | *96CTN1002122B* | Split System | 45000 | 16.5 | 9 | 2.08 | R-454B | 650
217929175 | HEIL | N5H9V48*K*AAA* | EA*5X60M24A* | *80VTL1102122B* | Split System | 46500 | 16.5 | 9 | 2.08 | R-454B | 650
217929189 | HEIL | N5H9V48*K*AAA* | EA*5X60M24A* | *95CSU1002122B* | Split System | 46500 | 16.5 | 9 | 2.08 | R-454B | 650
217929180 | HEIL | Q5H9V48*K*AAA* | EA*5X60M24A* | *80VTL1102122B* | Split System | 46500 | 16.5 | 9 | 2.08 | R-454B | 650
217929194 | HEIL | Q5H9V48*K*AAA* | EA*5X60M24A* | *95CSU1002122B* | Split System | 46500 | 16.5 | 9 | 2.08 | R-454B | 650
217929136 | HEIL | N5H9V48*K*AAA* | EA*5X60M24A* | *80CTL1102120B* | Split System | 46500 | 16.5 | 9 | 2.08 | R-454B | 650
217929141 | HEIL | Q5H9V48*K*AAA* | EA*5X60M24A* | *80CTL1102120B* | Split System | 46500 | 16.5 | 9 | 2.08 | R-454B | 650
217929982 | HEIL | N5H9V48*K*AAA* | EA*5X61M24A* | *80CTL1102120B* | Split System | 47500 | 16.5 | 9 | 2.08 | R-454B | 650
217929987 | HEIL | Q5H9V48*K*AAA* | EA*5X61M24A* | *80CTL1102120B* | Split System | 47500 | 16.5 | 9 | 2.08 | R-454B | 650
217928668 | HEIL | N5H9V48*K*AAA* | EA*5X48M21A* | *80MSU1002120A* | Split System | 45000 | 16.5 | 9 | 2.1 | R-454B | 650
217928629 | HEIL | N5H9V48*K*AAA* | EA*5X48M21A* | *80VSL1102122B* | Split System | 45000 | 16.5 | 9 | 2.1 | R-454B | 650
217928863 | HEIL | N5H9V48*K*AAA* | EA*5X48M21A* | *95MSU1002122A* | Split System | 45000 | 16.5 | 9 | 2.1 | R-454B | 650
217928642 | HEIL | N5H9V48*K*AAA* | EA*5X48M21A* | *80MSU0601716A* | Split System | 45000 | 16.5 | 9 | 2.1 | R-454B | 650
217928707 | HEIL | N5H9V48*K*AAA* | EA*5X48M21A* | *80CTL0902120B* | Split System | 45000 | 16.5 | 9 | 2.1 | R-454B | 650
217928772 | HEIL | N5H9V48*K*AAA* | EA*5X48M21A* | *95CSU1002122B* | Split System | 45000 | 16.5 | 9 | 2.1 | R-454B | 650
217928759 | HEIL | N5H9V48*K*AAA* | EA*5X48M21A* | *80VTL1102122B* | Split System | 45000 | 16.5 | 9 | 2.1 | R-454B | 650
217928647 | HEIL | Q5H9V48*K*AAA* | EA*5X48M21A* | *80MSU0601716A* | Split System | 45000 | 16.5 | 9 | 2.1 | R-454B | 650
217928673 | HEIL | Q5H9V48*K*AAA* | EA*5X48M21A* | *80MSU1002120A* | Split System | 45000 | 16.5 | 9 | 2.1 | R-454B | 650
217928764 | HEIL | Q5H9V48*K*AAA* | EA*5X48M21A* | *80VTL1102122B* | Split System | 45000 | 16.5 | 9 | 2.1 | R-454B | 650
217928712 | HEIL | Q5H9V48*K*AAA* | EA*5X48M21A* | *80CTL0902120B* | Split System | 45000 | 16.5 | 9 | 2.1 | R-454B | 650
217928634 | HEIL | Q5H9V48*K*AAA* | EA*5X48M21A* | *80VSL1102122B* | Split System | 45000 | 16.5 | 9 | 2.1 | R-454B | 650
217928868 | HEIL | Q5H9V48*K*AAA* | EA*5X48M21A* | *95MSU1002122A* | Split System | 45000 | 16.5 | 9 | 2.1 | R-454B | 650
217928777 | HEIL | Q5H9V48*K*AAA* | EA*5X48M21A* | *95CSU1002122B* | Split System | 45000 | 16.5 | 9 | 2.1 | R-454B | 650
217928902 | HEIL | N5H9V48*K*AAA* | EA*5X48M21A* | *97CTN0802120A* | Split System | 45000 | 16.5 | 9 | 2.1 | R-454B | 650
217928746 | HEIL | N5H9V48*K*AAA* | EA*5X48M21A* | *80VTL0902120B* | Split System | 45000 | 16.5 | 9 | 2.1 | R-454B | 650
218630417 | RHEEM | RD18AY60AJVC | (H,R)G88*60+TXV | R801V1005A21UHU | Split System | 48500 | 17 | 8.1 | 2 | R-454B | 650
217507127 | ARMSTRONG AIR | A7CP21V48P-**A | H,A,DG49*60+TXV | A80US2V080B16X* | Split System | 46000 | 20 | 8.1 | 1.96 | R-454B | 650
217507128 | ARMSTRONG AIR | A7CP21V48P-**A | H,A,DG51*60+TXV | A80US2V080B16X* | Split System | 46000 | 20 | 8.1 | 1.96 | R-454B | 650
217507147 | ARMSTRONG AIR | A7CP21V48P-**A | H,A,DG49*60+TXV | A93UH1E110C16A* | Split System | 47000 | 19 | 8.25 | 2.06 | R-454B | 650
217507148 | ARMSTRONG AIR | A7CP21V48P-**A | H,A,DG51*60+TXV | A93UH1E110C16A* | Split System | 47000 | 20 | 8.35 | 2.08 | R-454B | 650
217506986 | ARMSTRONG AIR | A7CP21V24P-**A | H,A,DG9J*36+TXV | A80UH1E040A12X* | Split System | 23800 | 20 | 8.5 | 1.96 | R-454B | 650
217506984 | ARMSTRONG AIR | A7CP21V24P-**A | H,A,DG33*36+TXV | A80UH1E040A12X* | Split System | 23800 | 20 | 8.5 | 1.96 | R-454B | 650
217506989 | ARMSTRONG AIR | A7CP21V24P-**A | H,A,DG9J*36+TXV | A80UH1E060A12X* | Split System | 23800 | 20 | 8.5 | 1.96 | R-454B | 650
217545653 | ARMSTRONG AIR | A7CP21V24P-**A | H,A,DP13*36+TXV | A80UH1E040A12X* | Split System | 23800 | 20 | 8.5 | 1.96 | R-454B | 650
217545656 | ARMSTRONG AIR | A7CP21V24P-**A | H,A,DP74*36+TXV | A80UH1E060A12X* | Split System | 23800 | 20 | 8.5 | 1.96 | R-454B | 650
217545657 | ARMSTRONG AIR | A7CP21V24P-**A | H,A,DP13*36+TXV | A80UH1E060A12X* | Split System | 23800 | 20 | 8.5 | 1.96 | R-454B | 650
217506987 | ARMSTRONG AIR | A7CP21V24P-**A | H,A,DG33*36+TXV | A80UH1E060A12X* | Split System | 23800 | 20 | 8.5 | 1.96 | R-454B | 650
217506988 | ARMSTRONG AIR | A7CP21V24P-**A | H,A,DG8J*36+TXV | A80UH1E060A12X* | Split System | 23800 | 20 | 8.5 | 1.96 | R-454B | 650
217545651 | ARMSTRONG AIR | A7CP21V24P-**A | H,A,DP14*36+TXV | A80UH1E040A12X* | Split System | 23800 | 20 | 8.5 | 1.96 | R-454B | 650
217545652 | ARMSTRONG AIR | A7CP21V24P-**A | H,A,DP74*36+TXV | A80UH1E040A12X* | Split System | 23800 | 20 | 8.5 | 1.96 | R-454B | 650
217545655 | ARMSTRONG AIR | A7CP21V24P-**A | H,A,DP14*36+TXV | A80UH1E060A12X* | Split System | 23800 | 20 | 8.5 | 1.96 | R-454B | 650
217545650 | ARMSTRONG AIR | A7CP21V24P-**A | H,A,DP42*36+TXV | A80UH1E040A12X* | Split System | 23800 | 20 | 8.5 | 1.96 | R-454B | 650
217506985 | ARMSTRONG AIR | A7CP21V24P-**A | H,A,DG8J*36+TXV | A80UH1E040A12X* | Split System | 23800 | 20 | 8.5 | 1.96 | R-454B | 650
217506999 | ARMSTRONG AIR | A7CP21V24P-**A | H,A,DG33*36+TXV | A80UH2E070A12* | Split System | 24000 | 20 | 8.5 | 1.98 | R-454B | 650
217507000 | ARMSTRONG AIR | A7CP21V24P-**A | H,A,DG8J*36+TXV | A80UH2E070A12* | Split System | 24000 | 20 | 8.5 | 1.98 | R-454B | 650
217545673 | ARMSTRONG AIR | A7CP21V24P-**A | H,A,DP13*36+TXV | A80UH2E070A12* | Split System | 24000 | 20 | 8.5 | 1.98 | R-454B | 650
217545672 | ARMSTRONG AIR | A7CP21V24P-**A | H,A,DP74*36+TXV | A80UH2E070A12* | Split System | 24000 | 20 | 8.5 | 1.98 | R-454B | 650
217545670 | ARMSTRONG AIR | A7CP21V24P-**A | H,A,DP42*36+TXV | A80UH2E070A12* | Split System | 24000 | 20 | 8.5 | 1.98 | R-454B | 650
217545671 | ARMSTRONG AIR | A7CP21V24P-**A | H,A,DP14*36+TXV | A80UH2E070A12* | Split System | 24000 | 20 | 8.5 | 1.98 | R-454B | 650
217507001 | ARMSTRONG AIR | A7CP21V24P-**A | H,A,DG9J*36+TXV | A80UH2E070A12* | Split System | 24000 | 20 | 8.5 | 1.98 | R-454B | 650
217545698 | ARMSTRONG AIR | A7CP21V24P-**A | H,A,DP42*36+TXV | A80US2V080B16X* | Split System | 22600 | 19 | 8.7 | 1.98 | R-454B | 650
217507017 | ARMSTRONG AIR | A7CP21V24P-**A | H,A,DG33*36+TXV | A80US2V080B16X* | Split System | 22800 | 19 | 8.8 | 2 | R-454B | 650
217545701 | ARMSTRONG AIR | A7CP21V24P-**A | H,A,DP13*36+TXV | A80US2V080B16X* | Split System | 22800 | 19 | 8.85 | 2.02 | R-454B | 650
217545700 | ARMSTRONG AIR | A7CP21V24P-**A | H,A,DP74*36+TXV | A80US2V080B16X* | Split System | 23000 | 19 | 8.9 | 2.02 | R-454B | 650
217507018 | ARMSTRONG AIR | A7CP21V24P-**A | H,A,DG8J*36+TXV | A80US2V080B16X* | Split System | 22800 | 19 | 8.95 | 2.02 | R-454B | 650
217507007 | ARMSTRONG AIR | A7CP21V24P-**A | H,A,DG9J*36+TXV | A80UH2E090B16* | Split System | 23800 | 16 | 9 | 2.04 | R-454B | 650
217507019 | ARMSTRONG AIR | A7CP21V24P-**A | H,A,DG9J*36+TXV | A80US2V080B16X* | Split System | 23200 | 19 | 9 | 2.04 | R-454B | 650
217507031 | ARMSTRONG AIR | A7CP21V24P-**A | H,A,DG9J*36+TXV | A93UH1E045B12A* | Split System | 23800 | 19 | 9 | 2.04 | R-454B | 650
217507145 | ARMSTRONG AIR | A7CP21V48P-**A | H,A,DG49*60+TXV | A93UH1E090C16A* | Split System | 47000 | 19 | 9.2 | 2.06 | R-454B | 650
217507115 | ARMSTRONG AIR | A7CP21V48P-**A | H,A,DG49*60+TXV | A80UH1E090C20* | Split System | 47000 | 19 | 9.2 | 2.06 | R-454B | 650
217507129 | ARMSTRONG AIR | A7CP21V48P-**A | H,A,DG49*60+TXV | A80US2V080C20X* | Split System | 47500 | 20 | 9.25 | 2.08 | R-454B | 650
217507137 | ARMSTRONG AIR | A7CP21V48P-**A | H,A,DG49*60+TXV | A80US2V100C20X* | Split System | 47500 | 20 | 9.25 | 2.08 | R-454B | 650
217507135 | ARMSTRONG AIR | A7CP21V48P-**A | H,A,DG49*60+TXV | A80US2V090C20* | Split System | 47500 | 20 | 9.25 | 2.08 | R-454B | 650
217507146 | ARMSTRONG AIR | A7CP21V48P-**A | H,A,DG51*60+TXV | A93UH1E090C16A* | Split System | 47000 | 19 | 9.3 | 2.08 | R-454B | 650
217507116 | ARMSTRONG AIR | A7CP21V48P-**A | H,A,DG51*60+TXV | A80UH1E090C20* | Split System | 47000 | 19 | 9.3 | 2.08 | R-454B | 650
217507125 | ARMSTRONG AIR | A7CP21V48P-**A | H,A,DG49*60+TXV | A80UH2E110C20* | Split System | 47500 | 19 | 9.3 | 2.08 | R-454B | 650
217507117 | ARMSTRONG AIR | A7CP21V48P-**A | H,A,DG49*60+TXV | A80UH1E100C20X* | Split System | 47500 | 19 | 9.35 | 2.08 | R-454B | 650
217507119 | ARMSTRONG AIR | A7CP21V48P-**A | H,A,DG49*60+TXV | A80UH1E110C20* | Split System | 47500 | 19 | 9.35 | 2.1 | R-454B | 650
217507140 | ARMSTRONG AIR | A7CP21V48P-**A | H,A,DG51*60+TXV | A80US2V110C20* | Split System | 47500 | 20 | 9.35 | 2.06 | R-454B | 650
217507142 | ARMSTRONG AIR | A7CP21V48P-**A | H,A,DG51*60+TXV | A80US2V110C20L* | Split System | 47500 | 20 | 9.35 | 2.06 | R-454B | 650
217507130 | ARMSTRONG AIR | A7CP21V48P-**A | H,A,DG51*60+TXV | A80US2V080C20X* | Split System | 47500 | 20 | 9.35 | 2.08 | R-454B | 650
217507136 | ARMSTRONG AIR | A7CP21V48P-**A | H,A,DG51*60+TXV | A80US2V090C20* | Split System | 47500 | 20 | 9.35 | 2.08 | R-454B | 650
217507138 | ARMSTRONG AIR | A7CP21V48P-**A | H,A,DG51*60+TXV | A80US2V100C20X* | Split System | 47500 | 20 | 9.35 | 2.08 | R-454B | 650
217507123 | ARMSTRONG AIR | A7CP21V48P-**A | H,A,DG49*60+TXV | A80UH2E110C16* | Split System | 47500 | 20 | 9.35 | 2.08 | R-454B | 650
217545682 | ARMSTRONG AIR | A7CP21V24P-**A | H,A,DP42*36+TXV | A80UH2E090B16* | Split System | 22800 | 16 | 9.4 | 2.04 | R-454B | 650
217507126 | ARMSTRONG AIR | A7CP21V48P-**A | H,A,DG51*60+TXV | A80UH2E110C20* | Split System | 47500 | 19 | 9.4 | 2.1 | R-454B | 650
217507124 | ARMSTRONG AIR | A7CP21V48P-**A | H,A,DG51*60+TXV | A80UH2E110C16* | Split System | 47500 | 20 | 9.4 | 2.1 | R-454B | 650
217507118 | ARMSTRONG AIR | A7CP21V48P-**A | H,A,DG51*60+TXV | A80UH1E100C20X* | Split System | 47500 | 19 | 9.45 | 2.1 | R-454B | 650
217507120 | ARMSTRONG AIR | A7CP21V48P-**A | H,A,DG51*60+TXV | A80UH1E110C20* | Split System | 47500 | 20 | 9.45 | 2.12 | R-454B | 650
217507005 | ARMSTRONG AIR | A7CP21V24P-**A | H,A,DG33*36+TXV | A80UH2E090B16* | Split System | 23000 | 16 | 9.5 | 2.06 | R-454B | 650
217545685 | ARMSTRONG AIR | A7CP21V24P-**A | H,A,DP13*36+TXV | A80UH2E090B16* | Split System | 23000 | 16 | 9.6 | 2.08 | R-454B | 650
217545684 | ARMSTRONG AIR | A7CP21V24P-**A | H,A,DP74*36+TXV | A80UH2E090B16* | Split System | 23200 | 16 | 9.6 | 2.08 | R-454B | 650
217545683 | ARMSTRONG AIR | A7CP21V24P-**A | H,A,DP14*36+TXV | A80UH2E090B16* | Split System | 23200 | 16 | 9.6 | 2.08 | R-454B | 650
217507006 | ARMSTRONG AIR | A7CP21V24P-**A | H,A,DG8J*36+TXV | A80UH2E090B16* | Split System | 23200 | 16 | 9.6 | 2.08 | R-454B | 650
217545699 | ARMSTRONG AIR | A7CP21V24P-**A | H,A,DP14*36+TXV | A80US2V080B16X* | Split System | 22800 | 19 | 9.8 | 2.1 | R-454B | 650
217506991 | ARMSTRONG AIR | A7CP21V24P-**A | H,A,DG8J*36+TXV | A80UH1E070A12* | Split System | 23000 | 18 | 9.8 | 2.1 | R-454B | 650
217545660 | ARMSTRONG AIR | A7CP21V24P-**A | H,A,DP74*36+TXV | A80UH1E070A12* | Split System | 23000 | 18 | 9.8 | 2.1 | R-454B | 650
217506994 | ARMSTRONG AIR | A7CP21V24P-**A | H,A,DG8J*36+TXV | A80UH1E070B12* | Split System | 23200 | 18 | 9.8 | 2.1 | R-454B | 650
217545664 | ARMSTRONG AIR | A7CP21V24P-**A | H,A,DP74*36+TXV | A80UH1E070B12* | Split System | 23200 | 18 | 9.8 | 2.1 | R-454B | 650
217506992 | ARMSTRONG AIR | A7CP21V24P-**A | H,A,DG9J*36+TXV | A80UH1E070A12* | Split System | 23000 | 19 | 9.8 | 2.1 | R-454B | 650
217545659 | ARMSTRONG AIR | A7CP21V24P-**A | H,A,DP14*36+TXV | A80UH1E070A12* | Split System | 23000 | 19 | 9.8 | 2.1 | R-454B | 650
217506995 | ARMSTRONG AIR | A7CP21V24P-**A | H,A,DG9J*36+TXV | A80UH1E070B12* | Split System | 23200 | 19 | 9.8 | 2.1 | R-454B | 650
217545663 | ARMSTRONG AIR | A7CP21V24P-**A | H,A,DP14*36+TXV | A80UH1E070B12* | Split System | 23200 | 19 | 9.8 | 2.1 | R-454B | 650
217507025 | ARMSTRONG AIR | A7CP21V24P-**A | H,A,DG9J*36+TXV | A80US2V090B16* | Split System | 23000 | 19 | 9.8 | 2.12 | R-454B | 650
217507022 | ARMSTRONG AIR | A7CP21V24P-**A | H,A,DG9J*36+TXV | A80US2V090B12* | Split System | 23000 | 19 | 9.8 | 2.12 | R-454B | 650
217545711 | ARMSTRONG AIR | A7CP21V24P-**A | H,A,DP14*36+TXV | A80US2V090B16L* | Split System | 23000 | 19 | 9.8 | 2.12 | R-454B | 650
217545707 | ARMSTRONG AIR | A7CP21V24P-**A | H,A,DP14*36+TXV | A80US2V090B16* | Split System | 23000 | 19 | 9.8 | 2.12 | R-454B | 650
217545703 | ARMSTRONG AIR | A7CP21V24P-**A | H,A,DP14*36+TXV | A80US2V090B12* | Split System | 23000 | 19 | 9.8 | 2.12 | R-454B | 650
217507028 | ARMSTRONG AIR | A7CP21V24P-**A | H,A,DG9J*36+TXV | A80US2V090B16L* | Split System | 23000 | 19 | 9.8 | 2.12 | R-454B | 650
217507010 | ARMSTRONG AIR | A7CP21V24P-**A | H,A,DG9J*36+TXV | A80US2V060A12X* | Split System | 23000 | 19 | 10 | 2.12 | R-454B | 650
217507009 | ARMSTRONG AIR | A7CP21V24P-**A | H,A,DG8J*36+TXV | A80US2V060A12X* | Split System | 23000 | 19 | 10 | 2.12 | R-454B | 650
217545687 | ARMSTRONG AIR | A7CP21V24P-**A | H,A,DP14*36+TXV | A80US2V060A12X* | Split System | 23000 | 19 | 10 | 2.12 | R-454B | 650
217545688 | ARMSTRONG AIR | A7CP21V24P-**A | H,A,DP74*36+TXV | A80US2V060A12X* | Split System | 23000 | 19 | 10 | 2.12 | R-454B | 650
217547828 | RHEEM | RD18AY60AJVC | D(A,C,E)60B4J+TDR | R801V1005A21UHS | Split System | 45500 | 16.5 | 9.5 | 2.49 | R-454B | 650
217198713 | LG | KUSXB181A | HG34*36+TXV+TD |  | Split System | 18000 | 15.2 | 8.1 | 1.8 | R-32 | 650
218630586 | LG | KUSXA422A | M42E34*+TXV+TD |  | Split System | 38500 | 15.2 | 8.7 | 1.86 | R-32 | 650
217198699 | LG | KUSXA301A | HE33*36+TXV+TD |  | Split System | 22800 | 15.2 | 8.8 | 1.8 | R-32 | 650
217198730 | LG | KUSXB601A | HG48*60+TXV+TD |  | Split System | 45500 | 15.2 | 8.9 | 1.8 | R-32 | 650
217542723 | LG | KUSXA181A | HG32*36+TXV+TD |  | Split System | 17500 | 15.2 | 8.1 | 1.8 | R-32 | 650
217542724 | LG | KUSXA181A | HG8J*36+TXV+TD |  | Split System | 17800 | 15.2 | 8.1 | 1.8 | R-32 | 650
217542736 | LG | KUSXB481A | HG36*60+TXV+TD |  | Split System | 44500 | 15.2 | 8.45 | 1.8 | R-32 | 650
217542731 | LG | KUSXB241A | HG32*36+TXV+TD |  | Split System | 21000 | 15.2 | 8.5 | 1.8 | R-32 | 650
217542734 | LG | KUSXB361A | HG8J*36+TXV+TD |  | Split System | 33600 | 15.2 | 8.5 | 1.8 | R-32 | 650
217542735 | LG | KUSXB421A | HG36*60+TXV+TD |  | Split System | 40500 | 15.2 | 8.5 | 1.8 | R-32 | 650
217542732 | LG | KUSXB241A | HG8J*36+TXV+TD |  | Split System | 21400 | 15.2 | 8.5 | 1.8 | R-32 | 650
217542726 | LG | KUSXA422A | HG36*60+TXV+TD |  | Split System | 40500 | 16 | 8.9 | 1.9 | R-32 | 650
217542727 | LG | KUSXA482A | HG35*48+TXV+TD |  | Split System | 44000 | 16 | 8.95 | 1.88 | R-32 | 650
217542728 | LG | KUSXA482A | HG36*60+TXV+TD |  | Split System | 44500 | 16 | 9.05 | 1.9 | R-32 | 650
217508813 | CARRIER | 37MUHAQ60AA3 | H,PG48*60+TXV+TD |  | Split System | 47000 | 15.2 | 8.1 | 1.83 | R-454B | 650
217509744 | GE Appliances | NS18H36HA5*** | H,TG8J*36+TXV+TD |  | Split System | 33400 | 15.2 | 8.1 | 1.9 | R-454B | 650
217026312 | AMERICAN STANDARD | 5A6H7036A1 | V,T36H175P78*+TXV+TD |  | Split System | 33200 | 15.2 | 8.2 | 2.28 | R-454B | 650
217026315 | AMERICAN STANDARD | 5A6H7036A1 | H,TG80*36+TXV+TD |  | Split System | 33400 | 15.2 | 8.2 | 2.28 | R-454B | 650
217026330 | AMERICAN STANDARD | 5A6H7060A1 | V,T60H210P19*+TXV+TD |  | Split System | 53000 | 15.2 | 8.2 | 2.28 | R-454B | 650
217026301 | AMERICAN STANDARD | 5A6H7024A1 | V,T36H***P42*+TXV+TD |  | Split System | 22200 | 15.2 | 8.2 | 2.12 | R-454B | 650
217026308 | AMERICAN STANDARD | 5A6H7024A1 | H,TG8J*36+TXV+TD |  | Split System | 22600 | 15.2 | 8.2 | 2.12 | R-454B | 650
217026305 | AMERICAN STANDARD | 5A6H7024A1 | V,T36H175P78*+TXV+TD |  | Split System | 23000 | 16 | 8.2 | 2.12 | R-454B | 650
217492913 | CARRIER | 37MUHAQ60AA3 | PL60H210P29*+TXV+TD |  | Split System | 52000 | 15.2 | 8.5 | 1.83 | R-454B | 650
217509742 | GE Appliances | NS18H24HA5*** | H,TG32*36+TXV+TD |  | Split System | 24000 | 16 | 8.8 | 1.78 | R-454B | 650
217508865 | CARRIER | 37MUHAQ18AA3 | H,PE21*24+TXV+TD |  | Split System | 17600 | 16 | 8.85 | 1.94 | R-454B | 650
217508800 | CARRIER | 37MUHAQ36AA3 | H,PE32*36+TXV+TD |  | Split System | 34800 | 15.2 | 8.95 | 1.82 | R-454B | 650
217508796 | CARRIER | 37MUHAQ30AA3 | H,PE31*30+TXV+TD |  | Split System | 27600 | 15.2 | 9 | 1.76 | R-454B | 650
217509743 | GE Appliances | NS18H24HA5*** | H,TG8J*36+TXV+TD |  | Split System | 24000 | 16 | 9 | 1.8 | R-454B | 650
217495479 | BRYANT | 37MUHAQ36AA3 | H,PE7J*36+TXV+TD |  | Split System | 35200 | 15.2 | 9.1 | 1.86 | R-454B | 650
217495478 | BRYANT | 37MUHAQ36AA3 | H,PG7J*36+TXV+TD |  | Split System | 35200 | 15.2 | 9.1 | 1.86 | R-454B | 650
217508862 | CARRIER | 37MUHAQ36AA3 | H,PG7J*36+TXV+TD |  | Split System | 35200 | 15.2 | 9.1 | 1.86 | R-454B | 650
217508793 | CARRIER | 37MUHAQ18AA3 | H,PE30*24+TXV+TD |  | Split System | 18000 | 16 | 9.1 | 1.98 | R-454B | 650
217508797 | CARRIER | 37MUHAQ30AA3 | H,PE32*36+TXV+TD |  | Split System | 28200 | 15.2 | 9.15 | 1.78 | R-454B | 650
217508794 | CARRIER | 37MUHAQ24AA3 | H,PE31*30+TXV+TD |  | Split System | 24000 | 16 | 9.2 | 1.76 | R-454B | 650
217508792 | CARRIER | 37MUHAQ18AA3 | H,PE31*30+TXV+TD |  | Split System | 18000 | 16 | 9.2 | 2 | R-454B | 650
217495475 | BRYANT | 37MUHAQ30AA3 | H,PG7J*36+TXV+TD |  | Split System | 28400 | 15.2 | 9.3 | 1.8 | R-454B | 650
217508804 | CARRIER | 37MUHAQ36AA3 | H,PG35*36+TXV+TD |  | Split System | 36000 | 15.2 | 9.3 | 1.88 | R-454B | 650
217508798 | CARRIER | 37MUHAQ30AA3 | H,PE33*36+TXV+TD |  | Split System | 28600 | 16 | 9.3 | 1.8 | R-454B | 650
217508808 | CARRIER | 37MUHAQ36AA3 | H,PG9J*36+TXV+TD |  | Split System | 36000 | 15.2 | 9.35 | 1.9 | R-454B | 650
217495477 | BRYANT | 37MUHAQ30AA3 | H,PG9J*36+TXV+TD |  | Split System | 29000 | 16 | 9.6 | 1.85 | R-454B | 650
217562034 | INNOVAIR | SOV24H2BA | D(A,C,E)24A2J+TDR |  | Split System | 21200 | 15.5 | 8.1 | 2.81 | R-454B | 650
217559343 | COLEMAN | HH836E2S11 | DM36F3K+TDR |  | Split System | 31200 | 15.2 | 8.1 | 2.57 | R-454B | 650
217169783 | GE Appliances | NS18H36HA5*** | D(A,C,E)36D4J+TDR |  | Split System | 32800 | 15.2 | 8.1 | 1.8 | R-454B | 650
216057053 | CHAMPION HEATING AND COOLING | HH824E2S11 | D(A,C,E)24B3K+TDR |  | Split System | 22000 | 15.2 | 8.1 | 2.67 | R-454B | 650
216057047 | COLEMAN | HH824E2S11 | D(A,C,E)24B3K+TDR |  | Split System | 22000 | 15.2 | 8.1 | 2.67 | R-454B | 650
217505628 | COLEMAN | HH824E2S11 | D(A,C,E)31D2J+TDR |  | Split System | 21600 | 15.2 | 8.1 | 2.76 | R-454B | 650
216057056 | YORK | HH824E2S11 | D(A,C,E)24B3K+TDR |  | Split System | 22000 | 15.2 | 8.1 | 2.67 | R-454B | 650
217155223 | AMERICAN STANDARD | 5A6H7024A1 | CM24D3J+TDR |  | Split System | 21000 | 15.5 | 8.1 | 2.87 | R-454B | 650
217562040 | INNOVAIR | SHV60H2BA | D(A,C,E)60C2J+TDR |  | Split System | 47000 | 15.2 | 8.5 | 2.52 | R-454B | 650
217199496 | CHAMPION HEATING AND COOLING | HH836E2S11 | D(A,C,E)36D3K+TDR |  | Split System | 31600 | 15.2 | 8.5 | 2.67 | R-454B | 650
217559344 | COLEMAN | HH836E2S11 | DM36B4K+TDR |  | Split System | 31800 | 15.2 | 8.5 | 2.69 | R-454B | 650
217505629 | COLEMAN | HH836E2S11 | D(A,C,E)37D3J+TDR |  | Split System | 32000 | 15.2 | 8.5 | 2.7 | R-454B | 650
217028198 | YORK | HH836E2S11 | D(A,C,E)37C3K+TDR |  | Split System | 31600 | 15.2 | 8.5 | 2.67 | R-454B | 650
217028196 | YORK | HH836E2S11 | D(A,C,E)36B4K+TDR |  | Split System | 31800 | 15.2 | 8.5 | 2.69 | R-454B | 650
217028199 | YORK | HH836E2S11 | D(A,C,E)37D3K+TDR |  | Split System | 32000 | 15.2 | 8.5 | 2.7 | R-454B | 650
217505630 | COLEMAN | HH860E2S11 | D(A,C,E)49B3J+TDR |  | Split System | 43000 | 15.2 | 8.5 | 2.69 | R-454B | 650
217559345 | COLEMAN | HH860E2S11 | CM48C3K+TDR |  | Split System | 41500 | 15.2 | 8.5 | 2.73 | R-454B | 650
217559346 | COLEMAN | HH860E2S11 | CM48E4K+TDR |  | Split System | 41500 | 15.2 | 8.5 | 2.75 | R-454B | 650
217028210 | YORK | HH860E2S11 | D(A,C,E)49B3K+TDR |  | Split System | 41000 | 15.2 | 8.5 | 2.69 | R-454B | 650
217028208 | YORK | HH860E2S11 | D(A,C,E)48C3K+TDR |  | Split System | 41500 | 15.2 | 8.5 | 2.73 | R-454B | 650
217666513 | BOSCH | BOVA-60MTB-M19E | C(A,C,D,E)48D3Z+TXV+TDR |  | Split System | 41000 | 15.2 | 8.5 | 1.8 | R-454B | 650
217677952 | CHAMPION HEATING AND COOLING | HH860E2S11 | D(A,C,E)60A4K+TDR |  | Split System | 42000 | 15.2 | 8.5 | 2.69 | R-454B | 650
217199500 | CHAMPION HEATING AND COOLING | HH860E2S11 | D(A,C,E)48D4K+TDR |  | Split System | 43000 | 15.2 | 8.5 | 2.81 | R-454B | 650
216035142 | COLEMAN | HH824E2S11 | D(A,C,E)24C3J+TDR |  | Split System | 22400 | 15.2 | 8.5 | 2.7 | R-454B | 650
216057048 | COLEMAN | HH824E2S11 | D(A,C,E)24B4K+TDR |  | Split System | 22600 | 15.2 | 8.5 | 2.72 | R-454B | 650
217505631 | COLEMAN | HH860E2S11 | D(A,C,E)61C3J+TDR |  | Split System | 45000 | 15.2 | 8.5 | 2.73 | R-454B | 650
217559347 | COLEMAN | HH860E2S11 | CM48D3K+TDR |  | Split System | 42000 | 15.2 | 8.5 | 2.74 | R-454B | 650
217169780 | GE Appliances | NS18H24HA5*** | D(A,C,E)36B3J+TDR |  | Split System | 22200 | 15.2 | 8.5 | 2.36 | R-454B | 650
216057051 | LUXAIRE | HH824E2S11 | D(A,C,E)24B4K+TDR |  | Split System | 22600 | 15.2 | 8.5 | 2.72 | R-454B | 650
216057057 | YORK | HH824E2S11 | D(A,C,E)24B4K+TDR |  | Split System | 22600 | 15.2 | 8.5 | 2.72 | R-454B | 650
217028209 | YORK | HH860E2S11 | D(A,C,E)48D3K+TDR |  | Split System | 42000 | 15.2 | 8.5 | 2.74 | R-454B | 650
217028211 | YORK | HH860E2S11 | D(A,C,E)49C3K+TDR |  | Split System | 42000 | 15.2 | 8.5 | 2.77 | R-454B | 650
217666514 | BOSCH | BOVA-60MTB-M19E | C(A,C,D,E)60D3Z+TXV+TDR |  | Split System | 41500 | 15.2 | 8.5 | 1.8 | R-454B | 650
217192958 | BOSCH | BOVA-60MTB-M19E | C(A,C,D,E)60D3J+TDR |  | Split System | 41500 | 15.2 | 8.5 | 1.8 | R-454B | 650
217179608 | GE Appliances | NS18H24HA5*** | D(A,C,E)36D3J+TDR |  | Split System | 22800 | 15.2 | 8.5 | 2.65 | R-454B | 650
218454620 | BRYANT HEATING AND COOLING SYSTEMS | 37MUHAQ36AA3+TIC2025-0016 | PL36H175P14*+TXV | 935SB48060M17*** | Split System | 34000 | 16 | 8.1 | 1.75 | R-454B | 650
218454434 | BRYANT HEATING AND COOLING SYSTEMS | 37MUHAQ36AA3+TIC2025-0016 | PL36H175P15*+TXV | 82*TB48070V17*** | Split System | 34800 | 16 | 8.1 | 1.75 | R-454B | 650
217492733 | CARRIER | 37MUHAQ36AA3+TIC2025-0016 | PL36H210P74*+TXV | 59SU5B060M17**16 | Split System | 34000 | 16 | 8.1 | 1.75 | R-454B | 650
217492652 | CARRIER | 37MUHAQ36AA3+TIC2025-0016 | A36VCA*+TXV | 58TP*B070V17**16 | Split System | 34200 | 16 | 8.1 | 1.75 | R-454B | 650
217492654 | CARRIER | 37MUHAQ36AA3+TIC2025-0016 | PL36H175P14*+TXV | 58TP*B070V17**16 | Split System | 34200 | 16 | 8.1 | 1.75 | R-454B | 650
217492732 | CARRIER | 37MUHAQ36AA3+TIC2025-0016 | V,C36H175P15*+TXV | 59SU5B060M17**16 | Split System | 34600 | 16 | 8.1 | 1.75 | R-454B | 650
217492659 | CARRIER | 37MUHAQ36AA3+TIC2025-0016 | C36A***L15*+TXV | 58TP*B070V17**16 | Split System | 34600 | 16 | 8.1 | 1.75 | R-454B | 650
217492656 | CARRIER | 37MUHAQ36AA3+TIC2025-0016 | PL36H175P15*+TXV | 58TP*B070V17**16 | Split System | 34800 | 16 | 8.1 | 1.75 | R-454B | 650
217492657 | CARRIER | 37MUHAQ36AA3+TIC2025-0016 | V,C36H175P15*+TXV | 58TP*B070V17**16 | Split System | 34800 | 16 | 8.1 | 1.75 | R-454B | 650
217495490 | BRYANT | 37MUHAQ60AA3 | H,PG3K*60+TXV+TD |  | Split System | 46500 | 15.2 | 8.1 | 1.83 | R-454B | 650
218454418 | BRYANT HEATING AND COOLING SYSTEMS | 37MUHAQ36AA3+TIC2025-0016 | PL36H175P14*+TXV | 82*TB36045V14*** | Split System | 34200 | 15.2 | 8.1 | 1.75 | R-454B | 650
217492581 | CARRIER | 37MUHAQ36AA3+TIC2025-0016 | PL36H***P44*+TXV | 58SP*B045V14**12 | Split System | 34200 | 15.2 | 8.1 | 1.75 | R-454B | 650
217492576 | CARRIER | 37MUHAQ36AA3+TIC2025-0016 | C36A***L13*+TXV | 58SP*B045V14**12 | Split System | 34200 | 15.2 | 8.1 | 1.75 | R-454B | 650
217492580 | CARRIER | 37MUHAQ36AA3+TIC2025-0016 | V,C36H***P21*+TXV | 58SP*B045V14**12 | Split System | 34200 | 15.2 | 8.1 | 1.75 | R-454B | 650
217492638 | CARRIER | 37MUHAQ36AA3+TIC2025-0016 | C36A***L13*+TXV | 58TP*B045V14**12 | Split System | 34200 | 15.2 | 8.1 | 1.75 | R-454B | 650
217492577 | CARRIER | 37MUHAQ36AA3+TIC2025-0016 | PL36H175P14*+TXV | 58SP*B045V14**12 | Split System | 34200 | 15.2 | 8.1 | 1.75 | R-454B | 650
217492642 | CARRIER | 37MUHAQ36AA3+TIC2025-0016 | V,C36H***P21*+TXV | 58TP*B045V14**12 | Split System | 34200 | 15.2 | 8.1 | 1.75 | R-454B | 650
217492582 | CARRIER | 37MUHAQ36AA3+TIC2025-0016 | V,C36H***P42*+TXV | 58SP*B070V14**12 | Split System | 34200 | 15.2 | 8.1 | 1.75 | R-454B | 650
217492584 | CARRIER | 37MUHAQ36AA3+TIC2025-0016 | PL36H175P14*+TXV | 58SP*B070V14**12 | Split System | 34200 | 15.2 | 8.1 | 1.75 | R-454B | 650
217492588 | CARRIER | 37MUHAQ36AA3+TIC2025-0016 | PL36H***P44*+TXV | 58SP*B070V14**12 | Split System | 34200 | 15.2 | 8.1 | 1.75 | R-454B | 650
217492586 | CARRIER | 37MUHAQ36AA3+TIC2025-0016 | C36A***L15*+TXV | 58SP*B070V14**12 | Split System | 34200 | 15.2 | 8.1 | 1.75 | R-454B | 650
217492723 | CARRIER | 37MUHAQ36AA3+TIC2025-0016 | PL36H210P74*+TXV | 59SU5B040M17**12 | Split System | 34600 | 15.2 | 8.1 | 1.75 | R-454B | 650
217492703 | CARRIER | 37MUHAQ36AA3+TIC2025-0016 | A36VCA*+TXV | 59SP6B080V17**16 | Split System | 34600 | 15.2 | 8.1 | 1.75 | R-454B | 650
217492796 | CARRIER | 37MUHAQ36AA3+TIC2025-0016 | A36VCA*+TXV | 59TP7A080V17**16 | Split System | 34600 | 15.2 | 8.1 | 1.75 | R-454B | 650
217492802 | CARRIER | 37MUHAQ36AA3+TIC2025-0016 | PL36H210P74*+TXV | 59TP7A080V17**16 | Split System | 34600 | 15.2 | 8.1 | 1.75 | R-454B | 650
217492797 | CARRIER | 37MUHAQ36AA3+TIC2025-0016 | C36A***L13*+TXV | 59TP7A080V17**16 | Split System | 34600 | 15.2 | 8.1 | 1.75 | R-454B | 650
217492711 | CARRIER | 37MUHAQ36AA3+TIC2025-0016 | V,C36H175P13*+TXV | 59SP6B080V17**16 | Split System | 34600 | 15.2 | 8.1 | 1.75 | R-454B | 650
217492804 | CARRIER | 37MUHAQ36AA3+TIC2025-0016 | V,C36H175P13*+TXV | 59TP7A080V17**16 | Split System | 34600 | 15.2 | 8.1 | 1.75 | R-454B | 650
217492776 | CARRIER | 37MUHAQ36AA3+TIC2025-0016 | PL36H210P74*+TXV | 59TP6C080V17**16 | Split System | 34600 | 15.2 | 8.1 | 1.75 | R-454B | 650
217492794 | CARRIER | 37MUHAQ36AA3+TIC2025-0016 | V,C36H175P13*+TXV | 59TP7A060V17**16 | Split System | 34800 | 15.2 | 8.1 | 1.75 | R-454B | 650
217492768 | CARRIER | 37MUHAQ36AA3+TIC2025-0016 | V,C36H175P13*+TXV | 59TP6C060V17**16 | Split System | 34800 | 15.2 | 8.1 | 1.75 | R-454B | 650
218454535 | BRYANT HEATING AND COOLING SYSTEMS | 37MUHAQ36AA3+TIC2025-0016 | PL36H175P14*+TXV | 926SB48060V17*** | Split System | 34400 | 16 | 8.1 | 1.75 | R-454B | 650
218454568 | BRYANT HEATING AND COOLING SYSTEMS | 37MUHAQ36AA3+TIC2025-0016 | A36VCA*+TXV | 926TC48060V17*** | Split System | 34400 | 16 | 8.1 | 1.75 | R-454B | 650
217492788 | CARRIER | 37MUHAQ36AA3+TIC2025-0016 | PL36H175P14*+TXV | 59TP7A060V17**16 | Split System | 34400 | 16 | 8.1 | 1.75 | R-454B | 650
217492760 | CARRIER | 37MUHAQ36AA3+TIC2025-0016 | A36VCA*+TXV | 59TP6C060V17**16 | Split System | 34400 | 16 | 8.1 | 1.75 | R-454B | 650
217492792 | CARRIER | 37MUHAQ36AA3+TIC2025-0016 | PL36H210P74*+TXV | 59TP7A060V17**16 | Split System | 34400 | 16 | 8.1 | 1.75 | R-454B | 650
217492766 | CARRIER | 37MUHAQ36AA3+TIC2025-0016 | PL36H210P74*+TXV | 59TP6C060V17**16 | Split System | 34400 | 16 | 8.1 | 1.75 | R-454B | 650
217492695 | CARRIER | 37MUHAQ36AA3+TIC2025-0016 | PL36H175P14*+TXV | 59SP6B060V17**16 | Split System | 34400 | 16 | 8.1 | 1.75 | R-454B | 650
217492763 | CARRIER | 37MUHAQ36AA3+TIC2025-0016 | V,C36H175P14*+TXV | 59TP6C060V17**16 | Split System | 34400 | 16 | 8.1 | 1.75 | R-454B | 650
217492693 | CARRIER | 37MUHAQ36AA3+TIC2025-0016 | A36VCA*+TXV | 59SP6B060V17**16 | Split System | 34400 | 16 | 8.1 | 1.75 | R-454B | 650
217492602 | CARRIER | 37MUHAQ36AA3+TIC2025-0016 | PL36H175P14*+TXV | 58SP*B090V17**16 | Split System | 34400 | 16 | 8.1 | 1.75 | R-454B | 650
217492606 | CARRIER | 37MUHAQ36AA3+TIC2025-0016 | PL36H210P74*+TXV | 58SP*B090V17**16 | Split System | 34400 | 16 | 8.1 | 1.75 | R-454B | 650
218066990 | ECOER | EODA17H-2436AD* | EACE3036BE* | MGV80M080B4A | Split System | 33000 | 16.5 | 8.7 | 1.85 | R-32 | 650
218066982 | ECOER | EODA17H-2436AD* | EACE3036BE* | MGV96U060B3C | Split System | 33000 | 16.5 | 8.7 | 1.85 | R-32 | 650
218066991 | ECOER | EODA17H-2436AD* | EACE3036BE* | MGV80M060B4A | Split System | 33000 | 16.5 | 8.7 | 1.85 | R-32 | 650
218066981 | ECOER | EODA17H-2436AD* | EACE3036BE* | MGV96U080B3C | Split System | 33000 | 16.5 | 8.7 | 1.85 | R-32 | 650
218396781 | ECOER | EODA17H-2436AD* | EACE3036BE* | MGH96M080B3A | Split System | 33000 | 16.5 | 8.7 | 1.85 | R-32 | 650
218396773 | ECOER | EODA17H-2436AD* | EACE3036BE* | FG7TC-060D-V24B* | Split System | 33000 | 16.5 | 8.7 | 1.85 | R-32 | 650
218066936 | YISO | YOHA3-36DD | YLCN4-3036BE | MGV96U080B3C | Split System | 33000 | 16.5 | 8.7 | 1.85 | R-32 | 650
218066945 | YISO | YOHA3-36DD | YLCN4-3036BE | MGV80M080B4A | Split System | 33000 | 16.5 | 8.7 | 1.85 | R-32 | 650
218396757 | YISO | YOHA3-36DD | YLCN4-3036BE | FG7TC-060D-V24B* | Split System | 33000 | 16.5 | 8.7 | 1.85 | R-32 | 650
218396765 | YISO | YOHA3-36DD | YLCN4-3036BE | MGH96M080B3A | Split System | 33000 | 16.5 | 8.7 | 1.85 | R-32 | 650
218066937 | YISO | YOHA3-36DD | YLCN4-3036BE | MGV96U060B3C | Split System | 33000 | 16.5 | 8.7 | 1.85 | R-32 | 650
218066946 | YISO | YOHA3-36DD | YLCN4-3036BE | MGV80M060B4A | Split System | 33000 | 16.5 | 8.7 | 1.85 | R-32 | 650
216835178 | AMANA | AZV7SA6010A* | CA*EA6030*3A* | A*VM971005CNA* | Split System | 52000 | 16.5 | 8.8 | 2 | R-32 | 650
216835142 | AMANA | AZV7SA6010A* | CA*EA6030*3A* | A*VT960804CNA* | Split System | 52000 | 16.5 | 8.8 | 2 | R-32 | 650
216835338 | GOODMAN | GZV7SA6010A* | CA*EA6030*3A* | G*VT960804CNA* | Split System | 52000 | 16.5 | 8.8 | 2 | R-32 | 650
216835370 | GOODMAN | GZV7SA6010A* | CA*EA6030*3A* | G*VM971005CNA* | Split System | 52000 | 16.5 | 8.8 | 2 | R-32 | 650
216835114 | AMANA | AZV7SA6010A* | CA*EA6030*3A*+MBVK20DP1X00A* |  | Split System | 52000 | 17 | 8.8 | 2 | R-32 | 650
216835119 | AMANA | AZV7SA6010A* | CA*EA6030*3A*+MBVK16CP1X00A* |  | Split System | 52000 | 17 | 8.8 | 2 | R-32 | 650
216835180 | AMANA | AZV7SA6010A* | CAHEA3630C3A*+MBVK16CH*X00A* |  | Split System | 52000 | 17 | 8.8 | 2 | R-32 | 650
217989114 | DAIKIN | DH9VSA6010A* | CA*EA6030*3A*+MBVK16CP1X00A* |  | Split System | 52000 | 17 | 8.8 | 1.9 | R-32 | 650
216835319 | GOODMAN | GZV7SA6010A* | CA*EA6030*3A*+MBVK16CP1X00A* |  | Split System | 52000 | 17 | 8.8 | 2 | R-32 | 650
216835314 | GOODMAN | GZV7SA6010A* | CA*EA6030*3A*+MBVK20DP1X00A* |  | Split System | 52000 | 17 | 8.8 | 2 | R-32 | 650
216835372 | GOODMAN | GZV7SA6010A* | CAHEA3630C3A*+MBVK16CH*X00A* |  | Split System | 52000 | 17 | 8.8 | 2 | R-32 | 650
218405524 | InverterCool | COH17S-60AD* | CVEED-60BE |  | Split System | 55000 | 17 | 8.8 | 1.9 | R-32 | 650
216835107 | AMANA | AZV7SA6010A* | AHVE60DP0300A* |  | Split System | 52000 | 18 | 9 | 2 | R-32 | 650
216835310 | GOODMAN | GZV7SA6010A* | AHVE60DP0300A* |  | Split System | 52000 | 18 | 9 | 2 | R-32 | 650
217642540 | GE | NS21H48MA5-**A | NCHC48CT5*-**+TDR | NF80U090S5C* | Split System | 46000 | 18.5 | 8.1 | 1.96 | R-454B | 650
217642538 | GE | NS21H48MA5-**A | NCHC48CT5*-**+TDR | NF80X100S5C* | Split System | 46000 | 18.5 | 8.1 | 1.96 | R-454B | 650
217642466 | GE | NS21H48MA5-**A | NCHC48CT5*-**+TDR | NF80X080V4B* | Split System | 46000 | 20 | 8.1 | 1.96 | R-454B | 650
217642542 | GE | NS21H48MA5-**A | NCHC48CT5*-**+TDR | NF80L110S5C* | Split System | 46000 | 19 | 8.2 | 1.98 | R-454B | 650
217642541 | GE | NS21H48MA5-**A | NCHC48CT5*-**+TDR | NF80U110S5C* | Split System | 46000 | 19 | 8.2 | 1.98 | R-454B | 650
217642460 | GE | NS21H48MA5-**A | NCHC48CT5*-**+TDR | NF80X100V5C* | Split System | 46000 | 20 | 8.2 | 1.96 | R-454B | 650
217642522 | GE | NS21H36MA5-**A | NCU[C,U]36BT5*-**+TDR | NF80X080S4B* | Split System | 33400 | 16.5 | 8.5 | 2.04 | R-454B | 650
217642536 | GE | NS21H36MA5-**A | NCU[C,U]36AT5*-**+TDR | NF80U070S3A* | Split System | 33600 | 17 | 8.5 | 2.04 | R-454B | 650
217466089 | AC PRO | A7CP21V36P-**A | 7EH30AX-**+TDR | A80UH1E060A12X* | Split System | 32400 | 17.5 | 8.5 | 1.94 | R-454B | 650
217642662 | GE | NS21H36MA5-**A | NCHC30AT5*-**+TDR | NF80X040S3A* | Split System | 32400 | 17.5 | 8.5 | 1.94 | R-454B | 650
217642663 | GE | NS21H36MA5-**A | NCHC30AT5*-**+TDR | NF80X060S3A* | Split System | 32400 | 17.5 | 8.5 | 1.94 | R-454B | 650
217642537 | GE | NS21H36MA5-**A | NCU[C,U]36AT5*-**+TDR | NF80L070S3A* | Split System | 33600 | 17.5 | 8.5 | 2.06 | R-454B | 650
217642531 | GE | NS21H36MA5-**A | NCU[C,U]36AT5*-**+TDR | NF80X040S3A* | Split System | 33600 | 18 | 8.5 | 2.04 | R-454B | 650
217642532 | GE | NS21H36MA5-**A | NCU[C,U]36AT5*-**+TDR | NF80X060S3A* | Split System | 33600 | 18 | 8.5 | 2.04 | R-454B | 650
218329651 | AIREASE | A7CP21V36P-**A | 7E[C,U]36CX-**+TDR | A93UH1E110C20A* | Split System | 34200 | 16 | 8.5 | 2.08 | R-454B | 650
218329650 | ARMSTRONG AIR | A7CP21V36P-**A | 7E[C,U]36CX-**+TDR | A93UH1E110C20A* | Split System | 34200 | 16 | 8.5 | 2.08 | R-454B | 650
217465905 | AC PRO | A7CP21V36P-**A | 7E[C,U]36BX-**+TDR | A93UH1E070B12A* | Split System | 33400 | 16.5 | 8.5 | 2.04 | R-454B | 650
217642533 | GE | NS21H36MA5-**A | NCU[C,U]36AT5*-**+TDR | NF80U070T3A* | Split System | 33600 | 16.5 | 8.5 | 2.04 | R-454B | 650
217642667 | GE | NS21H36MA5-**A | NCHC30AT5*-**+TDR | NF80U070T3A* | Split System | 32400 | 18 | 8.5 | 1.94 | R-454B | 650
217642669 | GE | NS21H36MA5-**A | NCHC30AT5*-**+TDR | NF80U045S3A* | Split System | 32600 | 18 | 8.5 | 1.96 | R-454B | 650
217642671 | GE | NS21H36MA5-**A | NCHC30AT5*-**+TDR | NF80L045S3A* | Split System | 32600 | 18 | 8.5 | 1.96 | R-454B | 650
217642534 | GE | NS21H36MA5-**A | NCU[C,U]36AT5*-**+TDR | NF80U045S3A* | Split System | 33800 | 18 | 8.5 | 2.06 | R-454B | 650
217642535 | GE | NS21H36MA5-**A | NCU[C,U]36AT5*-**+TDR | NF80L045S3A* | Split System | 33800 | 18 | 8.5 | 2.06 | R-454B | 650
217465955 | AC PRO | A7CP21V36P-**A | 7E[C,U]36BX-**+TDR | A80UH1E070B12* | Split System | 34000 | 18.5 | 8.5 | 2.06 | R-454B | 650
218329647 | AIREASE | A7CP21V36P-**A | 7E[C,U]36CX-**+TDR | A93UH1E090C12A* | Split System | 34000 | 18.5 | 8.5 | 2.06 | R-454B | 650
218329646 | ARMSTRONG AIR | A7CP21V36P-**A | 7E[C,U]36CX-**+TDR | A93UH1E090C12A* | Split System | 34000 | 18.5 | 8.5 | 2.06 | R-454B | 650
217642704 | GE | NS21H48MA5-**A | NCHC51CT5*-**+TDR | NF80X100S5C* | Split System | 46000 | 18.5 | 8.5 | 2.02 | R-454B | 650
217642559 | GE | NS21H36MA5-**A | NCU[C,U]36BT5*-**+TDR | NF80U070S3B* | Split System | 34000 | 18.5 | 8.5 | 2.06 | R-454B | 650
217642525 | GE | NS21H36MA5-**A | NCU[C,U]36BT5*-**+TDR | NF80U090T4B* | Split System | 33800 | 17 | 8.5 | 2.08 | R-454B | 650
218329649 | AIREASE | A7CP21V36P-**A | 7E[C,U]36CX-**+TDR | A93UH1E110C16A* | Split System | 33800 | 17.5 | 8.5 | 2.08 | R-454B | 650
217642527 | GE | NS21H36MA5-**A | NCU[C,U]36BT5*-**+TDR | NF80L090S4B* | Split System | 33800 | 17.5 | 8.5 | 2.08 | R-454B | 650
218329659 | AIREASE | A7CP21V36P-**A | 7E[C,U]36CX-**+TDR | A80US2V110C20L* | Split System | 33400 | 18 | 8.5 | 2.06 | R-454B | 650
218329658 | ARMSTRONG AIR | A7CP21V36P-**A | 7E[C,U]36CX-**+TDR | A80US2V110C20L* | Split System | 33400 | 18 | 8.5 | 2.06 | R-454B | 650
218073873 | LENNOX | EL21KLV-036-230A** | CK40[C,U]T-36C-**+TDR | SL280UH080NV60C* | Split System | 33200 | 18 | 8.5 | 2.06 | R-454B | 650
217466157 | AC PRO | A7CP21V48P-**A | 7EH51CX-**+TDR | A80UH1E110C20* | Split System | 45500 | 19 | 8.5 | 2.04 | R-454B | 650
217642706 | GE | NS21H48MA5-**A | NCHC51CT5*-**+TDR | NF80U110S5C* | Split System | 45500 | 19 | 8.5 | 2.04 | R-454B | 650
217642707 | GE | NS21H48MA5-**A | NCHC51CT5*-**+TDR | NF80L110S5C* | Split System | 45500 | 19 | 8.5 | 2.04 | R-454B | 650
217642709 | GE | NS21H48MA5-**A | NCHC51CT5*-**+TDR | NF80X100V5C* | Split System | 46000 | 19.5 | 8.5 | 2.04 | R-454B | 650
217642622 | GE | NS21H24MA5-**A | NCHC24AT5*-**+TDR | NF80X040S3A* | Split System | 23800 | 20 | 8.5 | 1.96 | R-454B | 650
217642623 | GE | NS21H24MA5-**A | NCHC24AT5*-**+TDR | NF80X060S3A* | Split System | 23800 | 20 | 8.5 | 1.96 | R-454B | 650
217642624 | GE | NS21H24MA5-**A | NCHC24AT5*-**+TDR | NF80U070T3A* | Split System | 24000 | 20 | 8.5 | 1.98 | R-454B | 650
217642672 | GE | NS21H36MA5-**A | NCHC30AT5*-**+TDR | NF80U070S3A* | Split System | 32600 | 17.5 | 8.8 | 1.94 | R-454B | 650
217642674 | GE | NS21H36MA5-**A | NCHC30AT5*-**+TDR | NF80L070S3A* | Split System | 32600 | 17.5 | 8.8 | 1.96 | R-454B | 650
217642656 | GE | NS21H36MA5-**A | NCHC30BT5*-**+TDR | NF80X080S4B* | Split System | 33000 | 16 | 9 | 2.42 | R-454B | 650
217642661 | GE | NS21H36MA5-**A | NCHC30BT5*-**+TDR | NF80U090T4B* | Split System | 33200 | 17 | 9 | 2.46 | R-454B | 650
217466091 | AC PRO | A7CP21V36P-**A | 7EH30AX-**+TDR | A80UH2E045A12* | Split System | 33000 | 18.5 | 9 | 1.96 | R-454B | 650
217642665 | GE | NS21H36MA5-**A | NCHC30AT5*-**+TDR | NF80U045T3A* | Split System | 33000 | 18.5 | 9 | 1.96 | R-454B | 650
217642458 | GE | NS21H36MA5-**A | NCU[C,U]36AT5*-**+TDR | NF80X060V3A* | Split System | 34000 | 18.5 | 9 | 2.06 | R-454B | 650
217642453 | GE | NS21H36MA5-**A | NCU[C,U]36BT5*-**+TDR | NF80X080V4B* | Split System | 34000 | 18.5 | 9 | 2.06 | R-454B | 650
217642681 | GE | NS21H36MA5-**A | NCHC30BT5*-**+TDR | NF80X080V4B* | Split System | 33400 | 18.5 | 9 | 2.42 | R-454B | 650
218329655 | AIREASE | A7CP21V36P-**A | 7E[C,U]36CX-**+TDR | A93UH1E090C16A* | Split System | 34200 | 17.5 | 9 | 2.08 | R-454B | 650
218329654 | ARMSTRONG AIR | A7CP21V36P-**A | 7E[C,U]36CX-**+TDR | A93UH1E090C16A* | Split System | 34200 | 17.5 | 9 | 2.08 | R-454B | 650
217642670 | GE | NS21H36MA5-**A | NCHC30BT5*-**+TDR | NF80L070S3B* | Split System | 33400 | 18 | 9 | 2.44 | R-454B | 650
217642666 | GE | NS21H36MA5-**A | NCHC30BT5*-**+TDR | NF80U070S3B* | Split System | 33400 | 18 | 9 | 2.44 | R-454B | 650
217466098 | AC PRO | A7CP21V36P-**A | 7EH30BX-**+TDR | A80UH1E090B16* | Split System | 33200 | 17 | 9 | 2.46 | R-454B | 650
217642675 | GE | NS21H36MA5-**A | NCHC30BT5*-**+TDR | NF80L090S4B* | Split System | 33200 | 17 | 9 | 2.46 | R-454B | 650
217642673 | GE | NS21H36MA5-**A | NCHC30BT5*-**+TDR | NF80U090S4B* | Split System | 33200 | 17 | 9 | 2.46 | R-454B | 650
218329645 | AIREASE | A7CP21V36P-**A | 7E[C,U]36CX-**+TDR | A80UH2E110C16* | Split System | 33800 | 17.5 | 9 | 2.08 | R-454B | 650
218329644 | ARMSTRONG AIR | A7CP21V36P-**A | 7E[C,U]36CX-**+TDR | A80UH2E110C16* | Split System | 33800 | 17.5 | 9 | 2.08 | R-454B | 650
217642547 | GE | NS21H48MA5-**A | NCU[C,U]60DT5*-**+TDR | NF80U135S5D* | Split System | 47000 | 18.5 | 9 | 1.98 | R-454B | 650
217642610 | GE | NS21H24MA5-**A | NCHC30BT5*-**+TDR | NF80U090T4B* | Split System | 23800 | 16.5 | 9 | 2.04 | R-454B | 650
217642612 | GE | NS21H24MA5-**A | NCHC30BT5*-**+TDR | NF80U070S3B* | Split System | 23800 | 19 | 9 | 2.06 | R-454B | 650
217642614 | GE | NS21H24MA5-**A | NCHC30BT5*-**+TDR | NF80L070S3B* | Split System | 23800 | 19 | 9 | 2.06 | R-454B | 650
217642580 | GE | NS21H36MA5-**A | NCHC42CT5*-**+TDR | NF80X100S5C* | Split System | 32800 | 15.2 | 9.4 | 1.92 | R-454B | 650
217465946 | AC PRO | A7CP21V48P-**A | 7E[C,U]60CX-**+TDR | A93UH1E090C16A* | Split System | 47000 | 19.5 | 9.5 | 2.12 | R-454B | 650
217642552 | GE | NS21H48MA5-**A | NCU[C,U]60CT5*-**+TDR | NF80U090S5C* | Split System | 47000 | 19.5 | 9.5 | 2.12 | R-454B | 650
217465848 | AC PRO | A7CP21V48P-**A | 7E[C,U]60CX-**+TDR | A80US2V100C20X* | Split System | 47500 | 20.5 | 9.5 | 2.12 | R-454B | 650
217642687 | GE | NS21H36MA5-**A | NCHC42CT5*-**+TDR | NF80X100V5C* | Split System | 32800 | 17.5 | 9.6 | 1.94 | R-454B | 650
217642582 | GE | NS21H36MA5-**A | NCHC42CT5*-**+TDR | NF80L110S5C* | Split System | 33000 | 15.5 | 9.6 | 1.94 | R-454B | 650
217642581 | GE | NS21H36MA5-**A | NCHC42CT5*-**+TDR | NF80U110S5C* | Split System | 33000 | 15.5 | 9.6 | 1.94 | R-454B | 650
217642554 | GE | NS21H48MA5-**A | NCU[C,U]60CT5*-**+TDR | NF80L110S5C* | Split System | 47500 | 20 | 9.6 | 2.14 | R-454B | 650
217642553 | GE | NS21H48MA5-**A | NCU[C,U]60CT5*-**+TDR | NF80U110S5C* | Split System | 47500 | 20 | 9.6 | 2.14 | R-454B | 650
217642551 | GE | NS21H48MA5-**A | NCU[C,U]60CT5*-**+TDR | NF80U110T5C* | Split System | 47500 | 19.5 | 9.6 | 2.14 | R-454B | 650
217642513 | GE | NS21H24MA5-**A | NCU[C,U]30BT5*-**+TDR | NF80U090T4B* | Split System | 23200 | 16.5 | 9.6 | 2.08 | R-454B | 650
217642428 | GE | NS21H24MA5-**A | NCU[C,U]30BT5*-**+TDR | NF80X080V4B* | Split System | 22800 | 19 | 9.8 | 2.1 | R-454B | 650
217642512 | GE | NS21H24MA5-**A | NCU[C,U]30AT5*-**+TDR | NF80U070T3A* | Split System | 23200 | 19.5 | 9.8 | 2.1 | R-454B | 650
217642508 | GE | NS21H24MA5-**A | NCU[C,U]30AT5*-**+TDR | NF80X060S3A* | Split System | 23200 | 20 | 9.8 | 2.1 | R-454B | 650
217642507 | GE | NS21H24MA5-**A | NCU[C,U]30AT5*-**+TDR | NF80X040S3A* | Split System | 23200 | 20 | 9.8 | 2.1 | R-454B | 650
217642516 | GE | NS21H24MA5-**A | NCU[C,U]30AT5*-**+TDR | NF80L070S3A* | Split System | 23000 | 19 | 9.8 | 2.1 | R-454B | 650
217642514 | GE | NS21H24MA5-**A | NCU[C,U]30AT5*-**+TDR | NF80U070S3A* | Split System | 23000 | 19 | 9.8 | 2.1 | R-454B | 650
217642517 | GE | NS21H24MA5-**A | NCU[C,U]30BT5*-**+TDR | NF80L070S3B* | Split System | 23200 | 19 | 9.8 | 2.1 | R-454B | 650
216820416 | FRIEDRICH | RD18AY60AJVC | RCFY6024STANM | FR802V0755A21DZ | Split System | 51000 | 17 | 10 | 2 | R-454B | 650
216820284 | FRIEDRICH | RD18AY60AJVC | RCFY6024STANM | FR801V1255A24DZ | Split System | 51000 | 17 | 10 | 2 | R-454B | 650
216820313 | FRIEDRICH | RD18AY60AJVC | RCFY6024STANM | FR801V1005A21UHU | Split System | 51000 | 17 | 10 | 2 | R-454B | 650
216820418 | FRIEDRICH | RD18AY60AJVC | RCFY6024STANM | FR801V1005A21UHS | Split System | 51000 | 17 | 10 | 2 | R-454B | 650
216820402 | FRIEDRICH | RD18AY60AJVC | RCFY6024STANM | FR802V1255A24DZ | Split System | 51000 | 17 | 10 | 2 | R-454B | 650
216820449 | FRIEDRICH | RD18AY60AJVC | RCFY6024STANM | FR801V1005A21UHN | Split System | 51000 | 17 | 10 | 2 | R-454B | 650
216820434 | FRIEDRICH | RD18AY60AJVC | RCFY6024STANM | FR802V1005A21UH | Split System | 51000 | 17 | 10 | 2 | R-454B | 650
216820390 | FRIEDRICH | RD18AY60AJVC | RCFY6024STANM | FR802V1255A24UH | Split System | 51500 | 17 | 10 | 2 | R-454B | 650
216820274 | FRIEDRICH | RD18AY60AJVC | RCFY6024STANM | FR801V1255A24UH | Split System | 51500 | 17 | 10 | 2 | R-454B | 650
216820235 | RHEEM | RD18AY60AJVC | RCFY6024STANM | R802V1005A21UH | Split System | 51000 | 17 | 10 | 2 | R-454B | 650
216820269 | RHEEM | RD18AY60AJVC | RCFY6024STANM | R801V1005A21UHN | Split System | 51000 | 17 | 10 | 2 | R-454B | 650
216820298 | RHEEM | RD18AY60AJVC | RCFY6024STANM | R801V0755A21DZ | Split System | 51000 | 17 | 10 | 2 | R-454B | 650
216820393 | RHEEM | RD18AY60AJVC | RCFY6024STANM | R802V0755A21DZ | Split System | 51000 | 17 | 10 | 2 | R-454B | 650
216820438 | RHEEM | RD18AY60AJVC | RCFY6024STANM | R801V1005A21UHU | Split System | 51000 | 17 | 10 | 2 | R-454B | 650
216820252 | RHEEM | RD18AY60AJVC | RCFY6024STANM | R802V1255A24DZ | Split System | 51000 | 17 | 10 | 2 | R-454B | 650
216820305 | RHEEM | RD18AY60AJVC | RCFY6024STANM | R801V1255A24DZ | Split System | 51000 | 17 | 10 | 2 | R-454B | 650
216820242 | RHEEM | RD18AY60AJVC | RCFY6024STANM | R801V1005A21UHS | Split System | 51000 | 17 | 10 | 2 | R-454B | 650
216820341 | RHEEM | RD18AY60AJVC | RCFY6024STANM | R801V1255A24UH | Split System | 51500 | 17 | 10 | 2 | R-454B | 650
216820265 | RHEEM | RD18AY60AJVC | RCFY6024STANM | R802V1255A24UH | Split System | 51500 | 17 | 10 | 2 | R-454B | 650
216821610 | RUSSELL | RD18AY60AJVC | TCFY6024STANM | S801V0755A21DZ | Split System | 51000 | 17 | 10 | 2 | R-454B | 650
216821590 | RUSSELL | RD18AY60AJVC | TCFY6024STANM | S802V1255A24DZ | Split System | 51000 | 17 | 10 | 2 | R-454B | 650
216821597 | RUSSELL | RD18AY60AJVC | TCFY6024STANM | S801V1005A21UHN | Split System | 51000 | 17 | 10 | 2 | R-454B | 650
216821615 | RUSSELL | RD18AY60AJVC | TCFY6024STANM | S801V1255A24DZ | Split System | 51000 | 17 | 10 | 2 | R-454B | 650
216821582 | RUSSELL | RD18AY60AJVC | TCFY6024STANM | S802V1005A21UH | Split System | 51000 | 17 | 10 | 2 | R-454B | 650
216821640 | RUSSELL | RD18AY60AJVC | TCFY6024STANM | S802V0755A21DZ | Split System | 51000 | 17 | 10 | 2 | R-454B | 650
216821585 | RUSSELL | RD18AY60AJVC | TCFY6024STANM | S801V1005A21UHS | Split System | 51000 | 17 | 10 | 2 | R-454B | 650
216821654 | RUSSELL | RD18AY60AJVC | TCFY6024STANM | S801V1005A21UHU | Split System | 51000 | 17 | 10 | 2 | R-454B | 650
216821594 | RUSSELL | RD18AY60AJVC | TCFY6024STANM | S802V1255A24UH | Split System | 51500 | 17 | 10 | 2 | R-454B | 650
216821629 | RUSSELL | RD18AY60AJVC | TCFY6024STANM | S801V1255A24UH | Split System | 51500 | 17 | 10 | 2 | R-454B | 650
216820296 | RUUD | RD18AY60AJVC | RCFY6024STANM | R801V0755A21DZ | Split System | 51000 | 17 | 10 | 2 | R-454B | 650
216820259 | RUUD | RD18AY60AJVC | RCFY6024STANM | R801V1005A21UHU | Split System | 51000 | 17 | 10 | 2 | R-454B | 650
216820286 | RUUD | RD18AY60AJVC | RCFY6024STANM | R802V1005A21UH | Split System | 51000 | 17 | 10 | 2 | R-454B | 650
216820317 | RUUD | RD18AY60AJVC | RCFY6024STANM | R801V1005A21UHN | Split System | 51000 | 17 | 10 | 2 | R-454B | 650
216820261 | RUUD | RD18AY60AJVC | RCFY6024STANM | R801V1255A24DZ | Split System | 51000 | 17 | 10 | 2 | R-454B | 650
216820436 | RUUD | RD18AY60AJVC | RCFY6024STANM | R802V0755A21DZ | Split System | 51000 | 17 | 10 | 2 | R-454B | 650
216820377 | RUUD | RD18AY60AJVC | RCFY6024STANM | R802V1255A24DZ | Split System | 51000 | 17 | 10 | 2 | R-454B | 650
216820223 | RUUD | RD18AY60AJVC | RCFY6024STANM | R801V1005A21UHS | Split System | 51000 | 17 | 10 | 2 | R-454B | 650
216820366 | RUUD | RD18AY60AJVC | RCFY6024STANM | R801V1255A24UH | Split System | 51500 | 17 | 10 | 2 | R-454B | 650
216820267 | RUUD | RD18AY60AJVC | RCFY6024STANM | R802V1255A24UH | Split System | 51500 | 17 | 10 | 2 | R-454B | 650
216821053 | SURE | RD18AY60AJVC | TCFY6024STANM | S801V1005A21UHS | Split System | 51000 | 17 | 10 | 2 | R-454B | 650
216821058 | SURE | RD18AY60AJVC | TCFY6024STANM | S802V1255A24DZ | Split System | 51000 | 17 | 10 | 2 | R-454B | 650
216821079 | SURE | RD18AY60AJVC | TCFY6024STANM | S801V0755A21DZ | Split System | 51000 | 17 | 10 | 2 | R-454B | 650
216821122 | SURE | RD18AY60AJVC | TCFY6024STANM | S801V1005A21UHU | Split System | 51000 | 17 | 10 | 2 | R-454B | 650
216821065 | SURE | RD18AY60AJVC | TCFY6024STANM | S801V1005A21UHN | Split System | 51000 | 17 | 10 | 2 | R-454B | 650
216821083 | SURE | RD18AY60AJVC | TCFY6024STANM | S801V1255A24DZ | Split System | 51000 | 17 | 10 | 2 | R-454B | 650
216821051 | SURE | RD18AY60AJVC | TCFY6024STANM | S802V1005A21UH | Split System | 51000 | 17 | 10 | 2 | R-454B | 650
216821108 | SURE | RD18AY60AJVC | TCFY6024STANM | S802V0755A21DZ | Split System | 51000 | 17 | 10 | 2 | R-454B | 650
216821063 | SURE | RD18AY60AJVC | TCFY6024STANM | S802V1255A24UH | Split System | 51500 | 17 | 10 | 2 | R-454B | 650
216821097 | SURE | RD18AY60AJVC | TCFY6024STANM | S801V1255A24UH | Split System | 51500 | 17 | 10 | 2 | R-454B | 650
216820423 | FRIEDRICH | RD18AY60AJVC | RCFY6024STANM | FR802V1005A21DZ | Split System | 51500 | 18 | 10 | 2 | R-454B | 650
216820237 | FRIEDRICH | RD18AY60AJVC | RCFY6024STANM | FR801V1005A21DZ | Split System | 51500 | 18 | 10 | 2 | R-454B | 650
216820320 | RHEEM | RD18AY60AJVC | RCFY6024STANM | R801V1005A21DZ | Split System | 51500 | 18 | 10 | 2 | R-454B | 650
216820414 | RHEEM | RD18AY60AJVC | RCFY6024STANM | R802V1005A21DZ | Split System | 51500 | 18 | 10 | 2 | R-454B | 650
216820395 | RHEEM | RD18AY60AJVC | RCFY6024STANM | R802V1505A24UH | Split System | 51500 | 18 | 10 | 2 | R-454B | 650
216820337 | RHEEM | RD18AY60AJVC | RCFY6024STANM | R801V1505A24UH | Split System | 51500 | 18 | 10 | 2 | R-454B | 650
216821647 | RUSSELL | RD18AY60AJVC | TCFY6024STANM | S802V1005A21DZ | Split System | 51500 | 18 | 10 | 2 | R-454B | 650
216821620 | RUSSELL | RD18AY60AJVC | TCFY6024STANM | S801V1005A21DZ | Split System | 51500 | 18 | 10 | 2 | R-454B | 650
216821626 | RUSSELL | RD18AY60AJVC | TCFY6024STANM | S801V1505A24UH | Split System | 51500 | 18 | 10 | 2 | R-454B | 650
216821643 | RUSSELL | RD18AY60AJVC | TCFY6024STANM | S802V1505A24UH | Split System | 51500 | 18 | 10 | 2 | R-454B | 650
216820429 | RUUD | RD18AY60AJVC | RCFY6024STANM | R801V1005A21DZ | Split System | 51500 | 18 | 10 | 2 | R-454B | 650
216820230 | RUUD | RD18AY60AJVC | RCFY6024STANM | R802V1005A21DZ | Split System | 51500 | 18 | 10 | 2 | R-454B | 650
216820226 | RUUD | RD18AY60AJVC | RCFY6024STANM | R802V1505A24UH | Split System | 51500 | 18 | 10 | 2 | R-454B | 650
216820412 | RUUD | RD18AY60AJVC | RCFY6024STANM | R801V1505A24UH | Split System | 51500 | 18 | 10 | 2 | R-454B | 650
216821088 | SURE | RD18AY60AJVC | TCFY6024STANM | S801V1005A21DZ | Split System | 51500 | 18 | 10 | 2 | R-454B | 650
216821115 | SURE | RD18AY60AJVC | TCFY6024STANM | S802V1005A21DZ | Split System | 51500 | 18 | 10 | 2 | R-454B | 650
216821111 | SURE | RD18AY60AJVC | TCFY6024STANM | S802V1505A24UH | Split System | 51500 | 18 | 10 | 2 | R-454B | 650
216821094 | SURE | RD18AY60AJVC | TCFY6024STANM | S801V1505A24UH | Split System | 51500 | 18 | 10 | 2 | R-454B | 650
217642427 | GE | NS21H24MA5-**A | NCU[C,U]30AT5*-**+TDR | NF80X060V3A* | Split System | 23000 | 19.5 | 10 | 2.12 | R-454B | 650
217953836 | AIRQUEST | N5H9V24*K*AAA* | EVM5X24M14A*+TDR |  | Split System | 22600 | 16 | 8.1 | 1.75 | R-454B | 650
217953843 | AIRQUEST | Q5H9V24*K*AAA* | EVM5X24M14A*+TDR |  | Split System | 22600 | 16 | 8.1 | 1.75 | R-454B | 650
217953948 | AIRQUEST | N5H9V24*K*AAA* | EVD5X24M14A*+TDR |  | Split System | 22600 | 16 | 8.1 | 1.75 | R-454B | 650
217953955 | AIRQUEST | Q5H9V24*K*AAA* | EVD5X24M14A*+TDR |  | Split System | 22600 | 16 | 8.1 | 1.75 | R-454B | 650
217953859 | AIRQUEST | Q5H9V24*K*AAA* | EVM5X24M17A*+TDR |  | Split System | 22800 | 16 | 8.1 | 1.75 | R-454B | 650
217953971 | AIRQUEST | Q5H9V24*K*AAA* | EVD5X24M17A*+TDR |  | Split System | 22800 | 16 | 8.1 | 1.75 | R-454B | 650
217953964 | AIRQUEST | N5H9V24*K*AAA* | EVD5X24M17A*+TDR |  | Split System | 22800 | 16 | 8.1 | 1.75 | R-454B | 650
217953852 | AIRQUEST | N5H9V24*K*AAA* | EVM5X24M17A*+TDR |  | Split System | 22800 | 16 | 8.1 | 1.75 | R-454B | 650
217953954 | ARCOAIRE | Q5H9V24*K*AAA* | EVD5X24M14A*+TDR |  | Split System | 22600 | 16 | 8.1 | 1.75 | R-454B | 650
217953947 | ARCOAIRE | N5H9V24*K*AAA* | EVD5X24M14A*+TDR |  | Split System | 22600 | 16 | 8.1 | 1.75 | R-454B | 650
217953835 | ARCOAIRE | N5H9V24*K*AAA* | EVM5X24M14A*+TDR |  | Split System | 22600 | 16 | 8.1 | 1.75 | R-454B | 650
217953842 | ARCOAIRE | Q5H9V24*K*AAA* | EVM5X24M14A*+TDR |  | Split System | 22600 | 16 | 8.1 | 1.75 | R-454B | 650
217953970 | ARCOAIRE | Q5H9V24*K*AAA* | EVD5X24M17A*+TDR |  | Split System | 22800 | 16 | 8.1 | 1.75 | R-454B | 650
217953963 | ARCOAIRE | N5H9V24*K*AAA* | EVD5X24M17A*+TDR |  | Split System | 22800 | 16 | 8.1 | 1.75 | R-454B | 650
217953851 | ARCOAIRE | N5H9V24*K*AAA* | EVM5X24M17A*+TDR |  | Split System | 22800 | 16 | 8.1 | 1.75 | R-454B | 650
217953858 | ARCOAIRE | Q5H9V24*K*AAA* | EVM5X24M17A*+TDR |  | Split System | 22800 | 16 | 8.1 | 1.75 | R-454B | 650
217953834 | BRYANT HEATING AND COOLING SYSTEMS | 249VAN024**AA* | CVAMA2414XMA*+TDR |  | Split System | 22600 | 16 | 8.1 | 1.75 | R-454B | 650
217953946 | BRYANT HEATING AND COOLING SYSTEMS | 249VAN024**AA* | CVAVA2414XMA*+TDR |  | Split System | 22600 | 16 | 8.1 | 1.75 | R-454B | 650
217953850 | BRYANT HEATING AND COOLING SYSTEMS | 249VAN024**AA* | CVAMA2417XMA*+TDR |  | Split System | 22800 | 16 | 8.1 | 1.75 | R-454B | 650
217953962 | BRYANT HEATING AND COOLING SYSTEMS | 249VAN024**AA* | CVAVA2417XMA*+TDR |  | Split System | 22800 | 16 | 8.1 | 1.75 | R-454B | 650
217953833 | CARRIER | 27VPA924A*030* | CVAMA2414XMA*+TDR |  | Split System | 22600 | 16 | 8.1 | 1.75 | R-454B | 650
217953945 | CARRIER | 27VPA924A*030* | CVAVA2414XMA*+TDR |  | Split System | 22600 | 16 | 8.1 | 1.75 | R-454B | 650
217953961 | CARRIER | 27VPA924A*030* | CVAVA2417XMA*+TDR |  | Split System | 22800 | 16 | 8.1 | 1.75 | R-454B | 650
217953849 | CARRIER | 27VPA924A*030* | CVAMA2417XMA*+TDR |  | Split System | 22800 | 16 | 8.1 | 1.75 | R-454B | 650
217953844 | COMFORTMAKER | Q5H9V24*K*AAA* | EVM5X24M14A*+TDR |  | Split System | 22600 | 16 | 8.1 | 1.75 | R-454B | 650
217953956 | COMFORTMAKER | Q5H9V24*K*AAA* | EVD5X24M14A*+TDR |  | Split System | 22600 | 16 | 8.1 | 1.75 | R-454B | 650
217953949 | COMFORTMAKER | N5H9V24*K*AAA* | EVD5X24M14A*+TDR |  | Split System | 22600 | 16 | 8.1 | 1.75 | R-454B | 650
217953837 | COMFORTMAKER | N5H9V24*K*AAA* | EVM5X24M14A*+TDR |  | Split System | 22600 | 16 | 8.1 | 1.75 | R-454B | 650
217953972 | COMFORTMAKER | Q5H9V24*K*AAA* | EVD5X24M17A*+TDR |  | Split System | 22800 | 16 | 8.1 | 1.75 | R-454B | 650
217953965 | COMFORTMAKER | N5H9V24*K*AAA* | EVD5X24M17A*+TDR |  | Split System | 22800 | 16 | 8.1 | 1.75 | R-454B | 650
217953860 | COMFORTMAKER | Q5H9V24*K*AAA* | EVM5X24M17A*+TDR |  | Split System | 22800 | 16 | 8.1 | 1.75 | R-454B | 650
217953853 | COMFORTMAKER | N5H9V24*K*AAA* | EVM5X24M17A*+TDR |  | Split System | 22800 | 16 | 8.1 | 1.75 | R-454B | 650
217953950 | DAY & NIGHT | N5H9V24*K*AAA* | EVD5X24M14A*+TDR |  | Split System | 22600 | 16 | 8.1 | 1.75 | R-454B | 650
217953838 | DAY & NIGHT | N5H9V24*K*AAA* | EVM5X24M14A*+TDR |  | Split System | 22600 | 16 | 8.1 | 1.75 | R-454B | 650
217953845 | DAY & NIGHT | Q5H9V24*K*AAA* | EVM5X24M14A*+TDR |  | Split System | 22600 | 16 | 8.1 | 1.75 | R-454B | 650
217953957 | DAY & NIGHT | Q5H9V24*K*AAA* | EVD5X24M14A*+TDR |  | Split System | 22600 | 16 | 8.1 | 1.75 | R-454B | 650
217953854 | DAY & NIGHT | N5H9V24*K*AAA* | EVM5X24M17A*+TDR |  | Split System | 22800 | 16 | 8.1 | 1.75 | R-454B | 650
217953861 | DAY & NIGHT | Q5H9V24*K*AAA* | EVM5X24M17A*+TDR |  | Split System | 22800 | 16 | 8.1 | 1.75 | R-454B | 650
217953973 | DAY & NIGHT | Q5H9V24*K*AAA* | EVD5X24M17A*+TDR |  | Split System | 22800 | 16 | 8.1 | 1.75 | R-454B | 650
217953966 | DAY & NIGHT | N5H9V24*K*AAA* | EVD5X24M17A*+TDR |  | Split System | 22800 | 16 | 8.1 | 1.75 | R-454B | 650
217953951 | HEIL | N5H9V24*K*AAA* | EVD5X24M14A*+TDR |  | Split System | 22600 | 16 | 8.1 | 1.75 | R-454B | 650
217953958 | HEIL | Q5H9V24*K*AAA* | EVD5X24M14A*+TDR |  | Split System | 22600 | 16 | 8.1 | 1.75 | R-454B | 650
217953839 | HEIL | N5H9V24*K*AAA* | EVM5X24M14A*+TDR |  | Split System | 22600 | 16 | 8.1 | 1.75 | R-454B | 650
217953846 | HEIL | Q5H9V24*K*AAA* | EVM5X24M14A*+TDR |  | Split System | 22600 | 16 | 8.1 | 1.75 | R-454B | 650
217953967 | HEIL | N5H9V24*K*AAA* | EVD5X24M17A*+TDR |  | Split System | 22800 | 16 | 8.1 | 1.75 | R-454B | 650
217953855 | HEIL | N5H9V24*K*AAA* | EVM5X24M17A*+TDR |  | Split System | 22800 | 16 | 8.1 | 1.75 | R-454B | 650
217953974 | HEIL | Q5H9V24*K*AAA* | EVD5X24M17A*+TDR |  | Split System | 22800 | 16 | 8.1 | 1.75 | R-454B | 650
217953862 | HEIL | Q5H9V24*K*AAA* | EVM5X24M17A*+TDR |  | Split System | 22800 | 16 | 8.1 | 1.75 | R-454B | 650
217953959 | KEEPRITE | Q5H9V24*K*AAA* | EVD5X24M14A*+TDR |  | Split System | 22600 | 16 | 8.1 | 1.75 | R-454B | 650
217953952 | KEEPRITE | N5H9V24*K*AAA* | EVD5X24M14A*+TDR |  | Split System | 22600 | 16 | 8.1 | 1.75 | R-454B | 650
217953847 | KEEPRITE | Q5H9V24*K*AAA* | EVM5X24M14A*+TDR |  | Split System | 22600 | 16 | 8.1 | 1.75 | R-454B | 650
217953840 | KEEPRITE | N5H9V24*K*AAA* | EVM5X24M14A*+TDR |  | Split System | 22600 | 16 | 8.1 | 1.75 | R-454B | 650
217953856 | KEEPRITE | N5H9V24*K*AAA* | EVM5X24M17A*+TDR |  | Split System | 22800 | 16 | 8.1 | 1.75 | R-454B | 650
217953975 | KEEPRITE | Q5H9V24*K*AAA* | EVD5X24M17A*+TDR |  | Split System | 22800 | 16 | 8.1 | 1.75 | R-454B | 650
217953863 | KEEPRITE | Q5H9V24*K*AAA* | EVM5X24M17A*+TDR |  | Split System | 22800 | 16 | 8.1 | 1.75 | R-454B | 650
217953968 | KEEPRITE | N5H9V24*K*AAA* | EVD5X24M17A*+TDR |  | Split System | 22800 | 16 | 8.1 | 1.75 | R-454B | 650
217953848 | TEMPSTAR | Q5H9V24*K*AAA* | EVM5X24M14A*+TDR |  | Split System | 22600 | 16 | 8.1 | 1.75 | R-454B | 650
217953960 | TEMPSTAR | Q5H9V24*K*AAA* | EVD5X24M14A*+TDR |  | Split System | 22600 | 16 | 8.1 | 1.75 | R-454B | 650
217953953 | TEMPSTAR | N5H9V24*K*AAA* | EVD5X24M14A*+TDR |  | Split System | 22600 | 16 | 8.1 | 1.75 | R-454B | 650
217953841 | TEMPSTAR | N5H9V24*K*AAA* | EVM5X24M14A*+TDR |  | Split System | 22600 | 16 | 8.1 | 1.75 | R-454B | 650
217953976 | TEMPSTAR | Q5H9V24*K*AAA* | EVD5X24M17A*+TDR |  | Split System | 22800 | 16 | 8.1 | 1.75 | R-454B | 650
217953864 | TEMPSTAR | Q5H9V24*K*AAA* | EVM5X24M17A*+TDR |  | Split System | 22800 | 16 | 8.1 | 1.75 | R-454B | 650
217953969 | TEMPSTAR | N5H9V24*K*AAA* | EVD5X24M17A*+TDR |  | Split System | 22800 | 16 | 8.1 | 1.75 | R-454B | 650
217953857 | TEMPSTAR | N5H9V24*K*AAA* | EVM5X24M17A*+TDR |  | Split System | 22800 | 16 | 8.1 | 1.75 | R-454B | 650
217954019 | AIRQUEST | Q5H9V24*K*AAA* | EVD5X30M14A*+TDR |  | Split System | 23000 | 16 | 8.1 | 1.8 | R-454B | 650
217954012 | AIRQUEST | N5H9V24*K*AAA* | EVD5X30M14A*+TDR |  | Split System | 23000 | 16 | 8.1 | 1.8 | R-454B | 650
217953980 | AIRQUEST | N5H9V24*K*AAA* | EVD5X25M14A*+TDR |  | Split System | 23000 | 16 | 8.1 | 1.8 | R-454B | 650
217953987 | AIRQUEST | Q5H9V24*K*AAA* | EVD5X25M14A*+TDR |  | Split System | 23000 | 16 | 8.1 | 1.8 | R-454B | 650
217954011 | ARCOAIRE | N5H9V24*K*AAA* | EVD5X30M14A*+TDR |  | Split System | 23000 | 16 | 8.1 | 1.8 | R-454B | 650
217953986 | ARCOAIRE | Q5H9V24*K*AAA* | EVD5X25M14A*+TDR |  | Split System | 23000 | 16 | 8.1 | 1.8 | R-454B | 650
217953979 | ARCOAIRE | N5H9V24*K*AAA* | EVD5X25M14A*+TDR |  | Split System | 23000 | 16 | 8.1 | 1.8 | R-454B | 650
217954018 | ARCOAIRE | Q5H9V24*K*AAA* | EVD5X30M14A*+TDR |  | Split System | 23000 | 16 | 8.1 | 1.8 | R-454B | 650
217953978 | BRYANT HEATING AND COOLING SYSTEMS | 249VAN024**AA* | CVAVA2514XMA*+TDR |  | Split System | 23000 | 16 | 8.1 | 1.8 | R-454B | 650
217954010 | BRYANT HEATING AND COOLING SYSTEMS | 249VAN024**AA* | CVAVA3014XMA*+TDR |  | Split System | 23000 | 16 | 8.1 | 1.8 | R-454B | 650
217953977 | CARRIER | 27VPA924A*030* | CVAVA2514XMA*+TDR |  | Split System | 23000 | 16 | 8.1 | 1.8 | R-454B | 650
217954009 | CARRIER | 27VPA924A*030* | CVAVA3014XMA*+TDR |  | Split System | 23000 | 16 | 8.1 | 1.8 | R-454B | 650
217953981 | COMFORTMAKER | N5H9V24*K*AAA* | EVD5X25M14A*+TDR |  | Split System | 23000 | 16 | 8.1 | 1.8 | R-454B | 650
217954013 | COMFORTMAKER | N5H9V24*K*AAA* | EVD5X30M14A*+TDR |  | Split System | 23000 | 16 | 8.1 | 1.8 | R-454B | 650
217953988 | COMFORTMAKER | Q5H9V24*K*AAA* | EVD5X25M14A*+TDR |  | Split System | 23000 | 16 | 8.1 | 1.8 | R-454B | 650
217954020 | COMFORTMAKER | Q5H9V24*K*AAA* | EVD5X30M14A*+TDR |  | Split System | 23000 | 16 | 8.1 | 1.8 | R-454B | 650
217954021 | DAY & NIGHT | Q5H9V24*K*AAA* | EVD5X30M14A*+TDR |  | Split System | 23000 | 16 | 8.1 | 1.8 | R-454B | 650
217953982 | DAY & NIGHT | N5H9V24*K*AAA* | EVD5X25M14A*+TDR |  | Split System | 23000 | 16 | 8.1 | 1.8 | R-454B | 650
217954014 | DAY & NIGHT | N5H9V24*K*AAA* | EVD5X30M14A*+TDR |  | Split System | 23000 | 16 | 8.1 | 1.8 | R-454B | 650
217953989 | DAY & NIGHT | Q5H9V24*K*AAA* | EVD5X25M14A*+TDR |  | Split System | 23000 | 16 | 8.1 | 1.8 | R-454B | 650
217954022 | HEIL | Q5H9V24*K*AAA* | EVD5X30M14A*+TDR |  | Split System | 23000 | 16 | 8.1 | 1.8 | R-454B | 650
217953983 | HEIL | N5H9V24*K*AAA* | EVD5X25M14A*+TDR |  | Split System | 23000 | 16 | 8.1 | 1.8 | R-454B | 650
217953990 | HEIL | Q5H9V24*K*AAA* | EVD5X25M14A*+TDR |  | Split System | 23000 | 16 | 8.1 | 1.8 | R-454B | 650
217954015 | HEIL | N5H9V24*K*AAA* | EVD5X30M14A*+TDR |  | Split System | 23000 | 16 | 8.1 | 1.8 | R-454B | 650
217953991 | KEEPRITE | Q5H9V24*K*AAA* | EVD5X25M14A*+TDR |  | Split System | 23000 | 16 | 8.1 | 1.8 | R-454B | 650
217954016 | KEEPRITE | N5H9V24*K*AAA* | EVD5X30M14A*+TDR |  | Split System | 23000 | 16 | 8.1 | 1.8 | R-454B | 650
217954023 | KEEPRITE | Q5H9V24*K*AAA* | EVD5X30M14A*+TDR |  | Split System | 23000 | 16 | 8.1 | 1.8 | R-454B | 650
217953984 | KEEPRITE | N5H9V24*K*AAA* | EVD5X25M14A*+TDR |  | Split System | 23000 | 16 | 8.1 | 1.8 | R-454B | 650
217954024 | TEMPSTAR | Q5H9V24*K*AAA* | EVD5X30M14A*+TDR |  | Split System | 23000 | 16 | 8.1 | 1.8 | R-454B | 650
217953985 | TEMPSTAR | N5H9V24*K*AAA* | EVD5X25M14A*+TDR |  | Split System | 23000 | 16 | 8.1 | 1.8 | R-454B | 650
217954017 | TEMPSTAR | N5H9V24*K*AAA* | EVD5X30M14A*+TDR |  | Split System | 23000 | 16 | 8.1 | 1.8 | R-454B | 650
217953992 | TEMPSTAR | Q5H9V24*K*AAA* | EVD5X25M14A*+TDR |  | Split System | 23000 | 16 | 8.1 | 1.8 | R-454B | 650
217642472 | GE | NS21H48MA5-**A | NCU[C,U]60DT5*-**+TDR |  | Split System | 46500 | 15.7 | 8.2 | 1.98 | R-454B | 650
217642599 | GE | NS21H24MA5-**A | NCHC24AT5*-**+TDR |  | Split System | 23400 | 16 | 8.2 | 1.94 | R-454B | 650
218599797 | KENMORE | HH824E2S11* | CTU30B5XCS2+TXV |  | Split System | 23000 | 15.2 | 8.5 | 2 | R-454B | 650
217642600 | GE | NS21H24MA5-**A | NCHC30AT5*-**+TDR |  | Split System | 21600 | 15.5 | 8.5 | 2 | R-454B | 650
217895361 | BOSCH | BOVB-60MTB-M19E | BMAC4248CBTA |  | Split System | 43500 | 15.2 | 8.5 | 1.8 | R-454B | 650
217895362 | BOSCH | BOVB-60MTB-M19E | BMAC4248DBTA |  | Split System | 43500 | 15.2 | 8.5 | 1.8 | R-454B | 650
217270197 | HAIER | 1U24T3PS*HE | NCDC24BT5****+TDR |  | Split System | 24000 | 15.2 | 8.5 | 1.75 | R-454B | 650
217270187 | HAIER | 1U24T3PS*HE | NCUC30AT5****+TDR |  | Split System | 24000 | 15.2 | 8.5 | 1.75 | R-454B | 650
217270196 | HAIER | 1U24T3PS*HE | NCDC24AT5****+TDR |  | Split System | 24000 | 15.2 | 8.5 | 1.75 | R-454B | 650
217270189 | HAIER | 1U24T3PS*HE | NCUC36AT5****+TDR |  | Split System | 24000 | 15.2 | 8.5 | 1.8 | R-454B | 650
217642598 | GE | NS21H24MA5-**A | NCHC30BT5*-**+TDR |  | Split System | 22800 | 16 | 8.5 | 1.98 | R-454B | 650
218158138 | SAMSUNG | AC024FCUPCG | HG35A36D175B2220L |  | Split System | 24000 | 16 | 8.5 | 1.94 | R-454B | 650
217953868 | AIRQUEST | N5H9V24*K*AAA* | EVM5X25M17A*+TDR |  | Split System | 23400 | 16 | 8.5 | 1.88 | R-454B | 650
217954067 | AIRQUEST | Q5H9V24*K*AAA* | EVD5X36M17A*+TDR |  | Split System | 23400 | 16 | 8.5 | 1.88 | R-454B | 650
217954028 | AIRQUEST | N5H9V24*K*AAA* | EVD5X30M17A*+TDR |  | Split System | 23400 | 16 | 8.5 | 1.88 | R-454B | 650
217954060 | AIRQUEST | N5H9V24*K*AAA* | EVD5X36M17A*+TDR |  | Split System | 23400 | 16 | 8.5 | 1.88 | R-454B | 650
217953939 | AIRQUEST | Q5H9V24*K*AAA* | EVM5X36M17A*+TDR |  | Split System | 23400 | 16 | 8.5 | 1.88 | R-454B | 650
217953891 | AIRQUEST | Q5H9V24*K*AAA* | EVM5X30M17A*+TDR |  | Split System | 23400 | 16 | 8.5 | 1.88 | R-454B | 650
217954035 | AIRQUEST | Q5H9V24*K*AAA* | EVD5X30M17A*+TDR |  | Split System | 23400 | 16 | 8.5 | 1.88 | R-454B | 650
217954083 | AIRQUEST | Q5H9V24*K*AAA* | EVD5X36M21A*+TDR |  | Split System | 23400 | 16 | 8.5 | 1.88 | R-454B | 650
217954076 | AIRQUEST | N5H9V24*K*AAA* | EVD5X36M21A*+TDR |  | Split System | 23400 | 16 | 8.5 | 1.88 | R-454B | 650
217953875 | AIRQUEST | Q5H9V24*K*AAA* | EVM5X25M17A*+TDR |  | Split System | 23400 | 16 | 8.5 | 1.88 | R-454B | 650
217953884 | AIRQUEST | N5H9V24*K*AAA* | EVM5X30M17A*+TDR |  | Split System | 23400 | 16 | 8.5 | 1.88 | R-454B | 650
217953932 | AIRQUEST | N5H9V24*K*AAA* | EVM5X36M17A*+TDR |  | Split System | 23400 | 16 | 8.5 | 1.88 | R-454B | 650
217954003 | AIRQUEST | Q5H9V24*K*AAA* | EVD5X25M17A*+TDR |  | Split System | 23800 | 16 | 8.5 | 1.9 | R-454B | 650
217953996 | AIRQUEST | N5H9V24*K*AAA* | EVD5X25M17A*+TDR |  | Split System | 23800 | 16 | 8.5 | 1.9 | R-454B | 650
217954075 | ARCOAIRE | N5H9V24*K*AAA* | EVD5X36M21A*+TDR |  | Split System | 23400 | 16 | 8.5 | 1.88 | R-454B | 650
217954034 | ARCOAIRE | Q5H9V24*K*AAA* | EVD5X30M17A*+TDR |  | Split System | 23400 | 16 | 8.5 | 1.88 | R-454B | 650
217953874 | ARCOAIRE | Q5H9V24*K*AAA* | EVM5X25M17A*+TDR |  | Split System | 23400 | 16 | 8.5 | 1.88 | R-454B | 650
217954059 | ARCOAIRE | N5H9V24*K*AAA* | EVD5X36M17A*+TDR |  | Split System | 23400 | 16 | 8.5 | 1.88 | R-454B | 650
217953938 | ARCOAIRE | Q5H9V24*K*AAA* | EVM5X36M17A*+TDR |  | Split System | 23400 | 16 | 8.5 | 1.88 | R-454B | 650
217954027 | ARCOAIRE | N5H9V24*K*AAA* | EVD5X30M17A*+TDR |  | Split System | 23400 | 16 | 8.5 | 1.88 | R-454B | 650
217953867 | ARCOAIRE | N5H9V24*K*AAA* | EVM5X25M17A*+TDR |  | Split System | 23400 | 16 | 8.5 | 1.88 | R-454B | 650
217953883 | ARCOAIRE | N5H9V24*K*AAA* | EVM5X30M17A*+TDR |  | Split System | 23400 | 16 | 8.5 | 1.88 | R-454B | 650
217954066 | ARCOAIRE | Q5H9V24*K*AAA* | EVD5X36M17A*+TDR |  | Split System | 23400 | 16 | 8.5 | 1.88 | R-454B | 650
217953890 | ARCOAIRE | Q5H9V24*K*AAA* | EVM5X30M17A*+TDR |  | Split System | 23400 | 16 | 8.5 | 1.88 | R-454B | 650
217953931 | ARCOAIRE | N5H9V24*K*AAA* | EVM5X36M17A*+TDR |  | Split System | 23400 | 16 | 8.5 | 1.88 | R-454B | 650
217954082 | ARCOAIRE | Q5H9V24*K*AAA* | EVD5X36M21A*+TDR |  | Split System | 23400 | 16 | 8.5 | 1.88 | R-454B | 650
217953995 | ARCOAIRE | N5H9V24*K*AAA* | EVD5X25M17A*+TDR |  | Split System | 23800 | 16 | 8.5 | 1.9 | R-454B | 650
217954002 | ARCOAIRE | Q5H9V24*K*AAA* | EVD5X25M17A*+TDR |  | Split System | 23800 | 16 | 8.5 | 1.9 | R-454B | 650
217954074 | BRYANT HEATING AND COOLING SYSTEMS | 249VAN024**AA* | CVAVA3621XMA*+TDR |  | Split System | 23400 | 16 | 8.5 | 1.88 | R-454B | 650
217953882 | BRYANT HEATING AND COOLING SYSTEMS | 249VAN024**AA* | CVAMA3017XMA*+TDR |  | Split System | 23400 | 16 | 8.5 | 1.88 | R-454B | 650
217953866 | BRYANT HEATING AND COOLING SYSTEMS | 249VAN024**AA* | CVAMA2517XMA*+TDR |  | Split System | 23400 | 16 | 8.5 | 1.88 | R-454B | 650
217953930 | BRYANT HEATING AND COOLING SYSTEMS | 249VAN024**AA* | CVAMA3617XMA*+TDR |  | Split System | 23400 | 16 | 8.5 | 1.88 | R-454B | 650
217954026 | BRYANT HEATING AND COOLING SYSTEMS | 249VAN024**AA* | CVAVA3017XMA*+TDR |  | Split System | 23400 | 16 | 8.5 | 1.88 | R-454B | 650
217954058 | BRYANT HEATING AND COOLING SYSTEMS | 249VAN024**AA* | CVAVA3617XMA*+TDR |  | Split System | 23400 | 16 | 8.5 | 1.88 | R-454B | 650
217953994 | BRYANT HEATING AND COOLING SYSTEMS | 249VAN024**AA* | CVAVA2517XMA*+TDR |  | Split System | 23800 | 16 | 8.5 | 1.9 | R-454B | 650
217954057 | CARRIER | 27VPA924A*030* | CVAVA3617XMA*+TDR |  | Split System | 23400 | 16 | 8.5 | 1.88 | R-454B | 650
217953865 | CARRIER | 27VPA924A*030* | CVAMA2517XMA*+TDR |  | Split System | 23400 | 16 | 8.5 | 1.88 | R-454B | 650
217954025 | CARRIER | 27VPA924A*030* | CVAVA3017XMA*+TDR |  | Split System | 23400 | 16 | 8.5 | 1.88 | R-454B | 650
217953881 | CARRIER | 27VPA924A*030* | CVAMA3017XMA*+TDR |  | Split System | 23400 | 16 | 8.5 | 1.88 | R-454B | 650
217954073 | CARRIER | 27VPA924A*030* | CVAVA3621XMA*+TDR |  | Split System | 23400 | 16 | 8.5 | 1.88 | R-454B | 650
217953929 | CARRIER | 27VPA924A*030* | CVAMA3617XMA*+TDR |  | Split System | 23400 | 16 | 8.5 | 1.88 | R-454B | 650
217953993 | CARRIER | 27VPA924A*030* | CVAVA2517XMA*+TDR |  | Split System | 23800 | 16 | 8.5 | 1.9 | R-454B | 650
217953940 | COMFORTMAKER | Q5H9V24*K*AAA* | EVM5X36M17A*+TDR |  | Split System | 23400 | 16 | 8.5 | 1.88 | R-454B | 650
217954061 | COMFORTMAKER | N5H9V24*K*AAA* | EVD5X36M17A*+TDR |  | Split System | 23400 | 16 | 8.5 | 1.88 | R-454B | 650
217954077 | COMFORTMAKER | N5H9V24*K*AAA* | EVD5X36M21A*+TDR |  | Split System | 23400 | 16 | 8.5 | 1.88 | R-454B | 650
217954084 | COMFORTMAKER | Q5H9V24*K*AAA* | EVD5X36M21A*+TDR |  | Split System | 23400 | 16 | 8.5 | 1.88 | R-454B | 650
217954068 | COMFORTMAKER | Q5H9V24*K*AAA* | EVD5X36M17A*+TDR |  | Split System | 23400 | 16 | 8.5 | 1.88 | R-454B | 650
217953892 | COMFORTMAKER | Q5H9V24*K*AAA* | EVM5X30M17A*+TDR |  | Split System | 23400 | 16 | 8.5 | 1.88 | R-454B | 650
217954029 | COMFORTMAKER | N5H9V24*K*AAA* | EVD5X30M17A*+TDR |  | Split System | 23400 | 16 | 8.5 | 1.88 | R-454B | 650
217953869 | COMFORTMAKER | N5H9V24*K*AAA* | EVM5X25M17A*+TDR |  | Split System | 23400 | 16 | 8.5 | 1.88 | R-454B | 650
217953885 | COMFORTMAKER | N5H9V24*K*AAA* | EVM5X30M17A*+TDR |  | Split System | 23400 | 16 | 8.5 | 1.88 | R-454B | 650
217953933 | COMFORTMAKER | N5H9V24*K*AAA* | EVM5X36M17A*+TDR |  | Split System | 23400 | 16 | 8.5 | 1.88 | R-454B | 650
217953876 | COMFORTMAKER | Q5H9V24*K*AAA* | EVM5X25M17A*+TDR |  | Split System | 23400 | 16 | 8.5 | 1.88 | R-454B | 650
217954036 | COMFORTMAKER | Q5H9V24*K*AAA* | EVD5X30M17A*+TDR |  | Split System | 23400 | 16 | 8.5 | 1.88 | R-454B | 650
217953997 | COMFORTMAKER | N5H9V24*K*AAA* | EVD5X25M17A*+TDR |  | Split System | 23800 | 16 | 8.5 | 1.9 | R-454B | 650
217954004 | COMFORTMAKER | Q5H9V24*K*AAA* | EVD5X25M17A*+TDR |  | Split System | 23800 | 16 | 8.5 | 1.9 | R-454B | 650
217953886 | DAY & NIGHT | N5H9V24*K*AAA* | EVM5X30M17A*+TDR |  | Split System | 23400 | 16 | 8.5 | 1.88 | R-454B | 650
217953870 | DAY & NIGHT | N5H9V24*K*AAA* | EVM5X25M17A*+TDR |  | Split System | 23400 | 16 | 8.5 | 1.88 | R-454B | 650
217954062 | DAY & NIGHT | N5H9V24*K*AAA* | EVD5X36M17A*+TDR |  | Split System | 23400 | 16 | 8.5 | 1.88 | R-454B | 650
217953934 | DAY & NIGHT | N5H9V24*K*AAA* | EVM5X36M17A*+TDR |  | Split System | 23400 | 16 | 8.5 | 1.88 | R-454B | 650
217953893 | DAY & NIGHT | Q5H9V24*K*AAA* | EVM5X30M17A*+TDR |  | Split System | 23400 | 16 | 8.5 | 1.88 | R-454B | 650
217954078 | DAY & NIGHT | N5H9V24*K*AAA* | EVD5X36M21A*+TDR |  | Split System | 23400 | 16 | 8.5 | 1.88 | R-454B | 650
217954030 | DAY & NIGHT | N5H9V24*K*AAA* | EVD5X30M17A*+TDR |  | Split System | 23400 | 16 | 8.5 | 1.88 | R-454B | 650
217954085 | DAY & NIGHT | Q5H9V24*K*AAA* | EVD5X36M21A*+TDR |  | Split System | 23400 | 16 | 8.5 | 1.88 | R-454B | 650
217954069 | DAY & NIGHT | Q5H9V24*K*AAA* | EVD5X36M17A*+TDR |  | Split System | 23400 | 16 | 8.5 | 1.88 | R-454B | 650
217954037 | DAY & NIGHT | Q5H9V24*K*AAA* | EVD5X30M17A*+TDR |  | Split System | 23400 | 16 | 8.5 | 1.88 | R-454B | 650
217953877 | DAY & NIGHT | Q5H9V24*K*AAA* | EVM5X25M17A*+TDR |  | Split System | 23400 | 16 | 8.5 | 1.88 | R-454B | 650
217953941 | DAY & NIGHT | Q5H9V24*K*AAA* | EVM5X36M17A*+TDR |  | Split System | 23400 | 16 | 8.5 | 1.88 | R-454B | 650
217954005 | DAY & NIGHT | Q5H9V24*K*AAA* | EVD5X25M17A*+TDR |  | Split System | 23800 | 16 | 8.5 | 1.9 | R-454B | 650
217953998 | DAY & NIGHT | N5H9V24*K*AAA* | EVD5X25M17A*+TDR |  | Split System | 23800 | 16 | 8.5 | 1.9 | R-454B | 650
217954070 | HEIL | Q5H9V24*K*AAA* | EVD5X36M17A*+TDR |  | Split System | 23400 | 16 | 8.5 | 1.88 | R-454B | 650
217953894 | HEIL | Q5H9V24*K*AAA* | EVM5X30M17A*+TDR |  | Split System | 23400 | 16 | 8.5 | 1.88 | R-454B | 650
217954086 | HEIL | Q5H9V24*K*AAA* | EVD5X36M21A*+TDR |  | Split System | 23400 | 16 | 8.5 | 1.88 | R-454B | 650
217954038 | HEIL | Q5H9V24*K*AAA* | EVD5X30M17A*+TDR |  | Split System | 23400 | 16 | 8.5 | 1.88 | R-454B | 650
217954063 | HEIL | N5H9V24*K*AAA* | EVD5X36M17A*+TDR |  | Split System | 23400 | 16 | 8.5 | 1.88 | R-454B | 650
217953942 | HEIL | Q5H9V24*K*AAA* | EVM5X36M17A*+TDR |  | Split System | 23400 | 16 | 8.5 | 1.88 | R-454B | 650
217953935 | HEIL | N5H9V24*K*AAA* | EVM5X36M17A*+TDR |  | Split System | 23400 | 16 | 8.5 | 1.88 | R-454B | 650
217953887 | HEIL | N5H9V24*K*AAA* | EVM5X30M17A*+TDR |  | Split System | 23400 | 16 | 8.5 | 1.88 | R-454B | 650
217954031 | HEIL | N5H9V24*K*AAA* | EVD5X30M17A*+TDR |  | Split System | 23400 | 16 | 8.5 | 1.88 | R-454B | 650
217953871 | HEIL | N5H9V24*K*AAA* | EVM5X25M17A*+TDR |  | Split System | 23400 | 16 | 8.5 | 1.88 | R-454B | 650
217953878 | HEIL | Q5H9V24*K*AAA* | EVM5X25M17A*+TDR |  | Split System | 23400 | 16 | 8.5 | 1.88 | R-454B | 650
217954079 | HEIL | N5H9V24*K*AAA* | EVD5X36M21A*+TDR |  | Split System | 23400 | 16 | 8.5 | 1.88 | R-454B | 650
217954006 | HEIL | Q5H9V24*K*AAA* | EVD5X25M17A*+TDR |  | Split System | 23800 | 16 | 8.5 | 1.9 | R-454B | 650
217953999 | HEIL | N5H9V24*K*AAA* | EVD5X25M17A*+TDR |  | Split System | 23800 | 16 | 8.5 | 1.9 | R-454B | 650
217953888 | KEEPRITE | N5H9V24*K*AAA* | EVM5X30M17A*+TDR |  | Split System | 23400 | 16 | 8.5 | 1.88 | R-454B | 650
217953943 | KEEPRITE | Q5H9V24*K*AAA* | EVM5X36M17A*+TDR |  | Split System | 23400 | 16 | 8.5 | 1.88 | R-454B | 650
217954087 | KEEPRITE | Q5H9V24*K*AAA* | EVD5X36M21A*+TDR |  | Split System | 23400 | 16 | 8.5 | 1.88 | R-454B | 650
217954064 | KEEPRITE | N5H9V24*K*AAA* | EVD5X36M17A*+TDR |  | Split System | 23400 | 16 | 8.5 | 1.88 | R-454B | 650
217953895 | KEEPRITE | Q5H9V24*K*AAA* | EVM5X30M17A*+TDR |  | Split System | 23400 | 16 | 8.5 | 1.88 | R-454B | 650
217953936 | KEEPRITE | N5H9V24*K*AAA* | EVM5X36M17A*+TDR |  | Split System | 23400 | 16 | 8.5 | 1.88 | R-454B | 650
217953879 | KEEPRITE | Q5H9V24*K*AAA* | EVM5X25M17A*+TDR |  | Split System | 23400 | 16 | 8.5 | 1.88 | R-454B | 650
217954039 | KEEPRITE | Q5H9V24*K*AAA* | EVD5X30M17A*+TDR |  | Split System | 23400 | 16 | 8.5 | 1.88 | R-454B | 650
217953872 | KEEPRITE | N5H9V24*K*AAA* | EVM5X25M17A*+TDR |  | Split System | 23400 | 16 | 8.5 | 1.88 | R-454B | 650
217954032 | KEEPRITE | N5H9V24*K*AAA* | EVD5X30M17A*+TDR |  | Split System | 23400 | 16 | 8.5 | 1.88 | R-454B | 650
217954080 | KEEPRITE | N5H9V24*K*AAA* | EVD5X36M21A*+TDR |  | Split System | 23400 | 16 | 8.5 | 1.88 | R-454B | 650
217954071 | KEEPRITE | Q5H9V24*K*AAA* | EVD5X36M17A*+TDR |  | Split System | 23400 | 16 | 8.5 | 1.88 | R-454B | 650
217954000 | KEEPRITE | N5H9V24*K*AAA* | EVD5X25M17A*+TDR |  | Split System | 23800 | 16 | 8.5 | 1.9 | R-454B | 650
217954007 | KEEPRITE | Q5H9V24*K*AAA* | EVD5X25M17A*+TDR |  | Split System | 23800 | 16 | 8.5 | 1.9 | R-454B | 650
217953944 | TEMPSTAR | Q5H9V24*K*AAA* | EVM5X36M17A*+TDR |  | Split System | 23400 | 16 | 8.5 | 1.88 | R-454B | 650
217954040 | TEMPSTAR | Q5H9V24*K*AAA* | EVD5X30M17A*+TDR |  | Split System | 23400 | 16 | 8.5 | 1.88 | R-454B | 650
217953889 | TEMPSTAR | N5H9V24*K*AAA* | EVM5X30M17A*+TDR |  | Split System | 23400 | 16 | 8.5 | 1.88 | R-454B | 650
217953937 | TEMPSTAR | N5H9V24*K*AAA* | EVM5X36M17A*+TDR |  | Split System | 23400 | 16 | 8.5 | 1.88 | R-454B | 650
217954088 | TEMPSTAR | Q5H9V24*K*AAA* | EVD5X36M21A*+TDR |  | Split System | 23400 | 16 | 8.5 | 1.88 | R-454B | 650
217954072 | TEMPSTAR | Q5H9V24*K*AAA* | EVD5X36M17A*+TDR |  | Split System | 23400 | 16 | 8.5 | 1.88 | R-454B | 650
217953873 | TEMPSTAR | N5H9V24*K*AAA* | EVM5X25M17A*+TDR |  | Split System | 23400 | 16 | 8.5 | 1.88 | R-454B | 650
217954081 | TEMPSTAR | N5H9V24*K*AAA* | EVD5X36M21A*+TDR |  | Split System | 23400 | 16 | 8.5 | 1.88 | R-454B | 650
217954033 | TEMPSTAR | N5H9V24*K*AAA* | EVD5X30M17A*+TDR |  | Split System | 23400 | 16 | 8.5 | 1.88 | R-454B | 650
217954065 | TEMPSTAR | N5H9V24*K*AAA* | EVD5X36M17A*+TDR |  | Split System | 23400 | 16 | 8.5 | 1.88 | R-454B | 650
217953880 | TEMPSTAR | Q5H9V24*K*AAA* | EVM5X25M17A*+TDR |  | Split System | 23400 | 16 | 8.5 | 1.88 | R-454B | 650
217953896 | TEMPSTAR | Q5H9V24*K*AAA* | EVM5X30M17A*+TDR |  | Split System | 23400 | 16 | 8.5 | 1.88 | R-454B | 650
217954008 | TEMPSTAR | Q5H9V24*K*AAA* | EVD5X25M17A*+TDR |  | Split System | 23800 | 16 | 8.5 | 1.9 | R-454B | 650
217954001 | TEMPSTAR | N5H9V24*K*AAA* | EVD5X25M17A*+TDR |  | Split System | 23800 | 16 | 8.5 | 1.9 | R-454B | 650
217954092 | AIRQUEST | N5H9V24*K*AAA* | EVD5X37M21A*+TDR |  | Split System | 23600 | 16.5 | 8.5 | 1.9 | R-454B | 650
217954099 | AIRQUEST | Q5H9V24*K*AAA* | EVD5X37M21A*+TDR |  | Split System | 23600 | 16.5 | 8.5 | 1.9 | R-454B | 650
217954051 | AIRQUEST | Q5H9V24*K*AAA* | EVD5X31M17A*+TDR |  | Split System | 23800 | 16.5 | 8.5 | 1.9 | R-454B | 650
217953907 | AIRQUEST | Q5H9V24*K*AAA* | EVM5X31M17A*+TDR |  | Split System | 23800 | 16.5 | 8.5 | 1.9 | R-454B | 650
217953900 | AIRQUEST | N5H9V24*K*AAA* | EVM5X31M17A*+TDR |  | Split System | 23800 | 16.5 | 8.5 | 1.9 | R-454B | 650
217954044 | AIRQUEST | N5H9V24*K*AAA* | EVD5X31M17A*+TDR |  | Split System | 23800 | 16.5 | 8.5 | 1.9 | R-454B | 650
217954091 | ARCOAIRE | N5H9V24*K*AAA* | EVD5X37M21A*+TDR |  | Split System | 23600 | 16.5 | 8.5 | 1.9 | R-454B | 650
217954098 | ARCOAIRE | Q5H9V24*K*AAA* | EVD5X37M21A*+TDR |  | Split System | 23600 | 16.5 | 8.5 | 1.9 | R-454B | 650
217954043 | ARCOAIRE | N5H9V24*K*AAA* | EVD5X31M17A*+TDR |  | Split System | 23800 | 16.5 | 8.5 | 1.9 | R-454B | 650
217954050 | ARCOAIRE | Q5H9V24*K*AAA* | EVD5X31M17A*+TDR |  | Split System | 23800 | 16.5 | 8.5 | 1.9 | R-454B | 650
217953899 | ARCOAIRE | N5H9V24*K*AAA* | EVM5X31M17A*+TDR |  | Split System | 23800 | 16.5 | 8.5 | 1.9 | R-454B | 650
217953906 | ARCOAIRE | Q5H9V24*K*AAA* | EVM5X31M17A*+TDR |  | Split System | 23800 | 16.5 | 8.5 | 1.9 | R-454B | 650
217954090 | BRYANT HEATING AND COOLING SYSTEMS | 249VAN024**AA* | CVAVA3721XMA*+TDR |  | Split System | 23600 | 16.5 | 8.5 | 1.9 | R-454B | 650
217953898 | BRYANT HEATING AND COOLING SYSTEMS | 249VAN024**AA* | CVAMA3117XMA*+TDR |  | Split System | 23800 | 16.5 | 8.5 | 1.9 | R-454B | 650
217954042 | BRYANT HEATING AND COOLING SYSTEMS | 249VAN024**AA* | CVAVA3117XMA*+TDR |  | Split System | 23800 | 16.5 | 8.5 | 1.9 | R-454B | 650
217954089 | CARRIER | 27VPA924A*030* | CVAVA3721XMA*+TDR |  | Split System | 23600 | 16.5 | 8.5 | 1.9 | R-454B | 650
217953897 | CARRIER | 27VPA924A*030* | CVAMA3117XMA*+TDR |  | Split System | 23800 | 16.5 | 8.5 | 1.9 | R-454B | 650
217954041 | CARRIER | 27VPA924A*030* | CVAVA3117XMA*+TDR |  | Split System | 23800 | 16.5 | 8.5 | 1.9 | R-454B | 650
217954093 | COMFORTMAKER | N5H9V24*K*AAA* | EVD5X37M21A*+TDR |  | Split System | 23600 | 16.5 | 8.5 | 1.9 | R-454B | 650
217954100 | COMFORTMAKER | Q5H9V24*K*AAA* | EVD5X37M21A*+TDR |  | Split System | 23600 | 16.5 | 8.5 | 1.9 | R-454B | 650
217954052 | COMFORTMAKER | Q5H9V24*K*AAA* | EVD5X31M17A*+TDR |  | Split System | 23800 | 16.5 | 8.5 | 1.9 | R-454B | 650
217953901 | COMFORTMAKER | N5H9V24*K*AAA* | EVM5X31M17A*+TDR |  | Split System | 23800 | 16.5 | 8.5 | 1.9 | R-454B | 650
217953908 | COMFORTMAKER | Q5H9V24*K*AAA* | EVM5X31M17A*+TDR |  | Split System | 23800 | 16.5 | 8.5 | 1.9 | R-454B | 650
217954045 | COMFORTMAKER | N5H9V24*K*AAA* | EVD5X31M17A*+TDR |  | Split System | 23800 | 16.5 | 8.5 | 1.9 | R-454B | 650
217954094 | DAY & NIGHT | N5H9V24*K*AAA* | EVD5X37M21A*+TDR |  | Split System | 23600 | 16.5 | 8.5 | 1.9 | R-454B | 650
217954101 | DAY & NIGHT | Q5H9V24*K*AAA* | EVD5X37M21A*+TDR |  | Split System | 23600 | 16.5 | 8.5 | 1.9 | R-454B | 650
217953902 | DAY & NIGHT | N5H9V24*K*AAA* | EVM5X31M17A*+TDR |  | Split System | 23800 | 16.5 | 8.5 | 1.9 | R-454B | 650
217954046 | DAY & NIGHT | N5H9V24*K*AAA* | EVD5X31M17A*+TDR |  | Split System | 23800 | 16.5 | 8.5 | 1.9 | R-454B | 650
217954053 | DAY & NIGHT | Q5H9V24*K*AAA* | EVD5X31M17A*+TDR |  | Split System | 23800 | 16.5 | 8.5 | 1.9 | R-454B | 650
217953909 | DAY & NIGHT | Q5H9V24*K*AAA* | EVM5X31M17A*+TDR |  | Split System | 23800 | 16.5 | 8.5 | 1.9 | R-454B | 650
217954102 | HEIL | Q5H9V24*K*AAA* | EVD5X37M21A*+TDR |  | Split System | 23600 | 16.5 | 8.5 | 1.9 | R-454B | 650
217954095 | HEIL | N5H9V24*K*AAA* | EVD5X37M21A*+TDR |  | Split System | 23600 | 16.5 | 8.5 | 1.9 | R-454B | 650
217953910 | HEIL | Q5H9V24*K*AAA* | EVM5X31M17A*+TDR |  | Split System | 23800 | 16.5 | 8.5 | 1.9 | R-454B | 650
217954054 | HEIL | Q5H9V24*K*AAA* | EVD5X31M17A*+TDR |  | Split System | 23800 | 16.5 | 8.5 | 1.9 | R-454B | 650
217953903 | HEIL | N5H9V24*K*AAA* | EVM5X31M17A*+TDR |  | Split System | 23800 | 16.5 | 8.5 | 1.9 | R-454B | 650
217954047 | HEIL | N5H9V24*K*AAA* | EVD5X31M17A*+TDR |  | Split System | 23800 | 16.5 | 8.5 | 1.9 | R-454B | 650
217954103 | KEEPRITE | Q5H9V24*K*AAA* | EVD5X37M21A*+TDR |  | Split System | 23600 | 16.5 | 8.5 | 1.9 | R-454B | 650
217954096 | KEEPRITE | N5H9V24*K*AAA* | EVD5X37M21A*+TDR |  | Split System | 23600 | 16.5 | 8.5 | 1.9 | R-454B | 650
217953911 | KEEPRITE | Q5H9V24*K*AAA* | EVM5X31M17A*+TDR |  | Split System | 23800 | 16.5 | 8.5 | 1.9 | R-454B | 650
217953904 | KEEPRITE | N5H9V24*K*AAA* | EVM5X31M17A*+TDR |  | Split System | 23800 | 16.5 | 8.5 | 1.9 | R-454B | 650
217954048 | KEEPRITE | N5H9V24*K*AAA* | EVD5X31M17A*+TDR |  | Split System | 23800 | 16.5 | 8.5 | 1.9 | R-454B | 650
217954055 | KEEPRITE | Q5H9V24*K*AAA* | EVD5X31M17A*+TDR |  | Split System | 23800 | 16.5 | 8.5 | 1.9 | R-454B | 650
217954104 | TEMPSTAR | Q5H9V24*K*AAA* | EVD5X37M21A*+TDR |  | Split System | 23600 | 16.5 | 8.5 | 1.9 | R-454B | 650
217954097 | TEMPSTAR | N5H9V24*K*AAA* | EVD5X37M21A*+TDR |  | Split System | 23600 | 16.5 | 8.5 | 1.9 | R-454B | 650
217953912 | TEMPSTAR | Q5H9V24*K*AAA* | EVM5X31M17A*+TDR |  | Split System | 23800 | 16.5 | 8.5 | 1.9 | R-454B | 650
217953905 | TEMPSTAR | N5H9V24*K*AAA* | EVM5X31M17A*+TDR |  | Split System | 23800 | 16.5 | 8.5 | 1.9 | R-454B | 650
217954056 | TEMPSTAR | Q5H9V24*K*AAA* | EVD5X31M17A*+TDR |  | Split System | 23800 | 16.5 | 8.5 | 1.9 | R-454B | 650
217954049 | TEMPSTAR | N5H9V24*K*AAA* | EVD5X31M17A*+TDR |  | Split System | 23800 | 16.5 | 8.5 | 1.9 | R-454B | 650
217953923 | AIRQUEST | Q5H9V24*K*AAA* | EVM5X32M17A*+TDR |  | Split System | 24000 | 17 | 8.5 | 1.9 | R-454B | 650
217954115 | AIRQUEST | Q5H9V24*K*AAA* | EVD5X38M17A*+TDR |  | Split System | 24000 | 17 | 8.5 | 1.9 | R-454B | 650
217953916 | AIRQUEST | N5H9V24*K*AAA* | EVM5X32M17A*+TDR |  | Split System | 24000 | 17 | 8.5 | 1.9 | R-454B | 650
217954108 | AIRQUEST | N5H9V24*K*AAA* | EVD5X38M17A*+TDR |  | Split System | 24000 | 17 | 8.5 | 1.9 | R-454B | 650
217953922 | ARCOAIRE | Q5H9V24*K*AAA* | EVM5X32M17A*+TDR |  | Split System | 24000 | 17 | 8.5 | 1.9 | R-454B | 650
217953915 | ARCOAIRE | N5H9V24*K*AAA* | EVM5X32M17A*+TDR |  | Split System | 24000 | 17 | 8.5 | 1.9 | R-454B | 650
217954107 | ARCOAIRE | N5H9V24*K*AAA* | EVD5X38M17A*+TDR |  | Split System | 24000 | 17 | 8.5 | 1.9 | R-454B | 650
217954114 | ARCOAIRE | Q5H9V24*K*AAA* | EVD5X38M17A*+TDR |  | Split System | 24000 | 17 | 8.5 | 1.9 | R-454B | 650
217954106 | BRYANT HEATING AND COOLING SYSTEMS | 249VAN024**AA* | CVAVA3817XMA*+TDR |  | Split System | 24000 | 17 | 8.5 | 1.9 | R-454B | 650
217953914 | BRYANT HEATING AND COOLING SYSTEMS | 249VAN024**AA* | CVAMA3217XMA*+TDR |  | Split System | 24000 | 17 | 8.5 | 1.9 | R-454B | 650
217953913 | CARRIER | 27VPA924A*030* | CVAMA3217XMA*+TDR |  | Split System | 24000 | 17 | 8.5 | 1.9 | R-454B | 650
217954105 | CARRIER | 27VPA924A*030* | CVAVA3817XMA*+TDR |  | Split System | 24000 | 17 | 8.5 | 1.9 | R-454B | 650
217954116 | COMFORTMAKER | Q5H9V24*K*AAA* | EVD5X38M17A*+TDR |  | Split System | 24000 | 17 | 8.5 | 1.9 | R-454B | 650
217953917 | COMFORTMAKER | N5H9V24*K*AAA* | EVM5X32M17A*+TDR |  | Split System | 24000 | 17 | 8.5 | 1.9 | R-454B | 650
217953924 | COMFORTMAKER | Q5H9V24*K*AAA* | EVM5X32M17A*+TDR |  | Split System | 24000 | 17 | 8.5 | 1.9 | R-454B | 650
217954109 | COMFORTMAKER | N5H9V24*K*AAA* | EVD5X38M17A*+TDR |  | Split System | 24000 | 17 | 8.5 | 1.9 | R-454B | 650
217953918 | DAY & NIGHT | N5H9V24*K*AAA* | EVM5X32M17A*+TDR |  | Split System | 24000 | 17 | 8.5 | 1.9 | R-454B | 650
217953925 | DAY & NIGHT | Q5H9V24*K*AAA* | EVM5X32M17A*+TDR |  | Split System | 24000 | 17 | 8.5 | 1.9 | R-454B | 650
217954117 | DAY & NIGHT | Q5H9V24*K*AAA* | EVD5X38M17A*+TDR |  | Split System | 24000 | 17 | 8.5 | 1.9 | R-454B | 650
217954110 | DAY & NIGHT | N5H9V24*K*AAA* | EVD5X38M17A*+TDR |  | Split System | 24000 | 17 | 8.5 | 1.9 | R-454B | 650
217953919 | HEIL | N5H9V24*K*AAA* | EVM5X32M17A*+TDR |  | Split System | 24000 | 17 | 8.5 | 1.9 | R-454B | 650
217954111 | HEIL | N5H9V24*K*AAA* | EVD5X38M17A*+TDR |  | Split System | 24000 | 17 | 8.5 | 1.9 | R-454B | 650
217953926 | HEIL | Q5H9V24*K*AAA* | EVM5X32M17A*+TDR |  | Split System | 24000 | 17 | 8.5 | 1.9 | R-454B | 650
217954118 | HEIL | Q5H9V24*K*AAA* | EVD5X38M17A*+TDR |  | Split System | 24000 | 17 | 8.5 | 1.9 | R-454B | 650
217953920 | KEEPRITE | N5H9V24*K*AAA* | EVM5X32M17A*+TDR |  | Split System | 24000 | 17 | 8.5 | 1.9 | R-454B | 650
217953927 | KEEPRITE | Q5H9V24*K*AAA* | EVM5X32M17A*+TDR |  | Split System | 24000 | 17 | 8.5 | 1.9 | R-454B | 650
217954119 | KEEPRITE | Q5H9V24*K*AAA* | EVD5X38M17A*+TDR |  | Split System | 24000 | 17 | 8.5 | 1.9 | R-454B | 650
217954112 | KEEPRITE | N5H9V24*K*AAA* | EVD5X38M17A*+TDR |  | Split System | 24000 | 17 | 8.5 | 1.9 | R-454B | 650
217954120 | TEMPSTAR | Q5H9V24*K*AAA* | EVD5X38M17A*+TDR |  | Split System | 24000 | 17 | 8.5 | 1.9 | R-454B | 650
217953928 | TEMPSTAR | Q5H9V24*K*AAA* | EVM5X32M17A*+TDR |  | Split System | 24000 | 17 | 8.5 | 1.9 | R-454B | 650
217953921 | TEMPSTAR | N5H9V24*K*AAA* | EVM5X32M17A*+TDR |  | Split System | 24000 | 17 | 8.5 | 1.9 | R-454B | 650
217954113 | TEMPSTAR | N5H9V24*K*AAA* | EVD5X38M17A*+TDR |  | Split System | 24000 | 17 | 8.5 | 1.9 | R-454B | 650
217955670 | AIRQUEST | Q5H9V48*K*AAA* | EA*5X48M21A*+TDR |  | Split System | 43500 | 15.2 | 9 | 2.1 | R-454B | 650
217955672 | AIRQUEST | Q5H9V48*K*AAA* | EA*5X60M24A*+TDR |  | Split System | 44500 | 15.2 | 9 | 2.1 | R-454B | 650
217955669 | ARCOAIRE | Q5H9V48*K*AAA* | EA*5X48M21A*+TDR |  | Split System | 43500 | 15.2 | 9 | 2.1 | R-454B | 650
217955671 | ARCOAIRE | Q5H9V48*K*AAA* | EA*5X60M24A*+TDR |  | Split System | 44500 | 15.2 | 9 | 2.1 | R-454B | 650
217955148 | AIRQUEST | Q5H9V48*K*AAA* | EVD5X48M21A*+TDR |  | Split System | 46000 | 15.2 | 9 | 2.1 | R-454B | 650
217954536 | AIRQUEST | N5H9V48*K*AAA* | EVD5X48M21A*+TDR |  | Split System | 46000 | 15.2 | 9 | 2.1 | R-454B | 650
217955150 | AIRQUEST | Q5H9V48*K*AAA* | EVD5X48M24A*+TDR |  | Split System | 46000 | 15.2 | 9 | 2.1 | R-454B | 650
217954550 | AIRQUEST | N5H9V48*K*AAA* | EVD5X48M24A*+TDR |  | Split System | 46000 | 15.2 | 9 | 2.1 | R-454B | 650
217954508 | AIRQUEST | N5H9V48*K*AAA* | EVM5X60M24A*+TDR |  | Split System | 46500 | 15.2 | 9 | 2.1 | R-454B | 650
217954564 | AIRQUEST | N5H9V48*K*AAA* | EVD5X49M24A*+TDR |  | Split System | 46500 | 15.2 | 9 | 2.1 | R-454B | 650
217955152 | AIRQUEST | Q5H9V48*K*AAA* | EVD5X49M24A*+TDR |  | Split System | 46500 | 15.2 | 9 | 2.1 | R-454B | 650
217955144 | AIRQUEST | Q5H9V48*K*AAA* | EVM5X60M24A*+TDR |  | Split System | 46500 | 15.2 | 9 | 2.1 | R-454B | 650
217954592 | AIRQUEST | N5H9V48*K*AAA* | EVD5X60M24A*+TDR |  | Split System | 46500 | 15.2 | 9 | 2.1 | R-454B | 650
217955156 | AIRQUEST | Q5H9V48*K*AAA* | EVD5X60M24A*+TDR |  | Split System | 46500 | 15.2 | 9 | 2.1 | R-454B | 650
217955147 | ARCOAIRE | Q5H9V48*K*AAA* | EVD5X48M21A*+TDR |  | Split System | 46000 | 15.2 | 9 | 2.1 | R-454B | 650
217954535 | ARCOAIRE | N5H9V48*K*AAA* | EVD5X48M21A*+TDR |  | Split System | 46000 | 15.2 | 9 | 2.1 | R-454B | 650
217954549 | ARCOAIRE | N5H9V48*K*AAA* | EVD5X48M24A*+TDR |  | Split System | 46000 | 15.2 | 9 | 2.1 | R-454B | 650
217955149 | ARCOAIRE | Q5H9V48*K*AAA* | EVD5X48M24A*+TDR |  | Split System | 46000 | 15.2 | 9 | 2.1 | R-454B | 650
217954507 | ARCOAIRE | N5H9V48*K*AAA* | EVM5X60M24A*+TDR |  | Split System | 46500 | 15.2 | 9 | 2.1 | R-454B | 650
217954563 | ARCOAIRE | N5H9V48*K*AAA* | EVD5X49M24A*+TDR |  | Split System | 46500 | 15.2 | 9 | 2.1 | R-454B | 650
217954591 | ARCOAIRE | N5H9V48*K*AAA* | EVD5X60M24A*+TDR |  | Split System | 46500 | 15.2 | 9 | 2.1 | R-454B | 650
217955151 | ARCOAIRE | Q5H9V48*K*AAA* | EVD5X49M24A*+TDR |  | Split System | 46500 | 15.2 | 9 | 2.1 | R-454B | 650
217955155 | ARCOAIRE | Q5H9V48*K*AAA* | EVD5X60M24A*+TDR |  | Split System | 46500 | 15.2 | 9 | 2.1 | R-454B | 650
217955143 | ARCOAIRE | Q5H9V48*K*AAA* | EVM5X60M24A*+TDR |  | Split System | 46500 | 15.2 | 9 | 2.1 | R-454B | 650
217903123 | BOSCH | BOVB-36MTB-M19E | BMAC3036BBTA |  | Split System | 32200 | 15.2 | 9 | 1.85 | R-454B | 650
217903124 | BOSCH | BOVB-36MTB-M19E | BMAC3036CBTA |  | Split System | 32200 | 15.2 | 9 | 1.85 | R-454B | 650
217954534 | BRYANT HEATING AND COOLING SYSTEMS | 249VAN048**AA* | CVAVA4821XMA*+TDR |  | Split System | 46000 | 15.2 | 9 | 2.1 | R-454B | 650
217954548 | BRYANT HEATING AND COOLING SYSTEMS | 249VAN048**AA* | CVAVA4824XMA*+TDR |  | Split System | 46000 | 15.2 | 9 | 2.1 | R-454B | 650
217954506 | BRYANT HEATING AND COOLING SYSTEMS | 249VAN048**AA* | CVAMA6024XMA*+TDR |  | Split System | 46500 | 15.2 | 9 | 2.1 | R-454B | 650
217954590 | BRYANT HEATING AND COOLING SYSTEMS | 249VAN048**AA* | CVAVA6024XMA*+TDR |  | Split System | 46500 | 15.2 | 9 | 2.1 | R-454B | 650
217954562 | BRYANT HEATING AND COOLING SYSTEMS | 249VAN048**AA* | CVAVA4924XMA*+TDR |  | Split System | 46500 | 15.2 | 9 | 2.1 | R-454B | 650
217954533 | CARRIER | 27VPA948A*030* | CVAVA4821XMA*+TDR |  | Split System | 46000 | 15.2 | 9 | 2.1 | R-454B | 650
217954547 | CARRIER | 27VPA948A*030* | CVAVA4824XMA*+TDR |  | Split System | 46000 | 15.2 | 9 | 2.1 | R-454B | 650
217954505 | CARRIER | 27VPA948A*030* | CVAMA6024XMA*+TDR |  | Split System | 46500 | 15.2 | 9 | 2.1 | R-454B | 650
217954561 | CARRIER | 27VPA948A*030* | CVAVA4924XMA*+TDR |  | Split System | 46500 | 15.2 | 9 | 2.1 | R-454B | 650
217954589 | CARRIER | 27VPA948A*030* | CVAVA6024XMA*+TDR |  | Split System | 46500 | 15.2 | 9 | 2.1 | R-454B | 650
217954537 | COMFORTMAKER | N5H9V48*K*AAA* | EVD5X48M21A*+TDR |  | Split System | 46000 | 15.2 | 9 | 2.1 | R-454B | 650
217954542 | COMFORTMAKER | Q5H9V48*K*AAA* | EVD5X48M21A*+TDR |  | Split System | 46000 | 15.2 | 9 | 2.1 | R-454B | 650
217954556 | COMFORTMAKER | Q5H9V48*K*AAA* | EVD5X48M24A*+TDR |  | Split System | 46000 | 15.2 | 9 | 2.1 | R-454B | 650
217954551 | COMFORTMAKER | N5H9V48*K*AAA* | EVD5X48M24A*+TDR |  | Split System | 46000 | 15.2 | 9 | 2.1 | R-454B | 650
217954509 | COMFORTMAKER | N5H9V48*K*AAA* | EVM5X60M24A*+TDR |  | Split System | 46500 | 15.2 | 9 | 2.1 | R-454B | 650
217954593 | COMFORTMAKER | N5H9V48*K*AAA* | EVD5X60M24A*+TDR |  | Split System | 46500 | 15.2 | 9 | 2.1 | R-454B | 650
217954570 | COMFORTMAKER | Q5H9V48*K*AAA* | EVD5X49M24A*+TDR |  | Split System | 46500 | 15.2 | 9 | 2.1 | R-454B | 650
217954565 | COMFORTMAKER | N5H9V48*K*AAA* | EVD5X49M24A*+TDR |  | Split System | 46500 | 15.2 | 9 | 2.1 | R-454B | 650
217954514 | COMFORTMAKER | Q5H9V48*K*AAA* | EVM5X60M24A*+TDR |  | Split System | 46500 | 15.2 | 9 | 2.1 | R-454B | 650
217954598 | COMFORTMAKER | Q5H9V48*K*AAA* | EVD5X60M24A*+TDR |  | Split System | 46500 | 15.2 | 9 | 2.1 | R-454B | 650
217954538 | DAY & NIGHT | N5H9V48*K*AAA* | EVD5X48M21A*+TDR |  | Split System | 46000 | 15.2 | 9 | 2.1 | R-454B | 650
217954543 | DAY & NIGHT | Q5H9V48*K*AAA* | EVD5X48M21A*+TDR |  | Split System | 46000 | 15.2 | 9 | 2.1 | R-454B | 650
217954552 | DAY & NIGHT | N5H9V48*K*AAA* | EVD5X48M24A*+TDR |  | Split System | 46000 | 15.2 | 9 | 2.1 | R-454B | 650
217954557 | DAY & NIGHT | Q5H9V48*K*AAA* | EVD5X48M24A*+TDR |  | Split System | 46000 | 15.2 | 9 | 2.1 | R-454B | 650
217954566 | DAY & NIGHT | N5H9V48*K*AAA* | EVD5X49M24A*+TDR |  | Split System | 46500 | 15.2 | 9 | 2.1 | R-454B | 650
217954599 | DAY & NIGHT | Q5H9V48*K*AAA* | EVD5X60M24A*+TDR |  | Split System | 46500 | 15.2 | 9 | 2.1 | R-454B | 650
217954594 | DAY & NIGHT | N5H9V48*K*AAA* | EVD5X60M24A*+TDR |  | Split System | 46500 | 15.2 | 9 | 2.1 | R-454B | 650
217954571 | DAY & NIGHT | Q5H9V48*K*AAA* | EVD5X49M24A*+TDR |  | Split System | 46500 | 15.2 | 9 | 2.1 | R-454B | 650
217954510 | DAY & NIGHT | N5H9V48*K*AAA* | EVM5X60M24A*+TDR |  | Split System | 46500 | 15.2 | 9 | 2.1 | R-454B | 650
217954515 | DAY & NIGHT | Q5H9V48*K*AAA* | EVM5X60M24A*+TDR |  | Split System | 46500 | 15.2 | 9 | 2.1 | R-454B | 650
217954544 | HEIL | Q5H9V48*K*AAA* | EVD5X48M21A*+TDR |  | Split System | 46000 | 15.2 | 9 | 2.1 | R-454B | 650
217954539 | HEIL | N5H9V48*K*AAA* | EVD5X48M21A*+TDR |  | Split System | 46000 | 15.2 | 9 | 2.1 | R-454B | 650
217954558 | HEIL | Q5H9V48*K*AAA* | EVD5X48M24A*+TDR |  | Split System | 46000 | 15.2 | 9 | 2.1 | R-454B | 650
217954553 | HEIL | N5H9V48*K*AAA* | EVD5X48M24A*+TDR |  | Split System | 46000 | 15.2 | 9 | 2.1 | R-454B | 650
217954511 | HEIL | N5H9V48*K*AAA* | EVM5X60M24A*+TDR |  | Split System | 46500 | 15.2 | 9 | 2.1 | R-454B | 650
217954600 | HEIL | Q5H9V48*K*AAA* | EVD5X60M24A*+TDR |  | Split System | 46500 | 15.2 | 9 | 2.1 | R-454B | 650
217954572 | HEIL | Q5H9V48*K*AAA* | EVD5X49M24A*+TDR |  | Split System | 46500 | 15.2 | 9 | 2.1 | R-454B | 650
217954567 | HEIL | N5H9V48*K*AAA* | EVD5X49M24A*+TDR |  | Split System | 46500 | 15.2 | 9 | 2.1 | R-454B | 650
217954516 | HEIL | Q5H9V48*K*AAA* | EVM5X60M24A*+TDR |  | Split System | 46500 | 15.2 | 9 | 2.1 | R-454B | 650
217954595 | HEIL | N5H9V48*K*AAA* | EVD5X60M24A*+TDR |  | Split System | 46500 | 15.2 | 9 | 2.1 | R-454B | 650
217954545 | KEEPRITE | Q5H9V48*K*AAA* | EVD5X48M21A*+TDR |  | Split System | 46000 | 15.2 | 9 | 2.1 | R-454B | 650
217954540 | KEEPRITE | N5H9V48*K*AAA* | EVD5X48M21A*+TDR |  | Split System | 46000 | 15.2 | 9 | 2.1 | R-454B | 650
217954559 | KEEPRITE | Q5H9V48*K*AAA* | EVD5X48M24A*+TDR |  | Split System | 46000 | 15.2 | 9 | 2.1 | R-454B | 650
217954554 | KEEPRITE | N5H9V48*K*AAA* | EVD5X48M24A*+TDR |  | Split System | 46000 | 15.2 | 9 | 2.1 | R-454B | 650
217954573 | KEEPRITE | Q5H9V48*K*AAA* | EVD5X49M24A*+TDR |  | Split System | 46500 | 15.2 | 9 | 2.1 | R-454B | 650
217954517 | KEEPRITE | Q5H9V48*K*AAA* | EVM5X60M24A*+TDR |  | Split System | 46500 | 15.2 | 9 | 2.1 | R-454B | 650
217954601 | KEEPRITE | Q5H9V48*K*AAA* | EVD5X60M24A*+TDR |  | Split System | 46500 | 15.2 | 9 | 2.1 | R-454B | 650
217954596 | KEEPRITE | N5H9V48*K*AAA* | EVD5X60M24A*+TDR |  | Split System | 46500 | 15.2 | 9 | 2.1 | R-454B | 650
217954512 | KEEPRITE | N5H9V48*K*AAA* | EVM5X60M24A*+TDR |  | Split System | 46500 | 15.2 | 9 | 2.1 | R-454B | 650
217954568 | KEEPRITE | N5H9V48*K*AAA* | EVD5X49M24A*+TDR |  | Split System | 46500 | 15.2 | 9 | 2.1 | R-454B | 650
217901670 | MIDEA | MOVA-36HDN10-M20G | MC**3036BN10TH |  | Split System | 32200 | 15.2 | 9 | 1.85 | R-454B | 650
217901671 | MIDEA | MOVA-36HDN10-M20G | MC**3036CN10TH |  | Split System | 32200 | 15.2 | 9 | 1.85 | R-454B | 650
217954541 | TEMPSTAR | N5H9V48*K*AAA* | EVD5X48M21A*+TDR |  | Split System | 46000 | 15.2 | 9 | 2.1 | R-454B | 650
217954546 | TEMPSTAR | Q5H9V48*K*AAA* | EVD5X48M21A*+TDR |  | Split System | 46000 | 15.2 | 9 | 2.1 | R-454B | 650
217954555 | TEMPSTAR | N5H9V48*K*AAA* | EVD5X48M24A*+TDR |  | Split System | 46000 | 15.2 | 9 | 2.1 | R-454B | 650
217954560 | TEMPSTAR | Q5H9V48*K*AAA* | EVD5X48M24A*+TDR |  | Split System | 46000 | 15.2 | 9 | 2.1 | R-454B | 650
217954602 | TEMPSTAR | Q5H9V48*K*AAA* | EVD5X60M24A*+TDR |  | Split System | 46500 | 15.2 | 9 | 2.1 | R-454B | 650
217954518 | TEMPSTAR | Q5H9V48*K*AAA* | EVM5X60M24A*+TDR |  | Split System | 46500 | 15.2 | 9 | 2.1 | R-454B | 650
217954574 | TEMPSTAR | Q5H9V48*K*AAA* | EVD5X49M24A*+TDR |  | Split System | 46500 | 15.2 | 9 | 2.1 | R-454B | 650
217954597 | TEMPSTAR | N5H9V48*K*AAA* | EVD5X60M24A*+TDR |  | Split System | 46500 | 15.2 | 9 | 2.1 | R-454B | 650
217954569 | TEMPSTAR | N5H9V48*K*AAA* | EVD5X49M24A*+TDR |  | Split System | 46500 | 15.2 | 9 | 2.1 | R-454B | 650
217954513 | TEMPSTAR | N5H9V48*K*AAA* | EVM5X60M24A*+TDR |  | Split System | 46500 | 15.2 | 9 | 2.1 | R-454B | 650
217955674 | AIRQUEST | Q5H9V48*K*AAA* | EA*5X61M21A*+TDR |  | Split System | 45000 | 15.5 | 9 | 2.08 | R-454B | 650
217954424 | AIRQUEST | N5H9V48*K*AAA* | EA*5X61M21A*+TDR |  | Split System | 45000 | 15.5 | 9 | 2.08 | R-454B | 650
217955676 | AIRQUEST | Q5H9V48*K*AAA* | EA*5X61M24A*+TDR |  | Split System | 45000 | 15.5 | 9 | 2.08 | R-454B | 650
217954438 | AIRQUEST | N5H9V48*K*AAA* | EA*5X61M24A*+TDR |  | Split System | 45000 | 15.5 | 9 | 2.08 | R-454B | 650
217955673 | ARCOAIRE | Q5H9V48*K*AAA* | EA*5X61M21A*+TDR |  | Split System | 45000 | 15.5 | 9 | 2.08 | R-454B | 650
217954437 | ARCOAIRE | N5H9V48*K*AAA* | EA*5X61M24A*+TDR |  | Split System | 45000 | 15.5 | 9 | 2.08 | R-454B | 650
217954423 | ARCOAIRE | N5H9V48*K*AAA* | EA*5X61M21A*+TDR |  | Split System | 45000 | 15.5 | 9 | 2.08 | R-454B | 650
217955675 | ARCOAIRE | Q5H9V48*K*AAA* | EA*5X61M24A*+TDR |  | Split System | 45000 | 15.5 | 9 | 2.08 | R-454B | 650
217954436 | BRYANT HEATING AND COOLING SYSTEMS | 249VAN048**AA* | CAA**6124AM*+TDR |  | Split System | 45000 | 15.5 | 9 | 2.08 | R-454B | 650
217954422 | BRYANT HEATING AND COOLING SYSTEMS | 249VAN048**AA* | CAA**6121AM*+TDR |  | Split System | 45000 | 15.5 | 9 | 2.08 | R-454B | 650
217954421 | CARRIER | 27VPA948A*030* | CAA**6121AM*+TDR |  | Split System | 45000 | 15.5 | 9 | 2.08 | R-454B | 650
217954435 | CARRIER | 27VPA948A*030* | CAA**6124AM*+TDR |  | Split System | 45000 | 15.5 | 9 | 2.08 | R-454B | 650
217954439 | COMFORTMAKER | N5H9V48*K*AAA* | EA*5X61M24A*+TDR |  | Split System | 45000 | 15.5 | 9 | 2.08 | R-454B | 650
217954430 | COMFORTMAKER | Q5H9V48*K*AAA* | EA*5X61M21A*+TDR |  | Split System | 45000 | 15.5 | 9 | 2.08 | R-454B | 650
217954444 | COMFORTMAKER | Q5H9V48*K*AAA* | EA*5X61M24A*+TDR |  | Split System | 45000 | 15.5 | 9 | 2.08 | R-454B | 650
217954425 | COMFORTMAKER | N5H9V48*K*AAA* | EA*5X61M21A*+TDR |  | Split System | 45000 | 15.5 | 9 | 2.08 | R-454B | 650
217954440 | DAY & NIGHT | N5H9V48*K*AAA* | EA*5X61M24A*+TDR |  | Split System | 45000 | 15.5 | 9 | 2.08 | R-454B | 650
217954445 | DAY & NIGHT | Q5H9V48*K*AAA* | EA*5X61M24A*+TDR |  | Split System | 45000 | 15.5 | 9 | 2.08 | R-454B | 650
217954426 | DAY & NIGHT | N5H9V48*K*AAA* | EA*5X61M21A*+TDR |  | Split System | 45000 | 15.5 | 9 | 2.08 | R-454B | 650
217954431 | DAY & NIGHT | Q5H9V48*K*AAA* | EA*5X61M21A*+TDR |  | Split System | 45000 | 15.5 | 9 | 2.08 | R-454B | 650
217954427 | HEIL | N5H9V48*K*AAA* | EA*5X61M21A*+TDR |  | Split System | 45000 | 15.5 | 9 | 2.08 | R-454B | 650
217954441 | HEIL | N5H9V48*K*AAA* | EA*5X61M24A*+TDR |  | Split System | 45000 | 15.5 | 9 | 2.08 | R-454B | 650
217954432 | HEIL | Q5H9V48*K*AAA* | EA*5X61M21A*+TDR |  | Split System | 45000 | 15.5 | 9 | 2.08 | R-454B | 650
217954446 | HEIL | Q5H9V48*K*AAA* | EA*5X61M24A*+TDR |  | Split System | 45000 | 15.5 | 9 | 2.08 | R-454B | 650
217954442 | KEEPRITE | N5H9V48*K*AAA* | EA*5X61M24A*+TDR |  | Split System | 45000 | 15.5 | 9 | 2.08 | R-454B | 650
217954433 | KEEPRITE | Q5H9V48*K*AAA* | EA*5X61M21A*+TDR |  | Split System | 45000 | 15.5 | 9 | 2.08 | R-454B | 650
217954428 | KEEPRITE | N5H9V48*K*AAA* | EA*5X61M21A*+TDR |  | Split System | 45000 | 15.5 | 9 | 2.08 | R-454B | 650
217954447 | KEEPRITE | Q5H9V48*K*AAA* | EA*5X61M24A*+TDR |  | Split System | 45000 | 15.5 | 9 | 2.08 | R-454B | 650
217954443 | TEMPSTAR | N5H9V48*K*AAA* | EA*5X61M24A*+TDR |  | Split System | 45000 | 15.5 | 9 | 2.08 | R-454B | 650
217954429 | TEMPSTAR | N5H9V48*K*AAA* | EA*5X61M21A*+TDR |  | Split System | 45000 | 15.5 | 9 | 2.08 | R-454B | 650
217954434 | TEMPSTAR | Q5H9V48*K*AAA* | EA*5X61M21A*+TDR |  | Split System | 45000 | 15.5 | 9 | 2.08 | R-454B | 650
217954448 | TEMPSTAR | Q5H9V48*K*AAA* | EA*5X61M24A*+TDR |  | Split System | 45000 | 15.5 | 9 | 2.08 | R-454B | 650
217903125 | BOSCH | BOVB-36MTB-M19E | BMAC4248BBTA |  | Split System | 34000 | 16 | 9 | 1.9 | R-454B | 650
217903127 | BOSCH | BOVB-36MTB-M19E | BMAC4248DBTA |  | Split System | 34000 | 16 | 9 | 1.9 | R-454B | 650
217903126 | BOSCH | BOVB-36MTB-M19E | BMAC4248CBTA |  | Split System | 34000 | 16 | 9 | 1.9 | R-454B | 650
217901672 | MIDEA | MOVA-36HDN10-M20G | MC**4248BN10TH |  | Split System | 34000 | 16 | 9 | 1.9 | R-454B | 650
217901673 | MIDEA | MOVA-36HDN10-M20G | MC**4248CN10TH |  | Split System | 34000 | 16 | 9 | 1.9 | R-454B | 650
217901674 | MIDEA | MOVA-36HDN10-M20G | MC**4248DN10TH |  | Split System | 34000 | 16 | 9 | 1.9 | R-454B | 650
217642471 | GE | NS21H48MA5-**A | NCU[C,U]60CT5*-**+TDR |  | Split System | 46000 | 16.5 | 9 | 2.1 | R-454B | 650
217955154 | AIRQUEST | Q5H9V48*K*AAA* | EVD5X60M21A*+TDR |  | Split System | 47000 | 15.2 | 9 | 2.1 | R-454B | 650
217954480 | AIRQUEST | N5H9V48*K*AAA* | EVM5X49M21A*+TDR |  | Split System | 47000 | 15.2 | 9 | 2.1 | R-454B | 650
217954494 | AIRQUEST | N5H9V48*K*AAA* | EVM5X60M21A*+TDR |  | Split System | 47000 | 15.2 | 9 | 2.1 | R-454B | 650
217954578 | AIRQUEST | N5H9V48*K*AAA* | EVD5X60M21A*+TDR |  | Split System | 47000 | 15.2 | 9 | 2.1 | R-454B | 650
217955140 | AIRQUEST | Q5H9V48*K*AAA* | EVM5X49M21A*+TDR |  | Split System | 47000 | 15.2 | 9 | 2.1 | R-454B | 650
217955142 | AIRQUEST | Q5H9V48*K*AAA* | EVM5X60M21A*+TDR |  | Split System | 47000 | 15.2 | 9 | 2.1 | R-454B | 650
217954577 | ARCOAIRE | N5H9V48*K*AAA* | EVD5X60M21A*+TDR |  | Split System | 47000 | 15.2 | 9 | 2.1 | R-454B | 650
217955141 | ARCOAIRE | Q5H9V48*K*AAA* | EVM5X60M21A*+TDR |  | Split System | 47000 | 15.2 | 9 | 2.1 | R-454B | 650
217955139 | ARCOAIRE | Q5H9V48*K*AAA* | EVM5X49M21A*+TDR |  | Split System | 47000 | 15.2 | 9 | 2.1 | R-454B | 650
217955153 | ARCOAIRE | Q5H9V48*K*AAA* | EVD5X60M21A*+TDR |  | Split System | 47000 | 15.2 | 9 | 2.1 | R-454B | 650
217954479 | ARCOAIRE | N5H9V48*K*AAA* | EVM5X49M21A*+TDR |  | Split System | 47000 | 15.2 | 9 | 2.1 | R-454B | 650
217954493 | ARCOAIRE | N5H9V48*K*AAA* | EVM5X60M21A*+TDR |  | Split System | 47000 | 15.2 | 9 | 2.1 | R-454B | 650
217954576 | BRYANT HEATING AND COOLING SYSTEMS | 249VAN048**AA* | CVAVA6021XMA*+TDR |  | Split System | 47000 | 15.2 | 9 | 2.1 | R-454B | 650
217954478 | BRYANT HEATING AND COOLING SYSTEMS | 249VAN048**AA* | CVAMA4921XMA*+TDR |  | Split System | 47000 | 15.2 | 9 | 2.1 | R-454B | 650
217954492 | BRYANT HEATING AND COOLING SYSTEMS | 249VAN048**AA* | CVAMA6021XMA*+TDR |  | Split System | 47000 | 15.2 | 9 | 2.1 | R-454B | 650
217954491 | CARRIER | 27VPA948A*030* | CVAMA6021XMA*+TDR |  | Split System | 47000 | 15.2 | 9 | 2.1 | R-454B | 650
217954575 | CARRIER | 27VPA948A*030* | CVAVA6021XMA*+TDR |  | Split System | 47000 | 15.2 | 9 | 2.1 | R-454B | 650
217954477 | CARRIER | 27VPA948A*030* | CVAMA4921XMA*+TDR |  | Split System | 47000 | 15.2 | 9 | 2.1 | R-454B | 650
217954579 | COMFORTMAKER | N5H9V48*K*AAA* | EVD5X60M21A*+TDR |  | Split System | 47000 | 15.2 | 9 | 2.1 | R-454B | 650
217954495 | COMFORTMAKER | N5H9V48*K*AAA* | EVM5X60M21A*+TDR |  | Split System | 47000 | 15.2 | 9 | 2.1 | R-454B | 650
217954486 | COMFORTMAKER | Q5H9V48*K*AAA* | EVM5X49M21A*+TDR |  | Split System | 47000 | 15.2 | 9 | 2.1 | R-454B | 650
217954481 | COMFORTMAKER | N5H9V48*K*AAA* | EVM5X49M21A*+TDR |  | Split System | 47000 | 15.2 | 9 | 2.1 | R-454B | 650
217954584 | COMFORTMAKER | Q5H9V48*K*AAA* | EVD5X60M21A*+TDR |  | Split System | 47000 | 15.2 | 9 | 2.1 | R-454B | 650
217954500 | COMFORTMAKER | Q5H9V48*K*AAA* | EVM5X60M21A*+TDR |  | Split System | 47000 | 15.2 | 9 | 2.1 | R-454B | 650
217954482 | DAY & NIGHT | N5H9V48*K*AAA* | EVM5X49M21A*+TDR |  | Split System | 47000 | 15.2 | 9 | 2.1 | R-454B | 650
217954496 | DAY & NIGHT | N5H9V48*K*AAA* | EVM5X60M21A*+TDR |  | Split System | 47000 | 15.2 | 9 | 2.1 | R-454B | 650
217954580 | DAY & NIGHT | N5H9V48*K*AAA* | EVD5X60M21A*+TDR |  | Split System | 47000 | 15.2 | 9 | 2.1 | R-454B | 650
217954501 | DAY & NIGHT | Q5H9V48*K*AAA* | EVM5X60M21A*+TDR |  | Split System | 47000 | 15.2 | 9 | 2.1 | R-454B | 650
217954487 | DAY & NIGHT | Q5H9V48*K*AAA* | EVM5X49M21A*+TDR |  | Split System | 47000 | 15.2 | 9 | 2.1 | R-454B | 650
217954585 | DAY & NIGHT | Q5H9V48*K*AAA* | EVD5X60M21A*+TDR |  | Split System | 47000 | 15.2 | 9 | 2.1 | R-454B | 650
217954502 | HEIL | Q5H9V48*K*AAA* | EVM5X60M21A*+TDR |  | Split System | 47000 | 15.2 | 9 | 2.1 | R-454B | 650
217954488 | HEIL | Q5H9V48*K*AAA* | EVM5X49M21A*+TDR |  | Split System | 47000 | 15.2 | 9 | 2.1 | R-454B | 650
217954483 | HEIL | N5H9V48*K*AAA* | EVM5X49M21A*+TDR |  | Split System | 47000 | 15.2 | 9 | 2.1 | R-454B | 650
217954581 | HEIL | N5H9V48*K*AAA* | EVD5X60M21A*+TDR |  | Split System | 47000 | 15.2 | 9 | 2.1 | R-454B | 650
217954497 | HEIL | N5H9V48*K*AAA* | EVM5X60M21A*+TDR |  | Split System | 47000 | 15.2 | 9 | 2.1 | R-454B | 650
217954586 | HEIL | Q5H9V48*K*AAA* | EVD5X60M21A*+TDR |  | Split System | 47000 | 15.2 | 9 | 2.1 | R-454B | 650
217954498 | KEEPRITE | N5H9V48*K*AAA* | EVM5X60M21A*+TDR |  | Split System | 47000 | 15.2 | 9 | 2.1 | R-454B | 650
217954484 | KEEPRITE | N5H9V48*K*AAA* | EVM5X49M21A*+TDR |  | Split System | 47000 | 15.2 | 9 | 2.1 | R-454B | 650
217954503 | KEEPRITE | Q5H9V48*K*AAA* | EVM5X60M21A*+TDR |  | Split System | 47000 | 15.2 | 9 | 2.1 | R-454B | 650
217954587 | KEEPRITE | Q5H9V48*K*AAA* | EVD5X60M21A*+TDR |  | Split System | 47000 | 15.2 | 9 | 2.1 | R-454B | 650
217954582 | KEEPRITE | N5H9V48*K*AAA* | EVD5X60M21A*+TDR |  | Split System | 47000 | 15.2 | 9 | 2.1 | R-454B | 650
217954489 | KEEPRITE | Q5H9V48*K*AAA* | EVM5X49M21A*+TDR |  | Split System | 47000 | 15.2 | 9 | 2.1 | R-454B | 650
217954588 | TEMPSTAR | Q5H9V48*K*AAA* | EVD5X60M21A*+TDR |  | Split System | 47000 | 15.2 | 9 | 2.1 | R-454B | 650
217954504 | TEMPSTAR | Q5H9V48*K*AAA* | EVM5X60M21A*+TDR |  | Split System | 47000 | 15.2 | 9 | 2.1 | R-454B | 650
217954499 | TEMPSTAR | N5H9V48*K*AAA* | EVM5X60M21A*+TDR |  | Split System | 47000 | 15.2 | 9 | 2.1 | R-454B | 650
217954485 | TEMPSTAR | N5H9V48*K*AAA* | EVM5X49M21A*+TDR |  | Split System | 47000 | 15.2 | 9 | 2.1 | R-454B | 650
217954490 | TEMPSTAR | Q5H9V48*K*AAA* | EVM5X49M21A*+TDR |  | Split System | 47000 | 15.2 | 9 | 2.1 | R-454B | 650
217954583 | TEMPSTAR | N5H9V48*K*AAA* | EVD5X60M21A*+TDR |  | Split System | 47000 | 15.2 | 9 | 2.1 | R-454B | 650
218066976 | ECOER | EODA19H-4860AB* | EBCT3036BB* |  | Split System | 32000 | 16 | 9 | 1.8 | R-454B | 650
218066931 | YISO | YOHA2-60CB | YLAN4-3036BB |  | Split System | 32000 | 16 | 9 | 1.8 | R-454B | 650
217953811 | AIRQUEST | Q5H9V24*K*AAA* | EA*5X30M17A*+TDR |  | Split System | 22200 | 15.2 | 9 | 1.75 | R-454B | 650
217953788 | AIRQUEST | N5H9V24*K*AAA* | EA*5X30M14A*+TDR |  | Split System | 22200 | 15.2 | 9 | 1.75 | R-454B | 650
217953804 | AIRQUEST | N5H9V24*K*AAA* | EA*5X30M17A*+TDR |  | Split System | 22200 | 15.2 | 9 | 1.75 | R-454B | 650
217953795 | AIRQUEST | Q5H9V24*K*AAA* | EA*5X30M14A*+TDR |  | Split System | 22200 | 15.2 | 9 | 1.75 | R-454B | 650
217953803 | ARCOAIRE | N5H9V24*K*AAA* | EA*5X30M17A*+TDR |  | Split System | 22200 | 15.2 | 9 | 1.75 | R-454B | 650
217953794 | ARCOAIRE | Q5H9V24*K*AAA* | EA*5X30M14A*+TDR |  | Split System | 22200 | 15.2 | 9 | 1.75 | R-454B | 650
217953810 | ARCOAIRE | Q5H9V24*K*AAA* | EA*5X30M17A*+TDR |  | Split System | 22200 | 15.2 | 9 | 1.75 | R-454B | 650
217953787 | ARCOAIRE | N5H9V24*K*AAA* | EA*5X30M14A*+TDR |  | Split System | 22200 | 15.2 | 9 | 1.75 | R-454B | 650
217895341 | BOSCH | BOVB-36RTB-M20S | BMAC2430ABTA |  | Split System | 23000 | 15.2 | 9 | 1.9 | R-454B | 650
217953802 | BRYANT HEATING AND COOLING SYSTEMS | 249VAN024**AA* | CAA**3017AM*+TDR |  | Split System | 22200 | 15.2 | 9 | 1.75 | R-454B | 650
217953786 | BRYANT HEATING AND COOLING SYSTEMS | 249VAN024**AA* | CAA**3014AM*+TDR |  | Split System | 22200 | 15.2 | 9 | 1.75 | R-454B | 650
217953801 | CARRIER | 27VPA924A*030* | CAA**3017AM*+TDR |  | Split System | 22200 | 15.2 | 9 | 1.75 | R-454B | 650
217953785 | CARRIER | 27VPA924A*030* | CAA**3014AM*+TDR |  | Split System | 22200 | 15.2 | 9 | 1.75 | R-454B | 650
217953805 | COMFORTMAKER | N5H9V24*K*AAA* | EA*5X30M17A*+TDR |  | Split System | 22200 | 15.2 | 9 | 1.75 | R-454B | 650
217953796 | COMFORTMAKER | Q5H9V24*K*AAA* | EA*5X30M14A*+TDR |  | Split System | 22200 | 15.2 | 9 | 1.75 | R-454B | 650
217953812 | COMFORTMAKER | Q5H9V24*K*AAA* | EA*5X30M17A*+TDR |  | Split System | 22200 | 15.2 | 9 | 1.75 | R-454B | 650
217953789 | COMFORTMAKER | N5H9V24*K*AAA* | EA*5X30M14A*+TDR |  | Split System | 22200 | 15.2 | 9 | 1.75 | R-454B | 650
217953790 | DAY & NIGHT | N5H9V24*K*AAA* | EA*5X30M14A*+TDR |  | Split System | 22200 | 15.2 | 9 | 1.75 | R-454B | 650
217953806 | DAY & NIGHT | N5H9V24*K*AAA* | EA*5X30M17A*+TDR |  | Split System | 22200 | 15.2 | 9 | 1.75 | R-454B | 650
217953797 | DAY & NIGHT | Q5H9V24*K*AAA* | EA*5X30M14A*+TDR |  | Split System | 22200 | 15.2 | 9 | 1.75 | R-454B | 650
217953813 | DAY & NIGHT | Q5H9V24*K*AAA* | EA*5X30M17A*+TDR |  | Split System | 22200 | 15.2 | 9 | 1.75 | R-454B | 650
217953798 | HEIL | Q5H9V24*K*AAA* | EA*5X30M14A*+TDR |  | Split System | 22200 | 15.2 | 9 | 1.75 | R-454B | 650
217953814 | HEIL | Q5H9V24*K*AAA* | EA*5X30M17A*+TDR |  | Split System | 22200 | 15.2 | 9 | 1.75 | R-454B | 650
217953791 | HEIL | N5H9V24*K*AAA* | EA*5X30M14A*+TDR |  | Split System | 22200 | 15.2 | 9 | 1.75 | R-454B | 650
217953807 | HEIL | N5H9V24*K*AAA* | EA*5X30M17A*+TDR |  | Split System | 22200 | 15.2 | 9 | 1.75 | R-454B | 650
217953792 | KEEPRITE | N5H9V24*K*AAA* | EA*5X30M14A*+TDR |  | Split System | 22200 | 15.2 | 9 | 1.75 | R-454B | 650
217953799 | KEEPRITE | Q5H9V24*K*AAA* | EA*5X30M14A*+TDR |  | Split System | 22200 | 15.2 | 9 | 1.75 | R-454B | 650
217953808 | KEEPRITE | N5H9V24*K*AAA* | EA*5X30M17A*+TDR |  | Split System | 22200 | 15.2 | 9 | 1.75 | R-454B | 650
217953815 | KEEPRITE | Q5H9V24*K*AAA* | EA*5X30M17A*+TDR |  | Split System | 22200 | 15.2 | 9 | 1.75 | R-454B | 650
217953816 | TEMPSTAR | Q5H9V24*K*AAA* | EA*5X30M17A*+TDR |  | Split System | 22200 | 15.2 | 9 | 1.75 | R-454B | 650
217953809 | TEMPSTAR | N5H9V24*K*AAA* | EA*5X30M17A*+TDR |  | Split System | 22200 | 15.2 | 9 | 1.75 | R-454B | 650
217953793 | TEMPSTAR | N5H9V24*K*AAA* | EA*5X30M14A*+TDR |  | Split System | 22200 | 15.2 | 9 | 1.75 | R-454B | 650
217953800 | TEMPSTAR | Q5H9V24*K*AAA* | EA*5X30M14A*+TDR |  | Split System | 22200 | 15.2 | 9 | 1.75 | R-454B | 650
217270194 | HAIER | 1U24T3PS*HE | NCHC30AT5****+TDR |  | Split System | 24000 | 16 | 9 | 1.8 | R-454B | 650
217465739 | AC PRO | A7CP21V24P-**A | 7E[C,U]30AX-**+TDR |  | Split System | 22200 | 16 | 9.4 | 2.04 | R-454B | 650
217642425 | GE | NS21H24MA5-**A | NCU[C,U]30AT5*-**+TDR |  | Split System | 22200 | 16 | 9.4 | 2.04 | R-454B | 650
217642432 | GE | NS21H24MA5-**A | NCU[C,U]30BT5*-**+TDR |  | Split System | 22200 | 16 | 9.4 | 2.04 | R-454B | 650
217954522 | AIRQUEST | N5H9V48*K*AAA* | EVM5X61M24A*+TDR |  | Split System | 47500 | 15.5 | 9.5 | 2.24 | R-454B | 650
217954620 | AIRQUEST | N5H9V48*K*AAA* | EVD5X61M24A*+TDR |  | Split System | 47500 | 15.5 | 9.5 | 2.24 | R-454B | 650
217955146 | AIRQUEST | Q5H9V48*K*AAA* | EVM5X61M24A*+TDR |  | Split System | 47500 | 15.5 | 9.5 | 2.24 | R-454B | 650
217955160 | AIRQUEST | Q5H9V48*K*AAA* | EVD5X61M24A*+TDR |  | Split System | 47500 | 15.5 | 9.5 | 2.24 | R-454B | 650
217955145 | ARCOAIRE | Q5H9V48*K*AAA* | EVM5X61M24A*+TDR |  | Split System | 47500 | 15.5 | 9.5 | 2.24 | R-454B | 650
217955159 | ARCOAIRE | Q5H9V48*K*AAA* | EVD5X61M24A*+TDR |  | Split System | 47500 | 15.5 | 9.5 | 2.24 | R-454B | 650
217954521 | ARCOAIRE | N5H9V48*K*AAA* | EVM5X61M24A*+TDR |  | Split System | 47500 | 15.5 | 9.5 | 2.24 | R-454B | 650
217954619 | ARCOAIRE | N5H9V48*K*AAA* | EVD5X61M24A*+TDR |  | Split System | 47500 | 15.5 | 9.5 | 2.24 | R-454B | 650
217954618 | BRYANT HEATING AND COOLING SYSTEMS | 249VAN048**AA* | CVAVA6124XMA*+TDR |  | Split System | 47500 | 15.5 | 9.5 | 2.24 | R-454B | 650
217954520 | BRYANT HEATING AND COOLING SYSTEMS | 249VAN048**AA* | CVAMA6124XMA*+TDR |  | Split System | 47500 | 15.5 | 9.5 | 2.24 | R-454B | 650
217954617 | CARRIER | 27VPA948A*030* | CVAVA6124XMA*+TDR |  | Split System | 47500 | 15.5 | 9.5 | 2.24 | R-454B | 650
217954519 | CARRIER | 27VPA948A*030* | CVAMA6124XMA*+TDR |  | Split System | 47500 | 15.5 | 9.5 | 2.24 | R-454B | 650
217954626 | COMFORTMAKER | Q5H9V48*K*AAA* | EVD5X61M24A*+TDR |  | Split System | 47500 | 15.5 | 9.5 | 2.24 | R-454B | 650
217954621 | COMFORTMAKER | N5H9V48*K*AAA* | EVD5X61M24A*+TDR |  | Split System | 47500 | 15.5 | 9.5 | 2.24 | R-454B | 650
217954528 | COMFORTMAKER | Q5H9V48*K*AAA* | EVM5X61M24A*+TDR |  | Split System | 47500 | 15.5 | 9.5 | 2.24 | R-454B | 650
217954523 | COMFORTMAKER | N5H9V48*K*AAA* | EVM5X61M24A*+TDR |  | Split System | 47500 | 15.5 | 9.5 | 2.24 | R-454B | 650
217954529 | DAY & NIGHT | Q5H9V48*K*AAA* | EVM5X61M24A*+TDR |  | Split System | 47500 | 15.5 | 9.5 | 2.24 | R-454B | 650
217954622 | DAY & NIGHT | N5H9V48*K*AAA* | EVD5X61M24A*+TDR |  | Split System | 47500 | 15.5 | 9.5 | 2.24 | R-454B | 650
217954524 | DAY & NIGHT | N5H9V48*K*AAA* | EVM5X61M24A*+TDR |  | Split System | 47500 | 15.5 | 9.5 | 2.24 | R-454B | 650
217954627 | DAY & NIGHT | Q5H9V48*K*AAA* | EVD5X61M24A*+TDR |  | Split System | 47500 | 15.5 | 9.5 | 2.24 | R-454B | 650
217954623 | HEIL | N5H9V48*K*AAA* | EVD5X61M24A*+TDR |  | Split System | 47500 | 15.5 | 9.5 | 2.24 | R-454B | 650
217954525 | HEIL | N5H9V48*K*AAA* | EVM5X61M24A*+TDR |  | Split System | 47500 | 15.5 | 9.5 | 2.24 | R-454B | 650
217954628 | HEIL | Q5H9V48*K*AAA* | EVD5X61M24A*+TDR |  | Split System | 47500 | 15.5 | 9.5 | 2.24 | R-454B | 650
217954530 | HEIL | Q5H9V48*K*AAA* | EVM5X61M24A*+TDR |  | Split System | 47500 | 15.5 | 9.5 | 2.24 | R-454B | 650
217954629 | KEEPRITE | Q5H9V48*K*AAA* | EVD5X61M24A*+TDR |  | Split System | 47500 | 15.5 | 9.5 | 2.24 | R-454B | 650
217954624 | KEEPRITE | N5H9V48*K*AAA* | EVD5X61M24A*+TDR |  | Split System | 47500 | 15.5 | 9.5 | 2.24 | R-454B | 650
217954526 | KEEPRITE | N5H9V48*K*AAA* | EVM5X61M24A*+TDR |  | Split System | 47500 | 15.5 | 9.5 | 2.24 | R-454B | 650
217954531 | KEEPRITE | Q5H9V48*K*AAA* | EVM5X61M24A*+TDR |  | Split System | 47500 | 15.5 | 9.5 | 2.24 | R-454B | 650
217954527 | TEMPSTAR | N5H9V48*K*AAA* | EVM5X61M24A*+TDR |  | Split System | 47500 | 15.5 | 9.5 | 2.24 | R-454B | 650
217954630 | TEMPSTAR | Q5H9V48*K*AAA* | EVD5X61M24A*+TDR |  | Split System | 47500 | 15.5 | 9.5 | 2.24 | R-454B | 650
217954532 | TEMPSTAR | Q5H9V48*K*AAA* | EVM5X61M24A*+TDR |  | Split System | 47500 | 15.5 | 9.5 | 2.24 | R-454B | 650
217954625 | TEMPSTAR | N5H9V48*K*AAA* | EVD5X61M24A*+TDR |  | Split System | 47500 | 15.5 | 9.5 | 2.24 | R-454B | 650
217954606 | AIRQUEST | N5H9V48*K*AAA* | EVD5X61M21A*+TDR |  | Split System | 47500 | 16 | 9.5 | 2.24 | R-454B | 650
217955158 | AIRQUEST | Q5H9V48*K*AAA* | EVD5X61M21A*+TDR |  | Split System | 47500 | 16 | 9.5 | 2.24 | R-454B | 650
217954605 | ARCOAIRE | N5H9V48*K*AAA* | EVD5X61M21A*+TDR |  | Split System | 47500 | 16 | 9.5 | 2.24 | R-454B | 650
217955157 | ARCOAIRE | Q5H9V48*K*AAA* | EVD5X61M21A*+TDR |  | Split System | 47500 | 16 | 9.5 | 2.24 | R-454B | 650
217954604 | BRYANT HEATING AND COOLING SYSTEMS | 249VAN048**AA* | CVAVA6121XMA*+TDR |  | Split System | 47500 | 16 | 9.5 | 2.24 | R-454B | 650
217954603 | CARRIER | 27VPA948A*030* | CVAVA6121XMA*+TDR |  | Split System | 47500 | 16 | 9.5 | 2.24 | R-454B | 650
217954612 | COMFORTMAKER | Q5H9V48*K*AAA* | EVD5X61M21A*+TDR |  | Split System | 47500 | 16 | 9.5 | 2.24 | R-454B | 650
217954607 | COMFORTMAKER | N5H9V48*K*AAA* | EVD5X61M21A*+TDR |  | Split System | 47500 | 16 | 9.5 | 2.24 | R-454B | 650
217954608 | DAY & NIGHT | N5H9V48*K*AAA* | EVD5X61M21A*+TDR |  | Split System | 47500 | 16 | 9.5 | 2.24 | R-454B | 650
217954613 | DAY & NIGHT | Q5H9V48*K*AAA* | EVD5X61M21A*+TDR |  | Split System | 47500 | 16 | 9.5 | 2.24 | R-454B | 650
217954609 | HEIL | N5H9V48*K*AAA* | EVD5X61M21A*+TDR |  | Split System | 47500 | 16 | 9.5 | 2.24 | R-454B | 650
217954614 | HEIL | Q5H9V48*K*AAA* | EVD5X61M21A*+TDR |  | Split System | 47500 | 16 | 9.5 | 2.24 | R-454B | 650
217954615 | KEEPRITE | Q5H9V48*K*AAA* | EVD5X61M21A*+TDR |  | Split System | 47500 | 16 | 9.5 | 2.24 | R-454B | 650
217954610 | KEEPRITE | N5H9V48*K*AAA* | EVD5X61M21A*+TDR |  | Split System | 47500 | 16 | 9.5 | 2.24 | R-454B | 650
217954611 | TEMPSTAR | N5H9V48*K*AAA* | EVD5X61M21A*+TDR |  | Split System | 47500 | 16 | 9.5 | 2.24 | R-454B | 650
217954616 | TEMPSTAR | Q5H9V48*K*AAA* | EVD5X61M21A*+TDR |  | Split System | 47500 | 16 | 9.5 | 2.24 | R-454B | 650
217656115 | BLUERIDGE | BNG3A18UCN | BMTA24ENA |  | Split System | 18000 | 16.1 | 9.5 | 2.06 | R-454B | 650
217656116 | BLUERIDGE | BNG3A18UCN | BMTA24ENB |  | Split System | 18000 | 16.1 | 9.5 | 2.06 | R-454B | 650
217953827 | AIRQUEST | Q5H9V24*K*AAA* | EA*5X36M17A*+TDR |  | Split System | 22200 | 15.2 | 9.5 | 1.85 | R-454B | 650
217953820 | AIRQUEST | N5H9V24*K*AAA* | EA*5X36M17A*+TDR |  | Split System | 22200 | 15.2 | 9.5 | 1.85 | R-454B | 650
217953819 | ARCOAIRE | N5H9V24*K*AAA* | EA*5X36M17A*+TDR |  | Split System | 22200 | 15.2 | 9.5 | 1.85 | R-454B | 650
217953826 | ARCOAIRE | Q5H9V24*K*AAA* | EA*5X36M17A*+TDR |  | Split System | 22200 | 15.2 | 9.5 | 1.85 | R-454B | 650
217953818 | BRYANT HEATING AND COOLING SYSTEMS | 249VAN024**AA* | CAA**3617AM*+TDR |  | Split System | 22200 | 15.2 | 9.5 | 1.85 | R-454B | 650
217953817 | CARRIER | 27VPA924A*030* | CAA**3617AM*+TDR |  | Split System | 22200 | 15.2 | 9.5 | 1.85 | R-454B | 650
217953821 | COMFORTMAKER | N5H9V24*K*AAA* | EA*5X36M17A*+TDR |  | Split System | 22200 | 15.2 | 9.5 | 1.85 | R-454B | 650
217953828 | COMFORTMAKER | Q5H9V24*K*AAA* | EA*5X36M17A*+TDR |  | Split System | 22200 | 15.2 | 9.5 | 1.85 | R-454B | 650
217953822 | DAY & NIGHT | N5H9V24*K*AAA* | EA*5X36M17A*+TDR |  | Split System | 22200 | 15.2 | 9.5 | 1.85 | R-454B | 650
217953829 | DAY & NIGHT | Q5H9V24*K*AAA* | EA*5X36M17A*+TDR |  | Split System | 22200 | 15.2 | 9.5 | 1.85 | R-454B | 650
217953823 | HEIL | N5H9V24*K*AAA* | EA*5X36M17A*+TDR |  | Split System | 22200 | 15.2 | 9.5 | 1.85 | R-454B | 650
217953830 | HEIL | Q5H9V24*K*AAA* | EA*5X36M17A*+TDR |  | Split System | 22200 | 15.2 | 9.5 | 1.85 | R-454B | 650
217953824 | KEEPRITE | N5H9V24*K*AAA* | EA*5X36M17A*+TDR |  | Split System | 22200 | 15.2 | 9.5 | 1.85 | R-454B | 650
217953831 | KEEPRITE | Q5H9V24*K*AAA* | EA*5X36M17A*+TDR |  | Split System | 22200 | 15.2 | 9.5 | 1.85 | R-454B | 650
217953825 | TEMPSTAR | N5H9V24*K*AAA* | EA*5X36M17A*+TDR |  | Split System | 22200 | 15.2 | 9.5 | 1.85 | R-454B | 650
217953832 | TEMPSTAR | Q5H9V24*K*AAA* | EA*5X36M17A*+TDR |  | Split System | 22200 | 15.2 | 9.5 | 1.85 | R-454B | 650
217953692 | AIRQUEST | N5H9V24*K*AAA* | EA*5X37M17A*+TDR |  | Split System | 22800 | 16 | 9.5 | 1.9 | R-454B | 650
217953699 | AIRQUEST | Q5H9V24*K*AAA* | EA*5X37M17A*+TDR |  | Split System | 22800 | 16 | 9.5 | 1.9 | R-454B | 650
217953731 | AIRQUEST | Q5H9V24*K*AAA* | EA*5X25M17A*+TDR |  | Split System | 23000 | 16 | 9.5 | 1.9 | R-454B | 650
217953747 | AIRQUEST | Q5H9V24*K*AAA* | EA*5X37M21A*+TDR |  | Split System | 23000 | 16 | 9.5 | 1.9 | R-454B | 650
217953724 | AIRQUEST | N5H9V24*K*AAA* | EA*5X25M17A*+TDR |  | Split System | 23000 | 16 | 9.5 | 1.9 | R-454B | 650
217953740 | AIRQUEST | N5H9V24*K*AAA* | EA*5X37M21A*+TDR |  | Split System | 23000 | 16 | 9.5 | 1.9 | R-454B | 650
217953691 | ARCOAIRE | N5H9V24*K*AAA* | EA*5X37M17A*+TDR |  | Split System | 22800 | 16 | 9.5 | 1.9 | R-454B | 650
217953698 | ARCOAIRE | Q5H9V24*K*AAA* | EA*5X37M17A*+TDR |  | Split System | 22800 | 16 | 9.5 | 1.9 | R-454B | 650
217953730 | ARCOAIRE | Q5H9V24*K*AAA* | EA*5X25M17A*+TDR |  | Split System | 23000 | 16 | 9.5 | 1.9 | R-454B | 650
217953723 | ARCOAIRE | N5H9V24*K*AAA* | EA*5X25M17A*+TDR |  | Split System | 23000 | 16 | 9.5 | 1.9 | R-454B | 650
217953739 | ARCOAIRE | N5H9V24*K*AAA* | EA*5X37M21A*+TDR |  | Split System | 23000 | 16 | 9.5 | 1.9 | R-454B | 650
217953746 | ARCOAIRE | Q5H9V24*K*AAA* | EA*5X37M21A*+TDR |  | Split System | 23000 | 16 | 9.5 | 1.9 | R-454B | 650
217953690 | BRYANT HEATING AND COOLING SYSTEMS | 249VAN024**AA* | CAA**3717AM*+TDR |  | Split System | 22800 | 16 | 9.5 | 1.9 | R-454B | 650
217953738 | BRYANT HEATING AND COOLING SYSTEMS | 249VAN024**AA* | CAA**3721AM*+TDR |  | Split System | 23000 | 16 | 9.5 | 1.9 | R-454B | 650
217953722 | BRYANT HEATING AND COOLING SYSTEMS | 249VAN024**AA* | CAA**2517AM*+TDR |  | Split System | 23000 | 16 | 9.5 | 1.9 | R-454B | 650
217953689 | CARRIER | 27VPA924A*030* | CAA**3717AM*+TDR |  | Split System | 22800 | 16 | 9.5 | 1.9 | R-454B | 650
217953721 | CARRIER | 27VPA924A*030* | CAA**2517AM*+TDR |  | Split System | 23000 | 16 | 9.5 | 1.9 | R-454B | 650
217953737 | CARRIER | 27VPA924A*030* | CAA**3721AM*+TDR |  | Split System | 23000 | 16 | 9.5 | 1.9 | R-454B | 650
217953700 | COMFORTMAKER | Q5H9V24*K*AAA* | EA*5X37M17A*+TDR |  | Split System | 22800 | 16 | 9.5 | 1.9 | R-454B | 650
217953693 | COMFORTMAKER | N5H9V24*K*AAA* | EA*5X37M17A*+TDR |  | Split System | 22800 | 16 | 9.5 | 1.9 | R-454B | 650
217953725 | COMFORTMAKER | N5H9V24*K*AAA* | EA*5X25M17A*+TDR |  | Split System | 23000 | 16 | 9.5 | 1.9 | R-454B | 650
217953732 | COMFORTMAKER | Q5H9V24*K*AAA* | EA*5X25M17A*+TDR |  | Split System | 23000 | 16 | 9.5 | 1.9 | R-454B | 650
217953741 | COMFORTMAKER | N5H9V24*K*AAA* | EA*5X37M21A*+TDR |  | Split System | 23000 | 16 | 9.5 | 1.9 | R-454B | 650
217953748 | COMFORTMAKER | Q5H9V24*K*AAA* | EA*5X37M21A*+TDR |  | Split System | 23000 | 16 | 9.5 | 1.9 | R-454B | 650
217953694 | DAY & NIGHT | N5H9V24*K*AAA* | EA*5X37M17A*+TDR |  | Split System | 22800 | 16 | 9.5 | 1.9 | R-454B | 650
217953701 | DAY & NIGHT | Q5H9V24*K*AAA* | EA*5X37M17A*+TDR |  | Split System | 22800 | 16 | 9.5 | 1.9 | R-454B | 650
217953749 | DAY & NIGHT | Q5H9V24*K*AAA* | EA*5X37M21A*+TDR |  | Split System | 23000 | 16 | 9.5 | 1.9 | R-454B | 650
217953742 | DAY & NIGHT | N5H9V24*K*AAA* | EA*5X37M21A*+TDR |  | Split System | 23000 | 16 | 9.5 | 1.9 | R-454B | 650
217953733 | DAY & NIGHT | Q5H9V24*K*AAA* | EA*5X25M17A*+TDR |  | Split System | 23000 | 16 | 9.5 | 1.9 | R-454B | 650
217953726 | DAY & NIGHT | N5H9V24*K*AAA* | EA*5X25M17A*+TDR |  | Split System | 23000 | 16 | 9.5 | 1.9 | R-454B | 650
217953702 | HEIL | Q5H9V24*K*AAA* | EA*5X37M17A*+TDR |  | Split System | 22800 | 16 | 9.5 | 1.9 | R-454B | 650
217953695 | HEIL | N5H9V24*K*AAA* | EA*5X37M17A*+TDR |  | Split System | 22800 | 16 | 9.5 | 1.9 | R-454B | 650
217953743 | HEIL | N5H9V24*K*AAA* | EA*5X37M21A*+TDR |  | Split System | 23000 | 16 | 9.5 | 1.9 | R-454B | 650
217953727 | HEIL | N5H9V24*K*AAA* | EA*5X25M17A*+TDR |  | Split System | 23000 | 16 | 9.5 | 1.9 | R-454B | 650
217953734 | HEIL | Q5H9V24*K*AAA* | EA*5X25M17A*+TDR |  | Split System | 23000 | 16 | 9.5 | 1.9 | R-454B | 650
217953750 | HEIL | Q5H9V24*K*AAA* | EA*5X37M21A*+TDR |  | Split System | 23000 | 16 | 9.5 | 1.9 | R-454B | 650
217953696 | KEEPRITE | N5H9V24*K*AAA* | EA*5X37M17A*+TDR |  | Split System | 22800 | 16 | 9.5 | 1.9 | R-454B | 650
217953703 | KEEPRITE | Q5H9V24*K*AAA* | EA*5X37M17A*+TDR |  | Split System | 22800 | 16 | 9.5 | 1.9 | R-454B | 650
217953744 | KEEPRITE | N5H9V24*K*AAA* | EA*5X37M21A*+TDR |  | Split System | 23000 | 16 | 9.5 | 1.9 | R-454B | 650
217953728 | KEEPRITE | N5H9V24*K*AAA* | EA*5X25M17A*+TDR |  | Split System | 23000 | 16 | 9.5 | 1.9 | R-454B | 650
217953735 | KEEPRITE | Q5H9V24*K*AAA* | EA*5X25M17A*+TDR |  | Split System | 23000 | 16 | 9.5 | 1.9 | R-454B | 650
217953751 | KEEPRITE | Q5H9V24*K*AAA* | EA*5X37M21A*+TDR |  | Split System | 23000 | 16 | 9.5 | 1.9 | R-454B | 650
217953704 | TEMPSTAR | Q5H9V24*K*AAA* | EA*5X37M17A*+TDR |  | Split System | 22800 | 16 | 9.5 | 1.9 | R-454B | 650
217953697 | TEMPSTAR | N5H9V24*K*AAA* | EA*5X37M17A*+TDR |  | Split System | 22800 | 16 | 9.5 | 1.9 | R-454B | 650
217953736 | TEMPSTAR | Q5H9V24*K*AAA* | EA*5X25M17A*+TDR |  | Split System | 23000 | 16 | 9.5 | 1.9 | R-454B | 650
217953729 | TEMPSTAR | N5H9V24*K*AAA* | EA*5X25M17A*+TDR |  | Split System | 23000 | 16 | 9.5 | 1.9 | R-454B | 650
217953752 | TEMPSTAR | Q5H9V24*K*AAA* | EA*5X37M21A*+TDR |  | Split System | 23000 | 16 | 9.5 | 1.9 | R-454B | 650
217953745 | TEMPSTAR | N5H9V24*K*AAA* | EA*5X37M21A*+TDR |  | Split System | 23000 | 16 | 9.5 | 1.9 | R-454B | 650
216980775 | ACIQ | ACIQ-30-HPD | ACIQ-36-ACL-B |  | Split System | 29000 | 16 | 9.6 | 1.85 | R-454B | 650
217656121 | BLUERIDGE | BNG3A30UCN | BMTA36ENC |  | Split System | 29000 | 16 | 9.6 | 1.85 | R-454B | 650
217656120 | BLUERIDGE | BNG3A30UCN | BMTA36ENB |  | Split System | 29000 | 16 | 9.6 | 1.85 | R-454B | 650
218415129 | AIRQUEST | B5H3V60*K*AAA* | ESH5X60M12A*+WALLCON | *97CMN0802120B* | Split System | 56000 | 17.5 | 8.1 | 2 | R-454B | 650
218415145 | AIRQUEST | B5H3V60*K*AAA* | ESH5X60M12A*+WALLCON | *97CMN1202422B* | Split System | 56000 | 17.5 | 8.1 | 2 | R-454B | 650
218415081 | AIRQUEST | B5H3V60*K*AAA* | ESH5X60M12A*+WALLCON | *80CTL0702120B* | Split System | 56000 | 17.5 | 8.1 | 2 | R-454B | 650
218415106 | ARCOAIRE | B5H3V60*K*AAA* | ESH5X60M12A*+WALLCON | *95CSU0802120B* | Split System | 56000 | 17.5 | 8.1 | 2 | R-454B | 650
218415146 | ARCOAIRE | B5H3V60*K*AAA* | ESH5X60M12A*+WALLCON | *97CMN1202422B* | Split System | 56000 | 17.5 | 8.1 | 2 | R-454B | 650
218415131 | COMFORTMAKER | B5H3V60*K*AAA* | ESH5X60M12A*+WALLCON | *97CMN0802120B* | Split System | 56000 | 17.5 | 8.1 | 2 | R-454B | 650
218415132 | DAY & NIGHT | B5H3V60*K*AAA* | ESH5X60M12A*+WALLCON | *97CMN0802120B* | Split System | 56000 | 17.5 | 8.1 | 2 | R-454B | 650
218415080 | HEIL | B5H3V60*K*AAA* | ESH5X60M12A*+WALLCON | *80CTL0702120B* | Split System | 56000 | 17.5 | 8.1 | 2 | R-454B | 650
218415104 | HEIL | B5H3V60*K*AAA* | ESH5X60M12A*+WALLCON | *95CSU0802120B* | Split System | 56000 | 17.5 | 8.1 | 2 | R-454B | 650
218415144 | HEIL | B5H3V60*K*AAA* | ESH5X60M12A*+WALLCON | *97CMN1202422B* | Split System | 56000 | 17.5 | 8.1 | 2 | R-454B | 650
218415085 | KEEPRITE | B5H3V60*K*AAA* | ESH5X60M12A*+WALLCON | *80CTL0702120B* | Split System | 56000 | 17.5 | 8.1 | 2 | R-454B | 650
218415151 | TEMPSTAR | B5H3V60*K*AAA* | ESH5X60M12A*+WALLCON | *97CMN1202422B* | Split System | 56000 | 17.5 | 8.1 | 2 | R-454B | 650
218415111 | TEMPSTAR | B5H3V60*K*AAA* | ESH5X60M12A*+WALLCON | *95CSU0802120B* | Split System | 56000 | 17.5 | 8.1 | 2 | R-454B | 650
218414945 | AIRQUEST | B5H3V60*K*AAA* | EA*5X60M24A*+WALLCON | *97CMN0802120B* | Split System | 55500 | 18 | 8.1 | 2 | R-454B | 650
218415161 | AIRQUEST | B5H3V60*K*AAA* | ESH5X60M12A*+WALLCON | *96CTN1202422B* | Split System | 56500 | 18 | 8.1 | 2 | R-454B | 650
218415137 | AIRQUEST | B5H3V60*K*AAA* | ESH5X60M12A*+WALLCON | *97CMN1002122B* | Split System | 56500 | 18 | 8.1 | 2 | R-454B | 650
218415153 | AIRQUEST | B5H3V60*K*AAA* | ESH5X60M12A*+WALLCON | *96CTN1002122B* | Split System | 56500 | 18 | 8.1 | 2 | R-454B | 650
218415162 | ARCOAIRE | B5H3V60*K*AAA* | ESH5X60M12A*+WALLCON | *96CTN1202422B* | Split System | 56500 | 18 | 8.1 | 2 | R-454B | 650
218415138 | ARCOAIRE | B5H3V60*K*AAA* | ESH5X60M12A*+WALLCON | *97CMN1002122B* | Split System | 56500 | 18 | 8.1 | 2 | R-454B | 650
218415154 | ARCOAIRE | B5H3V60*K*AAA* | ESH5X60M12A*+WALLCON | *96CTN1002122B* | Split System | 56500 | 18 | 8.1 | 2 | R-454B | 650
218414891 | COMFORTMAKER | B5H3V60*K*AAA* | EA*5X60M24A*+WALLCON | *80CTL0702120B* | Split System | 55500 | 18 | 8.1 | 2 | R-454B | 650
218414947 | COMFORTMAKER | B5H3V60*K*AAA* | EA*5X60M24A*+WALLCON | *97CMN0802120B* | Split System | 55500 | 18 | 8.1 | 2 | R-454B | 650
218415163 | COMFORTMAKER | B5H3V60*K*AAA* | ESH5X60M12A*+WALLCON | *96CTN1202422B* | Split System | 56500 | 18 | 8.1 | 2 | R-454B | 650
218415155 | COMFORTMAKER | B5H3V60*K*AAA* | ESH5X60M12A*+WALLCON | *96CTN1002122B* | Split System | 56500 | 18 | 8.1 | 2 | R-454B | 650
217930183 | HEIL | Q5H9V48*K*AAA* | EA*5X61M24A* | *97CTN0802120A* | Split System | 47000 | 16 | 9 | 2.08 | R-454B | 650
217930313 | HEIL | Q5H9V48*K*AAA* | EA*5X61M24A* | *97VTN1202422A* | Split System | 47000 | 16 | 9 | 2.08 | R-454B | 650
217930191 | HEIL | N5H9V48*K*AAA* | EA*5X61M24A* | *97CTN1002122A* | Split System | 47500 | 16 | 9 | 2.08 | R-454B | 650
217930100 | HEIL | N5H9V48*K*AAA* | EA*5X61M24A* | *96VSN1202422B* | Split System | 47500 | 16 | 9 | 2.08 | R-454B | 650
217930061 | HEIL | N5H9V48*K*AAA* | EA*5X61M24A* | *97CMN1002122B* | Split System | 47500 | 16 | 9 | 2.08 | R-454B | 650
217930152 | HEIL | N5H9V48*K*AAA* | EA*5X61M24A* | *96CTN1002122B* | Split System | 47500 | 16 | 9 | 2.08 | R-454B | 650
217930196 | HEIL | Q5H9V48*K*AAA* | EA*5X61M24A* | *97CTN1002122A* | Split System | 47500 | 16 | 9 | 2.08 | R-454B | 650
217930105 | HEIL | Q5H9V48*K*AAA* | EA*5X61M24A* | *96VSN1202422B* | Split System | 47500 | 16 | 9 | 2.08 | R-454B | 650
217930157 | HEIL | Q5H9V48*K*AAA* | EA*5X61M24A* | *96CTN1002122B* | Split System | 47500 | 16 | 9 | 2.08 | R-454B | 650
217928733 | HEIL | N5H9V48*K*AAA* | EA*5X48M21A* | *80VTL0701716B* | Split System | 44500 | 16 | 9 | 2.1 | R-454B | 650
217928738 | HEIL | Q5H9V48*K*AAA* | EA*5X48M21A* | *80VTL0701716B* | Split System | 44500 | 16 | 9 | 2.1 | R-454B | 650
217928603 | HEIL | N5H9V48*K*AAA* | EA*5X48M21A* | *80CSU1002120B* | Split System | 45000 | 16 | 9 | 2.1 | R-454B | 650
217928608 | HEIL | Q5H9V48*K*AAA* | EA*5X48M21A* | *80CSU1002120B* | Split System | 45000 | 16 | 9 | 2.1 | R-454B | 650
217928824 | HEIL | N5H9V48*K*AAA* | EA*5X48M21A* | *96VSN1002120B* | Split System | 45000 | 16 | 9 | 2.1 | R-454B | 650
217928582 | HEIL | Q5H9V48*K*AAA* | EA*5X48M21A* | *80CSU0601716B* | Split System | 45000 | 16 | 9 | 2.1 | R-454B | 650
217928829 | HEIL | Q5H9V48*K*AAA* | EA*5X48M21A* | *96VSN1002120B* | Split System | 45000 | 16 | 9 | 2.1 | R-454B | 650
217931056 | HEIL | Q5H9V48*K*AAA* | ESH5X60M12A* | *97CMN0802120B* | Split System | 46000 | 16 | 9 | 2.1 | R-454B | 650
217929839 | HEIL | N5H9V48*K*AAA* | EA*5X61M21A* | *97VTN0802120A* | Split System | 46500 | 16 | 9 | 2.1 | R-454B | 650
217931077 | HEIL | N5H9V48*K*AAA* | ESH5X60M12A* | *97CMN1202422B* | Split System | 46500 | 16 | 9 | 2.1 | R-454B | 650
217931025 | HEIL | N5H9V48*K*AAA* | ESH5X60M12A* | *95CSU1002122B* | Split System | 46500 | 16 | 9 | 2.1 | R-454B | 650
217929800 | HEIL | N5H9V48*K*AAA* | EA*5X61M21A* | *96VTN0802120B* | Split System | 46500 | 16 | 9 | 2.1 | R-454B | 650
217930829 | HEIL | N5H9V48*K*AAA* | ESH5X60M12A* | *80VSL0902120B* | Split System | 46500 | 16 | 9 | 2.1 | R-454B | 650
217929084 | HEIL | N5H9V48*K*AAA* | EA*5X60M24A* | *80VSL1352422B* | Split System | 46500 | 16 | 9 | 2.1 | R-454B | 650
217931337 | HEIL | N5H9V48*K*AAA* | ESH5X60M12A* | *96VTN1002122B* | Split System | 46500 | 16 | 9 | 2.1 | R-454B | 650
217929384 | HEIL | N5H9V48*K*AAA* | EA*5X60M24A* | *97VTN1002120A* | Split System | 46500 | 16 | 9 | 2.1 | R-454B | 650
217929332 | HEIL | N5H9V48*K*AAA* | EA*5X60M24A* | *96VTN1002120B* | Split System | 46500 | 16 | 9 | 2.1 | R-454B | 650
217929280 | HEIL | N5H9V48*K*AAA* | EA*5X60M24A* | *95MSU1002122A* | Split System | 46500 | 16 | 9 | 2.1 | R-454B | 650
217930946 | HEIL | N5H9V48*K*AAA* | ESH5X60M12A* | *80CTL1102120B* | Split System | 46500 | 16 | 9 | 2.1 | R-454B | 650
217929683 | HEIL | N5H9V48*K*AAA* | EA*5X61M21A* | *96VSN0802120B* | Split System | 46500 | 16 | 9 | 2.1 | R-454B | 650
217930855 | HEIL | N5H9V48*K*AAA* | ESH5X60M12A* | *80VSL1352422B* | Split System | 46500 | 16 | 9 | 2.1 | R-454B | 650
217929071 | HEIL | N5H9V48*K*AAA* | EA*5X60M24A* | *80VSL1102122B* | Split System | 46500 | 16 | 9 | 2.1 | R-454B | 650
217931441 | HEIL | N5H9V48*K*AAA* | ESH5X60M12A* | OLV154F20A | Split System | 46500 | 16 | 9 | 2.1 | R-454B | 650
217930842 | HEIL | N5H9V48*K*AAA* | ESH5X60M12A* | *80VSL1102122B* | Split System | 46500 | 16 | 9 | 2.1 | R-454B | 650
217930959 | HEIL | N5H9V48*K*AAA* | ESH5X60M12A* | *80CTL1352422B* | Split System | 46500 | 16 | 9 | 2.1 | R-454B | 650
217929254 | HEIL | N5H9V48*K*AAA* | EA*5X60M24A* | *96VSN1202422B* | Split System | 46500 | 16 | 9 | 2.1 | R-454B | 650
217930894 | HEIL | N5H9V48*K*AAA* | ESH5X60M12A* | *80MSU1002120A* | Split System | 46500 | 16 | 9 | 2.1 | R-454B | 650
217931194 | HEIL | N5H9V48*K*AAA* | ESH5X60M12A* | *95MSU1002122A* | Split System | 46500 | 16 | 9 | 2.1 | R-454B | 650
217930972 | HEIL | N5H9V48*K*AAA* | ESH5X60M12A* | *80VTL0902120B* | Split System | 46500 | 16 | 9 | 2.1 | R-454B | 650
217930977 | HEIL | Q5H9V48*K*AAA* | ESH5X60M12A* | *80VTL0902120B* | Split System | 46500 | 16 | 9 | 2.1 | R-454B | 650
217931407 | HEIL | Q5H9V48*K*AAA* | ESH5X60M12A* | *97VTN1002122A* | Split System | 46500 | 16 | 9 | 2.1 | R-454B | 650
217930964 | HEIL | Q5H9V48*K*AAA* | ESH5X60M12A* | *80CTL1352422B* | Split System | 46500 | 16 | 9 | 2.1 | R-454B | 650
217929076 | HEIL | Q5H9V48*K*AAA* | EA*5X60M24A* | *80VSL1102122B* | Split System | 46500 | 16 | 9 | 2.1 | R-454B | 650
217931082 | HEIL | Q5H9V48*K*AAA* | ESH5X60M12A* | *97CMN1202422B* | Split System | 46500 | 16 | 9 | 2.1 | R-454B | 650
217929285 | HEIL | Q5H9V48*K*AAA* | EA*5X60M24A* | *95MSU1002122A* | Split System | 46500 | 16 | 9 | 2.1 | R-454B | 650
217930847 | HEIL | Q5H9V48*K*AAA* | ESH5X60M12A* | *80VSL1102122B* | Split System | 46500 | 16 | 9 | 2.1 | R-454B | 650
217929844 | HEIL | Q5H9V48*K*AAA* | EA*5X61M21A* | *97VTN0802120A* | Split System | 46500 | 16 | 9 | 2.1 | R-454B | 650
217929337 | HEIL | Q5H9V48*K*AAA* | EA*5X60M24A* | *96VTN1002120B* | Split System | 46500 | 16 | 9 | 2.1 | R-454B | 650
217930951 | HEIL | Q5H9V48*K*AAA* | ESH5X60M12A* | *80CTL1102120B* | Split System | 46500 | 16 | 9 | 2.1 | R-454B | 650
217930873 | HEIL | Q5H9V48*K*AAA* | ESH5X60M12A* | *80MSU0601716A* | Split System | 46500 | 16 | 9 | 2.1 | R-454B | 650
217929805 | HEIL | Q5H9V48*K*AAA* | EA*5X61M21A* | *96VTN0802120B* | Split System | 46500 | 16 | 9 | 2.1 | R-454B | 650
217931030 | HEIL | Q5H9V48*K*AAA* | ESH5X60M12A* | *95CSU1002122B* | Split System | 46500 | 16 | 9 | 2.1 | R-454B | 650
217931446 | HEIL | Q5H9V48*K*AAA* | ESH5X60M12A* | OLV154F20A | Split System | 46500 | 16 | 9 | 2.1 | R-454B | 650
217930860 | HEIL | Q5H9V48*K*AAA* | ESH5X60M12A* | *80VSL1352422B* | Split System | 46500 | 16 | 9 | 2.1 | R-454B | 650
217931342 | HEIL | Q5H9V48*K*AAA* | ESH5X60M12A* | *96VTN1002122B* | Split System | 46500 | 16 | 9 | 2.1 | R-454B | 650
217929259 | HEIL | Q5H9V48*K*AAA* | EA*5X60M24A* | *96VSN1202422B* | Split System | 46500 | 16 | 9 | 2.1 | R-454B | 650
217930990 | HEIL | Q5H9V48*K*AAA* | ESH5X60M12A* | *80VTL1102122B* | Split System | 46500 | 16 | 9 | 2.1 | R-454B | 650
217929089 | HEIL | Q5H9V48*K*AAA* | EA*5X60M24A* | *80VSL1352422B* | Split System | 46500 | 16 | 9 | 2.1 | R-454B | 650
217929389 | HEIL | Q5H9V48*K*AAA* | EA*5X60M24A* | *97VTN1002120A* | Split System | 46500 | 16 | 9 | 2.1 | R-454B | 650
217929688 | HEIL | Q5H9V48*K*AAA* | EA*5X61M21A* | *96VSN0802120B* | Split System | 46500 | 16 | 9 | 2.1 | R-454B | 650
217930834 | HEIL | Q5H9V48*K*AAA* | ESH5X60M12A* | *80VSL0902120B* | Split System | 46500 | 16 | 9 | 2.1 | R-454B | 650
217931199 | HEIL | Q5H9V48*K*AAA* | ESH5X60M12A* | *95MSU1002122A* | Split System | 46500 | 16 | 9 | 2.1 | R-454B | 650
217929110 | HEIL | N5H9V48*K*AAA* | EA*5X60M24A* | *80MSU1002120A* | Split System | 46500 | 16 | 9 | 2.1 | R-454B | 650
217929115 | HEIL | Q5H9V48*K*AAA* | EA*5X60M24A* | *80MSU1002120A* | Split System | 46500 | 16 | 9 | 2.1 | R-454B | 650
217929709 | HEIL | N5H9V48*K*AAA* | EA*5X61M21A* | *95MSU0802120A* | Split System | 47000 | 16 | 9 | 2.1 | R-454B | 650
217930282 | HEIL | N5H9V48*K*AAA* | EA*5X61M24A* | *97VTN1002120A* | Split System | 47000 | 16 | 9 | 2.1 | R-454B | 650
217930087 | HEIL | N5H9V48*K*AAA* | EA*5X61M24A* | *96VSN1002120B* | Split System | 47000 | 16 | 9 | 2.1 | R-454B | 650
217929631 | HEIL | N5H9V48*K*AAA* | EA*5X61M21A* | *95CSU0802120B* | Split System | 47000 | 16 | 9 | 2.1 | R-454B | 650
217929774 | HEIL | N5H9V48*K*AAA* | EA*5X61M21A* | *97CTN0802120A* | Split System | 47000 | 16 | 9 | 2.1 | R-454B | 650
217930230 | HEIL | N5H9V48*K*AAA* | EA*5X61M24A* | *96VTN1002120B* | Split System | 47000 | 16 | 9 | 2.1 | R-454B | 650
217929779 | HEIL | Q5H9V48*K*AAA* | EA*5X61M21A* | *97CTN0802120A* | Split System | 47000 | 16 | 9 | 2.1 | R-454B | 650
217929753 | HEIL | Q5H9V48*K*AAA* | EA*5X61M21A* | *96CTN0802120B* | Split System | 47000 | 16 | 9 | 2.1 | R-454B | 650
217930235 | HEIL | Q5H9V48*K*AAA* | EA*5X61M24A* | *96VTN1002120B* | Split System | 47000 | 16 | 9 | 2.1 | R-454B | 650
217929636 | HEIL | Q5H9V48*K*AAA* | EA*5X61M21A* | *95CSU0802120B* | Split System | 47000 | 16 | 9 | 2.1 | R-454B | 650
217930118 | HEIL | Q5H9V48*K*AAA* | EA*5X61M24A* | *95MSU1002120A* | Split System | 47000 | 16 | 9 | 2.1 | R-454B | 650
217930287 | HEIL | Q5H9V48*K*AAA* | EA*5X61M24A* | *97VTN1002120A* | Split System | 47000 | 16 | 9 | 2.1 | R-454B | 650
217930092 | HEIL | Q5H9V48*K*AAA* | EA*5X61M24A* | *96VSN1002120B* | Split System | 47000 | 16 | 9 | 2.1 | R-454B | 650
217929930 | HEIL | N5H9V48*K*AAA* | EA*5X61M24A* | *80VSL1352422B* | Split System | 47500 | 16 | 9 | 2.1 | R-454B | 650
217930243 | HEIL | N5H9V48*K*AAA* | EA*5X61M24A* | *96VTN1002122B* | Split System | 47500 | 16 | 9 | 2.1 | R-454B | 650
217930321 | HEIL | N5H9V48*K*AAA* | EA*5X61M24A* | OLV154F20A | Split System | 47500 | 16 | 9 | 2.1 | R-454B | 650
217930295 | HEIL | N5H9V48*K*AAA* | EA*5X61M24A* | *97VTN1002122A* | Split System | 47500 | 16 | 9 | 2.1 | R-454B | 650
217930021 | HEIL | N5H9V48*K*AAA* | EA*5X61M24A* | *80VTL1102122B* | Split System | 47500 | 16 | 9 | 2.1 | R-454B | 650
217929935 | HEIL | Q5H9V48*K*AAA* | EA*5X61M24A* | *80VSL1352422B* | Split System | 47500 | 16 | 9 | 2.1 | R-454B | 650
217930300 | HEIL | Q5H9V48*K*AAA* | EA*5X61M24A* | *97VTN1002122A* | Split System | 47500 | 16 | 9 | 2.1 | R-454B | 650
217930026 | HEIL | Q5H9V48*K*AAA* | EA*5X61M24A* | *80VTL1102122B* | Split System | 47500 | 16 | 9 | 2.1 | R-454B | 650
217930326 | HEIL | Q5H9V48*K*AAA* | EA*5X61M24A* | OLV154F20A | Split System | 47500 | 16 | 9 | 2.1 | R-454B | 650
217930248 | HEIL | Q5H9V48*K*AAA* | EA*5X61M24A* | *96VTN1002122B* | Split System | 47500 | 16 | 9 | 2.1 | R-454B | 650
217930008 | HEIL | N5H9V48*K*AAA* | EA*5X61M24A* | *80VTL0902120B* | Split System | 47500 | 16 | 9 | 2.1 | R-454B | 650
217929904 | HEIL | N5H9V48*K*AAA* | EA*5X61M24A* | *80VSL0902120B* | Split System | 47500 | 16 | 9 | 2.1 | R-454B | 650
217929943 | HEIL | N5H9V48*K*AAA* | EA*5X61M24A* | *80MSU1002120A* | Split System | 47500 | 16 | 9 | 2.1 | R-454B | 650
217929948 | HEIL | Q5H9V48*K*AAA* | EA*5X61M24A* | *80MSU1002120A* | Split System | 47500 | 16 | 9 | 2.1 | R-454B | 650
217930013 | HEIL | Q5H9V48*K*AAA* | EA*5X61M24A* | *80VTL0902120B* | Split System | 47500 | 16 | 9 | 2.1 | R-454B | 650
217929909 | HEIL | Q5H9V48*K*AAA* | EA*5X61M24A* | *80VSL0902120B* | Split System | 47500 | 16 | 9 | 2.1 | R-454B | 650
217931858 | HEIL | N5H9V60*K*AAA* | EA*5X60M24A* | *97CTN1202422A* | Split System | 54500 | 16 | 9 | 2.12 | R-454B | 650
217931497 | HEIL | N5H9V60*K*AAA* | EA*5X60M24A* | *80VSL0902120B* | Split System | 54500 | 16 | 9 | 2.12 | R-454B | 650
217931617 | HEIL | N5H9V60*K*AAA* | EA*5X60M24A* | *80VTL0902120B* | Split System | 54500 | 16 | 9 | 2.12 | R-454B | 650
217931813 | HEIL | N5H9V60*K*AAA* | EA*5X60M24A* | *96CTN1202422B* | Split System | 54500 | 16 | 9 | 2.12 | R-454B | 650
217931820 | HEIL | Q5H9V60*K*AAA* | EA*5X60M24A* | *96CTN1202422B* | Split System | 54500 | 16 | 9 | 2.12 | R-454B | 650
217931624 | HEIL | Q5H9V60*K*AAA* | EA*5X60M24A* | *80VTL0902120B* | Split System | 54500 | 16 | 9 | 2.12 | R-454B | 650
217931865 | HEIL | Q5H9V60*K*AAA* | EA*5X60M24A* | *97CTN1202422A* | Split System | 54500 | 16 | 9 | 2.12 | R-454B | 650
217931512 | HEIL | N5H9V60*K*AAA* | EA*5X60M24A* | *80VSL1102122B* | Split System | 55000 | 16 | 9 | 2.12 | R-454B | 650
217931632 | HEIL | N5H9V60*K*AAA* | EA*5X60M24A* | *80VTL1102122B* | Split System | 55000 | 16 | 9 | 2.12 | R-454B | 650
217931639 | HEIL | Q5H9V60*K*AAA* | EA*5X60M24A* | *80VTL1102122B* | Split System | 55000 | 16 | 9 | 2.12 | R-454B | 650
217931993 | HEIL | N5H9V60*K*AAA* | EA*5X60M24A* | OLV154F20A | Split System | 55500 | 16 | 9 | 2.12 | R-454B | 650
217932000 | HEIL | Q5H9V60*K*AAA* | EA*5X60M24A* | OLV154F20A | Split System | 55500 | 16 | 9 | 2.12 | R-454B | 650
217932060 | HEIL | Q5H9V60*K*AAA* | EA*5X61M21A* | *80VSL1102122B* | Split System | 56000 | 16 | 9 | 2.12 | R-454B | 650
217932413 | HEIL | N5H9V60*K*AAA* | EA*5X61M21A* | *97VTN1002120A* | Split System | 55500 | 16 | 9 | 2.14 | R-454B | 650
217932038 | HEIL | N5H9V60*K*AAA* | EA*5X61M21A* | *80VSL0902120B* | Split System | 55500 | 16 | 9 | 2.14 | R-454B | 650
217932984 | HEIL | N5H9V60*K*AAA* | EA*5X61M24A* | *97VTN1202422A* | Split System | 55500 | 16 | 9 | 2.14 | R-454B | 650
217932368 | HEIL | N5H9V60*K*AAA* | EA*5X61M21A* | *96VTN1002120B* | Split System | 55500 | 16 | 9 | 2.14 | R-454B | 650
217932143 | HEIL | N5H9V60*K*AAA* | EA*5X61M21A* | *80VTL0902120B* | Split System | 55500 | 16 | 9 | 2.14 | R-454B | 650
217932045 | HEIL | Q5H9V60*K*AAA* | EA*5X61M21A* | *80VSL0902120B* | Split System | 55500 | 16 | 9 | 2.14 | R-454B | 650
217932931 | HEIL | Q5H9V60*K*AAA* | EA*5X61M24A* | *96VTN1202422B* | Split System | 55500 | 16 | 9 | 2.14 | R-454B | 650
217932991 | HEIL | Q5H9V60*K*AAA* | EA*5X61M24A* | *97VTN1202422A* | Split System | 55500 | 16 | 9 | 2.14 | R-454B | 650
217932375 | HEIL | Q5H9V60*K*AAA* | EA*5X61M21A* | *96VTN1002120B* | Split System | 55500 | 16 | 9 | 2.14 | R-454B | 650
217932150 | HEIL | Q5H9V60*K*AAA* | EA*5X61M21A* | *80VTL0902120B* | Split System | 55500 | 16 | 9 | 2.14 | R-454B | 650
217932420 | HEIL | Q5H9V60*K*AAA* | EA*5X61M21A* | *97VTN1002120A* | Split System | 55500 | 16 | 9 | 2.14 | R-454B | 650
217932428 | HEIL | N5H9V60*K*AAA* | EA*5X61M21A* | *97VTN1002122A* | Split System | 56000 | 16 | 9 | 2.14 | R-454B | 650
217932714 | HEIL | N5H9V60*K*AAA* | EA*5X61M24A* | *96VSN1002120B* | Split System | 56000 | 16 | 9 | 2.14 | R-454B | 650
217932578 | HEIL | N5H9V60*K*AAA* | EA*5X61M24A* | *80CTL1102120B* | Split System | 56000 | 16 | 9 | 2.14 | R-454B | 650
217932383 | HEIL | N5H9V60*K*AAA* | EA*5X61M21A* | *96VTN1002122B* | Split System | 56000 | 16 | 9 | 2.14 | R-454B | 650
217932593 | HEIL | N5H9V60*K*AAA* | EA*5X61M24A* | *80CTL1352422B* | Split System | 56000 | 16 | 9 | 2.14 | R-454B | 650
217932608 | HEIL | N5H9V60*K*AAA* | EA*5X61M24A* | *80VTL0902120B* | Split System | 56000 | 16 | 9 | 2.14 | R-454B | 650
217932563 | HEIL | N5H9V60*K*AAA* | EA*5X61M24A* | *80CTL0902120B* | Split System | 56000 | 16 | 9 | 2.14 | R-454B | 650
217932954 | HEIL | N5H9V60*K*AAA* | EA*5X61M24A* | *97VTN1002120A* | Split System | 56000 | 16 | 9 | 2.14 | R-454B | 650
217932894 | HEIL | N5H9V60*K*AAA* | EA*5X61M24A* | *96VTN1002120B* | Split System | 56000 | 16 | 9 | 2.14 | R-454B | 650
217932615 | HEIL | Q5H9V60*K*AAA* | EA*5X61M24A* | *80VTL0902120B* | Split System | 56000 | 16 | 9 | 2.14 | R-454B | 650
217932585 | HEIL | Q5H9V60*K*AAA* | EA*5X61M24A* | *80CTL1102120B* | Split System | 56000 | 16 | 9 | 2.14 | R-454B | 650
217932570 | HEIL | Q5H9V60*K*AAA* | EA*5X61M24A* | *80CTL0902120B* | Split System | 56000 | 16 | 9 | 2.14 | R-454B | 650
217932435 | HEIL | Q5H9V60*K*AAA* | EA*5X61M21A* | *97VTN1002122A* | Split System | 56000 | 16 | 9 | 2.14 | R-454B | 650
217932961 | HEIL | Q5H9V60*K*AAA* | EA*5X61M24A* | *97VTN1002120A* | Split System | 56000 | 16 | 9 | 2.14 | R-454B | 650
217932600 | HEIL | Q5H9V60*K*AAA* | EA*5X61M24A* | *80CTL1352422B* | Split System | 56000 | 16 | 9 | 2.14 | R-454B | 650
217932480 | HEIL | Q5H9V60*K*AAA* | EA*5X61M24A* | *80VSL0902120B* | Split System | 56000 | 16 | 9 | 2.14 | R-454B | 650
217932390 | HEIL | Q5H9V60*K*AAA* | EA*5X61M21A* | *96VTN1002122B* | Split System | 56000 | 16 | 9 | 2.14 | R-454B | 650
217932901 | HEIL | Q5H9V60*K*AAA* | EA*5X61M24A* | *96VTN1002120B* | Split System | 56000 | 16 | 9 | 2.14 | R-454B | 650
217932128 | HEIL | N5H9V60*K*AAA* | EA*5X61M21A* | *80CTL1102120B* | Split System | 56000 | 16 | 9 | 2.14 | R-454B | 650
217932669 | HEIL | N5H9V60*K*AAA* | EA*5X61M24A* | *97CMN1002122B* | Split System | 56000 | 16 | 9 | 2.14 | R-454B | 650
217932849 | HEIL | N5H9V60*K*AAA* | EA*5X61M24A* | *97CTN1002122A* | Split System | 56000 | 16 | 9 | 2.14 | R-454B | 650
217932135 | HEIL | Q5H9V60*K*AAA* | EA*5X61M21A* | *80CTL1102120B* | Split System | 56000 | 16 | 9 | 2.14 | R-454B | 650
217932811 | HEIL | Q5H9V60*K*AAA* | EA*5X61M24A* | *96CTN1002122B* | Split System | 56000 | 16 | 9 | 2.14 | R-454B | 650
217932676 | HEIL | Q5H9V60*K*AAA* | EA*5X61M24A* | *97CMN1002122B* | Split System | 56000 | 16 | 9 | 2.14 | R-454B | 650
217932999 | HEIL | N5H9V60*K*AAA* | EA*5X61M24A* | OLV154F20A | Split System | 56500 | 16 | 9 | 2.14 | R-454B | 650
217933006 | HEIL | Q5H9V60*K*AAA* | EA*5X61M24A* | OLV154F20A | Split System | 56500 | 16 | 9 | 2.14 | R-454B | 650
217928812 | KEEPRITE | N5H9V48*K*AAA* | EA*5X48M21A* | *96VSN0802120B* | Split System | 45000 | 16 | 9 | 2.08 | R-454B | 650
217928981 | KEEPRITE | N5H9V48*K*AAA* | EA*5X48M21A* | *97VTN0802120A* | Split System | 45000 | 16 | 9 | 2.08 | R-454B | 650
217928838 | KEEPRITE | N5H9V48*K*AAA* | EA*5X48M21A* | *95MSU0802120A* | Split System | 45000 | 16 | 9 | 2.08 | R-454B | 650
217928695 | KEEPRITE | N5H9V48*K*AAA* | EA*5X48M21A* | *80CTL0702120B* | Split System | 45000 | 16 | 9 | 2.08 | R-454B | 650
217928843 | KEEPRITE | Q5H9V48*K*AAA* | EA*5X48M21A* | *95MSU0802120A* | Split System | 45000 | 16 | 9 | 2.08 | R-454B | 650
217928934 | KEEPRITE | Q5H9V48*K*AAA* | EA*5X48M21A* | *96VTN0802120B* | Split System | 45000 | 16 | 9 | 2.08 | R-454B | 650
217928700 | KEEPRITE | Q5H9V48*K*AAA* | EA*5X48M21A* | *80CTL0702120B* | Split System | 45000 | 16 | 9 | 2.08 | R-454B | 650
217928817 | KEEPRITE | Q5H9V48*K*AAA* | EA*5X48M21A* | *96VSN0802120B* | Split System | 45000 | 16 | 9 | 2.08 | R-454B | 650
217928986 | KEEPRITE | Q5H9V48*K*AAA* | EA*5X48M21A* | *97VTN0802120A* | Split System | 45000 | 16 | 9 | 2.08 | R-454B | 650
217929411 | KEEPRITE | N5H9V48*K*AAA* | EA*5X60M24A* | *97VTN1202422A* | Split System | 46000 | 16 | 9 | 2.08 | R-454B | 650
217929359 | KEEPRITE | N5H9V48*K*AAA* | EA*5X60M24A* | *96VTN1202422B* | Split System | 46000 | 16 | 9 | 2.08 | R-454B | 650
217929364 | KEEPRITE | Q5H9V48*K*AAA* | EA*5X60M24A* | *96VTN1202422B* | Split System | 46000 | 16 | 9 | 2.08 | R-454B | 650
217929416 | KEEPRITE | Q5H9V48*K*AAA* | EA*5X60M24A* | *97VTN1202422A* | Split System | 46000 | 16 | 9 | 2.08 | R-454B | 650
217929124 | KEEPRITE | N5H9V48*K*AAA* | EA*5X60M24A* | *80CTL0902120B* | Split System | 46500 | 16 | 9 | 2.08 | R-454B | 650
217931182 | KEEPRITE | N5H9V48*K*AAA* | ESH5X60M12A* | *95MSU1002120A* | Split System | 46500 | 16 | 9 | 2.08 | R-454B | 650
217931221 | KEEPRITE | N5H9V48*K*AAA* | ESH5X60M12A* | *96CTN1002122B* | Split System | 46500 | 16 | 9 | 2.08 | R-454B | 650
217931273 | KEEPRITE | N5H9V48*K*AAA* | ESH5X60M12A* | *97CTN1002122A* | Split System | 46500 | 16 | 9 | 2.08 | R-454B | 650
217931143 | KEEPRITE | N5H9V48*K*AAA* | ESH5X60M12A* | *96VSN1202422B* | Split System | 46500 | 16 | 9 | 2.08 | R-454B | 650
217930817 | KEEPRITE | N5H9V48*K*AAA* | ESH5X60M12A* | *80CSU1002120B* | Split System | 46500 | 16 | 9 | 2.08 | R-454B | 650
217931065 | KEEPRITE | N5H9V48*K*AAA* | ESH5X60M12A* | *97CMN1002122B* | Split System | 46500 | 16 | 9 | 2.08 | R-454B | 650
217929129 | KEEPRITE | Q5H9V48*K*AAA* | EA*5X60M24A* | *80CTL0902120B* | Split System | 46500 | 16 | 9 | 2.08 | R-454B | 650
217931278 | KEEPRITE | Q5H9V48*K*AAA* | ESH5X60M12A* | *97CTN1002122A* | Split System | 46500 | 16 | 9 | 2.08 | R-454B | 650
217931187 | KEEPRITE | Q5H9V48*K*AAA* | ESH5X60M12A* | *95MSU1002120A* | Split System | 46500 | 16 | 9 | 2.08 | R-454B | 650
217931070 | KEEPRITE | Q5H9V48*K*AAA* | ESH5X60M12A* | *97CMN1002122B* | Split System | 46500 | 16 | 9 | 2.08 | R-454B | 650
217931148 | KEEPRITE | Q5H9V48*K*AAA* | ESH5X60M12A* | *96VSN1202422B* | Split System | 46500 | 16 | 9 | 2.08 | R-454B | 650
217931226 | KEEPRITE | Q5H9V48*K*AAA* | ESH5X60M12A* | *96CTN1002122B* | Split System | 46500 | 16 | 9 | 2.08 | R-454B | 650
217930822 | KEEPRITE | Q5H9V48*K*AAA* | ESH5X60M12A* | *80CSU1002120B* | Split System | 46500 | 16 | 9 | 2.08 | R-454B | 650
217929242 | KEEPRITE | N5H9V48*K*AAA* | EA*5X60M24A* | *96VSN1002120B* | Split System | 46500 | 16 | 9 | 2.08 | R-454B | 650
217929606 | KEEPRITE | N5H9V48*K*AAA* | EA*5X61M21A* | *80VTL0701716B* | Split System | 46500 | 16 | 9 | 2.08 | R-454B | 650
217929489 | KEEPRITE | N5H9V48*K*AAA* | EA*5X61M21A* | *80VSL0701716B* | Split System | 46500 | 16 | 9 | 2.08 | R-454B | 650
217929247 | KEEPRITE | Q5H9V48*K*AAA* | EA*5X60M24A* | *96VSN1002120B* | Split System | 46500 | 16 | 9 | 2.08 | R-454B | 650
217929611 | KEEPRITE | Q5H9V48*K*AAA* | EA*5X61M21A* | *80VTL0701716B* | Split System | 46500 | 16 | 9 | 2.08 | R-454B | 650
217929494 | KEEPRITE | Q5H9V48*K*AAA* | EA*5X61M21A* | *80VSL0701716B* | Split System | 46500 | 16 | 9 | 2.08 | R-454B | 650
217930140 | KEEPRITE | N5H9V48*K*AAA* | EA*5X61M24A* | *96CTN0802120B* | Split System | 47000 | 16 | 9 | 2.08 | R-454B | 650
217929658 | KEEPRITE | N5H9V48*K*AAA* | EA*5X61M21A* | *97CMN0802120B* | Split System | 47000 | 16 | 9 | 2.08 | R-454B | 650
217930179 | KEEPRITE | N5H9V48*K*AAA* | EA*5X61M24A* | *97CTN0802120A* | Split System | 47000 | 16 | 9 | 2.08 | R-454B | 650
217930309 | KEEPRITE | N5H9V48*K*AAA* | EA*5X61M24A* | *97VTN1202422A* | Split System | 47000 | 16 | 9 | 2.08 | R-454B | 650
217930257 | KEEPRITE | N5H9V48*K*AAA* | EA*5X61M24A* | *96VTN1202422B* | Split System | 47000 | 16 | 9 | 2.08 | R-454B | 650
217930184 | KEEPRITE | Q5H9V48*K*AAA* | EA*5X61M24A* | *97CTN0802120A* | Split System | 47000 | 16 | 9 | 2.08 | R-454B | 650
217929663 | KEEPRITE | Q5H9V48*K*AAA* | EA*5X61M21A* | *97CMN0802120B* | Split System | 47000 | 16 | 9 | 2.08 | R-454B | 650
217930262 | KEEPRITE | Q5H9V48*K*AAA* | EA*5X61M24A* | *96VTN1202422B* | Split System | 47000 | 16 | 9 | 2.08 | R-454B | 650
217930314 | KEEPRITE | Q5H9V48*K*AAA* | EA*5X61M24A* | *97VTN1202422A* | Split System | 47000 | 16 | 9 | 2.08 | R-454B | 650
217930145 | KEEPRITE | Q5H9V48*K*AAA* | EA*5X61M24A* | *96CTN0802120B* | Split System | 47000 | 16 | 9 | 2.08 | R-454B | 650
217930192 | KEEPRITE | N5H9V48*K*AAA* | EA*5X61M24A* | *97CTN1002122A* | Split System | 47500 | 16 | 9 | 2.08 | R-454B | 650
217930101 | KEEPRITE | N5H9V48*K*AAA* | EA*5X61M24A* | *96VSN1202422B* | Split System | 47500 | 16 | 9 | 2.08 | R-454B | 650
217930062 | KEEPRITE | N5H9V48*K*AAA* | EA*5X61M24A* | *97CMN1002122B* | Split System | 47500 | 16 | 9 | 2.08 | R-454B | 650
217930153 | KEEPRITE | N5H9V48*K*AAA* | EA*5X61M24A* | *96CTN1002122B* | Split System | 47500 | 16 | 9 | 2.08 | R-454B | 650
217930158 | KEEPRITE | Q5H9V48*K*AAA* | EA*5X61M24A* | *96CTN1002122B* | Split System | 47500 | 16 | 9 | 2.08 | R-454B | 650
217930106 | KEEPRITE | Q5H9V48*K*AAA* | EA*5X61M24A* | *96VSN1202422B* | Split System | 47500 | 16 | 9 | 2.08 | R-454B | 650
217930197 | KEEPRITE | Q5H9V48*K*AAA* | EA*5X61M24A* | *97CTN1002122A* | Split System | 47500 | 16 | 9 | 2.08 | R-454B | 650
217930067 | KEEPRITE | Q5H9V48*K*AAA* | EA*5X61M24A* | *97CMN1002122B* | Split System | 47500 | 16 | 9 | 2.08 | R-454B | 650
217928734 | KEEPRITE | N5H9V48*K*AAA* | EA*5X48M21A* | *80VTL0701716B* | Split System | 44500 | 16 | 9 | 2.1 | R-454B | 650
217928739 | KEEPRITE | Q5H9V48*K*AAA* | EA*5X48M21A* | *80VTL0701716B* | Split System | 44500 | 16 | 9 | 2.1 | R-454B | 650
217928604 | KEEPRITE | N5H9V48*K*AAA* | EA*5X48M21A* | *80CSU1002120B* | Split System | 45000 | 16 | 9 | 2.1 | R-454B | 650
217928609 | KEEPRITE | Q5H9V48*K*AAA* | EA*5X48M21A* | *80CSU1002120B* | Split System | 45000 | 16 | 9 | 2.1 | R-454B | 650
217928825 | KEEPRITE | N5H9V48*K*AAA* | EA*5X48M21A* | *96VSN1002120B* | Split System | 45000 | 16 | 9 | 2.1 | R-454B | 650
217928578 | KEEPRITE | N5H9V48*K*AAA* | EA*5X48M21A* | *80CSU0601716B* | Split System | 45000 | 16 | 9 | 2.1 | R-454B | 650
217928583 | KEEPRITE | Q5H9V48*K*AAA* | EA*5X48M21A* | *80CSU0601716B* | Split System | 45000 | 16 | 9 | 2.1 | R-454B | 650
217931052 | KEEPRITE | N5H9V48*K*AAA* | ESH5X60M12A* | *97CMN0802120B* | Split System | 46000 | 16 | 9 | 2.1 | R-454B | 650
217931057 | KEEPRITE | Q5H9V48*K*AAA* | ESH5X60M12A* | *97CMN0802120B* | Split System | 46000 | 16 | 9 | 2.1 | R-454B | 650
217929072 | KEEPRITE | N5H9V48*K*AAA* | EA*5X60M24A* | *80VSL1102122B* | Split System | 46500 | 16 | 9 | 2.1 | R-454B | 650
217929840 | KEEPRITE | N5H9V48*K*AAA* | EA*5X61M21A* | *97VTN0802120A* | Split System | 46500 | 16 | 9 | 2.1 | R-454B | 650
217929255 | KEEPRITE | N5H9V48*K*AAA* | EA*5X60M24A* | *96VSN1202422B* | Split System | 46500 | 16 | 9 | 2.1 | R-454B | 650
217931442 | KEEPRITE | N5H9V48*K*AAA* | ESH5X60M12A* | OLV154F20A | Split System | 46500 | 16 | 9 | 2.1 | R-454B | 650
217929385 | KEEPRITE | N5H9V48*K*AAA* | EA*5X60M24A* | *97VTN1002120A* | Split System | 46500 | 16 | 9 | 2.1 | R-454B | 650
217929085 | KEEPRITE | N5H9V48*K*AAA* | EA*5X60M24A* | *80VSL1352422B* | Split System | 46500 | 16 | 9 | 2.1 | R-454B | 650
217929684 | KEEPRITE | N5H9V48*K*AAA* | EA*5X61M21A* | *96VSN0802120B* | Split System | 46500 | 16 | 9 | 2.1 | R-454B | 650
217929333 | KEEPRITE | N5H9V48*K*AAA* | EA*5X60M24A* | *96VTN1002120B* | Split System | 46500 | 16 | 9 | 2.1 | R-454B | 650
217930856 | KEEPRITE | N5H9V48*K*AAA* | ESH5X60M12A* | *80VSL1352422B* | Split System | 46500 | 16 | 9 | 2.1 | R-454B | 650
217931338 | KEEPRITE | N5H9V48*K*AAA* | ESH5X60M12A* | *96VTN1002122B* | Split System | 46500 | 16 | 9 | 2.1 | R-454B | 650
217929801 | KEEPRITE | N5H9V48*K*AAA* | EA*5X61M21A* | *96VTN0802120B* | Split System | 46500 | 16 | 9 | 2.1 | R-454B | 650
217930973 | KEEPRITE | N5H9V48*K*AAA* | ESH5X60M12A* | *80VTL0902120B* | Split System | 46500 | 16 | 9 | 2.1 | R-454B | 650
217931195 | KEEPRITE | N5H9V48*K*AAA* | ESH5X60M12A* | *95MSU1002122A* | Split System | 46500 | 16 | 9 | 2.1 | R-454B | 650
217930869 | KEEPRITE | N5H9V48*K*AAA* | ESH5X60M12A* | *80MSU0601716A* | Split System | 46500 | 16 | 9 | 2.1 | R-454B | 650
217931403 | KEEPRITE | N5H9V48*K*AAA* | ESH5X60M12A* | *97VTN1002122A* | Split System | 46500 | 16 | 9 | 2.1 | R-454B | 650
217930830 | KEEPRITE | N5H9V48*K*AAA* | ESH5X60M12A* | *80VSL0902120B* | Split System | 46500 | 16 | 9 | 2.1 | R-454B | 650
217930843 | KEEPRITE | N5H9V48*K*AAA* | ESH5X60M12A* | *80VSL1102122B* | Split System | 46500 | 16 | 9 | 2.1 | R-454B | 650
217930960 | KEEPRITE | N5H9V48*K*AAA* | ESH5X60M12A* | *80CTL1352422B* | Split System | 46500 | 16 | 9 | 2.1 | R-454B | 650
217931078 | KEEPRITE | N5H9V48*K*AAA* | ESH5X60M12A* | *97CMN1202422B* | Split System | 46500 | 16 | 9 | 2.1 | R-454B | 650
217930895 | KEEPRITE | N5H9V48*K*AAA* | ESH5X60M12A* | *80MSU1002120A* | Split System | 46500 | 16 | 9 | 2.1 | R-454B | 650
217931026 | KEEPRITE | N5H9V48*K*AAA* | ESH5X60M12A* | *95CSU1002122B* | Split System | 46500 | 16 | 9 | 2.1 | R-454B | 650
217930986 | KEEPRITE | N5H9V48*K*AAA* | ESH5X60M12A* | *80VTL1102122B* | Split System | 46500 | 16 | 9 | 2.1 | R-454B | 650
217930947 | KEEPRITE | N5H9V48*K*AAA* | ESH5X60M12A* | *80CTL1102120B* | Split System | 46500 | 16 | 9 | 2.1 | R-454B | 650
217929390 | KEEPRITE | Q5H9V48*K*AAA* | EA*5X60M24A* | *97VTN1002120A* | Split System | 46500 | 16 | 9 | 2.1 | R-454B | 650
217930874 | KEEPRITE | Q5H9V48*K*AAA* | ESH5X60M12A* | *80MSU0601716A* | Split System | 46500 | 16 | 9 | 2.1 | R-454B | 650
217929286 | KEEPRITE | Q5H9V48*K*AAA* | EA*5X60M24A* | *95MSU1002122A* | Split System | 46500 | 16 | 9 | 2.1 | R-454B | 650
217929338 | KEEPRITE | Q5H9V48*K*AAA* | EA*5X60M24A* | *96VTN1002120B* | Split System | 46500 | 16 | 9 | 2.1 | R-454B | 650
217929845 | KEEPRITE | Q5H9V48*K*AAA* | EA*5X61M21A* | *97VTN0802120A* | Split System | 46500 | 16 | 9 | 2.1 | R-454B | 650
217930848 | KEEPRITE | Q5H9V48*K*AAA* | ESH5X60M12A* | *80VSL1102122B* | Split System | 46500 | 16 | 9 | 2.1 | R-454B | 650
217930978 | KEEPRITE | Q5H9V48*K*AAA* | ESH5X60M12A* | *80VTL0902120B* | Split System | 46500 | 16 | 9 | 2.1 | R-454B | 650
217929090 | KEEPRITE | Q5H9V48*K*AAA* | EA*5X60M24A* | *80VSL1352422B* | Split System | 46500 | 16 | 9 | 2.1 | R-454B | 650
217929260 | KEEPRITE | Q5H9V48*K*AAA* | EA*5X60M24A* | *96VSN1202422B* | Split System | 46500 | 16 | 9 | 2.1 | R-454B | 650
217930965 | KEEPRITE | Q5H9V48*K*AAA* | ESH5X60M12A* | *80CTL1352422B* | Split System | 46500 | 16 | 9 | 2.1 | R-454B | 650
217931031 | KEEPRITE | Q5H9V48*K*AAA* | ESH5X60M12A* | *95CSU1002122B* | Split System | 46500 | 16 | 9 | 2.1 | R-454B | 650
217931447 | KEEPRITE | Q5H9V48*K*AAA* | ESH5X60M12A* | OLV154F20A | Split System | 46500 | 16 | 9 | 2.1 | R-454B | 650
217931343 | KEEPRITE | Q5H9V48*K*AAA* | ESH5X60M12A* | *96VTN1002122B* | Split System | 46500 | 16 | 9 | 2.1 | R-454B | 650
217929689 | KEEPRITE | Q5H9V48*K*AAA* | EA*5X61M21A* | *96VSN0802120B* | Split System | 46500 | 16 | 9 | 2.1 | R-454B | 650
217929806 | KEEPRITE | Q5H9V48*K*AAA* | EA*5X61M21A* | *96VTN0802120B* | Split System | 46500 | 16 | 9 | 2.1 | R-454B | 650
217930861 | KEEPRITE | Q5H9V48*K*AAA* | ESH5X60M12A* | *80VSL1352422B* | Split System | 46500 | 16 | 9 | 2.1 | R-454B | 650
217931408 | KEEPRITE | Q5H9V48*K*AAA* | ESH5X60M12A* | *97VTN1002122A* | Split System | 46500 | 16 | 9 | 2.1 | R-454B | 650
217930991 | KEEPRITE | Q5H9V48*K*AAA* | ESH5X60M12A* | *80VTL1102122B* | Split System | 46500 | 16 | 9 | 2.1 | R-454B | 650
217929077 | KEEPRITE | Q5H9V48*K*AAA* | EA*5X60M24A* | *80VSL1102122B* | Split System | 46500 | 16 | 9 | 2.1 | R-454B | 650
217930900 | KEEPRITE | Q5H9V48*K*AAA* | ESH5X60M12A* | *80MSU1002120A* | Split System | 46500 | 16 | 9 | 2.1 | R-454B | 650
217930952 | KEEPRITE | Q5H9V48*K*AAA* | ESH5X60M12A* | *80CTL1102120B* | Split System | 46500 | 16 | 9 | 2.1 | R-454B | 650
217931200 | KEEPRITE | Q5H9V48*K*AAA* | ESH5X60M12A* | *95MSU1002122A* | Split System | 46500 | 16 | 9 | 2.1 | R-454B | 650
217929111 | KEEPRITE | N5H9V48*K*AAA* | EA*5X60M24A* | *80MSU1002120A* | Split System | 46500 | 16 | 9 | 2.1 | R-454B | 650
217929116 | KEEPRITE | Q5H9V48*K*AAA* | EA*5X60M24A* | *80MSU1002120A* | Split System | 46500 | 16 | 9 | 2.1 | R-454B | 650
217929710 | KEEPRITE | N5H9V48*K*AAA* | EA*5X61M21A* | *95MSU0802120A* | Split System | 47000 | 16 | 9 | 2.1 | R-454B | 650
217929715 | KEEPRITE | Q5H9V48*K*AAA* | EA*5X61M21A* | *95MSU0802120A* | Split System | 47000 | 16 | 9 | 2.1 | R-454B | 650
217930088 | KEEPRITE | N5H9V48*K*AAA* | EA*5X61M24A* | *96VSN1002120B* | Split System | 47000 | 16 | 9 | 2.1 | R-454B | 650
217929632 | KEEPRITE | N5H9V48*K*AAA* | EA*5X61M21A* | *95CSU0802120B* | Split System | 47000 | 16 | 9 | 2.1 | R-454B | 650
217929749 | KEEPRITE | N5H9V48*K*AAA* | EA*5X61M21A* | *96CTN0802120B* | Split System | 47000 | 16 | 9 | 2.1 | R-454B | 650
217930231 | KEEPRITE | N5H9V48*K*AAA* | EA*5X61M24A* | *96VTN1002120B* | Split System | 47000 | 16 | 9 | 2.1 | R-454B | 650
217929775 | KEEPRITE | N5H9V48*K*AAA* | EA*5X61M21A* | *97CTN0802120A* | Split System | 47000 | 16 | 9 | 2.1 | R-454B | 650
217930283 | KEEPRITE | N5H9V48*K*AAA* | EA*5X61M24A* | *97VTN1002120A* | Split System | 47000 | 16 | 9 | 2.1 | R-454B | 650
217930119 | KEEPRITE | Q5H9V48*K*AAA* | EA*5X61M24A* | *95MSU1002120A* | Split System | 47000 | 16 | 9 | 2.1 | R-454B | 650
217930236 | KEEPRITE | Q5H9V48*K*AAA* | EA*5X61M24A* | *96VTN1002120B* | Split System | 47000 | 16 | 9 | 2.1 | R-454B | 650
217929637 | KEEPRITE | Q5H9V48*K*AAA* | EA*5X61M21A* | *95CSU0802120B* | Split System | 47000 | 16 | 9 | 2.1 | R-454B | 650
217929754 | KEEPRITE | Q5H9V48*K*AAA* | EA*5X61M21A* | *96CTN0802120B* | Split System | 47000 | 16 | 9 | 2.1 | R-454B | 650
217930288 | KEEPRITE | Q5H9V48*K*AAA* | EA*5X61M24A* | *97VTN1002120A* | Split System | 47000 | 16 | 9 | 2.1 | R-454B | 650
217929780 | KEEPRITE | Q5H9V48*K*AAA* | EA*5X61M21A* | *97CTN0802120A* | Split System | 47000 | 16 | 9 | 2.1 | R-454B | 650
217930093 | KEEPRITE | Q5H9V48*K*AAA* | EA*5X61M24A* | *96VSN1002120B* | Split System | 47000 | 16 | 9 | 2.1 | R-454B | 650
217930022 | KEEPRITE | N5H9V48*K*AAA* | EA*5X61M24A* | *80VTL1102122B* | Split System | 47500 | 16 | 9 | 2.1 | R-454B | 650
217930322 | KEEPRITE | N5H9V48*K*AAA* | EA*5X61M24A* | OLV154F20A | Split System | 47500 | 16 | 9 | 2.1 | R-454B | 650
217930244 | KEEPRITE | N5H9V48*K*AAA* | EA*5X61M24A* | *96VTN1002122B* | Split System | 47500 | 16 | 9 | 2.1 | R-454B | 650
217930296 | KEEPRITE | N5H9V48*K*AAA* | EA*5X61M24A* | *97VTN1002122A* | Split System | 47500 | 16 | 9 | 2.1 | R-454B | 650
217930301 | KEEPRITE | Q5H9V48*K*AAA* | EA*5X61M24A* | *97VTN1002122A* | Split System | 47500 | 16 | 9 | 2.1 | R-454B | 650
217929936 | KEEPRITE | Q5H9V48*K*AAA* | EA*5X61M24A* | *80VSL1352422B* | Split System | 47500 | 16 | 9 | 2.1 | R-454B | 650
217930027 | KEEPRITE | Q5H9V48*K*AAA* | EA*5X61M24A* | *80VTL1102122B* | Split System | 47500 | 16 | 9 | 2.1 | R-454B | 650
217930249 | KEEPRITE | Q5H9V48*K*AAA* | EA*5X61M24A* | *96VTN1002122B* | Split System | 47500 | 16 | 9 | 2.1 | R-454B | 650
217930327 | KEEPRITE | Q5H9V48*K*AAA* | EA*5X61M24A* | OLV154F20A | Split System | 47500 | 16 | 9 | 2.1 | R-454B | 650
217929944 | KEEPRITE | N5H9V48*K*AAA* | EA*5X61M24A* | *80MSU1002120A* | Split System | 47500 | 16 | 9 | 2.1 | R-454B | 650
217930009 | KEEPRITE | N5H9V48*K*AAA* | EA*5X61M24A* | *80VTL0902120B* | Split System | 47500 | 16 | 9 | 2.1 | R-454B | 650
217929905 | KEEPRITE | N5H9V48*K*AAA* | EA*5X61M24A* | *80VSL0902120B* | Split System | 47500 | 16 | 9 | 2.1 | R-454B | 650
217929949 | KEEPRITE | Q5H9V48*K*AAA* | EA*5X61M24A* | *80MSU1002120A* | Split System | 47500 | 16 | 9 | 2.1 | R-454B | 650
217929910 | KEEPRITE | Q5H9V48*K*AAA* | EA*5X61M24A* | *80VSL0902120B* | Split System | 47500 | 16 | 9 | 2.1 | R-454B | 650
217930014 | KEEPRITE | Q5H9V48*K*AAA* | EA*5X61M24A* | *80VTL0902120B* | Split System | 47500 | 16 | 9 | 2.1 | R-454B | 650
217931618 | KEEPRITE | N5H9V60*K*AAA* | EA*5X60M24A* | *80VTL0902120B* | Split System | 54500 | 16 | 9 | 2.12 | R-454B | 650
217931498 | KEEPRITE | N5H9V60*K*AAA* | EA*5X60M24A* | *80VSL0902120B* | Split System | 54500 | 16 | 9 | 2.12 | R-454B | 650
217931814 | KEEPRITE | N5H9V60*K*AAA* | EA*5X60M24A* | *96CTN1202422B* | Split System | 54500 | 16 | 9 | 2.12 | R-454B | 650
217931859 | KEEPRITE | N5H9V60*K*AAA* | EA*5X60M24A* | *97CTN1202422A* | Split System | 54500 | 16 | 9 | 2.12 | R-454B | 650
217931821 | KEEPRITE | Q5H9V60*K*AAA* | EA*5X60M24A* | *96CTN1202422B* | Split System | 54500 | 16 | 9 | 2.12 | R-454B | 650
217931505 | KEEPRITE | Q5H9V60*K*AAA* | EA*5X60M24A* | *80VSL0902120B* | Split System | 54500 | 16 | 9 | 2.12 | R-454B | 650
217931866 | KEEPRITE | Q5H9V60*K*AAA* | EA*5X60M24A* | *97CTN1202422A* | Split System | 54500 | 16 | 9 | 2.12 | R-454B | 650
217931625 | KEEPRITE | Q5H9V60*K*AAA* | EA*5X60M24A* | *80VTL0902120B* | Split System | 54500 | 16 | 9 | 2.12 | R-454B | 650
217931633 | KEEPRITE | N5H9V60*K*AAA* | EA*5X60M24A* | *80VTL1102122B* | Split System | 55000 | 16 | 9 | 2.12 | R-454B | 650
217931513 | KEEPRITE | N5H9V60*K*AAA* | EA*5X60M24A* | *80VSL1102122B* | Split System | 55000 | 16 | 9 | 2.12 | R-454B | 650
217931640 | KEEPRITE | Q5H9V60*K*AAA* | EA*5X60M24A* | *80VTL1102122B* | Split System | 55000 | 16 | 9 | 2.12 | R-454B | 650
217931994 | KEEPRITE | N5H9V60*K*AAA* | EA*5X60M24A* | OLV154F20A | Split System | 55500 | 16 | 9 | 2.12 | R-454B | 650
217932001 | KEEPRITE | Q5H9V60*K*AAA* | EA*5X60M24A* | OLV154F20A | Split System | 55500 | 16 | 9 | 2.12 | R-454B | 650
217932061 | KEEPRITE | Q5H9V60*K*AAA* | EA*5X61M21A* | *80VSL1102122B* | Split System | 56000 | 16 | 9 | 2.12 | R-454B | 650
217932414 | KEEPRITE | N5H9V60*K*AAA* | EA*5X61M21A* | *97VTN1002120A* | Split System | 55500 | 16 | 9 | 2.14 | R-454B | 650
217932039 | KEEPRITE | N5H9V60*K*AAA* | EA*5X61M21A* | *80VSL0902120B* | Split System | 55500 | 16 | 9 | 2.14 | R-454B | 650
217932369 | KEEPRITE | N5H9V60*K*AAA* | EA*5X61M21A* | *96VTN1002120B* | Split System | 55500 | 16 | 9 | 2.14 | R-454B | 650
217932925 | KEEPRITE | N5H9V60*K*AAA* | EA*5X61M24A* | *96VTN1202422B* | Split System | 55500 | 16 | 9 | 2.14 | R-454B | 650
217932144 | KEEPRITE | N5H9V60*K*AAA* | EA*5X61M21A* | *80VTL0902120B* | Split System | 55500 | 16 | 9 | 2.14 | R-454B | 650
217932985 | KEEPRITE | N5H9V60*K*AAA* | EA*5X61M24A* | *97VTN1202422A* | Split System | 55500 | 16 | 9 | 2.14 | R-454B | 650
217932046 | KEEPRITE | Q5H9V60*K*AAA* | EA*5X61M21A* | *80VSL0902120B* | Split System | 55500 | 16 | 9 | 2.14 | R-454B | 650
217932151 | KEEPRITE | Q5H9V60*K*AAA* | EA*5X61M21A* | *80VTL0902120B* | Split System | 55500 | 16 | 9 | 2.14 | R-454B | 650
217932376 | KEEPRITE | Q5H9V60*K*AAA* | EA*5X61M21A* | *96VTN1002120B* | Split System | 55500 | 16 | 9 | 2.14 | R-454B | 650
217932932 | KEEPRITE | Q5H9V60*K*AAA* | EA*5X61M24A* | *96VTN1202422B* | Split System | 55500 | 16 | 9 | 2.14 | R-454B | 650
217932421 | KEEPRITE | Q5H9V60*K*AAA* | EA*5X61M21A* | *97VTN1002120A* | Split System | 55500 | 16 | 9 | 2.14 | R-454B | 650
217932992 | KEEPRITE | Q5H9V60*K*AAA* | EA*5X61M24A* | *97VTN1202422A* | Split System | 55500 | 16 | 9 | 2.14 | R-454B | 650
217932715 | KEEPRITE | N5H9V60*K*AAA* | EA*5X61M24A* | *96VSN1002120B* | Split System | 56000 | 16 | 9 | 2.14 | R-454B | 650
217932429 | KEEPRITE | N5H9V60*K*AAA* | EA*5X61M21A* | *97VTN1002122A* | Split System | 56000 | 16 | 9 | 2.14 | R-454B | 650
217932564 | KEEPRITE | N5H9V60*K*AAA* | EA*5X61M24A* | *80CTL0902120B* | Split System | 56000 | 16 | 9 | 2.14 | R-454B | 650
217932579 | KEEPRITE | N5H9V60*K*AAA* | EA*5X61M24A* | *80CTL1102120B* | Split System | 56000 | 16 | 9 | 2.14 | R-454B | 650
217932474 | KEEPRITE | N5H9V60*K*AAA* | EA*5X61M24A* | *80VSL0902120B* | Split System | 56000 | 16 | 9 | 2.14 | R-454B | 650
217932594 | KEEPRITE | N5H9V60*K*AAA* | EA*5X61M24A* | *80CTL1352422B* | Split System | 56000 | 16 | 9 | 2.14 | R-454B | 650
217932384 | KEEPRITE | N5H9V60*K*AAA* | EA*5X61M21A* | *96VTN1002122B* | Split System | 56000 | 16 | 9 | 2.14 | R-454B | 650
217932609 | KEEPRITE | N5H9V60*K*AAA* | EA*5X61M24A* | *80VTL0902120B* | Split System | 56000 | 16 | 9 | 2.14 | R-454B | 650
217932895 | KEEPRITE | N5H9V60*K*AAA* | EA*5X61M24A* | *96VTN1002120B* | Split System | 56000 | 16 | 9 | 2.14 | R-454B | 650
217932391 | KEEPRITE | Q5H9V60*K*AAA* | EA*5X61M21A* | *96VTN1002122B* | Split System | 56000 | 16 | 9 | 2.14 | R-454B | 650
217932962 | KEEPRITE | Q5H9V60*K*AAA* | EA*5X61M24A* | *97VTN1002120A* | Split System | 56000 | 16 | 9 | 2.14 | R-454B | 650
217932616 | KEEPRITE | Q5H9V60*K*AAA* | EA*5X61M24A* | *80VTL0902120B* | Split System | 56000 | 16 | 9 | 2.14 | R-454B | 650
217932722 | KEEPRITE | Q5H9V60*K*AAA* | EA*5X61M24A* | *96VSN1002120B* | Split System | 56000 | 16 | 9 | 2.14 | R-454B | 650
217932586 | KEEPRITE | Q5H9V60*K*AAA* | EA*5X61M24A* | *80CTL1102120B* | Split System | 56000 | 16 | 9 | 2.14 | R-454B | 650
217932481 | KEEPRITE | Q5H9V60*K*AAA* | EA*5X61M24A* | *80VSL0902120B* | Split System | 56000 | 16 | 9 | 2.14 | R-454B | 650
217932902 | KEEPRITE | Q5H9V60*K*AAA* | EA*5X61M24A* | *96VTN1002120B* | Split System | 56000 | 16 | 9 | 2.14 | R-454B | 650
217932436 | KEEPRITE | Q5H9V60*K*AAA* | EA*5X61M21A* | *97VTN1002122A* | Split System | 56000 | 16 | 9 | 2.14 | R-454B | 650
217932601 | KEEPRITE | Q5H9V60*K*AAA* | EA*5X61M24A* | *80CTL1352422B* | Split System | 56000 | 16 | 9 | 2.14 | R-454B | 650
217932129 | KEEPRITE | N5H9V60*K*AAA* | EA*5X61M21A* | *80CTL1102120B* | Split System | 56000 | 16 | 9 | 2.14 | R-454B | 650
217932805 | KEEPRITE | N5H9V60*K*AAA* | EA*5X61M24A* | *96CTN1002122B* | Split System | 56000 | 16 | 9 | 2.14 | R-454B | 650
217932850 | KEEPRITE | N5H9V60*K*AAA* | EA*5X61M24A* | *97CTN1002122A* | Split System | 56000 | 16 | 9 | 2.14 | R-454B | 650
217932670 | KEEPRITE | N5H9V60*K*AAA* | EA*5X61M24A* | *97CMN1002122B* | Split System | 56000 | 16 | 9 | 2.14 | R-454B | 650
217932677 | KEEPRITE | Q5H9V60*K*AAA* | EA*5X61M24A* | *97CMN1002122B* | Split System | 56000 | 16 | 9 | 2.14 | R-454B | 650
217932812 | KEEPRITE | Q5H9V60*K*AAA* | EA*5X61M24A* | *96CTN1002122B* | Split System | 56000 | 16 | 9 | 2.14 | R-454B | 650
217932857 | KEEPRITE | Q5H9V60*K*AAA* | EA*5X61M24A* | *97CTN1002122A* | Split System | 56000 | 16 | 9 | 2.14 | R-454B | 650
217933000 | KEEPRITE | N5H9V60*K*AAA* | EA*5X61M24A* | OLV154F20A | Split System | 56500 | 16 | 9 | 2.14 | R-454B | 650
217928930 | TEMPSTAR | N5H9V48*K*AAA* | EA*5X48M21A* | *96VTN0802120B* | Split System | 45000 | 16 | 9 | 2.08 | R-454B | 650
217928982 | TEMPSTAR | N5H9V48*K*AAA* | EA*5X48M21A* | *97VTN0802120A* | Split System | 45000 | 16 | 9 | 2.08 | R-454B | 650
217928839 | TEMPSTAR | N5H9V48*K*AAA* | EA*5X48M21A* | *95MSU0802120A* | Split System | 45000 | 16 | 9 | 2.08 | R-454B | 650
217928813 | TEMPSTAR | N5H9V48*K*AAA* | EA*5X48M21A* | *96VSN0802120B* | Split System | 45000 | 16 | 9 | 2.08 | R-454B | 650
217928935 | TEMPSTAR | Q5H9V48*K*AAA* | EA*5X48M21A* | *96VTN0802120B* | Split System | 45000 | 16 | 9 | 2.08 | R-454B | 650
217928987 | TEMPSTAR | Q5H9V48*K*AAA* | EA*5X48M21A* | *97VTN0802120A* | Split System | 45000 | 16 | 9 | 2.08 | R-454B | 650
217928818 | TEMPSTAR | Q5H9V48*K*AAA* | EA*5X48M21A* | *96VSN0802120B* | Split System | 45000 | 16 | 9 | 2.08 | R-454B | 650
217928701 | TEMPSTAR | Q5H9V48*K*AAA* | EA*5X48M21A* | *80CTL0702120B* | Split System | 45000 | 16 | 9 | 2.08 | R-454B | 650
217928844 | TEMPSTAR | Q5H9V48*K*AAA* | EA*5X48M21A* | *95MSU0802120A* | Split System | 45000 | 16 | 9 | 2.08 | R-454B | 650
217929360 | TEMPSTAR | N5H9V48*K*AAA* | EA*5X60M24A* | *96VTN1202422B* | Split System | 46000 | 16 | 9 | 2.08 | R-454B | 650
217929412 | TEMPSTAR | N5H9V48*K*AAA* | EA*5X60M24A* | *97VTN1202422A* | Split System | 46000 | 16 | 9 | 2.08 | R-454B | 650
217929365 | TEMPSTAR | Q5H9V48*K*AAA* | EA*5X60M24A* | *96VTN1202422B* | Split System | 46000 | 16 | 9 | 2.08 | R-454B | 650
217929417 | TEMPSTAR | Q5H9V48*K*AAA* | EA*5X60M24A* | *97VTN1202422A* | Split System | 46000 | 16 | 9 | 2.08 | R-454B | 650
217931222 | TEMPSTAR | N5H9V48*K*AAA* | ESH5X60M12A* | *96CTN1002122B* | Split System | 46500 | 16 | 9 | 2.08 | R-454B | 650
217931274 | TEMPSTAR | N5H9V48*K*AAA* | ESH5X60M12A* | *97CTN1002122A* | Split System | 46500 | 16 | 9 | 2.08 | R-454B | 650
217931144 | TEMPSTAR | N5H9V48*K*AAA* | ESH5X60M12A* | *96VSN1202422B* | Split System | 46500 | 16 | 9 | 2.08 | R-454B | 650
217931183 | TEMPSTAR | N5H9V48*K*AAA* | ESH5X60M12A* | *95MSU1002120A* | Split System | 46500 | 16 | 9 | 2.08 | R-454B | 650
217931066 | TEMPSTAR | N5H9V48*K*AAA* | ESH5X60M12A* | *97CMN1002122B* | Split System | 46500 | 16 | 9 | 2.08 | R-454B | 650
217929125 | TEMPSTAR | N5H9V48*K*AAA* | EA*5X60M24A* | *80CTL0902120B* | Split System | 46500 | 16 | 9 | 2.08 | R-454B | 650
217931188 | TEMPSTAR | Q5H9V48*K*AAA* | ESH5X60M12A* | *95MSU1002120A* | Split System | 46500 | 16 | 9 | 2.08 | R-454B | 650
217931071 | TEMPSTAR | Q5H9V48*K*AAA* | ESH5X60M12A* | *97CMN1002122B* | Split System | 46500 | 16 | 9 | 2.08 | R-454B | 650
217931149 | TEMPSTAR | Q5H9V48*K*AAA* | ESH5X60M12A* | *96VSN1202422B* | Split System | 46500 | 16 | 9 | 2.08 | R-454B | 650
217931279 | TEMPSTAR | Q5H9V48*K*AAA* | ESH5X60M12A* | *97CTN1002122A* | Split System | 46500 | 16 | 9 | 2.08 | R-454B | 650
217930823 | TEMPSTAR | Q5H9V48*K*AAA* | ESH5X60M12A* | *80CSU1002120B* | Split System | 46500 | 16 | 9 | 2.08 | R-454B | 650
217931227 | TEMPSTAR | Q5H9V48*K*AAA* | ESH5X60M12A* | *96CTN1002122B* | Split System | 46500 | 16 | 9 | 2.08 | R-454B | 650
217929490 | TEMPSTAR | N5H9V48*K*AAA* | EA*5X61M21A* | *80VSL0701716B* | Split System | 46500 | 16 | 9 | 2.08 | R-454B | 650
217929243 | TEMPSTAR | N5H9V48*K*AAA* | EA*5X60M24A* | *96VSN1002120B* | Split System | 46500 | 16 | 9 | 2.08 | R-454B | 650
217929607 | TEMPSTAR | N5H9V48*K*AAA* | EA*5X61M21A* | *80VTL0701716B* | Split System | 46500 | 16 | 9 | 2.08 | R-454B | 650
217929248 | TEMPSTAR | Q5H9V48*K*AAA* | EA*5X60M24A* | *96VSN1002120B* | Split System | 46500 | 16 | 9 | 2.08 | R-454B | 650
217930141 | TEMPSTAR | N5H9V48*K*AAA* | EA*5X61M24A* | *96CTN0802120B* | Split System | 47000 | 16 | 9 | 2.08 | R-454B | 650
217930180 | TEMPSTAR | N5H9V48*K*AAA* | EA*5X61M24A* | *97CTN0802120A* | Split System | 47000 | 16 | 9 | 2.08 | R-454B | 650
217930310 | TEMPSTAR | N5H9V48*K*AAA* | EA*5X61M24A* | *97VTN1202422A* | Split System | 47000 | 16 | 9 | 2.08 | R-454B | 650
217929659 | TEMPSTAR | N5H9V48*K*AAA* | EA*5X61M21A* | *97CMN0802120B* | Split System | 47000 | 16 | 9 | 2.08 | R-454B | 650
217930258 | TEMPSTAR | N5H9V48*K*AAA* | EA*5X61M24A* | *96VTN1202422B* | Split System | 47000 | 16 | 9 | 2.08 | R-454B | 650
217930146 | TEMPSTAR | Q5H9V48*K*AAA* | EA*5X61M24A* | *96CTN0802120B* | Split System | 47000 | 16 | 9 | 2.08 | R-454B | 650
217930263 | TEMPSTAR | Q5H9V48*K*AAA* | EA*5X61M24A* | *96VTN1202422B* | Split System | 47000 | 16 | 9 | 2.08 | R-454B | 650
217930185 | TEMPSTAR | Q5H9V48*K*AAA* | EA*5X61M24A* | *97CTN0802120A* | Split System | 47000 | 16 | 9 | 2.08 | R-454B | 650
217930315 | TEMPSTAR | Q5H9V48*K*AAA* | EA*5X61M24A* | *97VTN1202422A* | Split System | 47000 | 16 | 9 | 2.08 | R-454B | 650
217930154 | TEMPSTAR | N5H9V48*K*AAA* | EA*5X61M24A* | *96CTN1002122B* | Split System | 47500 | 16 | 9 | 2.08 | R-454B | 650
217930193 | TEMPSTAR | N5H9V48*K*AAA* | EA*5X61M24A* | *97CTN1002122A* | Split System | 47500 | 16 | 9 | 2.08 | R-454B | 650
217930063 | TEMPSTAR | N5H9V48*K*AAA* | EA*5X61M24A* | *97CMN1002122B* | Split System | 47500 | 16 | 9 | 2.08 | R-454B | 650
217930102 | TEMPSTAR | N5H9V48*K*AAA* | EA*5X61M24A* | *96VSN1202422B* | Split System | 47500 | 16 | 9 | 2.08 | R-454B | 650
217930107 | TEMPSTAR | Q5H9V48*K*AAA* | EA*5X61M24A* | *96VSN1202422B* | Split System | 47500 | 16 | 9 | 2.08 | R-454B | 650
217930198 | TEMPSTAR | Q5H9V48*K*AAA* | EA*5X61M24A* | *97CTN1002122A* | Split System | 47500 | 16 | 9 | 2.08 | R-454B | 650
217930068 | TEMPSTAR | Q5H9V48*K*AAA* | EA*5X61M24A* | *97CMN1002122B* | Split System | 47500 | 16 | 9 | 2.08 | R-454B | 650
217930159 | TEMPSTAR | Q5H9V48*K*AAA* | EA*5X61M24A* | *96CTN1002122B* | Split System | 47500 | 16 | 9 | 2.08 | R-454B | 650
217928735 | TEMPSTAR | N5H9V48*K*AAA* | EA*5X48M21A* | *80VTL0701716B* | Split System | 44500 | 16 | 9 | 2.1 | R-454B | 650
217928740 | TEMPSTAR | Q5H9V48*K*AAA* | EA*5X48M21A* | *80VTL0701716B* | Split System | 44500 | 16 | 9 | 2.1 | R-454B | 650
217928605 | TEMPSTAR | N5H9V48*K*AAA* | EA*5X48M21A* | *80CSU1002120B* | Split System | 45000 | 16 | 9 | 2.1 | R-454B | 650
217928826 | TEMPSTAR | N5H9V48*K*AAA* | EA*5X48M21A* | *96VSN1002120B* | Split System | 45000 | 16 | 9 | 2.1 | R-454B | 650
217928579 | TEMPSTAR | N5H9V48*K*AAA* | EA*5X48M21A* | *80CSU0601716B* | Split System | 45000 | 16 | 9 | 2.1 | R-454B | 650
217928831 | TEMPSTAR | Q5H9V48*K*AAA* | EA*5X48M21A* | *96VSN1002120B* | Split System | 45000 | 16 | 9 | 2.1 | R-454B | 650
217928584 | TEMPSTAR | Q5H9V48*K*AAA* | EA*5X48M21A* | *80CSU0601716B* | Split System | 45000 | 16 | 9 | 2.1 | R-454B | 650
217931053 | TEMPSTAR | N5H9V48*K*AAA* | ESH5X60M12A* | *97CMN0802120B* | Split System | 46000 | 16 | 9 | 2.1 | R-454B | 650
217931058 | TEMPSTAR | Q5H9V48*K*AAA* | ESH5X60M12A* | *97CMN0802120B* | Split System | 46000 | 16 | 9 | 2.1 | R-454B | 650
217929086 | TEMPSTAR | N5H9V48*K*AAA* | EA*5X60M24A* | *80VSL1352422B* | Split System | 46500 | 16 | 9 | 2.1 | R-454B | 650
217930857 | TEMPSTAR | N5H9V48*K*AAA* | ESH5X60M12A* | *80VSL1352422B* | Split System | 46500 | 16 | 9 | 2.1 | R-454B | 650
217930961 | TEMPSTAR | N5H9V48*K*AAA* | ESH5X60M12A* | *80CTL1352422B* | Split System | 46500 | 16 | 9 | 2.1 | R-454B | 650
217930844 | TEMPSTAR | N5H9V48*K*AAA* | ESH5X60M12A* | *80VSL1102122B* | Split System | 46500 | 16 | 9 | 2.1 | R-454B | 650
217931027 | TEMPSTAR | N5H9V48*K*AAA* | ESH5X60M12A* | *95CSU1002122B* | Split System | 46500 | 16 | 9 | 2.1 | R-454B | 650
217931443 | TEMPSTAR | N5H9V48*K*AAA* | ESH5X60M12A* | OLV154F20A | Split System | 46500 | 16 | 9 | 2.1 | R-454B | 650
217931079 | TEMPSTAR | N5H9V48*K*AAA* | ESH5X60M12A* | *97CMN1202422B* | Split System | 46500 | 16 | 9 | 2.1 | R-454B | 650
217931404 | TEMPSTAR | N5H9V48*K*AAA* | ESH5X60M12A* | *97VTN1002122A* | Split System | 46500 | 16 | 9 | 2.1 | R-454B | 650
217929282 | TEMPSTAR | N5H9V48*K*AAA* | EA*5X60M24A* | *95MSU1002122A* | Split System | 46500 | 16 | 9 | 2.1 | R-454B | 650
217929334 | TEMPSTAR | N5H9V48*K*AAA* | EA*5X60M24A* | *96VTN1002120B* | Split System | 46500 | 16 | 9 | 2.1 | R-454B | 650
217929802 | TEMPSTAR | N5H9V48*K*AAA* | EA*5X61M21A* | *96VTN0802120B* | Split System | 46500 | 16 | 9 | 2.1 | R-454B | 650
217931339 | TEMPSTAR | N5H9V48*K*AAA* | ESH5X60M12A* | *96VTN1002122B* | Split System | 46500 | 16 | 9 | 2.1 | R-454B | 650
217930896 | TEMPSTAR | N5H9V48*K*AAA* | ESH5X60M12A* | *80MSU1002120A* | Split System | 46500 | 16 | 9 | 2.1 | R-454B | 650
217930987 | TEMPSTAR | N5H9V48*K*AAA* | ESH5X60M12A* | *80VTL1102122B* | Split System | 46500 | 16 | 9 | 2.1 | R-454B | 650
217929685 | TEMPSTAR | N5H9V48*K*AAA* | EA*5X61M21A* | *96VSN0802120B* | Split System | 46500 | 16 | 9 | 2.1 | R-454B | 650
217930870 | TEMPSTAR | N5H9V48*K*AAA* | ESH5X60M12A* | *80MSU0601716A* | Split System | 46500 | 16 | 9 | 2.1 | R-454B | 650
217930948 | TEMPSTAR | N5H9V48*K*AAA* | ESH5X60M12A* | *80CTL1102120B* | Split System | 46500 | 16 | 9 | 2.1 | R-454B | 650
217931196 | TEMPSTAR | N5H9V48*K*AAA* | ESH5X60M12A* | *95MSU1002122A* | Split System | 46500 | 16 | 9 | 2.1 | R-454B | 650
217930974 | TEMPSTAR | N5H9V48*K*AAA* | ESH5X60M12A* | *80VTL0902120B* | Split System | 46500 | 16 | 9 | 2.1 | R-454B | 650
217929386 | TEMPSTAR | N5H9V48*K*AAA* | EA*5X60M24A* | *97VTN1002120A* | Split System | 46500 | 16 | 9 | 2.1 | R-454B | 650
217930831 | TEMPSTAR | N5H9V48*K*AAA* | ESH5X60M12A* | *80VSL0902120B* | Split System | 46500 | 16 | 9 | 2.1 | R-454B | 650
217929256 | TEMPSTAR | N5H9V48*K*AAA* | EA*5X60M24A* | *96VSN1202422B* | Split System | 46500 | 16 | 9 | 2.1 | R-454B | 650
217929841 | TEMPSTAR | N5H9V48*K*AAA* | EA*5X61M21A* | *97VTN0802120A* | Split System | 46500 | 16 | 9 | 2.1 | R-454B | 650
217929073 | TEMPSTAR | N5H9V48*K*AAA* | EA*5X60M24A* | *80VSL1102122B* | Split System | 46500 | 16 | 9 | 2.1 | R-454B | 650
217929287 | TEMPSTAR | Q5H9V48*K*AAA* | EA*5X60M24A* | *95MSU1002122A* | Split System | 46500 | 16 | 9 | 2.1 | R-454B | 650
217931344 | TEMPSTAR | Q5H9V48*K*AAA* | ESH5X60M12A* | *96VTN1002122B* | Split System | 46500 | 16 | 9 | 2.1 | R-454B | 650
217931409 | TEMPSTAR | Q5H9V48*K*AAA* | ESH5X60M12A* | *97VTN1002122A* | Split System | 46500 | 16 | 9 | 2.1 | R-454B | 650
217930992 | TEMPSTAR | Q5H9V48*K*AAA* | ESH5X60M12A* | *80VTL1102122B* | Split System | 46500 | 16 | 9 | 2.1 | R-454B | 650
217930836 | TEMPSTAR | Q5H9V48*K*AAA* | ESH5X60M12A* | *80VSL0902120B* | Split System | 46500 | 16 | 9 | 2.1 | R-454B | 650
217930849 | TEMPSTAR | Q5H9V48*K*AAA* | ESH5X60M12A* | *80VSL1102122B* | Split System | 46500 | 16 | 9 | 2.1 | R-454B | 650
217930979 | TEMPSTAR | Q5H9V48*K*AAA* | ESH5X60M12A* | *80VTL0902120B* | Split System | 46500 | 16 | 9 | 2.1 | R-454B | 650
217929391 | TEMPSTAR | Q5H9V48*K*AAA* | EA*5X60M24A* | *97VTN1002120A* | Split System | 46500 | 16 | 9 | 2.1 | R-454B | 650
217930953 | TEMPSTAR | Q5H9V48*K*AAA* | ESH5X60M12A* | *80CTL1102120B* | Split System | 46500 | 16 | 9 | 2.1 | R-454B | 650
217931448 | TEMPSTAR | Q5H9V48*K*AAA* | ESH5X60M12A* | OLV154F20A | Split System | 46500 | 16 | 9 | 2.1 | R-454B | 650
217930901 | TEMPSTAR | Q5H9V48*K*AAA* | ESH5X60M12A* | *80MSU1002120A* | Split System | 46500 | 16 | 9 | 2.1 | R-454B | 650
217930966 | TEMPSTAR | Q5H9V48*K*AAA* | ESH5X60M12A* | *80CTL1352422B* | Split System | 46500 | 16 | 9 | 2.1 | R-454B | 650
217930862 | TEMPSTAR | Q5H9V48*K*AAA* | ESH5X60M12A* | *80VSL1352422B* | Split System | 46500 | 16 | 9 | 2.1 | R-454B | 650
217929807 | TEMPSTAR | Q5H9V48*K*AAA* | EA*5X61M21A* | *96VTN0802120B* | Split System | 46500 | 16 | 9 | 2.1 | R-454B | 650
217931032 | TEMPSTAR | Q5H9V48*K*AAA* | ESH5X60M12A* | *95CSU1002122B* | Split System | 46500 | 16 | 9 | 2.1 | R-454B | 650
217929339 | TEMPSTAR | Q5H9V48*K*AAA* | EA*5X60M24A* | *96VTN1002120B* | Split System | 46500 | 16 | 9 | 2.1 | R-454B | 650
217929690 | TEMPSTAR | Q5H9V48*K*AAA* | EA*5X61M21A* | *96VSN0802120B* | Split System | 46500 | 16 | 9 | 2.1 | R-454B | 650
217930875 | TEMPSTAR | Q5H9V48*K*AAA* | ESH5X60M12A* | *80MSU0601716A* | Split System | 46500 | 16 | 9 | 2.1 | R-454B | 650
217929261 | TEMPSTAR | Q5H9V48*K*AAA* | EA*5X60M24A* | *96VSN1202422B* | Split System | 46500 | 16 | 9 | 2.1 | R-454B | 650
217931201 | TEMPSTAR | Q5H9V48*K*AAA* | ESH5X60M12A* | *95MSU1002122A* | Split System | 46500 | 16 | 9 | 2.1 | R-454B | 650
217929846 | TEMPSTAR | Q5H9V48*K*AAA* | EA*5X61M21A* | *97VTN0802120A* | Split System | 46500 | 16 | 9 | 2.1 | R-454B | 650
217931084 | TEMPSTAR | Q5H9V48*K*AAA* | ESH5X60M12A* | *97CMN1202422B* | Split System | 46500 | 16 | 9 | 2.1 | R-454B | 650
217929091 | TEMPSTAR | Q5H9V48*K*AAA* | EA*5X60M24A* | *80VSL1352422B* | Split System | 46500 | 16 | 9 | 2.1 | R-454B | 650
217929112 | TEMPSTAR | N5H9V48*K*AAA* | EA*5X60M24A* | *80MSU1002120A* | Split System | 46500 | 16 | 9 | 2.1 | R-454B | 650
217929117 | TEMPSTAR | Q5H9V48*K*AAA* | EA*5X60M24A* | *80MSU1002120A* | Split System | 46500 | 16 | 9 | 2.1 | R-454B | 650
217929711 | TEMPSTAR | N5H9V48*K*AAA* | EA*5X61M21A* | *95MSU0802120A* | Split System | 47000 | 16 | 9 | 2.1 | R-454B | 650
217929716 | TEMPSTAR | Q5H9V48*K*AAA* | EA*5X61M21A* | *95MSU0802120A* | Split System | 47000 | 16 | 9 | 2.1 | R-454B | 650
217929633 | TEMPSTAR | N5H9V48*K*AAA* | EA*5X61M21A* | *95CSU0802120B* | Split System | 47000 | 16 | 9 | 2.1 | R-454B | 650
217929750 | TEMPSTAR | N5H9V48*K*AAA* | EA*5X61M21A* | *96CTN0802120B* | Split System | 47000 | 16 | 9 | 2.1 | R-454B | 650
217930115 | TEMPSTAR | N5H9V48*K*AAA* | EA*5X61M24A* | *95MSU1002120A* | Split System | 47000 | 16 | 9 | 2.1 | R-454B | 650
217930284 | TEMPSTAR | N5H9V48*K*AAA* | EA*5X61M24A* | *97VTN1002120A* | Split System | 47000 | 16 | 9 | 2.1 | R-454B | 650
217929776 | TEMPSTAR | N5H9V48*K*AAA* | EA*5X61M21A* | *97CTN0802120A* | Split System | 47000 | 16 | 9 | 2.1 | R-454B | 650
217930089 | TEMPSTAR | N5H9V48*K*AAA* | EA*5X61M24A* | *96VSN1002120B* | Split System | 47000 | 16 | 9 | 2.1 | R-454B | 650
217929638 | TEMPSTAR | Q5H9V48*K*AAA* | EA*5X61M21A* | *95CSU0802120B* | Split System | 47000 | 16 | 9 | 2.1 | R-454B | 650
217930120 | TEMPSTAR | Q5H9V48*K*AAA* | EA*5X61M24A* | *95MSU1002120A* | Split System | 47000 | 16 | 9 | 2.1 | R-454B | 650
217930237 | TEMPSTAR | Q5H9V48*K*AAA* | EA*5X61M24A* | *96VTN1002120B* | Split System | 47000 | 16 | 9 | 2.1 | R-454B | 650
217930094 | TEMPSTAR | Q5H9V48*K*AAA* | EA*5X61M24A* | *96VSN1002120B* | Split System | 47000 | 16 | 9 | 2.1 | R-454B | 650
217929781 | TEMPSTAR | Q5H9V48*K*AAA* | EA*5X61M21A* | *97CTN0802120A* | Split System | 47000 | 16 | 9 | 2.1 | R-454B | 650
217930289 | TEMPSTAR | Q5H9V48*K*AAA* | EA*5X61M24A* | *97VTN1002120A* | Split System | 47000 | 16 | 9 | 2.1 | R-454B | 650
217929755 | TEMPSTAR | Q5H9V48*K*AAA* | EA*5X61M21A* | *96CTN0802120B* | Split System | 47000 | 16 | 9 | 2.1 | R-454B | 650
217930323 | TEMPSTAR | N5H9V48*K*AAA* | EA*5X61M24A* | OLV154F20A | Split System | 47500 | 16 | 9 | 2.1 | R-454B | 650
217929932 | TEMPSTAR | N5H9V48*K*AAA* | EA*5X61M24A* | *80VSL1352422B* | Split System | 47500 | 16 | 9 | 2.1 | R-454B | 650
217930297 | TEMPSTAR | N5H9V48*K*AAA* | EA*5X61M24A* | *97VTN1002122A* | Split System | 47500 | 16 | 9 | 2.1 | R-454B | 650
217930023 | TEMPSTAR | N5H9V48*K*AAA* | EA*5X61M24A* | *80VTL1102122B* | Split System | 47500 | 16 | 9 | 2.1 | R-454B | 650
217930245 | TEMPSTAR | N5H9V48*K*AAA* | EA*5X61M24A* | *96VTN1002122B* | Split System | 47500 | 16 | 9 | 2.1 | R-454B | 650
217930250 | TEMPSTAR | Q5H9V48*K*AAA* | EA*5X61M24A* | *96VTN1002122B* | Split System | 47500 | 16 | 9 | 2.1 | R-454B | 650
217929937 | TEMPSTAR | Q5H9V48*K*AAA* | EA*5X61M24A* | *80VSL1352422B* | Split System | 47500 | 16 | 9 | 2.1 | R-454B | 650
217930028 | TEMPSTAR | Q5H9V48*K*AAA* | EA*5X61M24A* | *80VTL1102122B* | Split System | 47500 | 16 | 9 | 2.1 | R-454B | 650
217930328 | TEMPSTAR | Q5H9V48*K*AAA* | EA*5X61M24A* | OLV154F20A | Split System | 47500 | 16 | 9 | 2.1 | R-454B | 650
217930302 | TEMPSTAR | Q5H9V48*K*AAA* | EA*5X61M24A* | *97VTN1002122A* | Split System | 47500 | 16 | 9 | 2.1 | R-454B | 650
217930010 | TEMPSTAR | N5H9V48*K*AAA* | EA*5X61M24A* | *80VTL0902120B* | Split System | 47500 | 16 | 9 | 2.1 | R-454B | 650
217929945 | TEMPSTAR | N5H9V48*K*AAA* | EA*5X61M24A* | *80MSU1002120A* | Split System | 47500 | 16 | 9 | 2.1 | R-454B | 650
217929906 | TEMPSTAR | N5H9V48*K*AAA* | EA*5X61M24A* | *80VSL0902120B* | Split System | 47500 | 16 | 9 | 2.1 | R-454B | 650
217929950 | TEMPSTAR | Q5H9V48*K*AAA* | EA*5X61M24A* | *80MSU1002120A* | Split System | 47500 | 16 | 9 | 2.1 | R-454B | 650
217930015 | TEMPSTAR | Q5H9V48*K*AAA* | EA*5X61M24A* | *80VTL0902120B* | Split System | 47500 | 16 | 9 | 2.1 | R-454B | 650
217929911 | TEMPSTAR | Q5H9V48*K*AAA* | EA*5X61M24A* | *80VSL0902120B* | Split System | 47500 | 16 | 9 | 2.1 | R-454B | 650
217915393 | TEMPSTAR | Q5H9V48*K*AAA* | EVM5X49M21A* | *80CSU1002120B* | Split System | 48500 | 16 | 9 | 2.1 | R-454B | 650
217931815 | TEMPSTAR | N5H9V60*K*AAA* | EA*5X60M24A* | *96CTN1202422B* | Split System | 54500 | 16 | 9 | 2.12 | R-454B | 650
217931619 | TEMPSTAR | N5H9V60*K*AAA* | EA*5X60M24A* | *80VTL0902120B* | Split System | 54500 | 16 | 9 | 2.12 | R-454B | 650
217931860 | TEMPSTAR | N5H9V60*K*AAA* | EA*5X60M24A* | *97CTN1202422A* | Split System | 54500 | 16 | 9 | 2.12 | R-454B | 650
217931499 | TEMPSTAR | N5H9V60*K*AAA* | EA*5X60M24A* | *80VSL0902120B* | Split System | 54500 | 16 | 9 | 2.12 | R-454B | 650
217931626 | TEMPSTAR | Q5H9V60*K*AAA* | EA*5X60M24A* | *80VTL0902120B* | Split System | 54500 | 16 | 9 | 2.12 | R-454B | 650
217931506 | TEMPSTAR | Q5H9V60*K*AAA* | EA*5X60M24A* | *80VSL0902120B* | Split System | 54500 | 16 | 9 | 2.12 | R-454B | 650
217931867 | TEMPSTAR | Q5H9V60*K*AAA* | EA*5X60M24A* | *97CTN1202422A* | Split System | 54500 | 16 | 9 | 2.12 | R-454B | 650
217931822 | TEMPSTAR | Q5H9V60*K*AAA* | EA*5X60M24A* | *96CTN1202422B* | Split System | 54500 | 16 | 9 | 2.12 | R-454B | 650
217931514 | TEMPSTAR | N5H9V60*K*AAA* | EA*5X60M24A* | *80VSL1102122B* | Split System | 55000 | 16 | 9 | 2.12 | R-454B | 650
217931634 | TEMPSTAR | N5H9V60*K*AAA* | EA*5X60M24A* | *80VTL1102122B* | Split System | 55000 | 16 | 9 | 2.12 | R-454B | 650
217931521 | TEMPSTAR | Q5H9V60*K*AAA* | EA*5X60M24A* | *80VSL1102122B* | Split System | 55000 | 16 | 9 | 2.12 | R-454B | 650
217931641 | TEMPSTAR | Q5H9V60*K*AAA* | EA*5X60M24A* | *80VTL1102122B* | Split System | 55000 | 16 | 9 | 2.12 | R-454B | 650
217931995 | TEMPSTAR | N5H9V60*K*AAA* | EA*5X60M24A* | OLV154F20A | Split System | 55500 | 16 | 9 | 2.12 | R-454B | 650
217932002 | TEMPSTAR | Q5H9V60*K*AAA* | EA*5X60M24A* | OLV154F20A | Split System | 55500 | 16 | 9 | 2.12 | R-454B | 650
217932062 | TEMPSTAR | Q5H9V60*K*AAA* | EA*5X61M21A* | *80VSL1102122B* | Split System | 56000 | 16 | 9 | 2.12 | R-454B | 650
217932145 | TEMPSTAR | N5H9V60*K*AAA* | EA*5X61M21A* | *80VTL0902120B* | Split System | 55500 | 16 | 9 | 2.14 | R-454B | 650
217932415 | TEMPSTAR | N5H9V60*K*AAA* | EA*5X61M21A* | *97VTN1002120A* | Split System | 55500 | 16 | 9 | 2.14 | R-454B | 650
217932986 | TEMPSTAR | N5H9V60*K*AAA* | EA*5X61M24A* | *97VTN1202422A* | Split System | 55500 | 16 | 9 | 2.14 | R-454B | 650
217932370 | TEMPSTAR | N5H9V60*K*AAA* | EA*5X61M21A* | *96VTN1002120B* | Split System | 55500 | 16 | 9 | 2.14 | R-454B | 650
217932926 | TEMPSTAR | N5H9V60*K*AAA* | EA*5X61M24A* | *96VTN1202422B* | Split System | 55500 | 16 | 9 | 2.14 | R-454B | 650
217932040 | TEMPSTAR | N5H9V60*K*AAA* | EA*5X61M21A* | *80VSL0902120B* | Split System | 55500 | 16 | 9 | 2.14 | R-454B | 650
217932422 | TEMPSTAR | Q5H9V60*K*AAA* | EA*5X61M21A* | *97VTN1002120A* | Split System | 55500 | 16 | 9 | 2.14 | R-454B | 650
217932993 | TEMPSTAR | Q5H9V60*K*AAA* | EA*5X61M24A* | *97VTN1202422A* | Split System | 55500 | 16 | 9 | 2.14 | R-454B | 650
217932377 | TEMPSTAR | Q5H9V60*K*AAA* | EA*5X61M21A* | *96VTN1002120B* | Split System | 55500 | 16 | 9 | 2.14 | R-454B | 650
217932047 | TEMPSTAR | Q5H9V60*K*AAA* | EA*5X61M21A* | *80VSL0902120B* | Split System | 55500 | 16 | 9 | 2.14 | R-454B | 650
217932933 | TEMPSTAR | Q5H9V60*K*AAA* | EA*5X61M24A* | *96VTN1202422B* | Split System | 55500 | 16 | 9 | 2.14 | R-454B | 650
217932152 | TEMPSTAR | Q5H9V60*K*AAA* | EA*5X61M21A* | *80VTL0902120B* | Split System | 55500 | 16 | 9 | 2.14 | R-454B | 650
217932565 | TEMPSTAR | N5H9V60*K*AAA* | EA*5X61M24A* | *80CTL0902120B* | Split System | 56000 | 16 | 9 | 2.14 | R-454B | 650
217932580 | TEMPSTAR | N5H9V60*K*AAA* | EA*5X61M24A* | *80CTL1102120B* | Split System | 56000 | 16 | 9 | 2.14 | R-454B | 650
217932475 | TEMPSTAR | N5H9V60*K*AAA* | EA*5X61M24A* | *80VSL0902120B* | Split System | 56000 | 16 | 9 | 2.14 | R-454B | 650
217932716 | TEMPSTAR | N5H9V60*K*AAA* | EA*5X61M24A* | *96VSN1002120B* | Split System | 56000 | 16 | 9 | 2.14 | R-454B | 650
217932385 | TEMPSTAR | N5H9V60*K*AAA* | EA*5X61M21A* | *96VTN1002122B* | Split System | 56000 | 16 | 9 | 2.14 | R-454B | 650
217932956 | TEMPSTAR | N5H9V60*K*AAA* | EA*5X61M24A* | *97VTN1002120A* | Split System | 56000 | 16 | 9 | 2.14 | R-454B | 650
217932610 | TEMPSTAR | N5H9V60*K*AAA* | EA*5X61M24A* | *80VTL0902120B* | Split System | 56000 | 16 | 9 | 2.14 | R-454B | 650
217932896 | TEMPSTAR | N5H9V60*K*AAA* | EA*5X61M24A* | *96VTN1002120B* | Split System | 56000 | 16 | 9 | 2.14 | R-454B | 650
217932430 | TEMPSTAR | N5H9V60*K*AAA* | EA*5X61M21A* | *97VTN1002122A* | Split System | 56000 | 16 | 9 | 2.14 | R-454B | 650
217932595 | TEMPSTAR | N5H9V60*K*AAA* | EA*5X61M24A* | *80CTL1352422B* | Split System | 56000 | 16 | 9 | 2.14 | R-454B | 650
217932482 | TEMPSTAR | Q5H9V60*K*AAA* | EA*5X61M24A* | *80VSL0902120B* | Split System | 56000 | 16 | 9 | 2.14 | R-454B | 650
217932572 | TEMPSTAR | Q5H9V60*K*AAA* | EA*5X61M24A* | *80CTL0902120B* | Split System | 56000 | 16 | 9 | 2.14 | R-454B | 650
217932903 | TEMPSTAR | Q5H9V60*K*AAA* | EA*5X61M24A* | *96VTN1002120B* | Split System | 56000 | 16 | 9 | 2.14 | R-454B | 650
217932602 | TEMPSTAR | Q5H9V60*K*AAA* | EA*5X61M24A* | *80CTL1352422B* | Split System | 56000 | 16 | 9 | 2.14 | R-454B | 650
217932963 | TEMPSTAR | Q5H9V60*K*AAA* | EA*5X61M24A* | *97VTN1002120A* | Split System | 56000 | 16 | 9 | 2.14 | R-454B | 650
217932723 | TEMPSTAR | Q5H9V60*K*AAA* | EA*5X61M24A* | *96VSN1002120B* | Split System | 56000 | 16 | 9 | 2.14 | R-454B | 650
217932437 | TEMPSTAR | Q5H9V60*K*AAA* | EA*5X61M21A* | *97VTN1002122A* | Split System | 56000 | 16 | 9 | 2.14 | R-454B | 650
217932587 | TEMPSTAR | Q5H9V60*K*AAA* | EA*5X61M24A* | *80CTL1102120B* | Split System | 56000 | 16 | 9 | 2.14 | R-454B | 650
217932392 | TEMPSTAR | Q5H9V60*K*AAA* | EA*5X61M21A* | *96VTN1002122B* | Split System | 56000 | 16 | 9 | 2.14 | R-454B | 650
217932617 | TEMPSTAR | Q5H9V60*K*AAA* | EA*5X61M24A* | *80VTL0902120B* | Split System | 56000 | 16 | 9 | 2.14 | R-454B | 650
217932130 | TEMPSTAR | N5H9V60*K*AAA* | EA*5X61M21A* | *80CTL1102120B* | Split System | 56000 | 16 | 9 | 2.14 | R-454B | 650
217932851 | TEMPSTAR | N5H9V60*K*AAA* | EA*5X61M24A* | *97CTN1002122A* | Split System | 56000 | 16 | 9 | 2.14 | R-454B | 650
217932806 | TEMPSTAR | N5H9V60*K*AAA* | EA*5X61M24A* | *96CTN1002122B* | Split System | 56000 | 16 | 9 | 2.14 | R-454B | 650
217932813 | TEMPSTAR | Q5H9V60*K*AAA* | EA*5X61M24A* | *96CTN1002122B* | Split System | 56000 | 16 | 9 | 2.14 | R-454B | 650
217932678 | TEMPSTAR | Q5H9V60*K*AAA* | EA*5X61M24A* | *97CMN1002122B* | Split System | 56000 | 16 | 9 | 2.14 | R-454B | 650
217932858 | TEMPSTAR | Q5H9V60*K*AAA* | EA*5X61M24A* | *97CTN1002122A* | Split System | 56000 | 16 | 9 | 2.14 | R-454B | 650
217932137 | TEMPSTAR | Q5H9V60*K*AAA* | EA*5X61M21A* | *80CTL1102120B* | Split System | 56000 | 16 | 9 | 2.14 | R-454B | 650
217933001 | TEMPSTAR | N5H9V60*K*AAA* | EA*5X61M24A* | OLV154F20A | Split System | 56500 | 16 | 9 | 2.14 | R-454B | 650
217933008 | TEMPSTAR | Q5H9V60*K*AAA* | EA*5X61M24A* | OLV154F20A | Split System | 56500 | 16 | 9 | 2.14 | R-454B | 650
217928886 | AIRQUEST | N5H9V48*K*AAA* | EA*5X48M21A* | *96CTN1002122B* | Split System | 45000 | 16.5 | 9 | 2.08 | R-454B | 650
217928938 | AIRQUEST | N5H9V48*K*AAA* | EA*5X48M21A* | *96VTN1002120B* | Split System | 45000 | 16.5 | 9 | 2.08 | R-454B | 650
217928717 | AIRQUEST | N5H9V48*K*AAA* | EA*5X48M21A* | *80CTL1102120B* | Split System | 45000 | 16.5 | 9 | 2.08 | R-454B | 650
217928990 | AIRQUEST | N5H9V48*K*AAA* | EA*5X48M21A* | *97VTN1002120A* | Split System | 45000 | 16.5 | 9 | 2.08 | R-454B | 650
217928782 | AIRQUEST | N5H9V48*K*AAA* | EA*5X48M21A* | *97CMN0802120B* | Split System | 45000 | 16.5 | 9 | 2.08 | R-454B | 650
217928847 | AIRQUEST | N5H9V48*K*AAA* | EA*5X48M21A* | *95MSU1002120A* | Split System | 45000 | 16.5 | 9 | 2.08 | R-454B | 650
217928795 | AIRQUEST | N5H9V48*K*AAA* | EA*5X48M21A* | *97CMN1002122B* | Split System | 45000 | 16.5 | 9 | 2.08 | R-454B | 650
217928912 | AIRQUEST | N5H9V48*K*AAA* | EA*5X48M21A* | *97CTN1002122A* | Split System | 45000 | 16.5 | 9 | 2.08 | R-454B | 650
217929172 | AIRQUEST | N5H9V48*K*AAA* | EA*5X60M24A* | *80VTL1102122B* | Split System | 46500 | 16.5 | 9 | 2.08 | R-454B | 650
217929186 | AIRQUEST | N5H9V48*K*AAA* | EA*5X60M24A* | *95CSU1002122B* | Split System | 46500 | 16.5 | 9 | 2.08 | R-454B | 650
217929133 | AIRQUEST | N5H9V48*K*AAA* | EA*5X60M24A* | *80CTL1102120B* | Split System | 46500 | 16.5 | 9 | 2.08 | R-454B | 650
217929979 | AIRQUEST | N5H9V48*K*AAA* | EA*5X61M24A* | *80CTL1102120B* | Split System | 47500 | 16.5 | 9 | 2.08 | R-454B | 650
217928704 | AIRQUEST | N5H9V48*K*AAA* | EA*5X48M21A* | *80CTL0902120B* | Split System | 45000 | 16.5 | 9 | 2.1 | R-454B | 650
217928769 | AIRQUEST | N5H9V48*K*AAA* | EA*5X48M21A* | *95CSU1002122B* | Split System | 45000 | 16.5 | 9 | 2.1 | R-454B | 650
217928860 | AIRQUEST | N5H9V48*K*AAA* | EA*5X48M21A* | *95MSU1002122A* | Split System | 45000 | 16.5 | 9 | 2.1 | R-454B | 650
217928665 | AIRQUEST | N5H9V48*K*AAA* | EA*5X48M21A* | *80MSU1002120A* | Split System | 45000 | 16.5 | 9 | 2.1 | R-454B | 650
217928756 | AIRQUEST | N5H9V48*K*AAA* | EA*5X48M21A* | *80VTL1102122B* | Split System | 45000 | 16.5 | 9 | 2.1 | R-454B | 650
217928639 | AIRQUEST | N5H9V48*K*AAA* | EA*5X48M21A* | *80MSU0601716A* | Split System | 45000 | 16.5 | 9 | 2.1 | R-454B | 650
217928613 | AIRQUEST | N5H9V48*K*AAA* | EA*5X48M21A* | *80VSL0902120B* | Split System | 45000 | 16.5 | 9 | 2.1 | R-454B | 650
217928899 | AIRQUEST | N5H9V48*K*AAA* | EA*5X48M21A* | *97CTN0802120A* | Split System | 45000 | 16.5 | 9 | 2.1 | R-454B | 650
217928873 | AIRQUEST | N5H9V48*K*AAA* | EA*5X48M21A* | *96CTN0802120B* | Split System | 45000 | 16.5 | 9 | 2.1 | R-454B | 650
217928561 | AIRQUEST | N5H9V48*K*AAA* | EA*5X48M21A* | *80CSU0401712B* | Split System | 45000 | 16.5 | 9 | 2.1 | R-454B | 650
217928743 | AIRQUEST | N5H9V48*K*AAA* | EA*5X48M21A* | *80VTL0902120B* | Split System | 45000 | 16.5 | 9 | 2.1 | R-454B | 650
217929029 | AIRQUEST | N5H9V48*K*AAA* | EA*5X60M24A* | *80CSU0802120B* | Split System | 46500 | 16.5 | 9 | 2.1 | R-454B | 650
217929342 | AIRQUEST | N5H9V48*K*AAA* | EA*5X60M24A* | *96VTN1002122B* | Split System | 46500 | 16.5 | 9 | 2.1 | R-454B | 650
217930930 | AIRQUEST | N5H9V48*K*AAA* | ESH5X60M12A* | *80CTL0902120B* | Split System | 46500 | 16.5 | 9 | 2.1 | R-454B | 650
217929394 | AIRQUEST | N5H9V48*K*AAA* | EA*5X60M24A* | *97VTN1002122A* | Split System | 46500 | 16.5 | 9 | 2.1 | R-454B | 650
217929055 | AIRQUEST | N5H9V48*K*AAA* | EA*5X60M24A* | *80VSL0902120B* | Split System | 46500 | 16.5 | 9 | 2.1 | R-454B | 650
217929159 | AIRQUEST | N5H9V48*K*AAA* | EA*5X60M24A* | *80VTL0902120B* | Split System | 46500 | 16.5 | 9 | 2.1 | R-454B | 650
217929146 | AIRQUEST | N5H9V48*K*AAA* | EA*5X60M24A* | *80CTL1352422B* | Split System | 46500 | 16.5 | 9 | 2.1 | R-454B | 650
217929446 | AIRQUEST | N5H9V48*K*AAA* | EA*5X61M21A* | *80CSU0601716B* | Split System | 47000 | 16.5 | 9 | 2.1 | R-454B | 650
217929849 | AIRQUEST | N5H9V48*K*AAA* | EA*5X61M21A* | *97VTN1002120A* | Split System | 47000 | 16.5 | 9 | 2.1 | R-454B | 650
217929433 | AIRQUEST | N5H9V48*K*AAA* | EA*5X61M21A* | *80CSU0401712B* | Split System | 47000 | 16.5 | 9 | 2.1 | R-454B | 650
217929524 | AIRQUEST | N5H9V48*K*AAA* | EA*5X61M21A* | *80MSU0601716A* | Split System | 47000 | 16.5 | 9 | 2.1 | R-454B | 650
217929693 | AIRQUEST | N5H9V48*K*AAA* | EA*5X61M21A* | *96VSN1002120B* | Split System | 47000 | 16.5 | 9 | 2.1 | R-454B | 650
217929719 | AIRQUEST | N5H9V48*K*AAA* | EA*5X61M21A* | *95MSU1002120A* | Split System | 47000 | 16.5 | 9 | 2.1 | R-454B | 650
217929810 | AIRQUEST | N5H9V48*K*AAA* | EA*5X61M21A* | *96VTN1002120B* | Split System | 47000 | 16.5 | 9 | 2.1 | R-454B | 650
217929472 | AIRQUEST | N5H9V48*K*AAA* | EA*5X61M21A* | *80CSU1002120B* | Split System | 47000 | 16.5 | 9 | 2.1 | R-454B | 650
217929550 | AIRQUEST | N5H9V48*K*AAA* | EA*5X61M21A* | *80MSU1002120A* | Split System | 47000 | 16.5 | 9 | 2.1 | R-454B | 650
217929641 | AIRQUEST | N5H9V48*K*AAA* | EA*5X61M21A* | *95CSU1002122B* | Split System | 47000 | 16.5 | 9 | 2.1 | R-454B | 650
217929966 | AIRQUEST | N5H9V48*K*AAA* | EA*5X61M24A* | *80CTL0902120B* | Split System | 47500 | 16.5 | 9 | 2.1 | R-454B | 650
217930032 | AIRQUEST | N5H9V48*K*AAA* | EA*5X61M24A* | *95CSU1002122B* | Split System | 47500 | 16.5 | 9 | 2.1 | R-454B | 650
217930123 | AIRQUEST | N5H9V48*K*AAA* | EA*5X61M24A* | *95MSU1002122A* | Split System | 47500 | 16.5 | 9 | 2.1 | R-454B | 650
217929992 | AIRQUEST | N5H9V48*K*AAA* | EA*5X61M24A* | *80CTL1352422B* | Split System | 47500 | 16.5 | 9 | 2.1 | R-454B | 650
217929875 | AIRQUEST | N5H9V48*K*AAA* | EA*5X61M24A* | *80CSU0802120B* | Split System | 47500 | 16.5 | 9 | 2.1 | R-454B | 650
217929914 | AIRQUEST | N5H9V48*K*AAA* | EA*5X61M24A* | *80VSL1102122B* | Split System | 47500 | 16.5 | 9 | 2.1 | R-454B | 650
217928885 | ARCOAIRE | N5H9V48*K*AAA* | EA*5X48M21A* | *96CTN1002122B* | Split System | 45000 | 16.5 | 9 | 2.08 | R-454B | 650
217928937 | ARCOAIRE | N5H9V48*K*AAA* | EA*5X48M21A* | *96VTN1002120B* | Split System | 45000 | 16.5 | 9 | 2.08 | R-454B | 650
217928781 | ARCOAIRE | N5H9V48*K*AAA* | EA*5X48M21A* | *97CMN0802120B* | Split System | 45000 | 16.5 | 9 | 2.08 | R-454B | 650
217928846 | ARCOAIRE | N5H9V48*K*AAA* | EA*5X48M21A* | *95MSU1002120A* | Split System | 45000 | 16.5 | 9 | 2.08 | R-454B | 650
217928989 | ARCOAIRE | N5H9V48*K*AAA* | EA*5X48M21A* | *97VTN1002120A* | Split System | 45000 | 16.5 | 9 | 2.08 | R-454B | 650
217928911 | ARCOAIRE | N5H9V48*K*AAA* | EA*5X48M21A* | *97CTN1002122A* | Split System | 45000 | 16.5 | 9 | 2.08 | R-454B | 650
217928716 | ARCOAIRE | N5H9V48*K*AAA* | EA*5X48M21A* | *80CTL1102120B* | Split System | 45000 | 16.5 | 9 | 2.08 | R-454B | 650
217929171 | ARCOAIRE | N5H9V48*K*AAA* | EA*5X60M24A* | *80VTL1102122B* | Split System | 46500 | 16.5 | 9 | 2.08 | R-454B | 650
217929185 | ARCOAIRE | N5H9V48*K*AAA* | EA*5X60M24A* | *95CSU1002122B* | Split System | 46500 | 16.5 | 9 | 2.08 | R-454B | 650
217929132 | ARCOAIRE | N5H9V48*K*AAA* | EA*5X60M24A* | *80CTL1102120B* | Split System | 46500 | 16.5 | 9 | 2.08 | R-454B | 650
217929978 | ARCOAIRE | N5H9V48*K*AAA* | EA*5X61M24A* | *80CTL1102120B* | Split System | 47500 | 16.5 | 9 | 2.08 | R-454B | 650
217928638 | ARCOAIRE | N5H9V48*K*AAA* | EA*5X48M21A* | *80MSU0601716A* | Split System | 45000 | 16.5 | 9 | 2.1 | R-454B | 650
217928755 | ARCOAIRE | N5H9V48*K*AAA* | EA*5X48M21A* | *80VTL1102122B* | Split System | 45000 | 16.5 | 9 | 2.1 | R-454B | 650
217928664 | ARCOAIRE | N5H9V48*K*AAA* | EA*5X48M21A* | *80MSU1002120A* | Split System | 45000 | 16.5 | 9 | 2.1 | R-454B | 650
217928703 | ARCOAIRE | N5H9V48*K*AAA* | EA*5X48M21A* | *80CTL0902120B* | Split System | 45000 | 16.5 | 9 | 2.1 | R-454B | 650
217928859 | ARCOAIRE | N5H9V48*K*AAA* | EA*5X48M21A* | *95MSU1002122A* | Split System | 45000 | 16.5 | 9 | 2.1 | R-454B | 650
217928768 | ARCOAIRE | N5H9V48*K*AAA* | EA*5X48M21A* | *95CSU1002122B* | Split System | 45000 | 16.5 | 9 | 2.1 | R-454B | 650
217928625 | ARCOAIRE | N5H9V48*K*AAA* | EA*5X48M21A* | *80VSL1102122B* | Split System | 45000 | 16.5 | 9 | 2.1 | R-454B | 650
217928872 | ARCOAIRE | N5H9V48*K*AAA* | EA*5X48M21A* | *96CTN0802120B* | Split System | 45000 | 16.5 | 9 | 2.1 | R-454B | 650
217928742 | ARCOAIRE | N5H9V48*K*AAA* | EA*5X48M21A* | *80VTL0902120B* | Split System | 45000 | 16.5 | 9 | 2.1 | R-454B | 650
217928898 | ARCOAIRE | N5H9V48*K*AAA* | EA*5X48M21A* | *97CTN0802120A* | Split System | 45000 | 16.5 | 9 | 2.1 | R-454B | 650
217928560 | ARCOAIRE | N5H9V48*K*AAA* | EA*5X48M21A* | *80CSU0401712B* | Split System | 45000 | 16.5 | 9 | 2.1 | R-454B | 650
217928612 | ARCOAIRE | N5H9V48*K*AAA* | EA*5X48M21A* | *80VSL0902120B* | Split System | 45000 | 16.5 | 9 | 2.1 | R-454B | 650
217929341 | ARCOAIRE | N5H9V48*K*AAA* | EA*5X60M24A* | *96VTN1002122B* | Split System | 46500 | 16.5 | 9 | 2.1 | R-454B | 650
217929393 | ARCOAIRE | N5H9V48*K*AAA* | EA*5X60M24A* | *97VTN1002122A* | Split System | 46500 | 16.5 | 9 | 2.1 | R-454B | 650
217929158 | ARCOAIRE | N5H9V48*K*AAA* | EA*5X60M24A* | *80VTL0902120B* | Split System | 46500 | 16.5 | 9 | 2.1 | R-454B | 650
217930929 | ARCOAIRE | N5H9V48*K*AAA* | ESH5X60M12A* | *80CTL0902120B* | Split System | 46500 | 16.5 | 9 | 2.1 | R-454B | 650
217929054 | ARCOAIRE | N5H9V48*K*AAA* | EA*5X60M24A* | *80VSL0902120B* | Split System | 46500 | 16.5 | 9 | 2.1 | R-454B | 650
217929028 | ARCOAIRE | N5H9V48*K*AAA* | EA*5X60M24A* | *80CSU0802120B* | Split System | 46500 | 16.5 | 9 | 2.1 | R-454B | 650
217929145 | ARCOAIRE | N5H9V48*K*AAA* | EA*5X60M24A* | *80CTL1352422B* | Split System | 46500 | 16.5 | 9 | 2.1 | R-454B | 650
217929523 | ARCOAIRE | N5H9V48*K*AAA* | EA*5X61M21A* | *80MSU0601716A* | Split System | 47000 | 16.5 | 9 | 2.1 | R-454B | 650
217929718 | ARCOAIRE | N5H9V48*K*AAA* | EA*5X61M21A* | *95MSU1002120A* | Split System | 47000 | 16.5 | 9 | 2.1 | R-454B | 650
217929549 | ARCOAIRE | N5H9V48*K*AAA* | EA*5X61M21A* | *80MSU1002120A* | Split System | 47000 | 16.5 | 9 | 2.1 | R-454B | 650
217929692 | ARCOAIRE | N5H9V48*K*AAA* | EA*5X61M21A* | *96VSN1002120B* | Split System | 47000 | 16.5 | 9 | 2.1 | R-454B | 650
217929432 | ARCOAIRE | N5H9V48*K*AAA* | EA*5X61M21A* | *80CSU0401712B* | Split System | 47000 | 16.5 | 9 | 2.1 | R-454B | 650
217929809 | ARCOAIRE | N5H9V48*K*AAA* | EA*5X61M21A* | *96VTN1002120B* | Split System | 47000 | 16.5 | 9 | 2.1 | R-454B | 650
217929445 | ARCOAIRE | N5H9V48*K*AAA* | EA*5X61M21A* | *80CSU0601716B* | Split System | 47000 | 16.5 | 9 | 2.1 | R-454B | 650
217929848 | ARCOAIRE | N5H9V48*K*AAA* | EA*5X61M21A* | *97VTN1002120A* | Split System | 47000 | 16.5 | 9 | 2.1 | R-454B | 650
217929471 | ARCOAIRE | N5H9V48*K*AAA* | EA*5X61M21A* | *80CSU1002120B* | Split System | 47000 | 16.5 | 9 | 2.1 | R-454B | 650
217929640 | ARCOAIRE | N5H9V48*K*AAA* | EA*5X61M21A* | *95CSU1002122B* | Split System | 47000 | 16.5 | 9 | 2.1 | R-454B | 650
217929562 | ARCOAIRE | N5H9V48*K*AAA* | EA*5X61M21A* | *80CTL0702120B* | Split System | 47000 | 16.5 | 9 | 2.1 | R-454B | 650
217929965 | ARCOAIRE | N5H9V48*K*AAA* | EA*5X61M24A* | *80CTL0902120B* | Split System | 47500 | 16.5 | 9 | 2.1 | R-454B | 650
217930031 | ARCOAIRE | N5H9V48*K*AAA* | EA*5X61M24A* | *95CSU1002122B* | Split System | 47500 | 16.5 | 9 | 2.1 | R-454B | 650
217929874 | ARCOAIRE | N5H9V48*K*AAA* | EA*5X61M24A* | *80CSU0802120B* | Split System | 47500 | 16.5 | 9 | 2.1 | R-454B | 650
217929991 | ARCOAIRE | N5H9V48*K*AAA* | EA*5X61M24A* | *80CTL1352422B* | Split System | 47500 | 16.5 | 9 | 2.1 | R-454B | 650
217929913 | ARCOAIRE | N5H9V48*K*AAA* | EA*5X61M24A* | *80VSL1102122B* | Split System | 47500 | 16.5 | 9 | 2.1 | R-454B | 650
217930122 | ARCOAIRE | N5H9V48*K*AAA* | EA*5X61M24A* | *95MSU1002122A* | Split System | 47500 | 16.5 | 9 | 2.1 | R-454B | 650
217928780 | BRYANT HEATING AND COOLING SYSTEMS | 249VAN048**AA* | CAA**4821AM* | 987MC60080C21*** | Split System | 45000 | 16.5 | 9 | 2.08 | R-454B | 650
217928936 | BRYANT HEATING AND COOLING SYSTEMS | 249VAN048**AA* | CAA**4821AM* | 926TC60100V21*** | Split System | 45000 | 16.5 | 9 | 2.08 | R-454B | 650
217928988 | BRYANT HEATING AND COOLING SYSTEMS | 249VAN048**AA* | CAA**4821AM* | 927TA60100V21*** | Split System | 45000 | 16.5 | 9 | 2.08 | R-454B | 650
217928845 | BRYANT HEATING AND COOLING SYSTEMS | 249VAN048**AA* | CAA**4821AM* | 935SB60100M21*** | Split System | 45000 | 16.5 | 9 | 2.08 | R-454B | 650
217928715 | BRYANT HEATING AND COOLING SYSTEMS | 249VAN048**AA* | CAA**4821AM* | 88*TB60110C21*** | Split System | 45000 | 16.5 | 9 | 2.08 | R-454B | 650
217928884 | BRYANT HEATING AND COOLING SYSTEMS | 249VAN048**AA* | CAA**4821AM* | 986TD66100C21*** | Split System | 45000 | 16.5 | 9 | 2.08 | R-454B | 650
217929184 | BRYANT HEATING AND COOLING SYSTEMS | 249VAN048**AA* | CAA**6024AM* | 935CB66100C21*** | Split System | 46500 | 16.5 | 9 | 2.08 | R-454B | 650
217929170 | BRYANT HEATING AND COOLING SYSTEMS | 249VAN048**AA* | CAA**6024AM* | 82*TB66110V21*** | Split System | 46500 | 16.5 | 9 | 2.08 | R-454B | 650
217929131 | BRYANT HEATING AND COOLING SYSTEMS | 249VAN048**AA* | CAA**6024AM* | 88*TB60110C21*** | Split System | 46500 | 16.5 | 9 | 2.08 | R-454B | 650
217929977 | BRYANT HEATING AND COOLING SYSTEMS | 249VAN048**AA* | CAA**6124AM* | 88*TB60110C21*** | Split System | 47500 | 16.5 | 9 | 2.08 | R-454B | 650
217928637 | BRYANT HEATING AND COOLING SYSTEMS | 249VAN048**AA* | CAA**4821AM* | 83*SB48060M17*** | Split System | 45000 | 16.5 | 9 | 2.1 | R-454B | 650
217928624 | BRYANT HEATING AND COOLING SYSTEMS | 249VAN048**AA* | CAA**4821AM* | 82*SB66110V21*** | Split System | 45000 | 16.5 | 9 | 2.1 | R-454B | 650
217928767 | BRYANT HEATING AND COOLING SYSTEMS | 249VAN048**AA* | CAA**4821AM* | 935CB66100C21*** | Split System | 45000 | 16.5 | 9 | 2.1 | R-454B | 650
217928858 | BRYANT HEATING AND COOLING SYSTEMS | 249VAN048**AA* | CAA**4821AM* | 935SB66100M21*** | Split System | 45000 | 16.5 | 9 | 2.1 | R-454B | 650
217928702 | BRYANT HEATING AND COOLING SYSTEMS | 249VAN048**AA* | CAA**4821AM* | 88*TB60090C21*** | Split System | 45000 | 16.5 | 9 | 2.1 | R-454B | 650
217928754 | BRYANT HEATING AND COOLING SYSTEMS | 249VAN048**AA* | CAA**4821AM* | 82*TB66110V21*** | Split System | 45000 | 16.5 | 9 | 2.1 | R-454B | 650
217928663 | BRYANT HEATING AND COOLING SYSTEMS | 249VAN048**AA* | CAA**4821AM* | 83*SB60100M21*** | Split System | 45000 | 16.5 | 9 | 2.1 | R-454B | 650
217928871 | BRYANT HEATING AND COOLING SYSTEMS | 249VAN048**AA* | CAA**4821AM* | 986TD60080C21*** | Split System | 45000 | 16.5 | 9 | 2.1 | R-454B | 650
217928611 | BRYANT HEATING AND COOLING SYSTEMS | 249VAN048**AA* | CAA**4821AM* | 82*SB60090V21*** | Split System | 45000 | 16.5 | 9 | 2.1 | R-454B | 650
217928559 | BRYANT HEATING AND COOLING SYSTEMS | 249VAN048**AA* | CAA**4821AM* | 83*CB36040C17*** | Split System | 45000 | 16.5 | 9 | 2.1 | R-454B | 650
217928897 | BRYANT HEATING AND COOLING SYSTEMS | 249VAN048**AA* | CAA**4821AM* | 987TA60080C21*** | Split System | 45000 | 16.5 | 9 | 2.1 | R-454B | 650
217928741 | BRYANT HEATING AND COOLING SYSTEMS | 249VAN048**AA* | CAA**4821AM* | 82*TB60090V21*** | Split System | 45000 | 16.5 | 9 | 2.1 | R-454B | 650
217929027 | BRYANT HEATING AND COOLING SYSTEMS | 249VAN048**AA* | CAA**6024AM* | 83*CB60080C21*** | Split System | 46500 | 16.5 | 9 | 2.1 | R-454B | 650
217929340 | BRYANT HEATING AND COOLING SYSTEMS | 249VAN048**AA* | CAA**6024AM* | 926TC66100V21*** | Split System | 46500 | 16.5 | 9 | 2.1 | R-454B | 650
217929392 | BRYANT HEATING AND COOLING SYSTEMS | 249VAN048**AA* | CAA**6024AM* | 927TA66100V21*** | Split System | 46500 | 16.5 | 9 | 2.1 | R-454B | 650
217929157 | BRYANT HEATING AND COOLING SYSTEMS | 249VAN048**AA* | CAA**6024AM* | 82*TB60090V21*** | Split System | 46500 | 16.5 | 9 | 2.1 | R-454B | 650
217930928 | BRYANT HEATING AND COOLING SYSTEMS | 249VAN048**AA* | CSAH*6012AM* | 88*TB60090C21*** | Split System | 46500 | 16.5 | 9 | 2.1 | R-454B | 650
217929053 | BRYANT HEATING AND COOLING SYSTEMS | 249VAN048**AA* | CAA**6024AM* | 82*SB60090V21*** | Split System | 46500 | 16.5 | 9 | 2.1 | R-454B | 650
217929144 | BRYANT HEATING AND COOLING SYSTEMS | 249VAN048**AA* | CAA**6024AM* | 88*TB66135C24*** | Split System | 46500 | 16.5 | 9 | 2.1 | R-454B | 650
217929847 | BRYANT HEATING AND COOLING SYSTEMS | 249VAN048**AA* | CAA**6121AM* | 927TA60100V21*** | Split System | 47000 | 16.5 | 9 | 2.1 | R-454B | 650
217929717 | BRYANT HEATING AND COOLING SYSTEMS | 249VAN048**AA* | CAA**6121AM* | 935SB60100M21*** | Split System | 47000 | 16.5 | 9 | 2.1 | R-454B | 650
217929808 | BRYANT HEATING AND COOLING SYSTEMS | 249VAN048**AA* | CAA**6121AM* | 926TC60100V21*** | Split System | 47000 | 16.5 | 9 | 2.1 | R-454B | 650
217929444 | BRYANT HEATING AND COOLING SYSTEMS | 249VAN048**AA* | CAA**6121AM* | 83*CB48060C17*** | Split System | 47000 | 16.5 | 9 | 2.1 | R-454B | 650
217929470 | BRYANT HEATING AND COOLING SYSTEMS | 249VAN048**AA* | CAA**6121AM* | 83*CB60100C21*** | Split System | 47000 | 16.5 | 9 | 2.1 | R-454B | 650
217929691 | BRYANT HEATING AND COOLING SYSTEMS | 249VAN048**AA* | CAA**6121AM* | 926SB60100V21*** | Split System | 47000 | 16.5 | 9 | 2.1 | R-454B | 650
217929522 | BRYANT HEATING AND COOLING SYSTEMS | 249VAN048**AA* | CAA**6121AM* | 83*SB48060M17*** | Split System | 47000 | 16.5 | 9 | 2.1 | R-454B | 650
217929639 | BRYANT HEATING AND COOLING SYSTEMS | 249VAN048**AA* | CAA**6121AM* | 935CB66100C21*** | Split System | 47000 | 16.5 | 9 | 2.1 | R-454B | 650
217929431 | BRYANT HEATING AND COOLING SYSTEMS | 249VAN048**AA* | CAA**6121AM* | 83*CB36040C17*** | Split System | 47000 | 16.5 | 9 | 2.1 | R-454B | 650
217929548 | BRYANT HEATING AND COOLING SYSTEMS | 249VAN048**AA* | CAA**6121AM* | 83*SB60100M21*** | Split System | 47000 | 16.5 | 9 | 2.1 | R-454B | 650
217929561 | BRYANT HEATING AND COOLING SYSTEMS | 249VAN048**AA* | CAA**6121AM* | 88*TB60070C21*** | Split System | 47000 | 16.5 | 9 | 2.1 | R-454B | 650
217930030 | BRYANT HEATING AND COOLING SYSTEMS | 249VAN048**AA* | CAA**6124AM* | 935CB66100C21*** | Split System | 47500 | 16.5 | 9 | 2.1 | R-454B | 650
217930029 | BRYANT HEATING AND COOLING SYSTEMS | 249VAN048**AA* | CAA**6124AM* | 82*TB66135V24*** | Split System | 47500 | 16.5 | 9 | 2.1 | R-454B | 650
217929964 | BRYANT HEATING AND COOLING SYSTEMS | 249VAN048**AA* | CAA**6124AM* | 88*TB60090C21*** | Split System | 47500 | 16.5 | 9 | 2.1 | R-454B | 650
217929873 | BRYANT HEATING AND COOLING SYSTEMS | 249VAN048**AA* | CAA**6124AM* | 83*CB60080C21*** | Split System | 47500 | 16.5 | 9 | 2.1 | R-454B | 650
217929912 | BRYANT HEATING AND COOLING SYSTEMS | 249VAN048**AA* | CAA**6124AM* | 82*SB66110V21*** | Split System | 47500 | 16.5 | 9 | 2.1 | R-454B | 650
217930121 | BRYANT HEATING AND COOLING SYSTEMS | 249VAN048**AA* | CAA**6124AM* | 935SB66100M21*** | Split System | 47500 | 16.5 | 9 | 2.1 | R-454B | 650
217929990 | BRYANT HEATING AND COOLING SYSTEMS | 249VAN048**AA* | CAA**6124AM* | 88*TB66135C24*** | Split System | 47500 | 16.5 | 9 | 2.1 | R-454B | 650
217914683 | CARRIER | 27VPA948A*030* | CAA**4821AM* | 58SP*B090V21**20 | Split System | 45000 | 16.5 | 9 | 2.1 | R-454B | 650
217914705 | CARRIER | 27VPA948A*030* | CAA**4821AM* | 59TN7A080C21**20 | Split System | 45000 | 16.5 | 9 | 2.1 | R-454B | 650
217914874 | CARRIER | 27VPA948A*030* | CSAH*6012AM* | 58TN*B090C21**20 | Split System | 46500 | 16.5 | 9 | 2.1 | R-454B | 650
217914783 | CARRIER | 27VPA948A*030* | CAA**6121AM* | 59TP7A100V21**20 | Split System | 47000 | 16.5 | 9 | 2.1 | R-454B | 650
217928718 | COMFORTMAKER | N5H9V48*K*AAA* | EA*5X48M21A* | *80CTL1102120B* | Split System | 45000 | 16.5 | 9 | 2.08 | R-454B | 650
217928783 | COMFORTMAKER | N5H9V48*K*AAA* | EA*5X48M21A* | *97CMN0802120B* | Split System | 45000 | 16.5 | 9 | 2.08 | R-454B | 650
217928848 | COMFORTMAKER | N5H9V48*K*AAA* | EA*5X48M21A* | *95MSU1002120A* | Split System | 45000 | 16.5 | 9 | 2.08 | R-454B | 650
217928796 | COMFORTMAKER | N5H9V48*K*AAA* | EA*5X48M21A* | *97CMN1002122B* | Split System | 45000 | 16.5 | 9 | 2.08 | R-454B | 650
217928887 | COMFORTMAKER | N5H9V48*K*AAA* | EA*5X48M21A* | *96CTN1002122B* | Split System | 45000 | 16.5 | 9 | 2.08 | R-454B | 650
217928991 | COMFORTMAKER | N5H9V48*K*AAA* | EA*5X48M21A* | *97VTN1002120A* | Split System | 45000 | 16.5 | 9 | 2.08 | R-454B | 650
217928939 | COMFORTMAKER | N5H9V48*K*AAA* | EA*5X48M21A* | *96VTN1002120B* | Split System | 45000 | 16.5 | 9 | 2.08 | R-454B | 650
217928788 | COMFORTMAKER | Q5H9V48*K*AAA* | EA*5X48M21A* | *97CMN0802120B* | Split System | 45000 | 16.5 | 9 | 2.08 | R-454B | 650
217928853 | COMFORTMAKER | Q5H9V48*K*AAA* | EA*5X48M21A* | *95MSU1002120A* | Split System | 45000 | 16.5 | 9 | 2.08 | R-454B | 650
217928918 | COMFORTMAKER | Q5H9V48*K*AAA* | EA*5X48M21A* | *97CTN1002122A* | Split System | 45000 | 16.5 | 9 | 2.08 | R-454B | 650
217928801 | COMFORTMAKER | Q5H9V48*K*AAA* | EA*5X48M21A* | *97CMN1002122B* | Split System | 45000 | 16.5 | 9 | 2.08 | R-454B | 650
217928892 | COMFORTMAKER | Q5H9V48*K*AAA* | EA*5X48M21A* | *96CTN1002122B* | Split System | 45000 | 16.5 | 9 | 2.08 | R-454B | 650
217928723 | COMFORTMAKER | Q5H9V48*K*AAA* | EA*5X48M21A* | *80CTL1102120B* | Split System | 45000 | 16.5 | 9 | 2.08 | R-454B | 650
217928996 | COMFORTMAKER | Q5H9V48*K*AAA* | EA*5X48M21A* | *97VTN1002120A* | Split System | 45000 | 16.5 | 9 | 2.08 | R-454B | 650
217928944 | COMFORTMAKER | Q5H9V48*K*AAA* | EA*5X48M21A* | *96VTN1002120B* | Split System | 45000 | 16.5 | 9 | 2.08 | R-454B | 650
217929173 | COMFORTMAKER | N5H9V48*K*AAA* | EA*5X60M24A* | *80VTL1102122B* | Split System | 46500 | 16.5 | 9 | 2.08 | R-454B | 650
217929187 | COMFORTMAKER | N5H9V48*K*AAA* | EA*5X60M24A* | *95CSU1002122B* | Split System | 46500 | 16.5 | 9 | 2.08 | R-454B | 650
217929192 | COMFORTMAKER | Q5H9V48*K*AAA* | EA*5X60M24A* | *95CSU1002122B* | Split System | 46500 | 16.5 | 9 | 2.08 | R-454B | 650
217929178 | COMFORTMAKER | Q5H9V48*K*AAA* | EA*5X60M24A* | *80VTL1102122B* | Split System | 46500 | 16.5 | 9 | 2.08 | R-454B | 650
217929134 | COMFORTMAKER | N5H9V48*K*AAA* | EA*5X60M24A* | *80CTL1102120B* | Split System | 46500 | 16.5 | 9 | 2.08 | R-454B | 650
217929139 | COMFORTMAKER | Q5H9V48*K*AAA* | EA*5X60M24A* | *80CTL1102120B* | Split System | 46500 | 16.5 | 9 | 2.08 | R-454B | 650
217929980 | COMFORTMAKER | N5H9V48*K*AAA* | EA*5X61M24A* | *80CTL1102120B* | Split System | 47500 | 16.5 | 9 | 2.08 | R-454B | 650
217929985 | COMFORTMAKER | Q5H9V48*K*AAA* | EA*5X61M24A* | *80CTL1102120B* | Split System | 47500 | 16.5 | 9 | 2.08 | R-454B | 650
217928770 | COMFORTMAKER | N5H9V48*K*AAA* | EA*5X48M21A* | *95CSU1002122B* | Split System | 45000 | 16.5 | 9 | 2.1 | R-454B | 650
217928640 | COMFORTMAKER | N5H9V48*K*AAA* | EA*5X48M21A* | *80MSU0601716A* | Split System | 45000 | 16.5 | 9 | 2.1 | R-454B | 650
217928666 | COMFORTMAKER | N5H9V48*K*AAA* | EA*5X48M21A* | *80MSU1002120A* | Split System | 45000 | 16.5 | 9 | 2.1 | R-454B | 650
217928705 | COMFORTMAKER | N5H9V48*K*AAA* | EA*5X48M21A* | *80CTL0902120B* | Split System | 45000 | 16.5 | 9 | 2.1 | R-454B | 650
215683185 | HEIL | H5H0V60*K*AAA* | EVD5X61M24A*+WALLCON | *96CTN0802120B* | Split System | 57500 | 18.5 | 9 | 2.08 | R-454B | 650
215677205 | HEIL | H5H0V60*K*AAA* | EVM5X60M24A*+WALLCON | *96CTN1202422B* | Split System | 56500 | 18.5 | 9 | 2.1 | R-454B | 650
215682915 | HEIL | H5H0V60*K*AAA* | EVM5X60M24A*+WALLCON | *97CTN1202422A* | Split System | 56500 | 18.5 | 9 | 2.1 | R-454B | 650
215683105 | HEIL | H5H0V60*K*AAA* | EVD5X60M24A*+WALLCON | *97CTN1202422A* | Split System | 56500 | 18.5 | 9 | 2.1 | R-454B | 650
215677645 | HEIL | H5H0V60*K*AAA* | EVD5X61M24A*+WALLCON | *80CSU1002120A* | Split System | 57500 | 18.5 | 9 | 2.1 | R-454B | 650
215682620 | KEEPRITE | C5H0V60*K*AAA* | EA*5X60M24A*+WALLCON | *97CTN1002122A* | Split System | 55000 | 18.5 | 9 | 1.9 | R-454B | 650
215678010 | KEEPRITE | C5H0V60*K*AAA* | EA*5X61M24A*+WALLCON | *97CMN1202422B* | Split System | 56000 | 18.5 | 9 | 2 | R-454B | 650
215677790 | KEEPRITE | C5H0V60*K*AAA* | EA*5X60M24A*+WALLCON | *80CTL1102120B* | Split System | 55000 | 18.5 | 9 | 2.02 | R-454B | 650
215677880 | KEEPRITE | C5H0V60*K*AAA* | EA*5X60M24A*+WALLCON | *96CTN1202422B* | Split System | 55000 | 18.5 | 9 | 2.02 | R-454B | 650
215682710 | KEEPRITE | C5H0V60*K*AAA* | EA*5X61M24A*+WALLCON | *97CTN1202422A* | Split System | 56000 | 18.5 | 9 | 2.02 | R-454B | 650
215678030 | KEEPRITE | C5H0V60*K*AAA* | EA*5X61M24A*+WALLCON | *96CTN1202422B* | Split System | 56000 | 18.5 | 9 | 2.02 | R-454B | 650
215678000 | KEEPRITE | C5H0V60*K*AAA* | EA*5X61M24A*+WALLCON | *97CMN1002122B* | Split System | 56000 | 18.5 | 9 | 2.02 | R-454B | 650
215678020 | KEEPRITE | C5H0V60*K*AAA* | EA*5X61M24A*+WALLCON | *96CTN1002122B* | Split System | 56000 | 18.5 | 9 | 2.02 | R-454B | 650
215677990 | KEEPRITE | C5H0V60*K*AAA* | EA*5X61M24A*+WALLCON | *97CMN0802120B* | Split System | 56000 | 18.5 | 9 | 2.02 | R-454B | 650
215682660 | KEEPRITE | C5H0V60*K*AAA* | EA*5X61M24A*+WALLCON | *96CTN0802120B* | Split System | 56000 | 18.5 | 9 | 2.02 | R-454B | 650
215682690 | KEEPRITE | C5H0V60*K*AAA* | EA*5X61M24A*+WALLCON | *97CTN0802120A* | Split System | 56000 | 18.5 | 9 | 2.02 | R-454B | 650
215682700 | KEEPRITE | C5H0V60*K*AAA* | EA*5X61M24A*+WALLCON | *97CTN1002122A* | Split System | 56000 | 18.5 | 9 | 2.02 | R-454B | 650
215677900 | KEEPRITE | C5H0V60*K*AAA* | EA*5X61M24A*+WALLCON | *80CSU0802120A* | Split System | 56500 | 18.5 | 9 | 2.02 | R-454B | 650
215677970 | KEEPRITE | C5H0V60*K*AAA* | EA*5X61M24A*+WALLCON | *95CSU1002122B* | Split System | 56500 | 18.5 | 9 | 2.02 | R-454B | 650
215677780 | KEEPRITE | C5H0V60*K*AAA* | EA*5X60M24A*+WALLCON | *80CTL0902120B* | Split System | 55000 | 18.5 | 9 | 2.04 | R-454B | 650
215677180 | KEEPRITE | C5H0V60*K*AAA* | EVM5X60M24A*+WALLCON | *97CMN1002122B* | Split System | 56500 | 18.5 | 9 | 2.08 | R-454B | 650
215677560 | KEEPRITE | C5H0V60*K*AAA* | EVD5X60M24A*+WALLCON | *96CTN1202422B* | Split System | 56500 | 18.5 | 9 | 2.08 | R-454B | 650
215677200 | KEEPRITE | C5H0V60*K*AAA* | EVM5X60M24A*+WALLCON | *96CTN1002122B* | Split System | 56500 | 18.5 | 9 | 2.08 | R-454B | 650
215677550 | KEEPRITE | C5H0V60*K*AAA* | EVD5X60M24A*+WALLCON | *96CTN1002122B* | Split System | 56500 | 18.5 | 9 | 2.08 | R-454B | 650
215677540 | KEEPRITE | C5H0V60*K*AAA* | EVD5X60M24A*+WALLCON | *97CMN1202422B* | Split System | 56500 | 18.5 | 9 | 2.08 | R-454B | 650
215677190 | KEEPRITE | C5H0V60*K*AAA* | EVM5X60M24A*+WALLCON | *97CMN1202422B* | Split System | 56500 | 18.5 | 9 | 2.08 | R-454B | 650
215677530 | KEEPRITE | C5H0V60*K*AAA* | EVD5X60M24A*+WALLCON | *97CMN1002122B* | Split System | 56500 | 18.5 | 9 | 2.08 | R-454B | 650
215682910 | KEEPRITE | C5H0V60*K*AAA* | EVM5X60M24A*+WALLCON | *97CTN1002122A* | Split System | 56500 | 18.5 | 9 | 2.08 | R-454B | 650
215683100 | KEEPRITE | C5H0V60*K*AAA* | EVD5X60M24A*+WALLCON | *97CTN1002122A* | Split System | 56500 | 18.5 | 9 | 2.08 | R-454B | 650
215677410 | KEEPRITE | C5H0V60*K*AAA* | EVD5X60M21A*+WALLCON | *97CMN1002122B* | Split System | 56500 | 18.5 | 9 | 2.08 | R-454B | 650
215677420 | KEEPRITE | C5H0V60*K*AAA* | EVD5X60M21A*+WALLCON | *96CTN1002122B* | Split System | 56500 | 18.5 | 9 | 2.08 | R-454B | 650
215677080 | KEEPRITE | C5H0V60*K*AAA* | EVM5X60M21A*+WALLCON | *96CTN1002122B* | Split System | 56500 | 18.5 | 9 | 2.08 | R-454B | 650
215677070 | KEEPRITE | C5H0V60*K*AAA* | EVM5X60M21A*+WALLCON | *97CMN1002122B* | Split System | 56500 | 18.5 | 9 | 2.08 | R-454B | 650
215682860 | KEEPRITE | C5H0V60*K*AAA* | EVM5X60M21A*+WALLCON | *97CTN1002122A* | Split System | 56500 | 18.5 | 9 | 2.08 | R-454B | 650
215677230 | KEEPRITE | C5H0V60*K*AAA* | EVM5X61M24A*+WALLCON | *80CTL0702120B* | Split System | 57000 | 18.5 | 9 | 2.08 | R-454B | 650
215683120 | KEEPRITE | C5H0V60*K*AAA* | EVD5X61M21A*+WALLCON | *96CTN0802120B* | Split System | 57000 | 18.5 | 9 | 2.08 | R-454B | 650
215683170 | KEEPRITE | C5H0V60*K*AAA* | EVD5X61M21A*+WALLCON | *97CTN0802120A* | Split System | 57000 | 18.5 | 9 | 2.08 | R-454B | 650
215682960 | KEEPRITE | C5H0V60*K*AAA* | EVM5X61M24A*+WALLCON | *97CTN0802120A* | Split System | 57500 | 18.5 | 9 | 2.08 | R-454B | 650
215683220 | KEEPRITE | C5H0V60*K*AAA* | EVD5X61M24A*+WALLCON | *97CTN0802120A* | Split System | 57500 | 18.5 | 9 | 2.08 | R-454B | 650
215683190 | KEEPRITE | C5H0V60*K*AAA* | EVD5X61M24A*+WALLCON | *96CTN0802120B* | Split System | 57500 | 18.5 | 9 | 2.08 | R-454B | 650
215677210 | KEEPRITE | C5H0V60*K*AAA* | EVM5X60M24A*+WALLCON | *96CTN1202422B* | Split System | 56500 | 18.5 | 9 | 2.1 | R-454B | 650
215682920 | KEEPRITE | C5H0V60*K*AAA* | EVM5X60M24A*+WALLCON | *97CTN1202422A* | Split System | 56500 | 18.5 | 9 | 2.1 | R-454B | 650
215683110 | KEEPRITE | C5H0V60*K*AAA* | EVD5X60M24A*+WALLCON | *97CTN1202422A* | Split System | 56500 | 18.5 | 9 | 2.1 | R-454B | 650
215682621 | KENMORE | (C,H,T)5H0V60*K*AAA* | EA*5X60M24A*+WALLCON | *97CTN1002122A* | Split System | 55000 | 18.5 | 9 | 1.9 | R-454B | 650
215678011 | KENMORE | (C,H,T)5H0V60*K*AAA* | EA*5X61M24A*+WALLCON | *97CMN1202422B* | Split System | 56000 | 18.5 | 9 | 2 | R-454B | 650
215677791 | KENMORE | (C,H,T)5H0V60*K*AAA* | EA*5X60M24A*+WALLCON | *80CTL1102120B* | Split System | 55000 | 18.5 | 9 | 2.02 | R-454B | 650
215677881 | KENMORE | (C,H,T)5H0V60*K*AAA* | EA*5X60M24A*+WALLCON | *96CTN1202422B* | Split System | 55000 | 18.5 | 9 | 2.02 | R-454B | 650
215682631 | KENMORE | (C,H,T)5H0V60*K*AAA* | EA*5X60M24A*+WALLCON | *97CTN1202422A* | Split System | 55000 | 18.5 | 9 | 2.02 | R-454B | 650
215677801 | KENMORE | (C,H,T)5H0V60*K*AAA* | EA*5X60M24A*+WALLCON | *80CTL1352422B* | Split System | 55500 | 18.5 | 9 | 2.02 | R-454B | 650
215678031 | KENMORE | (C,H,T)5H0V60*K*AAA* | EA*5X61M24A*+WALLCON | *96CTN1202422B* | Split System | 56000 | 18.5 | 9 | 2.02 | R-454B | 650
215682711 | KENMORE | (C,H,T)5H0V60*K*AAA* | EA*5X61M24A*+WALLCON | *97CTN1202422A* | Split System | 56000 | 18.5 | 9 | 2.02 | R-454B | 650
215677991 | KENMORE | (C,H,T)5H0V60*K*AAA* | EA*5X61M24A*+WALLCON | *97CMN0802120B* | Split System | 56000 | 18.5 | 9 | 2.02 | R-454B | 650
215678001 | KENMORE | (C,H,T)5H0V60*K*AAA* | EA*5X61M24A*+WALLCON | *97CMN1002122B* | Split System | 56000 | 18.5 | 9 | 2.02 | R-454B | 650
215682691 | KENMORE | (C,H,T)5H0V60*K*AAA* | EA*5X61M24A*+WALLCON | *97CTN0802120A* | Split System | 56000 | 18.5 | 9 | 2.02 | R-454B | 650
215682661 | KENMORE | (C,H,T)5H0V60*K*AAA* | EA*5X61M24A*+WALLCON | *96CTN0802120B* | Split System | 56000 | 18.5 | 9 | 2.02 | R-454B | 650
215682701 | KENMORE | (C,H,T)5H0V60*K*AAA* | EA*5X61M24A*+WALLCON | *97CTN1002122A* | Split System | 56000 | 18.5 | 9 | 2.02 | R-454B | 650
215678021 | KENMORE | (C,H,T)5H0V60*K*AAA* | EA*5X61M24A*+WALLCON | *96CTN1002122B* | Split System | 56000 | 18.5 | 9 | 2.02 | R-454B | 650
215677971 | KENMORE | (C,H,T)5H0V60*K*AAA* | EA*5X61M24A*+WALLCON | *95CSU1002122B* | Split System | 56500 | 18.5 | 9 | 2.02 | R-454B | 650
215677781 | KENMORE | (C,H,T)5H0V60*K*AAA* | EA*5X60M24A*+WALLCON | *80CTL0902120B* | Split System | 55000 | 18.5 | 9 | 2.04 | R-454B | 650
215677701 | KENMORE | (C,H,T)5H0V60*K*AAA* | EVD5X61M24A*+WALLCON | *97CMN0802120B* | Split System | 57500 | 18.5 | 9 | 2.06 | R-454B | 650
215683181 | KENMORE | (C,H,T)5H0V60*K*AAA* | EVD5X61M21A*+WALLCON | *97CTN1002122A* | Split System | 57500 | 18.5 | 9 | 2.06 | R-454B | 650
215677561 | KENMORE | (C,H,T)5H0V60*K*AAA* | EVD5X60M24A*+WALLCON | *96CTN1202422B* | Split System | 56500 | 18.5 | 9 | 2.08 | R-454B | 650
215677531 | KENMORE | (C,H,T)5H0V60*K*AAA* | EVD5X60M24A*+WALLCON | *97CMN1002122B* | Split System | 56500 | 18.5 | 9 | 2.08 | R-454B | 650
215677541 | KENMORE | (C,H,T)5H0V60*K*AAA* | EVD5X60M24A*+WALLCON | *97CMN1202422B* | Split System | 56500 | 18.5 | 9 | 2.08 | R-454B | 650
215677181 | KENMORE | (C,H,T)5H0V60*K*AAA* | EVM5X60M24A*+WALLCON | *97CMN1002122B* | Split System | 56500 | 18.5 | 9 | 2.08 | R-454B | 650
215682911 | KENMORE | (C,H,T)5H0V60*K*AAA* | EVM5X60M24A*+WALLCON | *97CTN1002122A* | Split System | 56500 | 18.5 | 9 | 2.08 | R-454B | 650
215677411 | KENMORE | (C,H,T)5H0V60*K*AAA* | EVD5X60M21A*+WALLCON | *97CMN1002122B* | Split System | 56500 | 18.5 | 9 | 2.08 | R-454B | 650
215677421 | KENMORE | (C,H,T)5H0V60*K*AAA* | EVD5X60M21A*+WALLCON | *96CTN1002122B* | Split System | 56500 | 18.5 | 9 | 2.08 | R-454B | 650
215683051 | KENMORE | (C,H,T)5H0V60*K*AAA* | EVD5X60M21A*+WALLCON | *97CTN1002122A* | Split System | 56500 | 18.5 | 9 | 2.08 | R-454B | 650
215677071 | KENMORE | (C,H,T)5H0V60*K*AAA* | EVM5X60M21A*+WALLCON | *97CMN1002122B* | Split System | 56500 | 18.5 | 9 | 2.08 | R-454B | 650
215677081 | KENMORE | (C,H,T)5H0V60*K*AAA* | EVM5X60M21A*+WALLCON | *96CTN1002122B* | Split System | 56500 | 18.5 | 9 | 2.08 | R-454B | 650
215682861 | KENMORE | (C,H,T)5H0V60*K*AAA* | EVM5X60M21A*+WALLCON | *97CTN1002122A* | Split System | 56500 | 18.5 | 9 | 2.08 | R-454B | 650
215683121 | KENMORE | (C,H,T)5H0V60*K*AAA* | EVD5X61M21A*+WALLCON | *96CTN0802120B* | Split System | 57000 | 18.5 | 9 | 2.08 | R-454B | 650
215683171 | KENMORE | (C,H,T)5H0V60*K*AAA* | EVD5X61M21A*+WALLCON | *97CTN0802120A* | Split System | 57000 | 18.5 | 9 | 2.08 | R-454B | 650
215682961 | KENMORE | (C,H,T)5H0V60*K*AAA* | EVM5X61M24A*+WALLCON | *97CTN0802120A* | Split System | 57500 | 18.5 | 9 | 2.08 | R-454B | 650
215682931 | KENMORE | (C,H,T)5H0V60*K*AAA* | EVM5X61M24A*+WALLCON | *96CTN0802120B* | Split System | 57500 | 18.5 | 9 | 2.08 | R-454B | 650
215683191 | KENMORE | (C,H,T)5H0V60*K*AAA* | EVD5X61M24A*+WALLCON | *96CTN0802120B* | Split System | 57500 | 18.5 | 9 | 2.08 | R-454B | 650
215682921 | KENMORE | (C,H,T)5H0V60*K*AAA* | EVM5X60M24A*+WALLCON | *97CTN1202422A* | Split System | 56500 | 18.5 | 9 | 2.1 | R-454B | 650
215677211 | KENMORE | (C,H,T)5H0V60*K*AAA* | EVM5X60M24A*+WALLCON | *96CTN1202422B* | Split System | 56500 | 18.5 | 9 | 2.1 | R-454B | 650
215683111 | KENMORE | (C,H,T)5H0V60*K*AAA* | EVD5X60M24A*+WALLCON | *97CTN1202422A* | Split System | 56500 | 18.5 | 9 | 2.1 | R-454B | 650
215682622 | TEMPSTAR | T5H0V60*K*AAA* | EA*5X60M24A*+WALLCON | *97CTN1002122A* | Split System | 55000 | 18.5 | 9 | 1.9 | R-454B | 650
215678012 | TEMPSTAR | T5H0V60*K*AAA* | EA*5X61M24A*+WALLCON | *97CMN1202422B* | Split System | 56000 | 18.5 | 9 | 2 | R-454B | 650
215677882 | TEMPSTAR | T5H0V60*K*AAA* | EA*5X60M24A*+WALLCON | *96CTN1202422B* | Split System | 55000 | 18.5 | 9 | 2.02 | R-454B | 650
215677802 | TEMPSTAR | T5H0V60*K*AAA* | EA*5X60M24A*+WALLCON | *80CTL1352422B* | Split System | 55500 | 18.5 | 9 | 2.02 | R-454B | 650
215678032 | TEMPSTAR | T5H0V60*K*AAA* | EA*5X61M24A*+WALLCON | *96CTN1202422B* | Split System | 56000 | 18.5 | 9 | 2.02 | R-454B | 650
215682712 | TEMPSTAR | T5H0V60*K*AAA* | EA*5X61M24A*+WALLCON | *97CTN1202422A* | Split System | 56000 | 18.5 | 9 | 2.02 | R-454B | 650
215677992 | TEMPSTAR | T5H0V60*K*AAA* | EA*5X61M24A*+WALLCON | *97CMN0802120B* | Split System | 56000 | 18.5 | 9 | 2.02 | R-454B | 650
215678022 | TEMPSTAR | T5H0V60*K*AAA* | EA*5X61M24A*+WALLCON | *96CTN1002122B* | Split System | 56000 | 18.5 | 9 | 2.02 | R-454B | 650
215678002 | TEMPSTAR | T5H0V60*K*AAA* | EA*5X61M24A*+WALLCON | *97CMN1002122B* | Split System | 56000 | 18.5 | 9 | 2.02 | R-454B | 650
215682662 | TEMPSTAR | T5H0V60*K*AAA* | EA*5X61M24A*+WALLCON | *96CTN0802120B* | Split System | 56000 | 18.5 | 9 | 2.02 | R-454B | 650
215682692 | TEMPSTAR | T5H0V60*K*AAA* | EA*5X61M24A*+WALLCON | *97CTN0802120A* | Split System | 56000 | 18.5 | 9 | 2.02 | R-454B | 650
215682702 | TEMPSTAR | T5H0V60*K*AAA* | EA*5X61M24A*+WALLCON | *97CTN1002122A* | Split System | 56000 | 18.5 | 9 | 2.02 | R-454B | 650
215677972 | TEMPSTAR | T5H0V60*K*AAA* | EA*5X61M24A*+WALLCON | *95CSU1002122B* | Split System | 56500 | 18.5 | 9 | 2.02 | R-454B | 650
215677902 | TEMPSTAR | T5H0V60*K*AAA* | EA*5X61M24A*+WALLCON | *80CSU0802120A* | Split System | 56500 | 18.5 | 9 | 2.02 | R-454B | 650
215677782 | TEMPSTAR | T5H0V60*K*AAA* | EA*5X60M24A*+WALLCON | *80CTL0902120B* | Split System | 55000 | 18.5 | 9 | 2.04 | R-454B | 650
215677702 | TEMPSTAR | T5H0V60*K*AAA* | EVD5X61M24A*+WALLCON | *97CMN0802120B* | Split System | 57500 | 18.5 | 9 | 2.06 | R-454B | 650
215677202 | TEMPSTAR | T5H0V60*K*AAA* | EVM5X60M24A*+WALLCON | *96CTN1002122B* | Split System | 56500 | 18.5 | 9 | 2.08 | R-454B | 650
215677532 | TEMPSTAR | T5H0V60*K*AAA* | EVD5X60M24A*+WALLCON | *97CMN1002122B* | Split System | 56500 | 18.5 | 9 | 2.08 | R-454B | 650
215677562 | TEMPSTAR | T5H0V60*K*AAA* | EVD5X60M24A*+WALLCON | *96CTN1202422B* | Split System | 56500 | 18.5 | 9 | 2.08 | R-454B | 650
215677542 | TEMPSTAR | T5H0V60*K*AAA* | EVD5X60M24A*+WALLCON | *97CMN1202422B* | Split System | 56500 | 18.5 | 9 | 2.08 | R-454B | 650
215682912 | TEMPSTAR | T5H0V60*K*AAA* | EVM5X60M24A*+WALLCON | *97CTN1002122A* | Split System | 56500 | 18.5 | 9 | 2.08 | R-454B | 650
215683102 | TEMPSTAR | T5H0V60*K*AAA* | EVD5X60M24A*+WALLCON | *97CTN1002122A* | Split System | 56500 | 18.5 | 9 | 2.08 | R-454B | 650
215677422 | TEMPSTAR | T5H0V60*K*AAA* | EVD5X60M21A*+WALLCON | *96CTN1002122B* | Split System | 56500 | 18.5 | 9 | 2.08 | R-454B | 650
215677412 | TEMPSTAR | T5H0V60*K*AAA* | EVD5X60M21A*+WALLCON | *97CMN1002122B* | Split System | 56500 | 18.5 | 9 | 2.08 | R-454B | 650
215683052 | TEMPSTAR | T5H0V60*K*AAA* | EVD5X60M21A*+WALLCON | *97CTN1002122A* | Split System | 56500 | 18.5 | 9 | 2.08 | R-454B | 650
215677082 | TEMPSTAR | T5H0V60*K*AAA* | EVM5X60M21A*+WALLCON | *96CTN1002122B* | Split System | 56500 | 18.5 | 9 | 2.08 | R-454B | 650
215677072 | TEMPSTAR | T5H0V60*K*AAA* | EVM5X60M21A*+WALLCON | *97CMN1002122B* | Split System | 56500 | 18.5 | 9 | 2.08 | R-454B | 650
215682862 | TEMPSTAR | T5H0V60*K*AAA* | EVM5X60M21A*+WALLCON | *97CTN1002122A* | Split System | 56500 | 18.5 | 9 | 2.08 | R-454B | 650
215683122 | TEMPSTAR | T5H0V60*K*AAA* | EVD5X61M21A*+WALLCON | *96CTN0802120B* | Split System | 57000 | 18.5 | 9 | 2.08 | R-454B | 650
215683172 | TEMPSTAR | T5H0V60*K*AAA* | EVD5X61M21A*+WALLCON | *97CTN0802120A* | Split System | 57000 | 18.5 | 9 | 2.08 | R-454B | 650
215682962 | TEMPSTAR | T5H0V60*K*AAA* | EVM5X61M24A*+WALLCON | *97CTN0802120A* | Split System | 57500 | 18.5 | 9 | 2.08 | R-454B | 650
215683222 | TEMPSTAR | T5H0V60*K*AAA* | EVD5X61M24A*+WALLCON | *97CTN0802120A* | Split System | 57500 | 18.5 | 9 | 2.08 | R-454B | 650
215683112 | TEMPSTAR | T5H0V60*K*AAA* | EVD5X60M24A*+WALLCON | *97CTN1202422A* | Split System | 56500 | 18.5 | 9 | 2.1 | R-454B | 650
215677212 | TEMPSTAR | T5H0V60*K*AAA* | EVM5X60M24A*+WALLCON | *96CTN1202422B* | Split System | 56500 | 18.5 | 9 | 2.1 | R-454B | 650
215682922 | TEMPSTAR | T5H0V60*K*AAA* | EVM5X60M24A*+WALLCON | *97CTN1202422A* | Split System | 56500 | 18.5 | 9 | 2.1 | R-454B | 650
215677652 | TEMPSTAR | T5H0V60*K*AAA* | EVD5X61M24A*+WALLCON | *80CSU1002120A* | Split System | 57500 | 18.5 | 9 | 2.1 | R-454B | 650
215677926 | AIRQUEST | H5H0V60*K*AAA* | EA*5X61M24A*+WALLCON | *80CTL0902120B* | Split System | 56500 | 19 | 9 | 2.02 | R-454B | 650
215677936 | AIRQUEST | H5H0V60*K*AAA* | EA*5X61M24A*+WALLCON | *80CTL1102120B* | Split System | 56500 | 19 | 9 | 2.02 | R-454B | 650
215677946 | AIRQUEST | H5H0V60*K*AAA* | EA*5X61M24A*+WALLCON | *80CTL1352422B* | Split System | 56500 | 19 | 9 | 2.02 | R-454B | 650
215677947 | ARCOAIRE | H5H0V60*K*AAA* | EA*5X61M24A*+WALLCON | *80CTL1352422B* | Split System | 56500 | 19 | 9 | 2.02 | R-454B | 650
215677937 | ARCOAIRE | H5H0V60*K*AAA* | EA*5X61M24A*+WALLCON | *80CTL1102120B* | Split System | 56500 | 19 | 9 | 2.02 | R-454B | 650
215677927 | ARCOAIRE | H5H0V60*K*AAA* | EA*5X61M24A*+WALLCON | *80CTL0902120B* | Split System | 56500 | 19 | 9 | 2.02 | R-454B | 650
215677948 | COMFORTMAKER | C5H0V60*K*AAA* | EA*5X61M24A*+WALLCON | *80CTL1352422B* | Split System | 56500 | 19 | 9 | 2.02 | R-454B | 650
215677938 | COMFORTMAKER | C5H0V60*K*AAA* | EA*5X61M24A*+WALLCON | *80CTL1102120B* | Split System | 56500 | 19 | 9 | 2.02 | R-454B | 650
215677928 | COMFORTMAKER | C5H0V60*K*AAA* | EA*5X61M24A*+WALLCON | *80CTL0902120B* | Split System | 56500 | 19 | 9 | 2.02 | R-454B | 650
215677929 | DAY & NIGHT | C5H0V60*K*AAA* | EA*5X61M24A*+WALLCON | *80CTL0902120B* | Split System | 56500 | 19 | 9 | 2.02 | R-454B | 650
215677949 | DAY & NIGHT | C5H0V60*K*AAA* | EA*5X61M24A*+WALLCON | *80CTL1352422B* | Split System | 56500 | 19 | 9 | 2.02 | R-454B | 650
215677939 | DAY & NIGHT | C5H0V60*K*AAA* | EA*5X61M24A*+WALLCON | *80CTL1102120B* | Split System | 56500 | 19 | 9 | 2.02 | R-454B | 650
215677935 | HEIL | H5H0V60*K*AAA* | EA*5X61M24A*+WALLCON | *80CTL1102120B* | Split System | 56500 | 19 | 9 | 2.02 | R-454B | 650
215677945 | HEIL | H5H0V60*K*AAA* | EA*5X61M24A*+WALLCON | *80CTL1352422B* | Split System | 56500 | 19 | 9 | 2.02 | R-454B | 650
215677950 | KEEPRITE | C5H0V60*K*AAA* | EA*5X61M24A*+WALLCON | *80CTL1352422B* | Split System | 56500 | 19 | 9 | 2.02 | R-454B | 650
215677940 | KEEPRITE | C5H0V60*K*AAA* | EA*5X61M24A*+WALLCON | *80CTL1102120B* | Split System | 56500 | 19 | 9 | 2.02 | R-454B | 650
215677930 | KEEPRITE | C5H0V60*K*AAA* | EA*5X61M24A*+WALLCON | *80CTL0902120B* | Split System | 56500 | 19 | 9 | 2.02 | R-454B | 650
215677931 | KENMORE | (C,H,T)5H0V60*K*AAA* | EA*5X61M24A*+WALLCON | *80CTL0902120B* | Split System | 56500 | 19 | 9 | 2.02 | R-454B | 650
215677951 | KENMORE | (C,H,T)5H0V60*K*AAA* | EA*5X61M24A*+WALLCON | *80CTL1352422B* | Split System | 56500 | 19 | 9 | 2.02 | R-454B | 650
215677932 | TEMPSTAR | T5H0V60*K*AAA* | EA*5X61M24A*+WALLCON | *80CTL0902120B* | Split System | 56500 | 19 | 9 | 2.02 | R-454B | 650
215677942 | TEMPSTAR | T5H0V60*K*AAA* | EA*5X61M24A*+WALLCON | *80CTL1102120B* | Split System | 56500 | 19 | 9 | 2.02 | R-454B | 650
217397260 | SMART COMFORT | D5CUHAH30AAK+TIC2025-0016 | EA*5X42M21A* | OLV112A16A | Split System | 30000 | 15.5 | 9 | 1.92 | R-454B | 650
218019467 | ACIQ | H5H0V24*K*AAA* | EA*5X25M17A*+WALLCON | *97CTN0401410A* | Split System | 23400 | 16 | 9 | 1.98 | R-454B | 650
218019474 | ACIQ | H5H0V24*K*AAA* | EA*5X37M17A*+WALLCON | *97CTN0401410A* | Split System | 23400 | 16 | 9 | 1.98 | R-454B | 650
215667789 | AIRQUEST | H5H0V24*K*AAA* | EA*5X37M17A*+WALLCON | *96CTN0401410B* | Split System | 23400 | 16 | 9 | 1.98 | R-454B | 650
215667273 | AIRQUEST | H5H0V24*K*AAA* | EA*5X25M17A*+WALLCON | *96CTN0401410B* | Split System | 23400 | 16 | 9 | 1.98 | R-454B | 650
215667790 | ARCOAIRE | H5H0V24*K*AAA* | EA*5X37M17A*+WALLCON | *96CTN0401410B* | Split System | 23400 | 16 | 9 | 1.98 | R-454B | 650
215667791 | COMFORTMAKER | C5H0V24*K*AAA* | EA*5X37M17A*+WALLCON | *96CTN0401410B* | Split System | 23400 | 16 | 9 | 1.98 | R-454B | 650
215667792 | DAY & NIGHT | C5H0V24*K*AAA* | EA*5X37M17A*+WALLCON | *96CTN0401410B* | Split System | 23400 | 16 | 9 | 1.98 | R-454B | 650
215667271 | HEIL | H5H0V24*K*AAA* | EA*5X25M17A*+WALLCON | *96CTN0401410B* | Split System | 23400 | 16 | 9 | 1.98 | R-454B | 650
215667788 | HEIL | H5H0V24*K*AAA* | EA*5X37M17A*+WALLCON | *96CTN0401410B* | Split System | 23400 | 16 | 9 | 1.98 | R-454B | 650
215667793 | KEEPRITE | C5H0V24*K*AAA* | EA*5X37M17A*+WALLCON | *96CTN0401410B* | Split System | 23400 | 16 | 9 | 1.98 | R-454B | 650
215667794 | KENMORE | (C,H,T)5H0V24*K*AAA* | EA*5X37M17A*+WALLCON | *96CTN0401410B* | Split System | 23400 | 16 | 9 | 1.98 | R-454B | 650
215667795 | TEMPSTAR | T5H0V24*K*AAA* | EA*5X37M17A*+WALLCON | *96CTN0401410B* | Split System | 23400 | 16 | 9 | 1.98 | R-454B | 650
215667003 | ARCOAIRE | H5H0V24*K*AAA* | EA*5X24M17A*+WALLCON | *80CTL0451712B* | Split System | 22600 | 16.5 | 9 | 1.94 | R-454B | 650
215667006 | COMFORTMAKER | C5H0V24*K*AAA* | EA*5X24M17A*+WALLCON | *80CTL0451712B* | Split System | 22600 | 16.5 | 9 | 1.94 | R-454B | 650
215667008 | DAY & NIGHT | C5H0V24*K*AAA* | EA*5X24M17A*+WALLCON | *80CTL0451712B* | Split System | 22600 | 16.5 | 9 | 1.94 | R-454B | 650
215666998 | HEIL | H5H0V24*K*AAA* | EA*5X24M17A*+WALLCON | *80CTL0451712B* | Split System | 22600 | 16.5 | 9 | 1.94 | R-454B | 650
215667010 | KEEPRITE | C5H0V24*K*AAA* | EA*5X24M17A*+WALLCON | *80CTL0451712B* | Split System | 22600 | 16.5 | 9 | 1.94 | R-454B | 650
215667012 | KENMORE | (C,H,T)5H0V24*K*AAA* | EA*5X24M17A*+WALLCON | *80CTL0451712B* | Split System | 22600 | 16.5 | 9 | 1.94 | R-454B | 650
215667014 | TEMPSTAR | T5H0V24*K*AAA* | EA*5X24M17A*+WALLCON | *80CTL0451712B* | Split System | 22600 | 16.5 | 9 | 1.94 | R-454B | 650
215668589 | AIRQUEST | H5H0V36*K*AAA* | EA*5X37M17A*+WALLCON | *97CMN0601714B* | Split System | 33600 | 17 | 9 | 1.86 | R-454B | 650
215668581 | AIRQUEST | H5H0V36*K*AAA* | EA*5X37M17A*+WALLCON | *95CSU0601716B* | Split System | 33800 | 17 | 9 | 1.86 | R-454B | 650
215679236 | AIRQUEST | H5H0V36*K*AAA* | EA*5X37M17A*+WALLCON | *80CSU0401712B* | Split System | 34200 | 17 | 9 | 1.88 | R-454B | 650
215681316 | AIRQUEST | H5H0V48*K*AAA* | EA*5X48M21A*+WALLCON | *80CSU0601716B* | Split System | 44000 | 17 | 9 | 2.04 | R-454B | 650
215681336 | AIRQUEST | H5H0V48*K*AAA* | EA*5X48M21A*+WALLCON | *80CSU1002120B* | Split System | 44000 | 17 | 9 | 2.04 | R-454B | 650
215674327 | AIRQUEST | H5H0V48*K*AAA* | EA*5X61M21A*+WALLCON | *80CTL0451712B* | Split System | 45500 | 17 | 9 | 2.06 | R-454B | 650
215668590 | ARCOAIRE | H5H0V36*K*AAA* | EA*5X37M17A*+WALLCON | *97CMN0601714B* | Split System | 33600 | 17 | 9 | 1.86 | R-454B | 650
215668582 | ARCOAIRE | H5H0V36*K*AAA* | EA*5X37M17A*+WALLCON | *95CSU0601716B* | Split System | 33800 | 17 | 9 | 1.86 | R-454B | 650
215679247 | ARCOAIRE | H5H0V36*K*AAA* | EA*5X37M17A*+WALLCON | *80CSU0601716B* | Split System | 34000 | 17 | 9 | 1.86 | R-454B | 650
215679237 | ARCOAIRE | H5H0V36*K*AAA* | EA*5X37M17A*+WALLCON | *80CSU0401712B* | Split System | 34200 | 17 | 9 | 1.88 | R-454B | 650
215681317 | ARCOAIRE | H5H0V48*K*AAA* | EA*5X48M21A*+WALLCON | *80CSU0601716B* | Split System | 44000 | 17 | 9 | 2.04 | R-454B | 650
215674098 | ARCOAIRE | H5H0V48*K*AAA* | EA*5X48M21A*+WALLCON | *97CMN0602120B* | Split System | 44000 | 17 | 9 | 2.04 | R-454B | 650
215674328 | ARCOAIRE | H5H0V48*K*AAA* | EA*5X61M21A*+WALLCON | *80CTL0451712B* | Split System | 45500 | 17 | 9 | 2.06 | R-454B | 650
215668591 | COMFORTMAKER | C5H0V36*K*AAA* | EA*5X37M17A*+WALLCON | *97CMN0601714B* | Split System | 33600 | 17 | 9 | 1.86 | R-454B | 650
215668583 | COMFORTMAKER | C5H0V36*K*AAA* | EA*5X37M17A*+WALLCON | *95CSU0601716B* | Split System | 33800 | 17 | 9 | 1.86 | R-454B | 650
215679238 | COMFORTMAKER | C5H0V36*K*AAA* | EA*5X37M17A*+WALLCON | *80CSU0401712B* | Split System | 34200 | 17 | 9 | 1.88 | R-454B | 650
215681338 | COMFORTMAKER | C5H0V48*K*AAA* | EA*5X48M21A*+WALLCON | *80CSU1002120B* | Split System | 44000 | 17 | 9 | 2.04 | R-454B | 650
215674099 | COMFORTMAKER | C5H0V48*K*AAA* | EA*5X48M21A*+WALLCON | *97CMN0602120B* | Split System | 44000 | 17 | 9 | 2.04 | R-454B | 650
215674329 | COMFORTMAKER | C5H0V48*K*AAA* | EA*5X61M21A*+WALLCON | *80CTL0451712B* | Split System | 45500 | 17 | 9 | 2.06 | R-454B | 650
215668592 | DAY & NIGHT | C5H0V36*K*AAA* | EA*5X37M17A*+WALLCON | *97CMN0601714B* | Split System | 33600 | 17 | 9 | 1.86 | R-454B | 650
215668584 | DAY & NIGHT | C5H0V36*K*AAA* | EA*5X37M17A*+WALLCON | *95CSU0601716B* | Split System | 33800 | 17 | 9 | 1.86 | R-454B | 650
215679249 | DAY & NIGHT | C5H0V36*K*AAA* | EA*5X37M17A*+WALLCON | *80CSU0601716B* | Split System | 34000 | 17 | 9 | 1.86 | R-454B | 650
215679239 | DAY & NIGHT | C5H0V36*K*AAA* | EA*5X37M17A*+WALLCON | *80CSU0401712B* | Split System | 34200 | 17 | 9 | 1.88 | R-454B | 650
215681339 | DAY & NIGHT | C5H0V48*K*AAA* | EA*5X48M21A*+WALLCON | *80CSU1002120B* | Split System | 44000 | 17 | 9 | 2.04 | R-454B | 650
215681319 | DAY & NIGHT | C5H0V48*K*AAA* | EA*5X48M21A*+WALLCON | *80CSU0601716B* | Split System | 44000 | 17 | 9 | 2.04 | R-454B | 650
215674330 | DAY & NIGHT | C5H0V48*K*AAA* | EA*5X61M21A*+WALLCON | *80CTL0451712B* | Split System | 45500 | 17 | 9 | 2.06 | R-454B | 650
215668588 | HEIL | H5H0V36*K*AAA* | EA*5X37M17A*+WALLCON | *97CMN0601714B* | Split System | 33600 | 17 | 9 | 1.86 | R-454B | 650
215668580 | HEIL | H5H0V36*K*AAA* | EA*5X37M17A*+WALLCON | *95CSU0601716B* | Split System | 33800 | 17 | 9 | 1.86 | R-454B | 650
215679245 | HEIL | H5H0V36*K*AAA* | EA*5X37M17A*+WALLCON | *80CSU0601716B* | Split System | 34000 | 17 | 9 | 1.86 | R-454B | 650
215679235 | HEIL | H5H0V36*K*AAA* | EA*5X37M17A*+WALLCON | *80CSU0401712B* | Split System | 34200 | 17 | 9 | 1.88 | R-454B | 650
215681315 | HEIL | H5H0V48*K*AAA* | EA*5X48M21A*+WALLCON | *80CSU0601716B* | Split System | 44000 | 17 | 9 | 2.04 | R-454B | 650
215681335 | HEIL | H5H0V48*K*AAA* | EA*5X48M21A*+WALLCON | *80CSU1002120B* | Split System | 44000 | 17 | 9 | 2.04 | R-454B | 650
215674096 | HEIL | H5H0V48*K*AAA* | EA*5X48M21A*+WALLCON | *97CMN0602120B* | Split System | 44000 | 17 | 9 | 2.04 | R-454B | 650
215674326 | HEIL | H5H0V48*K*AAA* | EA*5X61M21A*+WALLCON | *80CTL0451712B* | Split System | 45500 | 17 | 9 | 2.06 | R-454B | 650
215668593 | KEEPRITE | C5H0V36*K*AAA* | EA*5X37M17A*+WALLCON | *97CMN0601714B* | Split System | 33600 | 17 | 9 | 1.86 | R-454B | 650
215668585 | KEEPRITE | C5H0V36*K*AAA* | EA*5X37M17A*+WALLCON | *95CSU0601716B* | Split System | 33800 | 17 | 9 | 1.86 | R-454B | 650
215679250 | KEEPRITE | C5H0V36*K*AAA* | EA*5X37M17A*+WALLCON | *80CSU0601716B* | Split System | 34000 | 17 | 9 | 1.86 | R-454B | 650
215681320 | KEEPRITE | C5H0V48*K*AAA* | EA*5X48M21A*+WALLCON | *80CSU0601716B* | Split System | 44000 | 17 | 9 | 2.04 | R-454B | 650
215681340 | KEEPRITE | C5H0V48*K*AAA* | EA*5X48M21A*+WALLCON | *80CSU1002120B* | Split System | 44000 | 17 | 9 | 2.04 | R-454B | 650
215674101 | KEEPRITE | C5H0V48*K*AAA* | EA*5X48M21A*+WALLCON | *97CMN0602120B* | Split System | 44000 | 17 | 9 | 2.04 | R-454B | 650
215674331 | KEEPRITE | C5H0V48*K*AAA* | EA*5X61M21A*+WALLCON | *80CTL0451712B* | Split System | 45500 | 17 | 9 | 2.06 | R-454B | 650
215668594 | KENMORE | (C,H,T)5H0V36*K*AAA* | EA*5X37M17A*+WALLCON | *97CMN0601714B* | Split System | 33600 | 17 | 9 | 1.86 | R-454B | 650
215668586 | KENMORE | (C,H,T)5H0V36*K*AAA* | EA*5X37M17A*+WALLCON | *95CSU0601716B* | Split System | 33800 | 17 | 9 | 1.86 | R-454B | 650
215679251 | KENMORE | (C,H,T)5H0V36*K*AAA* | EA*5X37M17A*+WALLCON | *80CSU0601716B* | Split System | 34000 | 17 | 9 | 1.86 | R-454B | 650
215679241 | KENMORE | (C,H,T)5H0V36*K*AAA* | EA*5X37M17A*+WALLCON | *80CSU0401712B* | Split System | 34200 | 17 | 9 | 1.88 | R-454B | 650
215681341 | KENMORE | (C,H,T)5H0V48*K*AAA* | EA*5X48M21A*+WALLCON | *80CSU1002120B* | Split System | 44000 | 17 | 9 | 2.04 | R-454B | 650
215681321 | KENMORE | (C,H,T)5H0V48*K*AAA* | EA*5X48M21A*+WALLCON | *80CSU0601716B* | Split System | 44000 | 17 | 9 | 2.04 | R-454B | 650
215674102 | KENMORE | (C,H,T)5H0V48*K*AAA* | EA*5X48M21A*+WALLCON | *97CMN0602120B* | Split System | 44000 | 17 | 9 | 2.04 | R-454B | 650
215674332 | KENMORE | (C,H,T)5H0V48*K*AAA* | EA*5X61M21A*+WALLCON | *80CTL0451712B* | Split System | 45500 | 17 | 9 | 2.06 | R-454B | 650
215668595 | TEMPSTAR | T5H0V36*K*AAA* | EA*5X37M17A*+WALLCON | *97CMN0601714B* | Split System | 33600 | 17 | 9 | 1.86 | R-454B | 650
215668587 | TEMPSTAR | T5H0V36*K*AAA* | EA*5X37M17A*+WALLCON | *95CSU0601716B* | Split System | 33800 | 17 | 9 | 1.86 | R-454B | 650
215679252 | TEMPSTAR | T5H0V36*K*AAA* | EA*5X37M17A*+WALLCON | *80CSU0601716B* | Split System | 34000 | 17 | 9 | 1.86 | R-454B | 650
215679242 | TEMPSTAR | T5H0V36*K*AAA* | EA*5X37M17A*+WALLCON | *80CSU0401712B* | Split System | 34200 | 17 | 9 | 1.88 | R-454B | 650
215681322 | TEMPSTAR | T5H0V48*K*AAA* | EA*5X48M21A*+WALLCON | *80CSU0601716B* | Split System | 44000 | 17 | 9 | 2.04 | R-454B | 650
215674103 | TEMPSTAR | T5H0V48*K*AAA* | EA*5X48M21A*+WALLCON | *97CMN0602120B* | Split System | 44000 | 17 | 9 | 2.04 | R-454B | 650
215674333 | TEMPSTAR | T5H0V48*K*AAA* | EA*5X61M21A*+WALLCON | *80CTL0451712B* | Split System | 45500 | 17 | 9 | 2.06 | R-454B | 650
215668933 | AIRQUEST | H5H0V36*K*AAA* | EA*5X42M21A*+WALLCON | *96CTN0801714B* | Split System | 33000 | 17.5 | 9 | 1.84 | R-454B | 650
215668789 | AIRQUEST | H5H0V36*K*AAA* | EA*5X42M21A*+WALLCON | *80CSU0401712A* | Split System | 33000 | 17.5 | 9 | 1.86 | R-454B | 650
215668821 | AIRQUEST | H5H0V36*K*AAA* | EA*5X42M21A*+WALLCON | *80CTL0701716B* | Split System | 33000 | 17.5 | 9 | 1.86 | R-454B | 650
215668557 | AIRQUEST | H5H0V36*K*AAA* | EA*5X37M17A*+WALLCON | *80CTL0701412B* | Split System | 33800 | 17.5 | 9 | 1.86 | R-454B | 650
215668597 | AIRQUEST | H5H0V36*K*AAA* | EA*5X37M17A*+WALLCON | *97CMN0801714B* | Split System | 33800 | 17.5 | 9 | 1.86 | R-454B | 650
215668613 | AIRQUEST | H5H0V36*K*AAA* | EA*5X37M17A*+WALLCON | *96CTN0601714B* | Split System | 33800 | 17.5 | 9 | 1.86 | R-454B | 650
215679266 | AIRQUEST | H5H0V36*K*AAA* | EA*5X37M17A*+WALLCON | *97CTN0801716A* | Split System | 33800 | 17.5 | 9 | 1.86 | R-454B | 650
215668973 | AIRQUEST | H5H0V36*K*AAA* | EA*5X43M21A*+WALLCON | *80CTL0451712B* | Split System | 34000 | 17.5 | 9 | 1.86 | R-454B | 650
215668653 | AIRQUEST | H5H0V36*K*AAA* | EA*5X37M21A*+WALLCON | *80CTL0451712B* | Split System | 34000 | 17.5 | 9 | 1.86 | R-454B | 650
215669215 | AIRQUEST | H5H0V36*K*AAA* | EA*5X48M21A*+WALLCON | *97CMN0601714B* | Split System | 33400 | 17.5 | 9 | 1.88 | R-454B | 650
215669125 | AIRQUEST | H5H0V36*K*AAA* | EA*5X48M21A*+WALLCON | *80CTL0451712B* | Split System | 33400 | 17.5 | 9 | 1.88 | R-454B | 650
215679516 | AIRQUEST | H5H0V36*K*AAA* | EA*5X48M21A*+WALLCON | *97CTN0601716A* | Split System | 33400 | 17.5 | 9 | 1.88 | R-454B | 650
215669235 | AIRQUEST | H5H0V36*K*AAA* | EA*5X48M21A*+WALLCON | *97CMN0801714B* | Split System | 33600 | 17.5 | 9 | 1.88 | R-454B | 650
215669185 | AIRQUEST | H5H0V36*K*AAA* | EA*5X48M21A*+WALLCON | *95CSU0601716B* | Split System | 33600 | 17.5 | 9 | 1.88 | R-454B | 650
215679526 | AIRQUEST | H5H0V36*K*AAA* | EA*5X48M21A*+WALLCON | *97CTN0801716A* | Split System | 33600 | 17.5 | 9 | 1.88 | R-454B | 650
215669265 | AIRQUEST | H5H0V36*K*AAA* | EA*5X48M21A*+WALLCON | *96CTN0601714B* | Split System | 33600 | 17.5 | 9 | 1.88 | R-454B | 650
215669195 | AIRQUEST | H5H0V36*K*AAA* | EA*5X48M21A*+WALLCON | *95CSU0802120B* | Split System | 33800 | 17.5 | 9 | 1.88 | R-454B | 650
215669115 | AIRQUEST | H5H0V36*K*AAA* | EA*5X48M21A*+WALLCON | *80CSU1002120A* | Split System | 33800 | 17.5 | 9 | 1.88 | R-454B | 650
215668541 | AIRQUEST | H5H0V36*K*AAA* | EA*5X37M17A*+WALLCON | *80CSU0601716A* | Split System | 33800 | 17.5 | 9 | 1.88 | R-454B | 650
215668565 | AIRQUEST | H5H0V36*K*AAA* | EA*5X37M17A*+WALLCON | *80CTL0701716B* | Split System | 33800 | 17.5 | 9 | 1.88 | R-454B | 650
215668621 | AIRQUEST | H5H0V36*K*AAA* | EA*5X37M17A*+WALLCON | *96CTN0801714B* | Split System | 33800 | 17.5 | 9 | 1.88 | R-454B | 650
215668573 | AIRQUEST | H5H0V36*K*AAA* | EA*5X37M17A*+WALLCON | *80CTL0901716B* | Split System | 34000 | 17.5 | 9 | 1.88 | R-454B | 650
215668733 | AIRQUEST | H5H0V36*K*AAA* | EA*5X37M21A*+WALLCON | *97CMN0602120B* | Split System | 34200 | 17.5 | 9 | 1.88 | R-454B | 650
215668765 | AIRQUEST | H5H0V36*K*AAA* | EA*5X37M21A*+WALLCON | *96CTN0601714B* | Split System | 34200 | 17.5 | 9 | 1.88 | R-454B | 650
215668701 | AIRQUEST | H5H0V36*K*AAA* | EA*5X37M21A*+WALLCON | *95CSU0601716B* | Split System | 34200 | 17.5 | 9 | 1.88 | R-454B | 650
215668741 | AIRQUEST | H5H0V36*K*AAA* | EA*5X37M21A*+WALLCON | *97CMN0801714B* | Split System | 34200 | 17.5 | 9 | 1.88 | R-454B | 650
215679456 | AIRQUEST | H5H0V36*K*AAA* | EA*5X43M21A*+WALLCON | *97CTN0801716A* | Split System | 34200 | 17.5 | 9 | 1.88 | R-454B | 650
215679316 | AIRQUEST | H5H0V36*K*AAA* | EA*5X37M21A*+WALLCON | *97CTN0801716A* | Split System | 34200 | 17.5 | 9 | 1.88 | R-454B | 650
215669045 | AIRQUEST | H5H0V36*K*AAA* | EA*5X43M21A*+WALLCON | *97CMN0601714B* | Split System | 34200 | 17.5 | 9 | 1.88 | R-454B | 650
215668725 | AIRQUEST | H5H0V36*K*AAA* | EA*5X37M21A*+WALLCON | *97CMN0601714B* | Split System | 34200 | 17.5 | 9 | 1.88 | R-454B | 650
215679446 | AIRQUEST | H5H0V36*K*AAA* | EA*5X43M21A*+WALLCON | *97CTN0601716A* | Split System | 34200 | 17.5 | 9 | 1.88 | R-454B | 650
215669029 | AIRQUEST | H5H0V36*K*AAA* | EA*5X43M21A*+WALLCON | *95CSU0802120B* | Split System | 34400 | 17.5 | 9 | 1.88 | R-454B | 650
215669021 | AIRQUEST | H5H0V36*K*AAA* | EA*5X43M21A*+WALLCON | *95CSU0601716B* | Split System | 34400 | 17.5 | 9 | 1.88 | R-454B | 650
215669225 | AIRQUEST | H5H0V36*K*AAA* | EA*5X48M21A*+WALLCON | *97CMN0602120B* | Split System | 33600 | 17.5 | 9 | 1.9 | R-454B | 650
215679626 | AIRQUEST | H5H0V36*K*AAA* | EA*5X61M21A*+WALLCON | *97CTN0601716A* | Split System | 34400 | 17.5 | 9 | 1.9 | R-454B | 650
215668645 | AIRQUEST | H5H0V36*K*AAA* | EA*5X37M21A*+WALLCON | *80CSU1002120A* | Split System | 34400 | 17.5 | 9 | 1.9 | R-454B | 650
215675406 | AIRQUEST | H5H0V48*K*AAA* | EVM5X48M21A*+WALLCON | *95CSU0601716B* | Split System | 46500 | 17.5 | 9 | 1.98 | R-454B | 650
215676136 | AIRQUEST | H5H0V48*K*AAA* | EVD5X48M21A*+WALLCON | *95CSU0601716B* | Split System | 46500 | 17.5 | 9 | 1.98 | R-454B | 650
215674127 | AIRQUEST | H5H0V48*K*AAA* | EA*5X48M21A*+WALLCON | *97CMN1002122B* | Split System | 44000 | 17.5 | 9 | 2.04 | R-454B | 650
215674147 | AIRQUEST | H5H0V48*K*AAA* | EA*5X48M21A*+WALLCON | *96CTN1002122B* | Split System | 44000 | 17.5 | 9 | 2.04 | R-454B | 650
215673987 | AIRQUEST | H5H0V48*K*AAA* | EA*5X48M21A*+WALLCON | *80CSU0601716A* | Split System | 44000 | 17.5 | 9 | 2.04 | R-454B | 650
215681306 | AIRQUEST | H5H0V48*K*AAA* | EA*5X48M21A*+WALLCON | *80CSU0401712B* | Split System | 44000 | 17.5 | 9 | 2.04 | R-454B | 650
215674027 | AIRQUEST | H5H0V48*K*AAA* | EA*5X48M21A*+WALLCON | *80CTL0701716B* | Split System | 44000 | 17.5 | 9 | 2.04 | R-454B | 650
215674037 | AIRQUEST | H5H0V48*K*AAA* | EA*5X48M21A*+WALLCON | *80CTL0702120B* | Split System | 44000 | 17.5 | 9 | 2.06 | R-454B | 650
215674087 | AIRQUEST | H5H0V48*K*AAA* | EA*5X48M21A*+WALLCON | *95CSU0802120B* | Split System | 44000 | 17.5 | 9 | 2.06 | R-454B | 650
215674117 | AIRQUEST | H5H0V48*K*AAA* | EA*5X48M21A*+WALLCON | *97CMN0802120B* | Split System | 44000 | 17.5 | 9 | 2.06 | R-454B | 650
215674047 | AIRQUEST | H5H0V48*K*AAA* | EA*5X48M21A*+WALLCON | *80CTL0901716B* | Split System | 44000 | 17.5 | 9 | 2.06 | R-454B | 650
215674007 | AIRQUEST | H5H0V48*K*AAA* | EA*5X48M21A*+WALLCON | *80CSU1002120A* | Split System | 44000 | 17.5 | 9 | 2.06 | R-454B | 650
215681356 | AIRQUEST | H5H0V48*K*AAA* | EA*5X48M21A*+WALLCON | *97CTN0802120A* | Split System | 44000 | 17.5 | 9 | 2.06 | R-454B | 650
215681296 | AIRQUEST | H5H0V48*K*AAA* | EA*5X48M21A*+WALLCON | *96CTN0802120B* | Split System | 44000 | 17.5 | 9 | 2.06 | R-454B | 650
215681326 | AIRQUEST | H5H0V48*K*AAA* | EA*5X48M21A*+WALLCON | *80CSU0802120B* | Split System | 44500 | 17.5 | 9 | 2.06 | R-454B | 650
215681396 | AIRQUEST | H5H0V48*K*AAA* | EA*5X60M24A*+WALLCON | *80CSU1002120B* | Split System | 45000 | 17.5 | 9 | 2.06 | R-454B | 650
215674237 | AIRQUEST | H5H0V48*K*AAA* | EA*5X60M24A*+WALLCON | *97CMN0602120B* | Split System | 45000 | 17.5 | 9 | 2.06 | R-454B | 650
215674337 | AIRQUEST | H5H0V48*K*AAA* | EA*5X61M21A*+WALLCON | *80CTL0701716B* | Split System | 45500 | 17.5 | 9 | 2.06 | R-454B | 650
215674407 | AIRQUEST | H5H0V48*K*AAA* | EA*5X61M21A*+WALLCON | *97CMN0602120B* | Split System | 45500 | 17.5 | 9 | 2.06 | R-454B | 650
215674387 | AIRQUEST | H5H0V48*K*AAA* | EA*5X61M21A*+WALLCON | *95CSU0601716B* | Split System | 45500 | 17.5 | 9 | 2.06 | R-454B | 650
215674560 | AIRQUEST | H5H0V48*K*AAA* | EA*5X61M24A*+WALLCON | *97CMN0602120B* | Split System | 45500 | 17.5 | 9 | 2.06 | R-454B | 650
215674217 | AIRQUEST | H5H0V48*K*AAA* | EA*5X60M24A*+WALLCON | *95CSU0802120B* | Split System | 45000 | 17.5 | 9 | 2.08 | R-454B | 650
215674437 | AIRQUEST | H5H0V48*K*AAA* | EA*5X61M21A*+WALLCON | *96CTN0801714B* | Split System | 45500 | 17.5 | 9 | 2.08 | R-454B | 650
215681456 | AIRQUEST | H5H0V48*K*AAA* | EA*5X61M21A*+WALLCON | *80CSU0601716B* | Split System | 46000 | 17.5 | 9 | 2.08 | R-454B | 650
215668934 | ARCOAIRE | H5H0V36*K*AAA* | EA*5X42M21A*+WALLCON | *96CTN0801714B* | Split System | 33000 | 17.5 | 9 | 1.84 | R-454B | 650
215668790 | ARCOAIRE | H5H0V36*K*AAA* | EA*5X42M21A*+WALLCON | *80CSU0401712A* | Split System | 33000 | 17.5 | 9 | 1.86 | R-454B | 650
215668822 | ARCOAIRE | H5H0V36*K*AAA* | EA*5X42M21A*+WALLCON | *80CTL0701716B* | Split System | 33000 | 17.5 | 9 | 1.86 | R-454B | 650
215668558 | ARCOAIRE | H5H0V36*K*AAA* | EA*5X37M17A*+WALLCON | *80CTL0701412B* | Split System | 33800 | 17.5 | 9 | 1.86 | R-454B | 650
215668598 | ARCOAIRE | H5H0V36*K*AAA* | EA*5X37M17A*+WALLCON | *97CMN0801714B* | Split System | 33800 | 17.5 | 9 | 1.86 | R-454B | 650
215668614 | ARCOAIRE | H5H0V36*K*AAA* | EA*5X37M17A*+WALLCON | *96CTN0601714B* | Split System | 33800 | 17.5 | 9 | 1.86 | R-454B | 650
215679267 | ARCOAIRE | H5H0V36*K*AAA* | EA*5X37M17A*+WALLCON | *97CTN0801716A* | Split System | 33800 | 17.5 | 9 | 1.86 | R-454B | 650
215668654 | ARCOAIRE | H5H0V36*K*AAA* | EA*5X37M21A*+WALLCON | *80CTL0451712B* | Split System | 34000 | 17.5 | 9 | 1.86 | R-454B | 650
215668974 | ARCOAIRE | H5H0V36*K*AAA* | EA*5X43M21A*+WALLCON | *80CTL0451712B* | Split System | 34000 | 17.5 | 9 | 1.86 | R-454B | 650
215669216 | ARCOAIRE | H5H0V36*K*AAA* | EA*5X48M21A*+WALLCON | *97CMN0601714B* | Split System | 33400 | 17.5 | 9 | 1.88 | R-454B | 650
215669126 | ARCOAIRE | H5H0V36*K*AAA* | EA*5X48M21A*+WALLCON | *80CTL0451712B* | Split System | 33400 | 17.5 | 9 | 1.88 | R-454B | 650
215679517 | ARCOAIRE | H5H0V36*K*AAA* | EA*5X48M21A*+WALLCON | *97CTN0601716A* | Split System | 33400 | 17.5 | 9 | 1.88 | R-454B | 650
215669236 | ARCOAIRE | H5H0V36*K*AAA* | EA*5X48M21A*+WALLCON | *97CMN0801714B* | Split System | 33600 | 17.5 | 9 | 1.88 | R-454B | 650
215669186 | ARCOAIRE | H5H0V36*K*AAA* | EA*5X48M21A*+WALLCON | *95CSU0601716B* | Split System | 33600 | 17.5 | 9 | 1.88 | R-454B | 650
215679527 | ARCOAIRE | H5H0V36*K*AAA* | EA*5X48M21A*+WALLCON | *97CTN0801716A* | Split System | 33600 | 17.5 | 9 | 1.88 | R-454B | 650
215669266 | ARCOAIRE | H5H0V36*K*AAA* | EA*5X48M21A*+WALLCON | *96CTN0601714B* | Split System | 33600 | 17.5 | 9 | 1.88 | R-454B | 650
215669196 | ARCOAIRE | H5H0V36*K*AAA* | EA*5X48M21A*+WALLCON | *95CSU0802120B* | Split System | 33800 | 17.5 | 9 | 1.88 | R-454B | 650
215669116 | ARCOAIRE | H5H0V36*K*AAA* | EA*5X48M21A*+WALLCON | *80CSU1002120A* | Split System | 33800 | 17.5 | 9 | 1.88 | R-454B | 650
215668622 | ARCOAIRE | H5H0V36*K*AAA* | EA*5X37M17A*+WALLCON | *96CTN0801714B* | Split System | 33800 | 17.5 | 9 | 1.88 | R-454B | 650
215668542 | ARCOAIRE | H5H0V36*K*AAA* | EA*5X37M17A*+WALLCON | *80CSU0601716A* | Split System | 33800 | 17.5 | 9 | 1.88 | R-454B | 650
215668566 | ARCOAIRE | H5H0V36*K*AAA* | EA*5X37M17A*+WALLCON | *80CTL0701716B* | Split System | 33800 | 17.5 | 9 | 1.88 | R-454B | 650
215668574 | ARCOAIRE | H5H0V36*K*AAA* | EA*5X37M17A*+WALLCON | *80CTL0901716B* | Split System | 34000 | 17.5 | 9 | 1.88 | R-454B | 650
215668742 | ARCOAIRE | H5H0V36*K*AAA* | EA*5X37M21A*+WALLCON | *97CMN0801714B* | Split System | 34200 | 17.5 | 9 | 1.88 | R-454B | 650
215668734 | ARCOAIRE | H5H0V36*K*AAA* | EA*5X37M21A*+WALLCON | *97CMN0602120B* | Split System | 34200 | 17.5 | 9 | 1.88 | R-454B | 650
215668766 | ARCOAIRE | H5H0V36*K*AAA* | EA*5X37M21A*+WALLCON | *96CTN0601714B* | Split System | 34200 | 17.5 | 9 | 1.88 | R-454B | 650
215668702 | ARCOAIRE | H5H0V36*K*AAA* | EA*5X37M21A*+WALLCON | *95CSU0601716B* | Split System | 34200 | 17.5 | 9 | 1.88 | R-454B | 650
215679317 | ARCOAIRE | H5H0V36*K*AAA* | EA*5X37M21A*+WALLCON | *97CTN0801716A* | Split System | 34200 | 17.5 | 9 | 1.88 | R-454B | 650
215679457 | ARCOAIRE | H5H0V36*K*AAA* | EA*5X43M21A*+WALLCON | *97CTN0801716A* | Split System | 34200 | 17.5 | 9 | 1.88 | R-454B | 650
215669046 | ARCOAIRE | H5H0V36*K*AAA* | EA*5X43M21A*+WALLCON | *97CMN0601714B* | Split System | 34200 | 17.5 | 9 | 1.88 | R-454B | 650
215668726 | ARCOAIRE | H5H0V36*K*AAA* | EA*5X37M21A*+WALLCON | *97CMN0601714B* | Split System | 34200 | 17.5 | 9 | 1.88 | R-454B | 650
215679307 | ARCOAIRE | H5H0V36*K*AAA* | EA*5X37M21A*+WALLCON | *97CTN0601716A* | Split System | 34200 | 17.5 | 9 | 1.88 | R-454B | 650
215669030 | ARCOAIRE | H5H0V36*K*AAA* | EA*5X43M21A*+WALLCON | *95CSU0802120B* | Split System | 34400 | 17.5 | 9 | 1.88 | R-454B | 650
215669022 | ARCOAIRE | H5H0V36*K*AAA* | EA*5X43M21A*+WALLCON | *95CSU0601716B* | Split System | 34400 | 17.5 | 9 | 1.88 | R-454B | 650
215669226 | ARCOAIRE | H5H0V36*K*AAA* | EA*5X48M21A*+WALLCON | *97CMN0602120B* | Split System | 33600 | 17.5 | 9 | 1.9 | R-454B | 650
215669456 | ARCOAIRE | H5H0V36*K*AAA* | EA*5X61M21A*+WALLCON | *80CTL0451712B* | Split System | 34400 | 17.5 | 9 | 1.9 | R-454B | 650
215679627 | ARCOAIRE | H5H0V36*K*AAA* | EA*5X61M21A*+WALLCON | *97CTN0601716A* | Split System | 34400 | 17.5 | 9 | 1.9 | R-454B | 650
215668646 | ARCOAIRE | H5H0V36*K*AAA* | EA*5X37M21A*+WALLCON | *80CSU1002120A* | Split System | 34400 | 17.5 | 9 | 1.9 | R-454B | 650
215675407 | ARCOAIRE | H5H0V48*K*AAA* | EVM5X48M21A*+WALLCON | *95CSU0601716B* | Split System | 46500 | 17.5 | 9 | 1.98 | R-454B | 650
215676137 | ARCOAIRE | H5H0V48*K*AAA* | EVD5X48M21A*+WALLCON | *95CSU0601716B* | Split System | 46500 | 17.5 | 9 | 1.98 | R-454B | 650
215673988 | ARCOAIRE | H5H0V48*K*AAA* | EA*5X48M21A*+WALLCON | *80CSU0601716A* | Split System | 44000 | 17.5 | 9 | 2.04 | R-454B | 650
215674148 | ARCOAIRE | H5H0V48*K*AAA* | EA*5X48M21A*+WALLCON | *96CTN1002122B* | Split System | 44000 | 17.5 | 9 | 2.04 | R-454B | 650
215674128 | ARCOAIRE | H5H0V48*K*AAA* | EA*5X48M21A*+WALLCON | *97CMN1002122B* | Split System | 44000 | 17.5 | 9 | 2.04 | R-454B | 650
215681307 | ARCOAIRE | H5H0V48*K*AAA* | EA*5X48M21A*+WALLCON | *80CSU0401712B* | Split System | 44000 | 17.5 | 9 | 2.04 | R-454B | 650
215674028 | ARCOAIRE | H5H0V48*K*AAA* | EA*5X48M21A*+WALLCON | *80CTL0701716B* | Split System | 44000 | 17.5 | 9 | 2.04 | R-454B | 650
215674038 | ARCOAIRE | H5H0V48*K*AAA* | EA*5X48M21A*+WALLCON | *80CTL0702120B* | Split System | 44000 | 17.5 | 9 | 2.06 | R-454B | 650
215674048 | ARCOAIRE | H5H0V48*K*AAA* | EA*5X48M21A*+WALLCON | *80CTL0901716B* | Split System | 44000 | 17.5 | 9 | 2.06 | R-454B | 650
215674088 | ARCOAIRE | H5H0V48*K*AAA* | EA*5X48M21A*+WALLCON | *95CSU0802120B* | Split System | 44000 | 17.5 | 9 | 2.06 | R-454B | 650
215674118 | ARCOAIRE | H5H0V48*K*AAA* | EA*5X48M21A*+WALLCON | *97CMN0802120B* | Split System | 44000 | 17.5 | 9 | 2.06 | R-454B | 650
215681297 | ARCOAIRE | H5H0V48*K*AAA* | EA*5X48M21A*+WALLCON | *96CTN0802120B* | Split System | 44000 | 17.5 | 9 | 2.06 | R-454B | 650
215681357 | ARCOAIRE | H5H0V48*K*AAA* | EA*5X48M21A*+WALLCON | *97CTN0802120A* | Split System | 44000 | 17.5 | 9 | 2.06 | R-454B | 650
215681327 | ARCOAIRE | H5H0V48*K*AAA* | EA*5X48M21A*+WALLCON | *80CSU0802120B* | Split System | 44500 | 17.5 | 9 | 2.06 | R-454B | 650
215681397 | ARCOAIRE | H5H0V48*K*AAA* | EA*5X60M24A*+WALLCON | *80CSU1002120B* | Split System | 45000 | 17.5 | 9 | 2.06 | R-454B | 650
215674238 | ARCOAIRE | H5H0V48*K*AAA* | EA*5X60M24A*+WALLCON | *97CMN0602120B* | Split System | 45000 | 17.5 | 9 | 2.06 | R-454B | 650
215674388 | ARCOAIRE | H5H0V48*K*AAA* | EA*5X61M21A*+WALLCON | *95CSU0601716B* | Split System | 45500 | 17.5 | 9 | 2.06 | R-454B | 650
215674563 | ARCOAIRE | H5H0V48*K*AAA* | EA*5X61M24A*+WALLCON | *97CMN0602120B* | Split System | 45500 | 17.5 | 9 | 2.06 | R-454B | 650
215674338 | ARCOAIRE | H5H0V48*K*AAA* | EA*5X61M21A*+WALLCON | *80CTL0701716B* | Split System | 45500 | 17.5 | 9 | 2.06 | R-454B | 650
215674408 | ARCOAIRE | H5H0V48*K*AAA* | EA*5X61M21A*+WALLCON | *97CMN0602120B* | Split System | 45500 | 17.5 | 9 | 2.06 | R-454B | 650
215681487 | ARCOAIRE | H5H0V48*K*AAA* | EA*5X61M21A*+WALLCON | *97CTN0801716A* | Split System | 45500 | 17.5 | 9 | 2.06 | R-454B | 650
215674218 | ARCOAIRE | H5H0V48*K*AAA* | EA*5X60M24A*+WALLCON | *95CSU0802120B* | Split System | 45000 | 17.5 | 9 | 2.08 | R-454B | 650
215674438 | ARCOAIRE | H5H0V48*K*AAA* | EA*5X61M21A*+WALLCON | *96CTN0801714B* | Split System | 45500 | 17.5 | 9 | 2.08 | R-454B | 650
215681457 | ARCOAIRE | H5H0V48*K*AAA* | EA*5X61M21A*+WALLCON | *80CSU0601716B* | Split System | 46000 | 17.5 | 9 | 2.08 | R-454B | 650
215683932 | BRYANT HEATING AND COOLING SYSTEMS | 290VAN036**AA* | CAA**4221AM*+UI | 83*CA36040C17*** | Split System | 33000 | 17.5 | 9 | 1.86 | R-454B | 650
215669113 | BRYANT HEATING AND COOLING SYSTEMS | 290VAN036**AA* | CAA**4821AM*+UI | 83*CA60100C21*** | Split System | 33800 | 17.5 | 9 | 1.88 | R-454B | 650
215683870 | BRYANT HEATING AND COOLING SYSTEMS | 290VAN036**AA* | CAA**3717AM*+UI | 83*CA48060C17*** | Split System | 33800 | 17.5 | 9 | 1.88 | R-454B | 650
215683896 | BRYANT HEATING AND COOLING SYSTEMS | 290VAN036**AA* | CAA**3721AM*+UI | 83*CA60100C21*** | Split System | 34400 | 17.5 | 9 | 1.9 | R-454B | 650
215673985 | BRYANT HEATING AND COOLING SYSTEMS | 290VAN048**AA* | CAA**4821AM*+UI | 83*CA48060C17*** | Split System | 44000 | 17.5 | 9 | 2.04 | R-454B | 650
215674005 | BRYANT HEATING AND COOLING SYSTEMS | 290VAN048**AA* | CAA**4821AM*+UI | 83*CA60100C21*** | Split System | 44000 | 17.5 | 9 | 2.06 | R-454B | 650
215683931 | CARRIER | 27VNA036A*030* | CAA**4221AM*+UI | 58CU*A040C17**12 | Split System | 33000 | 17.5 | 9 | 1.86 | R-454B | 650
215669112 | CARRIER | 27VNA036A*030* | CAA**4821AM*+UI | 58CU*A100C21**20 | Split System | 33800 | 17.5 | 9 | 1.88 | R-454B | 650
215683895 | CARRIER | 27VNA036A*030* | CAA**3721AM*+UI | 58CU*A100C21**20 | Split System | 34400 | 17.5 | 9 | 1.9 | R-454B | 650
215673984 | CARRIER | 27VNA048A*030* | CAA**4821AM*+UI | 58CU*A060C17**16 | Split System | 44000 | 17.5 | 9 | 2.04 | R-454B | 650
215674004 | CARRIER | 27VNA048A*030* | CAA**4821AM*+UI | 58CU*A100C21**20 | Split System | 44000 | 17.5 | 9 | 2.06 | R-454B | 650
215668935 | COMFORTMAKER | C5H0V36*K*AAA* | EA*5X42M21A*+WALLCON | *96CTN0801714B* | Split System | 33000 | 17.5 | 9 | 1.84 | R-454B | 650
215668791 | COMFORTMAKER | C5H0V36*K*AAA* | EA*5X42M21A*+WALLCON | *80CSU0401712A* | Split System | 33000 | 17.5 | 9 | 1.86 | R-454B | 650
215668823 | COMFORTMAKER | C5H0V36*K*AAA* | EA*5X42M21A*+WALLCON | *80CTL0701716B* | Split System | 33000 | 17.5 | 9 | 1.86 | R-454B | 650
215668559 | COMFORTMAKER | C5H0V36*K*AAA* | EA*5X37M17A*+WALLCON | *80CTL0701412B* | Split System | 33800 | 17.5 | 9 | 1.86 | R-454B | 650
215668615 | COMFORTMAKER | C5H0V36*K*AAA* | EA*5X37M17A*+WALLCON | *96CTN0601714B* | Split System | 33800 | 17.5 | 9 | 1.86 | R-454B | 650
215668599 | COMFORTMAKER | C5H0V36*K*AAA* | EA*5X37M17A*+WALLCON | *97CMN0801714B* | Split System | 33800 | 17.5 | 9 | 1.86 | R-454B | 650
215679268 | COMFORTMAKER | C5H0V36*K*AAA* | EA*5X37M17A*+WALLCON | *97CTN0801716A* | Split System | 33800 | 17.5 | 9 | 1.86 | R-454B | 650
215668655 | COMFORTMAKER | C5H0V36*K*AAA* | EA*5X37M21A*+WALLCON | *80CTL0451712B* | Split System | 34000 | 17.5 | 9 | 1.86 | R-454B | 650
215668975 | COMFORTMAKER | C5H0V36*K*AAA* | EA*5X43M21A*+WALLCON | *80CTL0451712B* | Split System | 34000 | 17.5 | 9 | 1.86 | R-454B | 650
215669217 | COMFORTMAKER | C5H0V36*K*AAA* | EA*5X48M21A*+WALLCON | *97CMN0601714B* | Split System | 33400 | 17.5 | 9 | 1.88 | R-454B | 650
215669127 | COMFORTMAKER | C5H0V36*K*AAA* | EA*5X48M21A*+WALLCON | *80CTL0451712B* | Split System | 33400 | 17.5 | 9 | 1.88 | R-454B | 650
215679518 | COMFORTMAKER | C5H0V36*K*AAA* | EA*5X48M21A*+WALLCON | *97CTN0601716A* | Split System | 33400 | 17.5 | 9 | 1.88 | R-454B | 650
215669237 | COMFORTMAKER | C5H0V36*K*AAA* | EA*5X48M21A*+WALLCON | *97CMN0801714B* | Split System | 33600 | 17.5 | 9 | 1.88 | R-454B | 650
215669187 | COMFORTMAKER | C5H0V36*K*AAA* | EA*5X48M21A*+WALLCON | *95CSU0601716B* | Split System | 33600 | 17.5 | 9 | 1.88 | R-454B | 650
215679528 | COMFORTMAKER | C5H0V36*K*AAA* | EA*5X48M21A*+WALLCON | *97CTN0801716A* | Split System | 33600 | 17.5 | 9 | 1.88 | R-454B | 650
215669267 | COMFORTMAKER | C5H0V36*K*AAA* | EA*5X48M21A*+WALLCON | *96CTN0601714B* | Split System | 33600 | 17.5 | 9 | 1.88 | R-454B | 650
215669197 | COMFORTMAKER | C5H0V36*K*AAA* | EA*5X48M21A*+WALLCON | *95CSU0802120B* | Split System | 33800 | 17.5 | 9 | 1.88 | R-454B | 650
215669117 | COMFORTMAKER | C5H0V36*K*AAA* | EA*5X48M21A*+WALLCON | *80CSU1002120A* | Split System | 33800 | 17.5 | 9 | 1.88 | R-454B | 650
215668623 | COMFORTMAKER | C5H0V36*K*AAA* | EA*5X37M17A*+WALLCON | *96CTN0801714B* | Split System | 33800 | 17.5 | 9 | 1.88 | R-454B | 650
215668543 | COMFORTMAKER | C5H0V36*K*AAA* | EA*5X37M17A*+WALLCON | *80CSU0601716A* | Split System | 33800 | 17.5 | 9 | 1.88 | R-454B | 650
215668567 | COMFORTMAKER | C5H0V36*K*AAA* | EA*5X37M17A*+WALLCON | *80CTL0701716B* | Split System | 33800 | 17.5 | 9 | 1.88 | R-454B | 650
215668575 | COMFORTMAKER | C5H0V36*K*AAA* | EA*5X37M17A*+WALLCON | *80CTL0901716B* | Split System | 34000 | 17.5 | 9 | 1.88 | R-454B | 650
215668767 | COMFORTMAKER | C5H0V36*K*AAA* | EA*5X37M21A*+WALLCON | *96CTN0601714B* | Split System | 34200 | 17.5 | 9 | 1.88 | R-454B | 650
215668743 | COMFORTMAKER | C5H0V36*K*AAA* | EA*5X37M21A*+WALLCON | *97CMN0801714B* | Split System | 34200 | 17.5 | 9 | 1.88 | R-454B | 650
215668703 | COMFORTMAKER | C5H0V36*K*AAA* | EA*5X37M21A*+WALLCON | *95CSU0601716B* | Split System | 34200 | 17.5 | 9 | 1.88 | R-454B | 650
215668735 | COMFORTMAKER | C5H0V36*K*AAA* | EA*5X37M21A*+WALLCON | *97CMN0602120B* | Split System | 34200 | 17.5 | 9 | 1.88 | R-454B | 650
215679458 | COMFORTMAKER | C5H0V36*K*AAA* | EA*5X43M21A*+WALLCON | *97CTN0801716A* | Split System | 34200 | 17.5 | 9 | 1.88 | R-454B | 650
215679318 | COMFORTMAKER | C5H0V36*K*AAA* | EA*5X37M21A*+WALLCON | *97CTN0801716A* | Split System | 34200 | 17.5 | 9 | 1.88 | R-454B | 650
215668727 | COMFORTMAKER | C5H0V36*K*AAA* | EA*5X37M21A*+WALLCON | *97CMN0601714B* | Split System | 34200 | 17.5 | 9 | 1.88 | R-454B | 650
215669047 | COMFORTMAKER | C5H0V36*K*AAA* | EA*5X43M21A*+WALLCON | *97CMN0601714B* | Split System | 34200 | 17.5 | 9 | 1.88 | R-454B | 650
215679308 | COMFORTMAKER | C5H0V36*K*AAA* | EA*5X37M21A*+WALLCON | *97CTN0601716A* | Split System | 34200 | 17.5 | 9 | 1.88 | R-454B | 650
215679448 | COMFORTMAKER | C5H0V36*K*AAA* | EA*5X43M21A*+WALLCON | *97CTN0601716A* | Split System | 34200 | 17.5 | 9 | 1.88 | R-454B | 650
215669031 | COMFORTMAKER | C5H0V36*K*AAA* | EA*5X43M21A*+WALLCON | *95CSU0802120B* | Split System | 34400 | 17.5 | 9 | 1.88 | R-454B | 650
215669023 | COMFORTMAKER | C5H0V36*K*AAA* | EA*5X43M21A*+WALLCON | *95CSU0601716B* | Split System | 34400 | 17.5 | 9 | 1.88 | R-454B | 650
215669227 | COMFORTMAKER | C5H0V36*K*AAA* | EA*5X48M21A*+WALLCON | *97CMN0602120B* | Split System | 33600 | 17.5 | 9 | 1.9 | R-454B | 650
215669457 | COMFORTMAKER | C5H0V36*K*AAA* | EA*5X61M21A*+WALLCON | *80CTL0451712B* | Split System | 34400 | 17.5 | 9 | 1.9 | R-454B | 650
215679628 | COMFORTMAKER | C5H0V36*K*AAA* | EA*5X61M21A*+WALLCON | *97CTN0601716A* | Split System | 34400 | 17.5 | 9 | 1.9 | R-454B | 650
215668647 | COMFORTMAKER | C5H0V36*K*AAA* | EA*5X37M21A*+WALLCON | *80CSU1002120A* | Split System | 34400 | 17.5 | 9 | 1.9 | R-454B | 650
215675408 | COMFORTMAKER | C5H0V48*K*AAA* | EVM5X48M21A*+WALLCON | *95CSU0601716B* | Split System | 46500 | 17.5 | 9 | 1.98 | R-454B | 650
215676138 | COMFORTMAKER | C5H0V48*K*AAA* | EVD5X48M21A*+WALLCON | *95CSU0601716B* | Split System | 46500 | 17.5 | 9 | 1.98 | R-454B | 650
215674129 | COMFORTMAKER | C5H0V48*K*AAA* | EA*5X48M21A*+WALLCON | *97CMN1002122B* | Split System | 44000 | 17.5 | 9 | 2.04 | R-454B | 650
215674149 | COMFORTMAKER | C5H0V48*K*AAA* | EA*5X48M21A*+WALLCON | *96CTN1002122B* | Split System | 44000 | 17.5 | 9 | 2.04 | R-454B | 650
215673989 | COMFORTMAKER | C5H0V48*K*AAA* | EA*5X48M21A*+WALLCON | *80CSU0601716A* | Split System | 44000 | 17.5 | 9 | 2.04 | R-454B | 650
215681308 | COMFORTMAKER | C5H0V48*K*AAA* | EA*5X48M21A*+WALLCON | *80CSU0401712B* | Split System | 44000 | 17.5 | 9 | 2.04 | R-454B | 650
215674029 | COMFORTMAKER | C5H0V48*K*AAA* | EA*5X48M21A*+WALLCON | *80CTL0701716B* | Split System | 44000 | 17.5 | 9 | 2.04 | R-454B | 650
215674119 | COMFORTMAKER | C5H0V48*K*AAA* | EA*5X48M21A*+WALLCON | *97CMN0802120B* | Split System | 44000 | 17.5 | 9 | 2.06 | R-454B | 650
215674039 | COMFORTMAKER | C5H0V48*K*AAA* | EA*5X48M21A*+WALLCON | *80CTL0702120B* | Split System | 44000 | 17.5 | 9 | 2.06 | R-454B | 650
215674089 | COMFORTMAKER | C5H0V48*K*AAA* | EA*5X48M21A*+WALLCON | *95CSU0802120B* | Split System | 44000 | 17.5 | 9 | 2.06 | R-454B | 650
215674009 | COMFORTMAKER | C5H0V48*K*AAA* | EA*5X48M21A*+WALLCON | *80CSU1002120A* | Split System | 44000 | 17.5 | 9 | 2.06 | R-454B | 650
215681298 | COMFORTMAKER | C5H0V48*K*AAA* | EA*5X48M21A*+WALLCON | *96CTN0802120B* | Split System | 44000 | 17.5 | 9 | 2.06 | R-454B | 650
215681358 | COMFORTMAKER | C5H0V48*K*AAA* | EA*5X48M21A*+WALLCON | *97CTN0802120A* | Split System | 44000 | 17.5 | 9 | 2.06 | R-454B | 650
215681328 | COMFORTMAKER | C5H0V48*K*AAA* | EA*5X48M21A*+WALLCON | *80CSU0802120B* | Split System | 44500 | 17.5 | 9 | 2.06 | R-454B | 650
215681398 | COMFORTMAKER | C5H0V48*K*AAA* | EA*5X60M24A*+WALLCON | *80CSU1002120B* | Split System | 45000 | 17.5 | 9 | 2.06 | R-454B | 650
215674239 | COMFORTMAKER | C5H0V48*K*AAA* | EA*5X60M24A*+WALLCON | *97CMN0602120B* | Split System | 45000 | 17.5 | 9 | 2.06 | R-454B | 650
215674339 | COMFORTMAKER | C5H0V48*K*AAA* | EA*5X61M21A*+WALLCON | *80CTL0701716B* | Split System | 45500 | 17.5 | 9 | 2.06 | R-454B | 650
215674389 | COMFORTMAKER | C5H0V48*K*AAA* | EA*5X61M21A*+WALLCON | *95CSU0601716B* | Split System | 45500 | 17.5 | 9 | 2.06 | R-454B | 650
215674409 | COMFORTMAKER | C5H0V48*K*AAA* | EA*5X61M21A*+WALLCON | *97CMN0602120B* | Split System | 45500 | 17.5 | 9 | 2.06 | R-454B | 650
215681478 | COMFORTMAKER | C5H0V48*K*AAA* | EA*5X61M21A*+WALLCON | *80CSU1002120B* | Split System | 46000 | 17.5 | 9 | 2.06 | R-454B | 650
215674219 | COMFORTMAKER | C5H0V48*K*AAA* | EA*5X60M24A*+WALLCON | *95CSU0802120B* | Split System | 45000 | 17.5 | 9 | 2.08 | R-454B | 650
215674439 | COMFORTMAKER | C5H0V48*K*AAA* | EA*5X61M21A*+WALLCON | *96CTN0801714B* | Split System | 45500 | 17.5 | 9 | 2.08 | R-454B | 650
215681458 | COMFORTMAKER | C5H0V48*K*AAA* | EA*5X61M21A*+WALLCON | *80CSU0601716B* | Split System | 46000 | 17.5 | 9 | 2.08 | R-454B | 650
215668936 | DAY & NIGHT | C5H0V36*K*AAA* | EA*5X42M21A*+WALLCON | *96CTN0801714B* | Split System | 33000 | 17.5 | 9 | 1.84 | R-454B | 650
215668792 | DAY & NIGHT | C5H0V36*K*AAA* | EA*5X42M21A*+WALLCON | *80CSU0401712A* | Split System | 33000 | 17.5 | 9 | 1.86 | R-454B | 650
215668824 | DAY & NIGHT | C5H0V36*K*AAA* | EA*5X42M21A*+WALLCON | *80CTL0701716B* | Split System | 33000 | 17.5 | 9 | 1.86 | R-454B | 650
215668560 | DAY & NIGHT | C5H0V36*K*AAA* | EA*5X37M17A*+WALLCON | *80CTL0701412B* | Split System | 33800 | 17.5 | 9 | 1.86 | R-454B | 650
215668616 | DAY & NIGHT | C5H0V36*K*AAA* | EA*5X37M17A*+WALLCON | *96CTN0601714B* | Split System | 33800 | 17.5 | 9 | 1.86 | R-454B | 650
215668600 | DAY & NIGHT | C5H0V36*K*AAA* | EA*5X37M17A*+WALLCON | *97CMN0801714B* | Split System | 33800 | 17.5 | 9 | 1.86 | R-454B | 650
215679269 | DAY & NIGHT | C5H0V36*K*AAA* | EA*5X37M17A*+WALLCON | *97CTN0801716A* | Split System | 33800 | 17.5 | 9 | 1.86 | R-454B | 650
215668976 | DAY & NIGHT | C5H0V36*K*AAA* | EA*5X43M21A*+WALLCON | *80CTL0451712B* | Split System | 34000 | 17.5 | 9 | 1.86 | R-454B | 650
215668656 | DAY & NIGHT | C5H0V36*K*AAA* | EA*5X37M21A*+WALLCON | *80CTL0451712B* | Split System | 34000 | 17.5 | 9 | 1.86 | R-454B | 650
215669128 | DAY & NIGHT | C5H0V36*K*AAA* | EA*5X48M21A*+WALLCON | *80CTL0451712B* | Split System | 33400 | 17.5 | 9 | 1.88 | R-454B | 650
215669218 | DAY & NIGHT | C5H0V36*K*AAA* | EA*5X48M21A*+WALLCON | *97CMN0601714B* | Split System | 33400 | 17.5 | 9 | 1.88 | R-454B | 650
215679519 | DAY & NIGHT | C5H0V36*K*AAA* | EA*5X48M21A*+WALLCON | *97CTN0601716A* | Split System | 33400 | 17.5 | 9 | 1.88 | R-454B | 650
215669188 | DAY & NIGHT | C5H0V36*K*AAA* | EA*5X48M21A*+WALLCON | *95CSU0601716B* | Split System | 33600 | 17.5 | 9 | 1.88 | R-454B | 650
215669238 | DAY & NIGHT | C5H0V36*K*AAA* | EA*5X48M21A*+WALLCON | *97CMN0801714B* | Split System | 33600 | 17.5 | 9 | 1.88 | R-454B | 650
215679529 | DAY & NIGHT | C5H0V36*K*AAA* | EA*5X48M21A*+WALLCON | *97CTN0801716A* | Split System | 33600 | 17.5 | 9 | 1.88 | R-454B | 650
215669268 | DAY & NIGHT | C5H0V36*K*AAA* | EA*5X48M21A*+WALLCON | *96CTN0601714B* | Split System | 33600 | 17.5 | 9 | 1.88 | R-454B | 650
215669198 | DAY & NIGHT | C5H0V36*K*AAA* | EA*5X48M21A*+WALLCON | *95CSU0802120B* | Split System | 33800 | 17.5 | 9 | 1.88 | R-454B | 650
215669118 | DAY & NIGHT | C5H0V36*K*AAA* | EA*5X48M21A*+WALLCON | *80CSU1002120A* | Split System | 33800 | 17.5 | 9 | 1.88 | R-454B | 650
215668568 | DAY & NIGHT | C5H0V36*K*AAA* | EA*5X37M17A*+WALLCON | *80CTL0701716B* | Split System | 33800 | 17.5 | 9 | 1.88 | R-454B | 650
215668544 | DAY & NIGHT | C5H0V36*K*AAA* | EA*5X37M17A*+WALLCON | *80CSU0601716A* | Split System | 33800 | 17.5 | 9 | 1.88 | R-454B | 650
215668624 | DAY & NIGHT | C5H0V36*K*AAA* | EA*5X37M17A*+WALLCON | *96CTN0801714B* | Split System | 33800 | 17.5 | 9 | 1.88 | R-454B | 650
215668576 | DAY & NIGHT | C5H0V36*K*AAA* | EA*5X37M17A*+WALLCON | *80CTL0901716B* | Split System | 34000 | 17.5 | 9 | 1.88 | R-454B | 650
215668704 | DAY & NIGHT | C5H0V36*K*AAA* | EA*5X37M21A*+WALLCON | *95CSU0601716B* | Split System | 34200 | 17.5 | 9 | 1.88 | R-454B | 650
215668744 | DAY & NIGHT | C5H0V36*K*AAA* | EA*5X37M21A*+WALLCON | *97CMN0801714B* | Split System | 34200 | 17.5 | 9 | 1.88 | R-454B | 650
215668768 | DAY & NIGHT | C5H0V36*K*AAA* | EA*5X37M21A*+WALLCON | *96CTN0601714B* | Split System | 34200 | 17.5 | 9 | 1.88 | R-454B | 650
215668736 | DAY & NIGHT | C5H0V36*K*AAA* | EA*5X37M21A*+WALLCON | *97CMN0602120B* | Split System | 34200 | 17.5 | 9 | 1.88 | R-454B | 650
215679319 | DAY & NIGHT | C5H0V36*K*AAA* | EA*5X37M21A*+WALLCON | *97CTN0801716A* | Split System | 34200 | 17.5 | 9 | 1.88 | R-454B | 650
215679459 | DAY & NIGHT | C5H0V36*K*AAA* | EA*5X43M21A*+WALLCON | *97CTN0801716A* | Split System | 34200 | 17.5 | 9 | 1.88 | R-454B | 650
215668728 | DAY & NIGHT | C5H0V36*K*AAA* | EA*5X37M21A*+WALLCON | *97CMN0601714B* | Split System | 34200 | 17.5 | 9 | 1.88 | R-454B | 650
215669048 | DAY & NIGHT | C5H0V36*K*AAA* | EA*5X43M21A*+WALLCON | *97CMN0601714B* | Split System | 34200 | 17.5 | 9 | 1.88 | R-454B | 650
215679309 | DAY & NIGHT | C5H0V36*K*AAA* | EA*5X37M21A*+WALLCON | *97CTN0601716A* | Split System | 34200 | 17.5 | 9 | 1.88 | R-454B | 650
215679449 | DAY & NIGHT | C5H0V36*K*AAA* | EA*5X43M21A*+WALLCON | *97CTN0601716A* | Split System | 34200 | 17.5 | 9 | 1.88 | R-454B | 650
215669032 | DAY & NIGHT | C5H0V36*K*AAA* | EA*5X43M21A*+WALLCON | *95CSU0802120B* | Split System | 34400 | 17.5 | 9 | 1.88 | R-454B | 650
215669024 | DAY & NIGHT | C5H0V36*K*AAA* | EA*5X43M21A*+WALLCON | *95CSU0601716B* | Split System | 34400 | 17.5 | 9 | 1.88 | R-454B | 650
215669228 | DAY & NIGHT | C5H0V36*K*AAA* | EA*5X48M21A*+WALLCON | *97CMN0602120B* | Split System | 33600 | 17.5 | 9 | 1.9 | R-454B | 650
215669458 | DAY & NIGHT | C5H0V36*K*AAA* | EA*5X61M21A*+WALLCON | *80CTL0451712B* | Split System | 34400 | 17.5 | 9 | 1.9 | R-454B | 650
215679629 | DAY & NIGHT | C5H0V36*K*AAA* | EA*5X61M21A*+WALLCON | *97CTN0601716A* | Split System | 34400 | 17.5 | 9 | 1.9 | R-454B | 650
215668648 | DAY & NIGHT | C5H0V36*K*AAA* | EA*5X37M21A*+WALLCON | *80CSU1002120A* | Split System | 34400 | 17.5 | 9 | 1.9 | R-454B | 650
215675409 | DAY & NIGHT | C5H0V48*K*AAA* | EVM5X48M21A*+WALLCON | *95CSU0601716B* | Split System | 46500 | 17.5 | 9 | 1.98 | R-454B | 650
215676139 | DAY & NIGHT | C5H0V48*K*AAA* | EVD5X48M21A*+WALLCON | *95CSU0601716B* | Split System | 46500 | 17.5 | 9 | 1.98 | R-454B | 650
215674130 | DAY & NIGHT | C5H0V48*K*AAA* | EA*5X48M21A*+WALLCON | *97CMN1002122B* | Split System | 44000 | 17.5 | 9 | 2.04 | R-454B | 650
215673990 | DAY & NIGHT | C5H0V48*K*AAA* | EA*5X48M21A*+WALLCON | *80CSU0601716A* | Split System | 44000 | 17.5 | 9 | 2.04 | R-454B | 650
215674150 | DAY & NIGHT | C5H0V48*K*AAA* | EA*5X48M21A*+WALLCON | *96CTN1002122B* | Split System | 44000 | 17.5 | 9 | 2.04 | R-454B | 650
215681309 | DAY & NIGHT | C5H0V48*K*AAA* | EA*5X48M21A*+WALLCON | *80CSU0401712B* | Split System | 44000 | 17.5 | 9 | 2.04 | R-454B | 650
215674030 | DAY & NIGHT | C5H0V48*K*AAA* | EA*5X48M21A*+WALLCON | *80CTL0701716B* | Split System | 44000 | 17.5 | 9 | 2.04 | R-454B | 650
215674010 | DAY & NIGHT | C5H0V48*K*AAA* | EA*5X48M21A*+WALLCON | *80CSU1002120A* | Split System | 44000 | 17.5 | 9 | 2.06 | R-454B | 650
215674120 | DAY & NIGHT | C5H0V48*K*AAA* | EA*5X48M21A*+WALLCON | *97CMN0802120B* | Split System | 44000 | 17.5 | 9 | 2.06 | R-454B | 650
215674050 | DAY & NIGHT | C5H0V48*K*AAA* | EA*5X48M21A*+WALLCON | *80CTL0901716B* | Split System | 44000 | 17.5 | 9 | 2.06 | R-454B | 650
215674040 | DAY & NIGHT | C5H0V48*K*AAA* | EA*5X48M21A*+WALLCON | *80CTL0702120B* | Split System | 44000 | 17.5 | 9 | 2.06 | R-454B | 650
215681299 | DAY & NIGHT | C5H0V48*K*AAA* | EA*5X48M21A*+WALLCON | *96CTN0802120B* | Split System | 44000 | 17.5 | 9 | 2.06 | R-454B | 650
215681359 | DAY & NIGHT | C5H0V48*K*AAA* | EA*5X48M21A*+WALLCON | *97CTN0802120A* | Split System | 44000 | 17.5 | 9 | 2.06 | R-454B | 650
215681399 | DAY & NIGHT | C5H0V48*K*AAA* | EA*5X60M24A*+WALLCON | *80CSU1002120B* | Split System | 45000 | 17.5 | 9 | 2.06 | R-454B | 650
215674240 | DAY & NIGHT | C5H0V48*K*AAA* | EA*5X60M24A*+WALLCON | *97CMN0602120B* | Split System | 45000 | 17.5 | 9 | 2.06 | R-454B | 650
215674567 | DAY & NIGHT | C5H0V48*K*AAA* | EA*5X61M24A*+WALLCON | *97CMN0602120B* | Split System | 45500 | 17.5 | 9 | 2.06 | R-454B | 650
215674390 | DAY & NIGHT | C5H0V48*K*AAA* | EA*5X61M21A*+WALLCON | *95CSU0601716B* | Split System | 45500 | 17.5 | 9 | 2.06 | R-454B | 650
215674340 | DAY & NIGHT | C5H0V48*K*AAA* | EA*5X61M21A*+WALLCON | *80CTL0701716B* | Split System | 45500 | 17.5 | 9 | 2.06 | R-454B | 650
215674410 | DAY & NIGHT | C5H0V48*K*AAA* | EA*5X61M21A*+WALLCON | *97CMN0602120B* | Split System | 45500 | 17.5 | 9 | 2.06 | R-454B | 650
215681489 | DAY & NIGHT | C5H0V48*K*AAA* | EA*5X61M21A*+WALLCON | *97CTN0801716A* | Split System | 45500 | 17.5 | 9 | 2.06 | R-454B | 650
215674220 | DAY & NIGHT | C5H0V48*K*AAA* | EA*5X60M24A*+WALLCON | *95CSU0802120B* | Split System | 45000 | 17.5 | 9 | 2.08 | R-454B | 650
215674440 | DAY & NIGHT | C5H0V48*K*AAA* | EA*5X61M21A*+WALLCON | *96CTN0801714B* | Split System | 45500 | 17.5 | 9 | 2.08 | R-454B | 650
215668932 | HEIL | H5H0V36*K*AAA* | EA*5X42M21A*+WALLCON | *96CTN0801714B* | Split System | 33000 | 17.5 | 9 | 1.84 | R-454B | 650
215668788 | HEIL | H5H0V36*K*AAA* | EA*5X42M21A*+WALLCON | *80CSU0401712A* | Split System | 33000 | 17.5 | 9 | 1.86 | R-454B | 650
215668820 | HEIL | H5H0V36*K*AAA* | EA*5X42M21A*+WALLCON | *80CTL0701716B* | Split System | 33000 | 17.5 | 9 | 1.86 | R-454B | 650
215668612 | HEIL | H5H0V36*K*AAA* | EA*5X37M17A*+WALLCON | *96CTN0601714B* | Split System | 33800 | 17.5 | 9 | 1.86 | R-454B | 650
215668596 | HEIL | H5H0V36*K*AAA* | EA*5X37M17A*+WALLCON | *97CMN0801714B* | Split System | 33800 | 17.5 | 9 | 1.86 | R-454B | 650
215679265 | HEIL | H5H0V36*K*AAA* | EA*5X37M17A*+WALLCON | *97CTN0801716A* | Split System | 33800 | 17.5 | 9 | 1.86 | R-454B | 650
215668652 | HEIL | H5H0V36*K*AAA* | EA*5X37M21A*+WALLCON | *80CTL0451712B* | Split System | 34000 | 17.5 | 9 | 1.86 | R-454B | 650
215668972 | HEIL | H5H0V36*K*AAA* | EA*5X43M21A*+WALLCON | *80CTL0451712B* | Split System | 34000 | 17.5 | 9 | 1.86 | R-454B | 650
215669214 | HEIL | H5H0V36*K*AAA* | EA*5X48M21A*+WALLCON | *97CMN0601714B* | Split System | 33400 | 17.5 | 9 | 1.88 | R-454B | 650
215669124 | HEIL | H5H0V36*K*AAA* | EA*5X48M21A*+WALLCON | *80CTL0451712B* | Split System | 33400 | 17.5 | 9 | 1.88 | R-454B | 650
215679515 | HEIL | H5H0V36*K*AAA* | EA*5X48M21A*+WALLCON | *97CTN0601716A* | Split System | 33400 | 17.5 | 9 | 1.88 | R-454B | 650
215669184 | HEIL | H5H0V36*K*AAA* | EA*5X48M21A*+WALLCON | *95CSU0601716B* | Split System | 33600 | 17.5 | 9 | 1.88 | R-454B | 650
215669234 | HEIL | H5H0V36*K*AAA* | EA*5X48M21A*+WALLCON | *97CMN0801714B* | Split System | 33600 | 17.5 | 9 | 1.88 | R-454B | 650
215679525 | HEIL | H5H0V36*K*AAA* | EA*5X48M21A*+WALLCON | *97CTN0801716A* | Split System | 33600 | 17.5 | 9 | 1.88 | R-454B | 650
215669264 | HEIL | H5H0V36*K*AAA* | EA*5X48M21A*+WALLCON | *96CTN0601714B* | Split System | 33600 | 17.5 | 9 | 1.88 | R-454B | 650
215669194 | HEIL | H5H0V36*K*AAA* | EA*5X48M21A*+WALLCON | *95CSU0802120B* | Split System | 33800 | 17.5 | 9 | 1.88 | R-454B | 650
215669114 | HEIL | H5H0V36*K*AAA* | EA*5X48M21A*+WALLCON | *80CSU1002120A* | Split System | 33800 | 17.5 | 9 | 1.88 | R-454B | 650
215668620 | HEIL | H5H0V36*K*AAA* | EA*5X37M17A*+WALLCON | *96CTN0801714B* | Split System | 33800 | 17.5 | 9 | 1.88 | R-454B | 650
215668540 | HEIL | H5H0V36*K*AAA* | EA*5X37M17A*+WALLCON | *80CSU0601716A* | Split System | 33800 | 17.5 | 9 | 1.88 | R-454B | 650
215668564 | HEIL | H5H0V36*K*AAA* | EA*5X37M17A*+WALLCON | *80CTL0701716B* | Split System | 33800 | 17.5 | 9 | 1.88 | R-454B | 650
215668572 | HEIL | H5H0V36*K*AAA* | EA*5X37M17A*+WALLCON | *80CTL0901716B* | Split System | 34000 | 17.5 | 9 | 1.88 | R-454B | 650
215668740 | HEIL | H5H0V36*K*AAA* | EA*5X37M21A*+WALLCON | *97CMN0801714B* | Split System | 34200 | 17.5 | 9 | 1.88 | R-454B | 650
215668732 | HEIL | H5H0V36*K*AAA* | EA*5X37M21A*+WALLCON | *97CMN0602120B* | Split System | 34200 | 17.5 | 9 | 1.88 | R-454B | 650
215668700 | HEIL | H5H0V36*K*AAA* | EA*5X37M21A*+WALLCON | *95CSU0601716B* | Split System | 34200 | 17.5 | 9 | 1.88 | R-454B | 650
215668764 | HEIL | H5H0V36*K*AAA* | EA*5X37M21A*+WALLCON | *96CTN0601714B* | Split System | 34200 | 17.5 | 9 | 1.88 | R-454B | 650
215669044 | HEIL | H5H0V36*K*AAA* | EA*5X43M21A*+WALLCON | *97CMN0601714B* | Split System | 34200 | 17.5 | 9 | 1.88 | R-454B | 650
215668724 | HEIL | H5H0V36*K*AAA* | EA*5X37M21A*+WALLCON | *97CMN0601714B* | Split System | 34200 | 17.5 | 9 | 1.88 | R-454B | 650
215679305 | HEIL | H5H0V36*K*AAA* | EA*5X37M21A*+WALLCON | *97CTN0601716A* | Split System | 34200 | 17.5 | 9 | 1.88 | R-454B | 650
215679445 | HEIL | H5H0V36*K*AAA* | EA*5X43M21A*+WALLCON | *97CTN0601716A* | Split System | 34200 | 17.5 | 9 | 1.88 | R-454B | 650
215669028 | HEIL | H5H0V36*K*AAA* | EA*5X43M21A*+WALLCON | *95CSU0802120B* | Split System | 34400 | 17.5 | 9 | 1.88 | R-454B | 650
215669020 | HEIL | H5H0V36*K*AAA* | EA*5X43M21A*+WALLCON | *95CSU0601716B* | Split System | 34400 | 17.5 | 9 | 1.88 | R-454B | 650
215669224 | HEIL | H5H0V36*K*AAA* | EA*5X48M21A*+WALLCON | *97CMN0602120B* | Split System | 33600 | 17.5 | 9 | 1.9 | R-454B | 650
215669454 | HEIL | H5H0V36*K*AAA* | EA*5X61M21A*+WALLCON | *80CTL0451712B* | Split System | 34400 | 17.5 | 9 | 1.9 | R-454B | 650
215679625 | HEIL | H5H0V36*K*AAA* | EA*5X61M21A*+WALLCON | *97CTN0601716A* | Split System | 34400 | 17.5 | 9 | 1.9 | R-454B | 650
215668644 | HEIL | H5H0V36*K*AAA* | EA*5X37M21A*+WALLCON | *80CSU1002120A* | Split System | 34400 | 17.5 | 9 | 1.9 | R-454B | 650
215675405 | HEIL | H5H0V48*K*AAA* | EVM5X48M21A*+WALLCON | *95CSU0601716B* | Split System | 46500 | 17.5 | 9 | 1.98 | R-454B | 650
215676135 | HEIL | H5H0V48*K*AAA* | EVD5X48M21A*+WALLCON | *95CSU0601716B* | Split System | 46500 | 17.5 | 9 | 1.98 | R-454B | 650
215673986 | HEIL | H5H0V48*K*AAA* | EA*5X48M21A*+WALLCON | *80CSU0601716A* | Split System | 44000 | 17.5 | 9 | 2.04 | R-454B | 650
215674126 | HEIL | H5H0V48*K*AAA* | EA*5X48M21A*+WALLCON | *97CMN1002122B* | Split System | 44000 | 17.5 | 9 | 2.04 | R-454B | 650
215674146 | HEIL | H5H0V48*K*AAA* | EA*5X48M21A*+WALLCON | *96CTN1002122B* | Split System | 44000 | 17.5 | 9 | 2.04 | R-454B | 650
215681305 | HEIL | H5H0V48*K*AAA* | EA*5X48M21A*+WALLCON | *80CSU0401712B* | Split System | 44000 | 17.5 | 9 | 2.04 | R-454B | 650
215674026 | HEIL | H5H0V48*K*AAA* | EA*5X48M21A*+WALLCON | *80CTL0701716B* | Split System | 44000 | 17.5 | 9 | 2.04 | R-454B | 650
215674116 | HEIL | H5H0V48*K*AAA* | EA*5X48M21A*+WALLCON | *97CMN0802120B* | Split System | 44000 | 17.5 | 9 | 2.06 | R-454B | 650
215674086 | HEIL | H5H0V48*K*AAA* | EA*5X48M21A*+WALLCON | *95CSU0802120B* | Split System | 44000 | 17.5 | 9 | 2.06 | R-454B | 650
215674036 | HEIL | H5H0V48*K*AAA* | EA*5X48M21A*+WALLCON | *80CTL0702120B* | Split System | 44000 | 17.5 | 9 | 2.06 | R-454B | 650
215674046 | HEIL | H5H0V48*K*AAA* | EA*5X48M21A*+WALLCON | *80CTL0901716B* | Split System | 44000 | 17.5 | 9 | 2.06 | R-454B | 650
215674006 | HEIL | H5H0V48*K*AAA* | EA*5X48M21A*+WALLCON | *80CSU1002120A* | Split System | 44000 | 17.5 | 9 | 2.06 | R-454B | 650
215681295 | HEIL | H5H0V48*K*AAA* | EA*5X48M21A*+WALLCON | *96CTN0802120B* | Split System | 44000 | 17.5 | 9 | 2.06 | R-454B | 650
215681355 | HEIL | H5H0V48*K*AAA* | EA*5X48M21A*+WALLCON | *97CTN0802120A* | Split System | 44000 | 17.5 | 9 | 2.06 | R-454B | 650
215681325 | HEIL | H5H0V48*K*AAA* | EA*5X48M21A*+WALLCON | *80CSU0802120B* | Split System | 44500 | 17.5 | 9 | 2.06 | R-454B | 650
215681395 | HEIL | H5H0V48*K*AAA* | EA*5X60M24A*+WALLCON | *80CSU1002120B* | Split System | 45000 | 17.5 | 9 | 2.06 | R-454B | 650
215674236 | HEIL | H5H0V48*K*AAA* | EA*5X60M24A*+WALLCON | *97CMN0602120B* | Split System | 45000 | 17.5 | 9 | 2.06 | R-454B | 650
215674336 | HEIL | H5H0V48*K*AAA* | EA*5X61M21A*+WALLCON | *80CTL0701716B* | Split System | 45500 | 17.5 | 9 | 2.06 | R-454B | 650
215674386 | HEIL | H5H0V48*K*AAA* | EA*5X61M21A*+WALLCON | *95CSU0601716B* | Split System | 45500 | 17.5 | 9 | 2.06 | R-454B | 650
215674406 | HEIL | H5H0V48*K*AAA* | EA*5X61M21A*+WALLCON | *97CMN0602120B* | Split System | 45500 | 17.5 | 9 | 2.06 | R-454B | 650
215681485 | HEIL | H5H0V48*K*AAA* | EA*5X61M21A*+WALLCON | *97CTN0801716A* | Split System | 45500 | 17.5 | 9 | 2.06 | R-454B | 650
215681475 | HEIL | H5H0V48*K*AAA* | EA*5X61M21A*+WALLCON | *80CSU1002120B* | Split System | 46000 | 17.5 | 9 | 2.06 | R-454B | 650
215674216 | HEIL | H5H0V48*K*AAA* | EA*5X60M24A*+WALLCON | *95CSU0802120B* | Split System | 45000 | 17.5 | 9 | 2.08 | R-454B | 650
215674436 | HEIL | H5H0V48*K*AAA* | EA*5X61M21A*+WALLCON | *96CTN0801714B* | Split System | 45500 | 17.5 | 9 | 2.08 | R-454B | 650
215681455 | HEIL | H5H0V48*K*AAA* | EA*5X61M21A*+WALLCON | *80CSU0601716B* | Split System | 46000 | 17.5 | 9 | 2.08 | R-454B | 650
215668937 | KEEPRITE | C5H0V36*K*AAA* | EA*5X42M21A*+WALLCON | *96CTN0801714B* | Split System | 33000 | 17.5 | 9 | 1.84 | R-454B | 650
215668793 | KEEPRITE | C5H0V36*K*AAA* | EA*5X42M21A*+WALLCON | *80CSU0401712A* | Split System | 33000 | 17.5 | 9 | 1.86 | R-454B | 650
215668825 | KEEPRITE | C5H0V36*K*AAA* | EA*5X42M21A*+WALLCON | *80CTL0701716B* | Split System | 33000 | 17.5 | 9 | 1.86 | R-454B | 650
215668561 | KEEPRITE | C5H0V36*K*AAA* | EA*5X37M17A*+WALLCON | *80CTL0701412B* | Split System | 33800 | 17.5 | 9 | 1.86 | R-454B | 650
215668601 | KEEPRITE | C5H0V36*K*AAA* | EA*5X37M17A*+WALLCON | *97CMN0801714B* | Split System | 33800 | 17.5 | 9 | 1.86 | R-454B | 650
215668617 | KEEPRITE | C5H0V36*K*AAA* | EA*5X37M17A*+WALLCON | *96CTN0601714B* | Split System | 33800 | 17.5 | 9 | 1.86 | R-454B | 650
215679270 | KEEPRITE | C5H0V36*K*AAA* | EA*5X37M17A*+WALLCON | *97CTN0801716A* | Split System | 33800 | 17.5 | 9 | 1.86 | R-454B | 650
215668977 | KEEPRITE | C5H0V36*K*AAA* | EA*5X43M21A*+WALLCON | *80CTL0451712B* | Split System | 34000 | 17.5 | 9 | 1.86 | R-454B | 650
215668657 | KEEPRITE | C5H0V36*K*AAA* | EA*5X37M21A*+WALLCON | *80CTL0451712B* | Split System | 34000 | 17.5 | 9 | 1.86 | R-454B | 650
215669219 | KEEPRITE | C5H0V36*K*AAA* | EA*5X48M21A*+WALLCON | *97CMN0601714B* | Split System | 33400 | 17.5 | 9 | 1.88 | R-454B | 650
215669129 | KEEPRITE | C5H0V36*K*AAA* | EA*5X48M21A*+WALLCON | *80CTL0451712B* | Split System | 33400 | 17.5 | 9 | 1.88 | R-454B | 650
215679520 | KEEPRITE | C5H0V36*K*AAA* | EA*5X48M21A*+WALLCON | *97CTN0601716A* | Split System | 33400 | 17.5 | 9 | 1.88 | R-454B | 650
215669189 | KEEPRITE | C5H0V36*K*AAA* | EA*5X48M21A*+WALLCON | *95CSU0601716B* | Split System | 33600 | 17.5 | 9 | 1.88 | R-454B | 650
215669239 | KEEPRITE | C5H0V36*K*AAA* | EA*5X48M21A*+WALLCON | *97CMN0801714B* | Split System | 33600 | 17.5 | 9 | 1.88 | R-454B | 650
215679530 | KEEPRITE | C5H0V36*K*AAA* | EA*5X48M21A*+WALLCON | *97CTN0801716A* | Split System | 33600 | 17.5 | 9 | 1.88 | R-454B | 650
215669269 | KEEPRITE | C5H0V36*K*AAA* | EA*5X48M21A*+WALLCON | *96CTN0601714B* | Split System | 33600 | 17.5 | 9 | 1.88 | R-454B | 650
215669199 | KEEPRITE | C5H0V36*K*AAA* | EA*5X48M21A*+WALLCON | *95CSU0802120B* | Split System | 33800 | 17.5 | 9 | 1.88 | R-454B | 650
215669119 | KEEPRITE | C5H0V36*K*AAA* | EA*5X48M21A*+WALLCON | *80CSU1002120A* | Split System | 33800 | 17.5 | 9 | 1.88 | R-454B | 650
215668545 | KEEPRITE | C5H0V36*K*AAA* | EA*5X37M17A*+WALLCON | *80CSU0601716A* | Split System | 33800 | 17.5 | 9 | 1.88 | R-454B | 650
215668625 | KEEPRITE | C5H0V36*K*AAA* | EA*5X37M17A*+WALLCON | *96CTN0801714B* | Split System | 33800 | 17.5 | 9 | 1.88 | R-454B | 650
215668569 | KEEPRITE | C5H0V36*K*AAA* | EA*5X37M17A*+WALLCON | *80CTL0701716B* | Split System | 33800 | 17.5 | 9 | 1.88 | R-454B | 650
215668577 | KEEPRITE | C5H0V36*K*AAA* | EA*5X37M17A*+WALLCON | *80CTL0901716B* | Split System | 34000 | 17.5 | 9 | 1.88 | R-454B | 650
215668745 | KEEPRITE | C5H0V36*K*AAA* | EA*5X37M21A*+WALLCON | *97CMN0801714B* | Split System | 34200 | 17.5 | 9 | 1.88 | R-454B | 650
215668705 | KEEPRITE | C5H0V36*K*AAA* | EA*5X37M21A*+WALLCON | *95CSU0601716B* | Split System | 34200 | 17.5 | 9 | 1.88 | R-454B | 650
215668737 | KEEPRITE | C5H0V36*K*AAA* | EA*5X37M21A*+WALLCON | *97CMN0602120B* | Split System | 34200 | 17.5 | 9 | 1.88 | R-454B | 650
215668769 | KEEPRITE | C5H0V36*K*AAA* | EA*5X37M21A*+WALLCON | *96CTN0601714B* | Split System | 34200 | 17.5 | 9 | 1.88 | R-454B | 650
215679460 | KEEPRITE | C5H0V36*K*AAA* | EA*5X43M21A*+WALLCON | *97CTN0801716A* | Split System | 34200 | 17.5 | 9 | 1.88 | R-454B | 650
215668729 | KEEPRITE | C5H0V36*K*AAA* | EA*5X37M21A*+WALLCON | *97CMN0601714B* | Split System | 34200 | 17.5 | 9 | 1.88 | R-454B | 650
215669049 | KEEPRITE | C5H0V36*K*AAA* | EA*5X43M21A*+WALLCON | *97CMN0601714B* | Split System | 34200 | 17.5 | 9 | 1.88 | R-454B | 650
215679310 | KEEPRITE | C5H0V36*K*AAA* | EA*5X37M21A*+WALLCON | *97CTN0601716A* | Split System | 34200 | 17.5 | 9 | 1.88 | R-454B | 650
215679450 | KEEPRITE | C5H0V36*K*AAA* | EA*5X43M21A*+WALLCON | *97CTN0601716A* | Split System | 34200 | 17.5 | 9 | 1.88 | R-454B | 650
215669033 | KEEPRITE | C5H0V36*K*AAA* | EA*5X43M21A*+WALLCON | *95CSU0802120B* | Split System | 34400 | 17.5 | 9 | 1.88 | R-454B | 650
215669025 | KEEPRITE | C5H0V36*K*AAA* | EA*5X43M21A*+WALLCON | *95CSU0601716B* | Split System | 34400 | 17.5 | 9 | 1.88 | R-454B | 650
215669229 | KEEPRITE | C5H0V36*K*AAA* | EA*5X48M21A*+WALLCON | *97CMN0602120B* | Split System | 33600 | 17.5 | 9 | 1.9 | R-454B | 650
215669459 | KEEPRITE | C5H0V36*K*AAA* | EA*5X61M21A*+WALLCON | *80CTL0451712B* | Split System | 34400 | 17.5 | 9 | 1.9 | R-454B | 650
215668649 | KEEPRITE | C5H0V36*K*AAA* | EA*5X37M21A*+WALLCON | *80CSU1002120A* | Split System | 34400 | 17.5 | 9 | 1.9 | R-454B | 650
215675410 | KEEPRITE | C5H0V48*K*AAA* | EVM5X48M21A*+WALLCON | *95CSU0601716B* | Split System | 46500 | 17.5 | 9 | 1.98 | R-454B | 650
215676140 | KEEPRITE | C5H0V48*K*AAA* | EVD5X48M21A*+WALLCON | *95CSU0601716B* | Split System | 46500 | 17.5 | 9 | 1.98 | R-454B | 650
215674131 | KEEPRITE | C5H0V48*K*AAA* | EA*5X48M21A*+WALLCON | *97CMN1002122B* | Split System | 44000 | 17.5 | 9 | 2.04 | R-454B | 650
215674151 | KEEPRITE | C5H0V48*K*AAA* | EA*5X48M21A*+WALLCON | *96CTN1002122B* | Split System | 44000 | 17.5 | 9 | 2.04 | R-454B | 650
215673991 | KEEPRITE | C5H0V48*K*AAA* | EA*5X48M21A*+WALLCON | *80CSU0601716A* | Split System | 44000 | 17.5 | 9 | 2.04 | R-454B | 650
215674031 | KEEPRITE | C5H0V48*K*AAA* | EA*5X48M21A*+WALLCON | *80CTL0701716B* | Split System | 44000 | 17.5 | 9 | 2.04 | R-454B | 650
215674041 | KEEPRITE | C5H0V48*K*AAA* | EA*5X48M21A*+WALLCON | *80CTL0702120B* | Split System | 44000 | 17.5 | 9 | 2.06 | R-454B | 650
215674121 | KEEPRITE | C5H0V48*K*AAA* | EA*5X48M21A*+WALLCON | *97CMN0802120B* | Split System | 44000 | 17.5 | 9 | 2.06 | R-454B | 650
215674011 | KEEPRITE | C5H0V48*K*AAA* | EA*5X48M21A*+WALLCON | *80CSU1002120A* | Split System | 44000 | 17.5 | 9 | 2.06 | R-454B | 650
215674091 | KEEPRITE | C5H0V48*K*AAA* | EA*5X48M21A*+WALLCON | *95CSU0802120B* | Split System | 44000 | 17.5 | 9 | 2.06 | R-454B | 650
215681300 | KEEPRITE | C5H0V48*K*AAA* | EA*5X48M21A*+WALLCON | *96CTN0802120B* | Split System | 44000 | 17.5 | 9 | 2.06 | R-454B | 650
215681360 | KEEPRITE | C5H0V48*K*AAA* | EA*5X48M21A*+WALLCON | *97CTN0802120A* | Split System | 44000 | 17.5 | 9 | 2.06 | R-454B | 650
215681330 | KEEPRITE | C5H0V48*K*AAA* | EA*5X48M21A*+WALLCON | *80CSU0802120B* | Split System | 44500 | 17.5 | 9 | 2.06 | R-454B | 650
215681400 | KEEPRITE | C5H0V48*K*AAA* | EA*5X60M24A*+WALLCON | *80CSU1002120B* | Split System | 45000 | 17.5 | 9 | 2.06 | R-454B | 650
215674241 | KEEPRITE | C5H0V48*K*AAA* | EA*5X60M24A*+WALLCON | *97CMN0602120B* | Split System | 45000 | 17.5 | 9 | 2.06 | R-454B | 650
215674411 | KEEPRITE | C5H0V48*K*AAA* | EA*5X61M21A*+WALLCON | *97CMN0602120B* | Split System | 45500 | 17.5 | 9 | 2.06 | R-454B | 650
215674570 | KEEPRITE | C5H0V48*K*AAA* | EA*5X61M24A*+WALLCON | *97CMN0602120B* | Split System | 45500 | 17.5 | 9 | 2.06 | R-454B | 650
215674341 | KEEPRITE | C5H0V48*K*AAA* | EA*5X61M21A*+WALLCON | *80CTL0701716B* | Split System | 45500 | 17.5 | 9 | 2.06 | R-454B | 650
215681490 | KEEPRITE | C5H0V48*K*AAA* | EA*5X61M21A*+WALLCON | *97CTN0801716A* | Split System | 45500 | 17.5 | 9 | 2.06 | R-454B | 650
215681480 | KEEPRITE | C5H0V48*K*AAA* | EA*5X61M21A*+WALLCON | *80CSU1002120B* | Split System | 46000 | 17.5 | 9 | 2.06 | R-454B | 650
215674221 | KEEPRITE | C5H0V48*K*AAA* | EA*5X60M24A*+WALLCON | *95CSU0802120B* | Split System | 45000 | 17.5 | 9 | 2.08 | R-454B | 650
215674441 | KEEPRITE | C5H0V48*K*AAA* | EA*5X61M21A*+WALLCON | *96CTN0801714B* | Split System | 45500 | 17.5 | 9 | 2.08 | R-454B | 650
215681460 | KEEPRITE | C5H0V48*K*AAA* | EA*5X61M21A*+WALLCON | *80CSU0601716B* | Split System | 46000 | 17.5 | 9 | 2.08 | R-454B | 650
215668938 | KENMORE | (C,H,T)5H0V36*K*AAA* | EA*5X42M21A*+WALLCON | *96CTN0801714B* | Split System | 33000 | 17.5 | 9 | 1.84 | R-454B | 650
215668794 | KENMORE | (C,H,T)5H0V36*K*AAA* | EA*5X42M21A*+WALLCON | *80CSU0401712A* | Split System | 33000 | 17.5 | 9 | 1.86 | R-454B | 650
215668826 | KENMORE | (C,H,T)5H0V36*K*AAA* | EA*5X42M21A*+WALLCON | *80CTL0701716B* | Split System | 33000 | 17.5 | 9 | 1.86 | R-454B | 650
215668562 | KENMORE | (C,H,T)5H0V36*K*AAA* | EA*5X37M17A*+WALLCON | *80CTL0701412B* | Split System | 33800 | 17.5 | 9 | 1.86 | R-454B | 650
215668618 | KENMORE | (C,H,T)5H0V36*K*AAA* | EA*5X37M17A*+WALLCON | *96CTN0601714B* | Split System | 33800 | 17.5 | 9 | 1.86 | R-454B | 650
215668602 | KENMORE | (C,H,T)5H0V36*K*AAA* | EA*5X37M17A*+WALLCON | *97CMN0801714B* | Split System | 33800 | 17.5 | 9 | 1.86 | R-454B | 650
215679271 | KENMORE | (C,H,T)5H0V36*K*AAA* | EA*5X37M17A*+WALLCON | *97CTN0801716A* | Split System | 33800 | 17.5 | 9 | 1.86 | R-454B | 650
215668658 | KENMORE | (C,H,T)5H0V36*K*AAA* | EA*5X37M21A*+WALLCON | *80CTL0451712B* | Split System | 34000 | 17.5 | 9 | 1.86 | R-454B | 650
215668978 | KENMORE | (C,H,T)5H0V36*K*AAA* | EA*5X43M21A*+WALLCON | *80CTL0451712B* | Split System | 34000 | 17.5 | 9 | 1.86 | R-454B | 650
215669130 | KENMORE | (C,H,T)5H0V36*K*AAA* | EA*5X48M21A*+WALLCON | *80CTL0451712B* | Split System | 33400 | 17.5 | 9 | 1.88 | R-454B | 650
215669220 | KENMORE | (C,H,T)5H0V36*K*AAA* | EA*5X48M21A*+WALLCON | *97CMN0601714B* | Split System | 33400 | 17.5 | 9 | 1.88 | R-454B | 650
215679521 | KENMORE | (C,H,T)5H0V36*K*AAA* | EA*5X48M21A*+WALLCON | *97CTN0601716A* | Split System | 33400 | 17.5 | 9 | 1.88 | R-454B | 650
215669240 | KENMORE | (C,H,T)5H0V36*K*AAA* | EA*5X48M21A*+WALLCON | *97CMN0801714B* | Split System | 33600 | 17.5 | 9 | 1.88 | R-454B | 650
215669190 | KENMORE | (C,H,T)5H0V36*K*AAA* | EA*5X48M21A*+WALLCON | *95CSU0601716B* | Split System | 33600 | 17.5 | 9 | 1.88 | R-454B | 650
215679531 | KENMORE | (C,H,T)5H0V36*K*AAA* | EA*5X48M21A*+WALLCON | *97CTN0801716A* | Split System | 33600 | 17.5 | 9 | 1.88 | R-454B | 650
215669270 | KENMORE | (C,H,T)5H0V36*K*AAA* | EA*5X48M21A*+WALLCON | *96CTN0601714B* | Split System | 33600 | 17.5 | 9 | 1.88 | R-454B | 650
215669200 | KENMORE | (C,H,T)5H0V36*K*AAA* | EA*5X48M21A*+WALLCON | *95CSU0802120B* | Split System | 33800 | 17.5 | 9 | 1.88 | R-454B | 650
215669120 | KENMORE | (C,H,T)5H0V36*K*AAA* | EA*5X48M21A*+WALLCON | *80CSU1002120A* | Split System | 33800 | 17.5 | 9 | 1.88 | R-454B | 650
215668570 | KENMORE | (C,H,T)5H0V36*K*AAA* | EA*5X37M17A*+WALLCON | *80CTL0701716B* | Split System | 33800 | 17.5 | 9 | 1.88 | R-454B | 650
215668546 | KENMORE | (C,H,T)5H0V36*K*AAA* | EA*5X37M17A*+WALLCON | *80CSU0601716A* | Split System | 33800 | 17.5 | 9 | 1.88 | R-454B | 650
215668626 | KENMORE | (C,H,T)5H0V36*K*AAA* | EA*5X37M17A*+WALLCON | *96CTN0801714B* | Split System | 33800 | 17.5 | 9 | 1.88 | R-454B | 650
215668578 | KENMORE | (C,H,T)5H0V36*K*AAA* | EA*5X37M17A*+WALLCON | *80CTL0901716B* | Split System | 34000 | 17.5 | 9 | 1.88 | R-454B | 650
215668738 | KENMORE | (C,H,T)5H0V36*K*AAA* | EA*5X37M21A*+WALLCON | *97CMN0602120B* | Split System | 34200 | 17.5 | 9 | 1.88 | R-454B | 650
215668770 | KENMORE | (C,H,T)5H0V36*K*AAA* | EA*5X37M21A*+WALLCON | *96CTN0601714B* | Split System | 34200 | 17.5 | 9 | 1.88 | R-454B | 650
215668746 | KENMORE | (C,H,T)5H0V36*K*AAA* | EA*5X37M21A*+WALLCON | *97CMN0801714B* | Split System | 34200 | 17.5 | 9 | 1.88 | R-454B | 650
215679461 | KENMORE | (C,H,T)5H0V36*K*AAA* | EA*5X43M21A*+WALLCON | *97CTN0801716A* | Split System | 34200 | 17.5 | 9 | 1.88 | R-454B | 650
215679321 | KENMORE | (C,H,T)5H0V36*K*AAA* | EA*5X37M21A*+WALLCON | *97CTN0801716A* | Split System | 34200 | 17.5 | 9 | 1.88 | R-454B | 650
215669050 | KENMORE | (C,H,T)5H0V36*K*AAA* | EA*5X43M21A*+WALLCON | *97CMN0601714B* | Split System | 34200 | 17.5 | 9 | 1.88 | R-454B | 650
215668730 | KENMORE | (C,H,T)5H0V36*K*AAA* | EA*5X37M21A*+WALLCON | *97CMN0601714B* | Split System | 34200 | 17.5 | 9 | 1.88 | R-454B | 650
215679451 | KENMORE | (C,H,T)5H0V36*K*AAA* | EA*5X43M21A*+WALLCON | *97CTN0601716A* | Split System | 34200 | 17.5 | 9 | 1.88 | R-454B | 650
215679311 | KENMORE | (C,H,T)5H0V36*K*AAA* | EA*5X37M21A*+WALLCON | *97CTN0601716A* | Split System | 34200 | 17.5 | 9 | 1.88 | R-454B | 650
215669034 | KENMORE | (C,H,T)5H0V36*K*AAA* | EA*5X43M21A*+WALLCON | *95CSU0802120B* | Split System | 34400 | 17.5 | 9 | 1.88 | R-454B | 650
215669026 | KENMORE | (C,H,T)5H0V36*K*AAA* | EA*5X43M21A*+WALLCON | *95CSU0601716B* | Split System | 34400 | 17.5 | 9 | 1.88 | R-454B | 650
215669230 | KENMORE | (C,H,T)5H0V36*K*AAA* | EA*5X48M21A*+WALLCON | *97CMN0602120B* | Split System | 33600 | 17.5 | 9 | 1.9 | R-454B | 650
215669460 | KENMORE | (C,H,T)5H0V36*K*AAA* | EA*5X61M21A*+WALLCON | *80CTL0451712B* | Split System | 34400 | 17.5 | 9 | 1.9 | R-454B | 650
215679631 | KENMORE | (C,H,T)5H0V36*K*AAA* | EA*5X61M21A*+WALLCON | *97CTN0601716A* | Split System | 34400 | 17.5 | 9 | 1.9 | R-454B | 650
215668650 | KENMORE | (C,H,T)5H0V36*K*AAA* | EA*5X37M21A*+WALLCON | *80CSU1002120A* | Split System | 34400 | 17.5 | 9 | 1.9 | R-454B | 650
215675411 | KENMORE | (C,H,T)5H0V48*K*AAA* | EVM5X48M21A*+WALLCON | *95CSU0601716B* | Split System | 46500 | 17.5 | 9 | 1.98 | R-454B | 650
215676141 | KENMORE | (C,H,T)5H0V48*K*AAA* | EVD5X48M21A*+WALLCON | *95CSU0601716B* | Split System | 46500 | 17.5 | 9 | 1.98 | R-454B | 650
215674132 | KENMORE | (C,H,T)5H0V48*K*AAA* | EA*5X48M21A*+WALLCON | *97CMN1002122B* | Split System | 44000 | 17.5 | 9 | 2.04 | R-454B | 650
215674152 | KENMORE | (C,H,T)5H0V48*K*AAA* | EA*5X48M21A*+WALLCON | *96CTN1002122B* | Split System | 44000 | 17.5 | 9 | 2.04 | R-454B | 650
215673992 | KENMORE | (C,H,T)5H0V48*K*AAA* | EA*5X48M21A*+WALLCON | *80CSU0601716A* | Split System | 44000 | 17.5 | 9 | 2.04 | R-454B | 650
215681311 | KENMORE | (C,H,T)5H0V48*K*AAA* | EA*5X48M21A*+WALLCON | *80CSU0401712B* | Split System | 44000 | 17.5 | 9 | 2.04 | R-454B | 650
215674032 | KENMORE | (C,H,T)5H0V48*K*AAA* | EA*5X48M21A*+WALLCON | *80CTL0701716B* | Split System | 44000 | 17.5 | 9 | 2.04 | R-454B | 650
215674052 | KENMORE | (C,H,T)5H0V48*K*AAA* | EA*5X48M21A*+WALLCON | *80CTL0901716B* | Split System | 44000 | 17.5 | 9 | 2.06 | R-454B | 650
215674042 | KENMORE | (C,H,T)5H0V48*K*AAA* | EA*5X48M21A*+WALLCON | *80CTL0702120B* | Split System | 44000 | 17.5 | 9 | 2.06 | R-454B | 650
215674092 | KENMORE | (C,H,T)5H0V48*K*AAA* | EA*5X48M21A*+WALLCON | *95CSU0802120B* | Split System | 44000 | 17.5 | 9 | 2.06 | R-454B | 650
215674122 | KENMORE | (C,H,T)5H0V48*K*AAA* | EA*5X48M21A*+WALLCON | *97CMN0802120B* | Split System | 44000 | 17.5 | 9 | 2.06 | R-454B | 650
215674012 | KENMORE | (C,H,T)5H0V48*K*AAA* | EA*5X48M21A*+WALLCON | *80CSU1002120A* | Split System | 44000 | 17.5 | 9 | 2.06 | R-454B | 650
215681301 | KENMORE | (C,H,T)5H0V48*K*AAA* | EA*5X48M21A*+WALLCON | *96CTN0802120B* | Split System | 44000 | 17.5 | 9 | 2.06 | R-454B | 650
215681331 | KENMORE | (C,H,T)5H0V48*K*AAA* | EA*5X48M21A*+WALLCON | *80CSU0802120B* | Split System | 44500 | 17.5 | 9 | 2.06 | R-454B | 650
215681401 | KENMORE | (C,H,T)5H0V48*K*AAA* | EA*5X60M24A*+WALLCON | *80CSU1002120B* | Split System | 45000 | 17.5 | 9 | 2.06 | R-454B | 650
215674242 | KENMORE | (C,H,T)5H0V48*K*AAA* | EA*5X60M24A*+WALLCON | *97CMN0602120B* | Split System | 45000 | 17.5 | 9 | 2.06 | R-454B | 650
215674412 | KENMORE | (C,H,T)5H0V48*K*AAA* | EA*5X61M21A*+WALLCON | *97CMN0602120B* | Split System | 45500 | 17.5 | 9 | 2.06 | R-454B | 650
215674572 | KENMORE | (C,H,T)5H0V48*K*AAA* | EA*5X61M24A*+WALLCON | *97CMN0602120B* | Split System | 45500 | 17.5 | 9 | 2.06 | R-454B | 650
215674342 | KENMORE | (C,H,T)5H0V48*K*AAA* | EA*5X61M21A*+WALLCON | *80CTL0701716B* | Split System | 45500 | 17.5 | 9 | 2.06 | R-454B | 650
215674392 | KENMORE | (C,H,T)5H0V48*K*AAA* | EA*5X61M21A*+WALLCON | *95CSU0601716B* | Split System | 45500 | 17.5 | 9 | 2.06 | R-454B | 650
215681491 | KENMORE | (C,H,T)5H0V48*K*AAA* | EA*5X61M21A*+WALLCON | *97CTN0801716A* | Split System | 45500 | 17.5 | 9 | 2.06 | R-454B | 650
215681481 | KENMORE | (C,H,T)5H0V48*K*AAA* | EA*5X61M21A*+WALLCON | *80CSU1002120B* | Split System | 46000 | 17.5 | 9 | 2.06 | R-454B | 650
215674222 | KENMORE | (C,H,T)5H0V48*K*AAA* | EA*5X60M24A*+WALLCON | *95CSU0802120B* | Split System | 45000 | 17.5 | 9 | 2.08 | R-454B | 650
215681461 | KENMORE | (C,H,T)5H0V48*K*AAA* | EA*5X61M21A*+WALLCON | *80CSU0601716B* | Split System | 46000 | 17.5 | 9 | 2.08 | R-454B | 650
215668939 | TEMPSTAR | T5H0V36*K*AAA* | EA*5X42M21A*+WALLCON | *96CTN0801714B* | Split System | 33000 | 17.5 | 9 | 1.84 | R-454B | 650
215668795 | TEMPSTAR | T5H0V36*K*AAA* | EA*5X42M21A*+WALLCON | *80CSU0401712A* | Split System | 33000 | 17.5 | 9 | 1.86 | R-454B | 650
215668827 | TEMPSTAR | T5H0V36*K*AAA* | EA*5X42M21A*+WALLCON | *80CTL0701716B* | Split System | 33000 | 17.5 | 9 | 1.86 | R-454B | 650
215668563 | TEMPSTAR | T5H0V36*K*AAA* | EA*5X37M17A*+WALLCON | *80CTL0701412B* | Split System | 33800 | 17.5 | 9 | 1.86 | R-454B | 650
215668603 | TEMPSTAR | T5H0V36*K*AAA* | EA*5X37M17A*+WALLCON | *97CMN0801714B* | Split System | 33800 | 17.5 | 9 | 1.86 | R-454B | 650
215668619 | TEMPSTAR | T5H0V36*K*AAA* | EA*5X37M17A*+WALLCON | *96CTN0601714B* | Split System | 33800 | 17.5 | 9 | 1.86 | R-454B | 650
215679272 | TEMPSTAR | T5H0V36*K*AAA* | EA*5X37M17A*+WALLCON | *97CTN0801716A* | Split System | 33800 | 17.5 | 9 | 1.86 | R-454B | 650
215668979 | TEMPSTAR | T5H0V36*K*AAA* | EA*5X43M21A*+WALLCON | *80CTL0451712B* | Split System | 34000 | 17.5 | 9 | 1.86 | R-454B | 650
215668659 | TEMPSTAR | T5H0V36*K*AAA* | EA*5X37M21A*+WALLCON | *80CTL0451712B* | Split System | 34000 | 17.5 | 9 | 1.86 | R-454B | 650
215669221 | TEMPSTAR | T5H0V36*K*AAA* | EA*5X48M21A*+WALLCON | *97CMN0601714B* | Split System | 33400 | 17.5 | 9 | 1.88 | R-454B | 650
215669131 | TEMPSTAR | T5H0V36*K*AAA* | EA*5X48M21A*+WALLCON | *80CTL0451712B* | Split System | 33400 | 17.5 | 9 | 1.88 | R-454B | 650
215669191 | TEMPSTAR | T5H0V36*K*AAA* | EA*5X48M21A*+WALLCON | *95CSU0601716B* | Split System | 33600 | 17.5 | 9 | 1.88 | R-454B | 650
215669241 | TEMPSTAR | T5H0V36*K*AAA* | EA*5X48M21A*+WALLCON | *97CMN0801714B* | Split System | 33600 | 17.5 | 9 | 1.88 | R-454B | 650
215679532 | TEMPSTAR | T5H0V36*K*AAA* | EA*5X48M21A*+WALLCON | *97CTN0801716A* | Split System | 33600 | 17.5 | 9 | 1.88 | R-454B | 650
215669271 | TEMPSTAR | T5H0V36*K*AAA* | EA*5X48M21A*+WALLCON | *96CTN0601714B* | Split System | 33600 | 17.5 | 9 | 1.88 | R-454B | 650
215669201 | TEMPSTAR | T5H0V36*K*AAA* | EA*5X48M21A*+WALLCON | *95CSU0802120B* | Split System | 33800 | 17.5 | 9 | 1.88 | R-454B | 650
215669121 | TEMPSTAR | T5H0V36*K*AAA* | EA*5X48M21A*+WALLCON | *80CSU1002120A* | Split System | 33800 | 17.5 | 9 | 1.88 | R-454B | 650
215668547 | TEMPSTAR | T5H0V36*K*AAA* | EA*5X37M17A*+WALLCON | *80CSU0601716A* | Split System | 33800 | 17.5 | 9 | 1.88 | R-454B | 650
215668571 | TEMPSTAR | T5H0V36*K*AAA* | EA*5X37M17A*+WALLCON | *80CTL0701716B* | Split System | 33800 | 17.5 | 9 | 1.88 | R-454B | 650
215668627 | TEMPSTAR | T5H0V36*K*AAA* | EA*5X37M17A*+WALLCON | *96CTN0801714B* | Split System | 33800 | 17.5 | 9 | 1.88 | R-454B | 650
215668771 | TEMPSTAR | T5H0V36*K*AAA* | EA*5X37M21A*+WALLCON | *96CTN0601714B* | Split System | 34200 | 17.5 | 9 | 1.88 | R-454B | 650
215668707 | TEMPSTAR | T5H0V36*K*AAA* | EA*5X37M21A*+WALLCON | *95CSU0601716B* | Split System | 34200 | 17.5 | 9 | 1.88 | R-454B | 650
215668747 | TEMPSTAR | T5H0V36*K*AAA* | EA*5X37M21A*+WALLCON | *97CMN0801714B* | Split System | 34200 | 17.5 | 9 | 1.88 | R-454B | 650
215668739 | TEMPSTAR | T5H0V36*K*AAA* | EA*5X37M21A*+WALLCON | *97CMN0602120B* | Split System | 34200 | 17.5 | 9 | 1.88 | R-454B | 650
215679322 | TEMPSTAR | T5H0V36*K*AAA* | EA*5X37M21A*+WALLCON | *97CTN0801716A* | Split System | 34200 | 17.5 | 9 | 1.88 | R-454B | 650
215679462 | TEMPSTAR | T5H0V36*K*AAA* | EA*5X43M21A*+WALLCON | *97CTN0801716A* | Split System | 34200 | 17.5 | 9 | 1.88 | R-454B | 650
215668731 | TEMPSTAR | T5H0V36*K*AAA* | EA*5X37M21A*+WALLCON | *97CMN0601714B* | Split System | 34200 | 17.5 | 9 | 1.88 | R-454B | 650
215679312 | TEMPSTAR | T5H0V36*K*AAA* | EA*5X37M21A*+WALLCON | *97CTN0601716A* | Split System | 34200 | 17.5 | 9 | 1.88 | R-454B | 650
215679452 | TEMPSTAR | T5H0V36*K*AAA* | EA*5X43M21A*+WALLCON | *97CTN0601716A* | Split System | 34200 | 17.5 | 9 | 1.88 | R-454B | 650
215669035 | TEMPSTAR | T5H0V36*K*AAA* | EA*5X43M21A*+WALLCON | *95CSU0802120B* | Split System | 34400 | 17.5 | 9 | 1.88 | R-454B | 650
215669027 | TEMPSTAR | T5H0V36*K*AAA* | EA*5X43M21A*+WALLCON | *95CSU0601716B* | Split System | 34400 | 17.5 | 9 | 1.88 | R-454B | 650
215669231 | TEMPSTAR | T5H0V36*K*AAA* | EA*5X48M21A*+WALLCON | *97CMN0602120B* | Split System | 33600 | 17.5 | 9 | 1.9 | R-454B | 650
215669461 | TEMPSTAR | T5H0V36*K*AAA* | EA*5X61M21A*+WALLCON | *80CTL0451712B* | Split System | 34400 | 17.5 | 9 | 1.9 | R-454B | 650
215668651 | TEMPSTAR | T5H0V36*K*AAA* | EA*5X37M21A*+WALLCON | *80CSU1002120A* | Split System | 34400 | 17.5 | 9 | 1.9 | R-454B | 650
215675412 | TEMPSTAR | T5H0V48*K*AAA* | EVM5X48M21A*+WALLCON | *95CSU0601716B* | Split System | 46500 | 17.5 | 9 | 1.98 | R-454B | 650
215676142 | TEMPSTAR | T5H0V48*K*AAA* | EVD5X48M21A*+WALLCON | *95CSU0601716B* | Split System | 46500 | 17.5 | 9 | 1.98 | R-454B | 650
215674153 | TEMPSTAR | T5H0V48*K*AAA* | EA*5X48M21A*+WALLCON | *96CTN1002122B* | Split System | 44000 | 17.5 | 9 | 2.04 | R-454B | 650
215674133 | TEMPSTAR | T5H0V48*K*AAA* | EA*5X48M21A*+WALLCON | *97CMN1002122B* | Split System | 44000 | 17.5 | 9 | 2.04 | R-454B | 650
215673993 | TEMPSTAR | T5H0V48*K*AAA* | EA*5X48M21A*+WALLCON | *80CSU0601716A* | Split System | 44000 | 17.5 | 9 | 2.04 | R-454B | 650
215681312 | TEMPSTAR | T5H0V48*K*AAA* | EA*5X48M21A*+WALLCON | *80CSU0401712B* | Split System | 44000 | 17.5 | 9 | 2.04 | R-454B | 650
215674033 | TEMPSTAR | T5H0V48*K*AAA* | EA*5X48M21A*+WALLCON | *80CTL0701716B* | Split System | 44000 | 17.5 | 9 | 2.04 | R-454B | 650
215674093 | TEMPSTAR | T5H0V48*K*AAA* | EA*5X48M21A*+WALLCON | *95CSU0802120B* | Split System | 44000 | 17.5 | 9 | 2.06 | R-454B | 650
215674013 | TEMPSTAR | T5H0V48*K*AAA* | EA*5X48M21A*+WALLCON | *80CSU1002120A* | Split System | 44000 | 17.5 | 9 | 2.06 | R-454B | 650
215674053 | TEMPSTAR | T5H0V48*K*AAA* | EA*5X48M21A*+WALLCON | *80CTL0901716B* | Split System | 44000 | 17.5 | 9 | 2.06 | R-454B | 650
215674043 | TEMPSTAR | T5H0V48*K*AAA* | EA*5X48M21A*+WALLCON | *80CTL0702120B* | Split System | 44000 | 17.5 | 9 | 2.06 | R-454B | 650
215674123 | TEMPSTAR | T5H0V48*K*AAA* | EA*5X48M21A*+WALLCON | *97CMN0802120B* | Split System | 44000 | 17.5 | 9 | 2.06 | R-454B | 650
215681302 | TEMPSTAR | T5H0V48*K*AAA* | EA*5X48M21A*+WALLCON | *96CTN0802120B* | Split System | 44000 | 17.5 | 9 | 2.06 | R-454B | 650
215681362 | TEMPSTAR | T5H0V48*K*AAA* | EA*5X48M21A*+WALLCON | *97CTN0802120A* | Split System | 44000 | 17.5 | 9 | 2.06 | R-454B | 650
215681332 | TEMPSTAR | T5H0V48*K*AAA* | EA*5X48M21A*+WALLCON | *80CSU0802120B* | Split System | 44500 | 17.5 | 9 | 2.06 | R-454B | 650
215681402 | TEMPSTAR | T5H0V48*K*AAA* | EA*5X60M24A*+WALLCON | *80CSU1002120B* | Split System | 45000 | 17.5 | 9 | 2.06 | R-454B | 650
215674243 | TEMPSTAR | T5H0V48*K*AAA* | EA*5X60M24A*+WALLCON | *97CMN0602120B* | Split System | 45000 | 17.5 | 9 | 2.06 | R-454B | 650
215674343 | TEMPSTAR | T5H0V48*K*AAA* | EA*5X61M21A*+WALLCON | *80CTL0701716B* | Split System | 45500 | 17.5 | 9 | 2.06 | R-454B | 650
215674413 | TEMPSTAR | T5H0V48*K*AAA* | EA*5X61M21A*+WALLCON | *97CMN0602120B* | Split System | 45500 | 17.5 | 9 | 2.06 | R-454B | 650
215674393 | TEMPSTAR | T5H0V48*K*AAA* | EA*5X61M21A*+WALLCON | *95CSU0601716B* | Split System | 45500 | 17.5 | 9 | 2.06 | R-454B | 650
215674574 | TEMPSTAR | T5H0V48*K*AAA* | EA*5X61M24A*+WALLCON | *97CMN0602120B* | Split System | 45500 | 17.5 | 9 | 2.06 | R-454B | 650
215681492 | TEMPSTAR | T5H0V48*K*AAA* | EA*5X61M21A*+WALLCON | *97CTN0801716A* | Split System | 45500 | 17.5 | 9 | 2.06 | R-454B | 650
215681482 | TEMPSTAR | T5H0V48*K*AAA* | EA*5X61M21A*+WALLCON | *80CSU1002120B* | Split System | 46000 | 17.5 | 9 | 2.06 | R-454B | 650
215674223 | TEMPSTAR | T5H0V48*K*AAA* | EA*5X60M24A*+WALLCON | *95CSU0802120B* | Split System | 45000 | 17.5 | 9 | 2.08 | R-454B | 650
215674443 | TEMPSTAR | T5H0V48*K*AAA* | EA*5X61M21A*+WALLCON | *96CTN0801714B* | Split System | 45500 | 17.5 | 9 | 2.08 | R-454B | 650
215681462 | TEMPSTAR | T5H0V48*K*AAA* | EA*5X61M21A*+WALLCON | *80CSU0601716B* | Split System | 46000 | 17.5 | 9 | 2.08 | R-454B | 650
215669275 | AIRQUEST | H5H0V36*K*AAA* | EA*5X48M21A*+WALLCON | *96CTN0801714B* | Split System | 33600 | 18 | 9 | 1.88 | R-454B | 650
215669095 | AIRQUEST | H5H0V36*K*AAA* | EA*5X48M21A*+WALLCON | *80CSU0401712A* | Split System | 33800 | 18 | 9 | 1.88 | R-454B | 650
215669105 | AIRQUEST | H5H0V36*K*AAA* | EA*5X48M21A*+WALLCON | *80CSU0601716A* | Split System | 33800 | 18 | 9 | 1.88 | R-454B | 650
215669053 | AIRQUEST | H5H0V36*K*AAA* | EA*5X43M21A*+WALLCON | *97CMN0801714B* | Split System | 34200 | 18 | 9 | 1.88 | R-454B | 650
215679506 | AIRQUEST | H5H0V36*K*AAA* | EA*5X48M21A*+WALLCON | *80CSU0601716B* | Split System | 33800 | 18 | 9 | 1.9 | R-454B | 650
215668957 | AIRQUEST | H5H0V36*K*AAA* | EA*5X43M21A*+WALLCON | *80CSU0601716A* | Split System | 34400 | 18 | 9 | 1.9 | R-454B | 650
215668637 | AIRQUEST | H5H0V36*K*AAA* | EA*5X37M21A*+WALLCON | *80CSU0601716A* | Split System | 34400 | 18 | 9 | 1.9 | R-454B | 650
215676116 | AIRQUEST | H5H0V48*K*AAA* | EVD5X48M21A*+WALLCON | *80CTL0701716B* | Split System | 46500 | 18 | 9 | 1.98 | R-454B | 650
215675436 | AIRQUEST | H5H0V48*K*AAA* | EVM5X48M21A*+WALLCON | *97CMN0602120B* | Split System | 46500 | 18 | 9 | 1.98 | R-454B | 650
215682146 | AIRQUEST | H5H0V48*K*AAA* | EVD5X48M21A*+WALLCON | *97CTN0801716A* | Split System | 46500 | 18 | 9 | 1.98 | R-454B | 650
215675356 | AIRQUEST | H5H0V48*K*AAA* | EVM5X48M21A*+WALLCON | *80CSU0601716A* | Split System | 47000 | 18 | 9 | 1.98 | R-454B | 650
215675416 | AIRQUEST | H5H0V48*K*AAA* | EVM5X48M21A*+WALLCON | *95CSU0802120B* | Split System | 47000 | 18 | 9 | 1.98 | R-454B | 650
215675756 | AIRQUEST | H5H0V48*K*AAA* | EVM5X60M21A*+WALLCON | *95CSU0601716B* | Split System | 47500 | 18 | 9 | 1.98 | R-454B | 650
215676436 | AIRQUEST | H5H0V48*K*AAA* | EVD5X60M21A*+WALLCON | *80CTL0451712B* | Split System | 47500 | 18 | 9 | 1.98 | R-454B | 650
215675696 | AIRQUEST | H5H0V48*K*AAA* | EVM5X60M21A*+WALLCON | *80CTL0451712B* | Split System | 47500 | 18 | 9 | 1.98 | R-454B | 650
215675526 | AIRQUEST | H5H0V48*K*AAA* | EVM5X49M21A*+WALLCON | *80CTL0451712B* | Split System | 47500 | 18 | 9 | 1.98 | R-454B | 650
215675466 | AIRQUEST | H5H0V48*K*AAA* | EVM5X48M21A*+WALLCON | *96CTN0801714B* | Split System | 46500 | 18 | 9 | 2 | R-454B | 650
215675376 | AIRQUEST | H5H0V48*K*AAA* | EVM5X48M21A*+WALLCON | *80CTL0701716B* | Split System | 46500 | 18 | 9 | 2 | R-454B | 650
215681796 | AIRQUEST | H5H0V48*K*AAA* | EVM5X48M21A*+WALLCON | *97CTN0801716A* | Split System | 46500 | 18 | 9 | 2 | R-454B | 650
215676096 | AIRQUEST | H5H0V48*K*AAA* | EVD5X48M21A*+WALLCON | *80CSU0601716A* | Split System | 47000 | 18 | 9 | 2 | R-454B | 650
215681766 | AIRQUEST | H5H0V48*K*AAA* | EVM5X48M21A*+WALLCON | *80CSU0601716B* | Split System | 47000 | 18 | 9 | 2 | R-454B | 650
215682116 | AIRQUEST | H5H0V48*K*AAA* | EVD5X48M21A*+WALLCON | *80CSU0601716B* | Split System | 47000 | 18 | 9 | 2 | R-454B | 650
215681786 | AIRQUEST | H5H0V48*K*AAA* | EVM5X48M21A*+WALLCON | *80CSU1002120B* | Split System | 47000 | 18 | 9 | 2 | R-454B | 650
215681756 | AIRQUEST | H5H0V48*K*AAA* | EVM5X48M21A*+WALLCON | *80CSU0401712B* | Split System | 47000 | 18 | 9 | 2 | R-454B | 650
215682196 | AIRQUEST | H5H0V48*K*AAA* | EVD5X48M24A*+WALLCON | *80CSU1002120B* | Split System | 47000 | 18 | 9 | 2 | R-454B | 650
215682106 | AIRQUEST | H5H0V48*K*AAA* | EVD5X48M21A*+WALLCON | *80CSU0401712B* | Split System | 47000 | 18 | 9 | 2.02 | R-454B | 650
215682136 | AIRQUEST | H5H0V48*K*AAA* | EVD5X48M21A*+WALLCON | *80CSU1002120B* | Split System | 47000 | 18 | 9 | 2.02 | R-454B | 650
215681366 | AIRQUEST | H5H0V48*K*AAA* | EA*5X48M21A*+WALLCON | *97CTN1002122A* | Split System | 44000 | 18 | 9 | 2.04 | R-454B | 650
215673997 | AIRQUEST | H5H0V48*K*AAA* | EA*5X48M21A*+WALLCON | *80CSU0802120A* | Split System | 44500 | 18 | 9 | 2.06 | R-454B | 650
215674067 | AIRQUEST | H5H0V48*K*AAA* | EA*5X48M21A*+WALLCON | *80CTL1102120B* | Split System | 44500 | 18 | 9 | 2.06 | R-454B | 650
215681386 | AIRQUEST | H5H0V48*K*AAA* | EA*5X60M24A*+WALLCON | *80CSU0802120B* | Split System | 45500 | 18 | 9 | 2.06 | R-454B | 650
215681446 | AIRQUEST | H5H0V48*K*AAA* | EA*5X61M21A*+WALLCON | *80CSU0401712B* | Split System | 46000 | 18 | 9 | 2.06 | R-454B | 650
215681536 | AIRQUEST | H5H0V48*K*AAA* | EA*5X61M24A*+WALLCON | *80CSU1002120B* | Split System | 46000 | 18 | 9 | 2.08 | R-454B | 650
215674467 | AIRQUEST | H5H0V48*K*AAA* | EA*5X61M24A*+WALLCON | *80CSU1002120A* | Split System | 46000 | 18 | 9 | 2.08 | R-454B | 650
215674297 | AIRQUEST | H5H0V48*K*AAA* | EA*5X61M21A*+WALLCON | *80CSU0601716A* | Split System | 46000 | 18 | 9 | 2.08 | R-454B | 650
215677496 | AIRQUEST | H5H0V60*K*AAA* | EVD5X60M24A*+WALLCON | *95CSU1002122B* | Split System | 57000 | 18 | 9 | 2.08 | R-454B | 650
215683066 | AIRQUEST | H5H0V60*K*AAA* | EVD5X60M24A*+WALLCON | *80CSU0802120B* | Split System | 57000 | 18 | 9 | 2.1 | R-454B | 650
215682876 | AIRQUEST | H5H0V60*K*AAA* | EVM5X60M24A*+WALLCON | *80CSU0802120B* | Split System | 57000 | 18 | 9 | 2.1 | R-454B | 650
215669276 | ARCOAIRE | H5H0V36*K*AAA* | EA*5X48M21A*+WALLCON | *96CTN0801714B* | Split System | 33600 | 18 | 9 | 1.88 | R-454B | 650
215669096 | ARCOAIRE | H5H0V36*K*AAA* | EA*5X48M21A*+WALLCON | *80CSU0401712A* | Split System | 33800 | 18 | 9 | 1.88 | R-454B | 650
215669106 | ARCOAIRE | H5H0V36*K*AAA* | EA*5X48M21A*+WALLCON | *80CSU0601716A* | Split System | 33800 | 18 | 9 | 1.88 | R-454B | 650
215669054 | ARCOAIRE | H5H0V36*K*AAA* | EA*5X43M21A*+WALLCON | *97CMN0801714B* | Split System | 34200 | 18 | 9 | 1.88 | R-454B | 650
215679507 | ARCOAIRE | H5H0V36*K*AAA* | EA*5X48M21A*+WALLCON | *80CSU0601716B* | Split System | 33800 | 18 | 9 | 1.9 | R-454B | 650
215668638 | ARCOAIRE | H5H0V36*K*AAA* | EA*5X37M21A*+WALLCON | *80CSU0601716A* | Split System | 34400 | 18 | 9 | 1.9 | R-454B | 650
215668958 | ARCOAIRE | H5H0V36*K*AAA* | EA*5X43M21A*+WALLCON | *80CSU0601716A* | Split System | 34400 | 18 | 9 | 1.9 | R-454B | 650
215676117 | ARCOAIRE | H5H0V48*K*AAA* | EVD5X48M21A*+WALLCON | *80CTL0701716B* | Split System | 46500 | 18 | 9 | 1.98 | R-454B | 650
215675437 | ARCOAIRE | H5H0V48*K*AAA* | EVM5X48M21A*+WALLCON | *97CMN0602120B* | Split System | 46500 | 18 | 9 | 1.98 | R-454B | 650
215675357 | ARCOAIRE | H5H0V48*K*AAA* | EVM5X48M21A*+WALLCON | *80CSU0601716A* | Split System | 47000 | 18 | 9 | 1.98 | R-454B | 650
215675417 | ARCOAIRE | H5H0V48*K*AAA* | EVM5X48M21A*+WALLCON | *95CSU0802120B* | Split System | 47000 | 18 | 9 | 1.98 | R-454B | 650
215675757 | ARCOAIRE | H5H0V48*K*AAA* | EVM5X60M21A*+WALLCON | *95CSU0601716B* | Split System | 47500 | 18 | 9 | 1.98 | R-454B | 650
215675527 | ARCOAIRE | H5H0V48*K*AAA* | EVM5X49M21A*+WALLCON | *80CTL0451712B* | Split System | 47500 | 18 | 9 | 1.98 | R-454B | 650
215676437 | ARCOAIRE | H5H0V48*K*AAA* | EVD5X60M21A*+WALLCON | *80CTL0451712B* | Split System | 47500 | 18 | 9 | 1.98 | R-454B | 650
215675467 | ARCOAIRE | H5H0V48*K*AAA* | EVM5X48M21A*+WALLCON | *96CTN0801714B* | Split System | 46500 | 18 | 9 | 2 | R-454B | 650
215676157 | ARCOAIRE | H5H0V48*K*AAA* | EVD5X48M21A*+WALLCON | *96CTN0801714B* | Split System | 46500 | 18 | 9 | 2 | R-454B | 650
215676097 | ARCOAIRE | H5H0V48*K*AAA* | EVD5X48M21A*+WALLCON | *80CSU0601716A* | Split System | 47000 | 18 | 9 | 2 | R-454B | 650
215681787 | ARCOAIRE | H5H0V48*K*AAA* | EVM5X48M21A*+WALLCON | *80CSU1002120B* | Split System | 47000 | 18 | 9 | 2 | R-454B | 650
215681767 | ARCOAIRE | H5H0V48*K*AAA* | EVM5X48M21A*+WALLCON | *80CSU0601716B* | Split System | 47000 | 18 | 9 | 2 | R-454B | 650
215681757 | ARCOAIRE | H5H0V48*K*AAA* | EVM5X48M21A*+WALLCON | *80CSU0401712B* | Split System | 47000 | 18 | 9 | 2 | R-454B | 650
215682197 | ARCOAIRE | H5H0V48*K*AAA* | EVD5X48M24A*+WALLCON | *80CSU1002120B* | Split System | 47000 | 18 | 9 | 2 | R-454B | 650
215682117 | ARCOAIRE | H5H0V48*K*AAA* | EVD5X48M21A*+WALLCON | *80CSU0601716B* | Split System | 47000 | 18 | 9 | 2 | R-454B | 650
215682137 | ARCOAIRE | H5H0V48*K*AAA* | EVD5X48M21A*+WALLCON | *80CSU1002120B* | Split System | 47000 | 18 | 9 | 2.02 | R-454B | 650
215682107 | ARCOAIRE | H5H0V48*K*AAA* | EVD5X48M21A*+WALLCON | *80CSU0401712B* | Split System | 47000 | 18 | 9 | 2.02 | R-454B | 650
215681367 | ARCOAIRE | H5H0V48*K*AAA* | EA*5X48M21A*+WALLCON | *97CTN1002122A* | Split System | 44000 | 18 | 9 | 2.04 | R-454B | 650
215674068 | ARCOAIRE | H5H0V48*K*AAA* | EA*5X48M21A*+WALLCON | *80CTL1102120B* | Split System | 44500 | 18 | 9 | 2.06 | R-454B | 650
215673998 | ARCOAIRE | H5H0V48*K*AAA* | EA*5X48M21A*+WALLCON | *80CSU0802120A* | Split System | 44500 | 18 | 9 | 2.06 | R-454B | 650
215681387 | ARCOAIRE | H5H0V48*K*AAA* | EA*5X60M24A*+WALLCON | *80CSU0802120B* | Split System | 45500 | 18 | 9 | 2.06 | R-454B | 650
215681447 | ARCOAIRE | H5H0V48*K*AAA* | EA*5X61M21A*+WALLCON | *80CSU0401712B* | Split System | 46000 | 18 | 9 | 2.06 | R-454B | 650
215681537 | ARCOAIRE | H5H0V48*K*AAA* | EA*5X61M24A*+WALLCON | *80CSU1002120B* | Split System | 46000 | 18 | 9 | 2.08 | R-454B | 650
215674298 | ARCOAIRE | H5H0V48*K*AAA* | EA*5X61M21A*+WALLCON | *80CSU0601716A* | Split System | 46000 | 18 | 9 | 2.08 | R-454B | 650
215677497 | ARCOAIRE | H5H0V60*K*AAA* | EVD5X60M24A*+WALLCON | *95CSU1002122B* | Split System | 57000 | 18 | 9 | 2.08 | R-454B | 650
215682877 | ARCOAIRE | H5H0V60*K*AAA* | EVM5X60M24A*+WALLCON | *80CSU0802120B* | Split System | 57000 | 18 | 9 | 2.1 | R-454B | 650
215683067 | ARCOAIRE | H5H0V60*K*AAA* | EVD5X60M24A*+WALLCON | *80CSU0802120B* | Split System | 57000 | 18 | 9 | 2.1 | R-454B | 650
215669093 | BRYANT HEATING AND COOLING SYSTEMS | 290VAN036**AA* | CAA**4821AM*+UI | 83*CA36040C17*** | Split System | 33800 | 18 | 9 | 1.88 | R-454B | 650
215669103 | BRYANT HEATING AND COOLING SYSTEMS | 290VAN036**AA* | CAA**4821AM*+UI | 83*CA48060C17*** | Split System | 33800 | 18 | 9 | 1.88 | R-454B | 650
215683974 | BRYANT HEATING AND COOLING SYSTEMS | 290VAN036**AA* | CAA**4321AM*+UI | 83*CA48060C17*** | Split System | 34400 | 18 | 9 | 1.9 | R-454B | 650
215675354 | BRYANT HEATING AND COOLING SYSTEMS | 290VAN048**AA* | CVAMA4821XMA*+UI | 83*CA48060C17*** | Split System | 47000 | 18 | 9 | 1.98 | R-454B | 650
215676094 | BRYANT HEATING AND COOLING SYSTEMS | 290VAN048**AA* | CVAVA4821XMA*+UI | 83*CA48060C17*** | Split System | 47000 | 18 | 9 | 2 | R-454B | 650
215673995 | BRYANT HEATING AND COOLING SYSTEMS | 290VAN048**AA* | CAA**4821AM*+UI | 83*CA60080C21*** | Split System | 44500 | 18 | 9 | 2.06 | R-454B | 650
215674465 | BRYANT HEATING AND COOLING SYSTEMS | 290VAN048**AA* | CAA**6124AM*+UI | 83*CA60100C21*** | Split System | 46000 | 18 | 9 | 2.08 | R-454B | 650
215674295 | BRYANT HEATING AND COOLING SYSTEMS | 290VAN048**AA* | CAA**6121AM*+UI | 83*CA48060C17*** | Split System | 46000 | 18 | 9 | 2.08 | R-454B | 650
215669092 | CARRIER | 27VNA036A*030* | CAA**4821AM*+UI | 58CU*A040C17**12 | Split System | 33800 | 18 | 9 | 1.88 | R-454B | 650
215669102 | CARRIER | 27VNA036A*030* | CAA**4821AM*+UI | 58CU*A060C17**16 | Split System | 33800 | 18 | 9 | 1.88 | R-454B | 650
215683973 | CARRIER | 27VNA036A*030* | CAA**4321AM*+UI | 58CU*A060C17**16 | Split System | 34400 | 18 | 9 | 1.9 | R-454B | 650
215683893 | CARRIER | 27VNA036A*030* | CAA**3721AM*+UI | 58CU*A060C17**16 | Split System | 34400 | 18 | 9 | 1.9 | R-454B | 650
215675353 | CARRIER | 27VNA048A*030* | CVAMA4821XMA*+UI | 58CU*A060C17**16 | Split System | 47000 | 18 | 9 | 1.98 | R-454B | 650
215676093 | CARRIER | 27VNA048A*030* | CVAVA4821XMA*+UI | 58CU*A060C17**16 | Split System | 47000 | 18 | 9 | 2 | R-454B | 650
215673994 | CARRIER | 27VNA048A*030* | CAA**4821AM*+UI | 58CU*A080C21**20 | Split System | 44500 | 18 | 9 | 2.06 | R-454B | 650
215674294 | CARRIER | 27VNA048A*030* | CAA**6121AM*+UI | 58CU*A060C17**16 | Split System | 46000 | 18 | 9 | 2.08 | R-454B | 650
215674464 | CARRIER | 27VNA048A*030* | CAA**6124AM*+UI | 58CU*A100C21**20 | Split System | 46000 | 18 | 9 | 2.08 | R-454B | 650
215669277 | COMFORTMAKER | C5H0V36*K*AAA* | EA*5X48M21A*+WALLCON | *96CTN0801714B* | Split System | 33600 | 18 | 9 | 1.88 | R-454B | 650
215669097 | COMFORTMAKER | C5H0V36*K*AAA* | EA*5X48M21A*+WALLCON | *80CSU0401712A* | Split System | 33800 | 18 | 9 | 1.88 | R-454B | 650
215669107 | COMFORTMAKER | C5H0V36*K*AAA* | EA*5X48M21A*+WALLCON | *80CSU0601716A* | Split System | 33800 | 18 | 9 | 1.88 | R-454B | 650
215669055 | COMFORTMAKER | C5H0V36*K*AAA* | EA*5X43M21A*+WALLCON | *97CMN0801714B* | Split System | 34200 | 18 | 9 | 1.88 | R-454B | 650
215679508 | COMFORTMAKER | C5H0V36*K*AAA* | EA*5X48M21A*+WALLCON | *80CSU0601716B* | Split System | 33800 | 18 | 9 | 1.9 | R-454B | 650
215668639 | COMFORTMAKER | C5H0V36*K*AAA* | EA*5X37M21A*+WALLCON | *80CSU0601716A* | Split System | 34400 | 18 | 9 | 1.9 | R-454B | 650
215668959 | COMFORTMAKER | C5H0V36*K*AAA* | EA*5X43M21A*+WALLCON | *80CSU0601716A* | Split System | 34400 | 18 | 9 | 1.9 | R-454B | 650
215676118 | COMFORTMAKER | C5H0V48*K*AAA* | EVD5X48M21A*+WALLCON | *80CTL0701716B* | Split System | 46500 | 18 | 9 | 1.98 | R-454B | 650
215682148 | COMFORTMAKER | C5H0V48*K*AAA* | EVD5X48M21A*+WALLCON | *97CTN0801716A* | Split System | 46500 | 18 | 9 | 1.98 | R-454B | 650
215675358 | COMFORTMAKER | C5H0V48*K*AAA* | EVM5X48M21A*+WALLCON | *80CSU0601716A* | Split System | 47000 | 18 | 9 | 1.98 | R-454B | 650
215675418 | COMFORTMAKER | C5H0V48*K*AAA* | EVM5X48M21A*+WALLCON | *95CSU0802120B* | Split System | 47000 | 18 | 9 | 1.98 | R-454B | 650
215675758 | COMFORTMAKER | C5H0V48*K*AAA* | EVM5X60M21A*+WALLCON | *95CSU0601716B* | Split System | 47500 | 18 | 9 | 1.98 | R-454B | 650
215675528 | COMFORTMAKER | C5H0V48*K*AAA* | EVM5X49M21A*+WALLCON | *80CTL0451712B* | Split System | 47500 | 18 | 9 | 1.98 | R-454B | 650
215675698 | COMFORTMAKER | C5H0V48*K*AAA* | EVM5X60M21A*+WALLCON | *80CTL0451712B* | Split System | 47500 | 18 | 9 | 1.98 | R-454B | 650
215675468 | COMFORTMAKER | C5H0V48*K*AAA* | EVM5X48M21A*+WALLCON | *96CTN0801714B* | Split System | 46500 | 18 | 9 | 2 | R-454B | 650
215676158 | COMFORTMAKER | C5H0V48*K*AAA* | EVD5X48M21A*+WALLCON | *96CTN0801714B* | Split System | 46500 | 18 | 9 | 2 | R-454B | 650
215675378 | COMFORTMAKER | C5H0V48*K*AAA* | EVM5X48M21A*+WALLCON | *80CTL0701716B* | Split System | 46500 | 18 | 9 | 2 | R-454B | 650
215681798 | COMFORTMAKER | C5H0V48*K*AAA* | EVM5X48M21A*+WALLCON | *97CTN0801716A* | Split System | 46500 | 18 | 9 | 2 | R-454B | 650
215676098 | COMFORTMAKER | C5H0V48*K*AAA* | EVD5X48M21A*+WALLCON | *80CSU0601716A* | Split System | 47000 | 18 | 9 | 2 | R-454B | 650
215681758 | COMFORTMAKER | C5H0V48*K*AAA* | EVM5X48M21A*+WALLCON | *80CSU0401712B* | Split System | 47000 | 18 | 9 | 2 | R-454B | 650
215681768 | COMFORTMAKER | C5H0V48*K*AAA* | EVM5X48M21A*+WALLCON | *80CSU0601716B* | Split System | 47000 | 18 | 9 | 2 | R-454B | 650
215682118 | COMFORTMAKER | C5H0V48*K*AAA* | EVD5X48M21A*+WALLCON | *80CSU0601716B* | Split System | 47000 | 18 | 9 | 2 | R-454B | 650
215681788 | COMFORTMAKER | C5H0V48*K*AAA* | EVM5X48M21A*+WALLCON | *80CSU1002120B* | Split System | 47000 | 18 | 9 | 2 | R-454B | 650
215682198 | COMFORTMAKER | C5H0V48*K*AAA* | EVD5X48M24A*+WALLCON | *80CSU1002120B* | Split System | 47000 | 18 | 9 | 2 | R-454B | 650
215682138 | COMFORTMAKER | C5H0V48*K*AAA* | EVD5X48M21A*+WALLCON | *80CSU1002120B* | Split System | 47000 | 18 | 9 | 2.02 | R-454B | 650
215682108 | COMFORTMAKER | C5H0V48*K*AAA* | EVD5X48M21A*+WALLCON | *80CSU0401712B* | Split System | 47000 | 18 | 9 | 2.02 | R-454B | 650
215681368 | COMFORTMAKER | C5H0V48*K*AAA* | EA*5X48M21A*+WALLCON | *97CTN1002122A* | Split System | 44000 | 18 | 9 | 2.04 | R-454B | 650
215673999 | COMFORTMAKER | C5H0V48*K*AAA* | EA*5X48M21A*+WALLCON | *80CSU0802120A* | Split System | 44500 | 18 | 9 | 2.06 | R-454B | 650
215674069 | COMFORTMAKER | C5H0V48*K*AAA* | EA*5X48M21A*+WALLCON | *80CTL1102120B* | Split System | 44500 | 18 | 9 | 2.06 | R-454B | 650
215674059 | COMFORTMAKER | C5H0V48*K*AAA* | EA*5X48M21A*+WALLCON | *80CTL0902120B* | Split System | 44500 | 18 | 9 | 2.06 | R-454B | 650
215681388 | COMFORTMAKER | C5H0V48*K*AAA* | EA*5X60M24A*+WALLCON | *80CSU0802120B* | Split System | 45500 | 18 | 9 | 2.06 | R-454B | 650
215681448 | COMFORTMAKER | C5H0V48*K*AAA* | EA*5X61M21A*+WALLCON | *80CSU0401712B* | Split System | 46000 | 18 | 9 | 2.06 | R-454B | 650
215681538 | COMFORTMAKER | C5H0V48*K*AAA* | EA*5X61M24A*+WALLCON | *80CSU1002120B* | Split System | 46000 | 18 | 9 | 2.08 | R-454B | 650
215674299 | COMFORTMAKER | C5H0V48*K*AAA* | EA*5X61M21A*+WALLCON | *80CSU0601716A* | Split System | 46000 | 18 | 9 | 2.08 | R-454B | 650
215674469 | COMFORTMAKER | C5H0V48*K*AAA* | EA*5X61M24A*+WALLCON | *80CSU1002120A* | Split System | 46000 | 18 | 9 | 2.08 | R-454B | 650
215682878 | COMFORTMAKER | C5H0V60*K*AAA* | EVM5X60M24A*+WALLCON | *80CSU0802120B* | Split System | 57000 | 18 | 9 | 2.1 | R-454B | 650
215683068 | COMFORTMAKER | C5H0V60*K*AAA* | EVD5X60M24A*+WALLCON | *80CSU0802120B* | Split System | 57000 | 18 | 9 | 2.1 | R-454B | 650
215669278 | DAY & NIGHT | C5H0V36*K*AAA* | EA*5X48M21A*+WALLCON | *96CTN0801714B* | Split System | 33600 | 18 | 9 | 1.88 | R-454B | 650
215669098 | DAY & NIGHT | C5H0V36*K*AAA* | EA*5X48M21A*+WALLCON | *80CSU0401712A* | Split System | 33800 | 18 | 9 | 1.88 | R-454B | 650
215669108 | DAY & NIGHT | C5H0V36*K*AAA* | EA*5X48M21A*+WALLCON | *80CSU0601716A* | Split System | 33800 | 18 | 9 | 1.88 | R-454B | 650
215669056 | DAY & NIGHT | C5H0V36*K*AAA* | EA*5X43M21A*+WALLCON | *97CMN0801714B* | Split System | 34200 | 18 | 9 | 1.88 | R-454B | 650
215679509 | DAY & NIGHT | C5H0V36*K*AAA* | EA*5X48M21A*+WALLCON | *80CSU0601716B* | Split System | 33800 | 18 | 9 | 1.9 | R-454B | 650
215668960 | DAY & NIGHT | C5H0V36*K*AAA* | EA*5X43M21A*+WALLCON | *80CSU0601716A* | Split System | 34400 | 18 | 9 | 1.9 | R-454B | 650
215668640 | DAY & NIGHT | C5H0V36*K*AAA* | EA*5X37M21A*+WALLCON | *80CSU0601716A* | Split System | 34400 | 18 | 9 | 1.9 | R-454B | 650
217928876 | HEIL | N5H9V48*K*AAA* | EA*5X48M21A* | *96CTN0802120B* | Split System | 45000 | 16.5 | 9 | 2.1 | R-454B | 650
217928564 | HEIL | N5H9V48*K*AAA* | EA*5X48M21A* | *80CSU0401712B* | Split System | 45000 | 16.5 | 9 | 2.1 | R-454B | 650
217928616 | HEIL | N5H9V48*K*AAA* | EA*5X48M21A* | *80VSL0902120B* | Split System | 45000 | 16.5 | 9 | 2.1 | R-454B | 650
217928621 | HEIL | Q5H9V48*K*AAA* | EA*5X48M21A* | *80VSL0902120B* | Split System | 45000 | 16.5 | 9 | 2.1 | R-454B | 650
217928881 | HEIL | Q5H9V48*K*AAA* | EA*5X48M21A* | *96CTN0802120B* | Split System | 45000 | 16.5 | 9 | 2.1 | R-454B | 650
217928569 | HEIL | Q5H9V48*K*AAA* | EA*5X48M21A* | *80CSU0401712B* | Split System | 45000 | 16.5 | 9 | 2.1 | R-454B | 650
217928751 | HEIL | Q5H9V48*K*AAA* | EA*5X48M21A* | *80VTL0902120B* | Split System | 45000 | 16.5 | 9 | 2.1 | R-454B | 650
217928907 | HEIL | Q5H9V48*K*AAA* | EA*5X48M21A* | *97CTN0802120A* | Split System | 45000 | 16.5 | 9 | 2.1 | R-454B | 650
217929345 | HEIL | N5H9V48*K*AAA* | EA*5X60M24A* | *96VTN1002122B* | Split System | 46500 | 16.5 | 9 | 2.1 | R-454B | 650
217929058 | HEIL | N5H9V48*K*AAA* | EA*5X60M24A* | *80VSL0902120B* | Split System | 46500 | 16.5 | 9 | 2.1 | R-454B | 650
217929032 | HEIL | N5H9V48*K*AAA* | EA*5X60M24A* | *80CSU0802120B* | Split System | 46500 | 16.5 | 9 | 2.1 | R-454B | 650
217929162 | HEIL | N5H9V48*K*AAA* | EA*5X60M24A* | *80VTL0902120B* | Split System | 46500 | 16.5 | 9 | 2.1 | R-454B | 650
217930933 | HEIL | N5H9V48*K*AAA* | ESH5X60M12A* | *80CTL0902120B* | Split System | 46500 | 16.5 | 9 | 2.1 | R-454B | 650
217929397 | HEIL | N5H9V48*K*AAA* | EA*5X60M24A* | *97VTN1002122A* | Split System | 46500 | 16.5 | 9 | 2.1 | R-454B | 650
217929063 | HEIL | Q5H9V48*K*AAA* | EA*5X60M24A* | *80VSL0902120B* | Split System | 46500 | 16.5 | 9 | 2.1 | R-454B | 650
217929350 | HEIL | Q5H9V48*K*AAA* | EA*5X60M24A* | *96VTN1002122B* | Split System | 46500 | 16.5 | 9 | 2.1 | R-454B | 650
217929167 | HEIL | Q5H9V48*K*AAA* | EA*5X60M24A* | *80VTL0902120B* | Split System | 46500 | 16.5 | 9 | 2.1 | R-454B | 650
217929037 | HEIL | Q5H9V48*K*AAA* | EA*5X60M24A* | *80CSU0802120B* | Split System | 46500 | 16.5 | 9 | 2.1 | R-454B | 650
217929402 | HEIL | Q5H9V48*K*AAA* | EA*5X60M24A* | *97VTN1002122A* | Split System | 46500 | 16.5 | 9 | 2.1 | R-454B | 650
217930938 | HEIL | Q5H9V48*K*AAA* | ESH5X60M12A* | *80CTL0902120B* | Split System | 46500 | 16.5 | 9 | 2.1 | R-454B | 650
217929149 | HEIL | N5H9V48*K*AAA* | EA*5X60M24A* | *80CTL1352422B* | Split System | 46500 | 16.5 | 9 | 2.1 | R-454B | 650
217929154 | HEIL | Q5H9V48*K*AAA* | EA*5X60M24A* | *80CTL1352422B* | Split System | 46500 | 16.5 | 9 | 2.1 | R-454B | 650
217929436 | HEIL | N5H9V48*K*AAA* | EA*5X61M21A* | *80CSU0401712B* | Split System | 47000 | 16.5 | 9 | 2.1 | R-454B | 650
217929527 | HEIL | N5H9V48*K*AAA* | EA*5X61M21A* | *80MSU0601716A* | Split System | 47000 | 16.5 | 9 | 2.1 | R-454B | 650
217929449 | HEIL | N5H9V48*K*AAA* | EA*5X61M21A* | *80CSU0601716B* | Split System | 47000 | 16.5 | 9 | 2.1 | R-454B | 650
217929475 | HEIL | N5H9V48*K*AAA* | EA*5X61M21A* | *80CSU1002120B* | Split System | 47000 | 16.5 | 9 | 2.1 | R-454B | 650
217929696 | HEIL | N5H9V48*K*AAA* | EA*5X61M21A* | *96VSN1002120B* | Split System | 47000 | 16.5 | 9 | 2.1 | R-454B | 650
217929644 | HEIL | N5H9V48*K*AAA* | EA*5X61M21A* | *95CSU1002122B* | Split System | 47000 | 16.5 | 9 | 2.1 | R-454B | 650
217929553 | HEIL | N5H9V48*K*AAA* | EA*5X61M21A* | *80MSU1002120A* | Split System | 47000 | 16.5 | 9 | 2.1 | R-454B | 650
217929722 | HEIL | N5H9V48*K*AAA* | EA*5X61M21A* | *95MSU1002120A* | Split System | 47000 | 16.5 | 9 | 2.1 | R-454B | 650
217929852 | HEIL | N5H9V48*K*AAA* | EA*5X61M21A* | *97VTN1002120A* | Split System | 47000 | 16.5 | 9 | 2.1 | R-454B | 650
217929454 | HEIL | Q5H9V48*K*AAA* | EA*5X61M21A* | *80CSU0601716B* | Split System | 47000 | 16.5 | 9 | 2.1 | R-454B | 650
217929480 | HEIL | Q5H9V48*K*AAA* | EA*5X61M21A* | *80CSU1002120B* | Split System | 47000 | 16.5 | 9 | 2.1 | R-454B | 650
217929558 | HEIL | Q5H9V48*K*AAA* | EA*5X61M21A* | *80MSU1002120A* | Split System | 47000 | 16.5 | 9 | 2.1 | R-454B | 650
217929701 | HEIL | Q5H9V48*K*AAA* | EA*5X61M21A* | *96VSN1002120B* | Split System | 47000 | 16.5 | 9 | 2.1 | R-454B | 650
217929441 | HEIL | Q5H9V48*K*AAA* | EA*5X61M21A* | *80CSU0401712B* | Split System | 47000 | 16.5 | 9 | 2.1 | R-454B | 650
217929532 | HEIL | Q5H9V48*K*AAA* | EA*5X61M21A* | *80MSU0601716A* | Split System | 47000 | 16.5 | 9 | 2.1 | R-454B | 650
217929727 | HEIL | Q5H9V48*K*AAA* | EA*5X61M21A* | *95MSU1002120A* | Split System | 47000 | 16.5 | 9 | 2.1 | R-454B | 650
217929818 | HEIL | Q5H9V48*K*AAA* | EA*5X61M21A* | *96VTN1002120B* | Split System | 47000 | 16.5 | 9 | 2.1 | R-454B | 650
217929857 | HEIL | Q5H9V48*K*AAA* | EA*5X61M21A* | *97VTN1002120A* | Split System | 47000 | 16.5 | 9 | 2.1 | R-454B | 650
217929649 | HEIL | Q5H9V48*K*AAA* | EA*5X61M21A* | *95CSU1002122B* | Split System | 47000 | 16.5 | 9 | 2.1 | R-454B | 650
217929566 | HEIL | N5H9V48*K*AAA* | EA*5X61M21A* | *80CTL0702120B* | Split System | 47000 | 16.5 | 9 | 2.1 | R-454B | 650
217929571 | HEIL | Q5H9V48*K*AAA* | EA*5X61M21A* | *80CTL0702120B* | Split System | 47000 | 16.5 | 9 | 2.1 | R-454B | 650
217930035 | HEIL | N5H9V48*K*AAA* | EA*5X61M24A* | *95CSU1002122B* | Split System | 47500 | 16.5 | 9 | 2.1 | R-454B | 650
217929969 | HEIL | N5H9V48*K*AAA* | EA*5X61M24A* | *80CTL0902120B* | Split System | 47500 | 16.5 | 9 | 2.1 | R-454B | 650
217930040 | HEIL | Q5H9V48*K*AAA* | EA*5X61M24A* | *95CSU1002122B* | Split System | 47500 | 16.5 | 9 | 2.1 | R-454B | 650
217929974 | HEIL | Q5H9V48*K*AAA* | EA*5X61M24A* | *80CTL0902120B* | Split System | 47500 | 16.5 | 9 | 2.1 | R-454B | 650
217929878 | HEIL | N5H9V48*K*AAA* | EA*5X61M24A* | *80CSU0802120B* | Split System | 47500 | 16.5 | 9 | 2.1 | R-454B | 650
217929917 | HEIL | N5H9V48*K*AAA* | EA*5X61M24A* | *80VSL1102122B* | Split System | 47500 | 16.5 | 9 | 2.1 | R-454B | 650
217930126 | HEIL | N5H9V48*K*AAA* | EA*5X61M24A* | *95MSU1002122A* | Split System | 47500 | 16.5 | 9 | 2.1 | R-454B | 650
217929995 | HEIL | N5H9V48*K*AAA* | EA*5X61M24A* | *80CTL1352422B* | Split System | 47500 | 16.5 | 9 | 2.1 | R-454B | 650
217929922 | HEIL | Q5H9V48*K*AAA* | EA*5X61M24A* | *80VSL1102122B* | Split System | 47500 | 16.5 | 9 | 2.1 | R-454B | 650
217930131 | HEIL | Q5H9V48*K*AAA* | EA*5X61M24A* | *95MSU1002122A* | Split System | 47500 | 16.5 | 9 | 2.1 | R-454B | 650
217930000 | HEIL | Q5H9V48*K*AAA* | EA*5X61M24A* | *80CTL1352422B* | Split System | 47500 | 16.5 | 9 | 2.1 | R-454B | 650
217928786 | KEEPRITE | N5H9V48*K*AAA* | EA*5X48M21A* | *97CMN0802120B* | Split System | 45000 | 16.5 | 9 | 2.08 | R-454B | 650
217928851 | KEEPRITE | N5H9V48*K*AAA* | EA*5X48M21A* | *95MSU1002120A* | Split System | 45000 | 16.5 | 9 | 2.08 | R-454B | 650
217928890 | KEEPRITE | N5H9V48*K*AAA* | EA*5X48M21A* | *96CTN1002122B* | Split System | 45000 | 16.5 | 9 | 2.08 | R-454B | 650
217928799 | KEEPRITE | N5H9V48*K*AAA* | EA*5X48M21A* | *97CMN1002122B* | Split System | 45000 | 16.5 | 9 | 2.08 | R-454B | 650
217928942 | KEEPRITE | N5H9V48*K*AAA* | EA*5X48M21A* | *96VTN1002120B* | Split System | 45000 | 16.5 | 9 | 2.08 | R-454B | 650
217928721 | KEEPRITE | N5H9V48*K*AAA* | EA*5X48M21A* | *80CTL1102120B* | Split System | 45000 | 16.5 | 9 | 2.08 | R-454B | 650
217928916 | KEEPRITE | N5H9V48*K*AAA* | EA*5X48M21A* | *97CTN1002122A* | Split System | 45000 | 16.5 | 9 | 2.08 | R-454B | 650
217928994 | KEEPRITE | N5H9V48*K*AAA* | EA*5X48M21A* | *97VTN1002120A* | Split System | 45000 | 16.5 | 9 | 2.08 | R-454B | 650
217928921 | KEEPRITE | Q5H9V48*K*AAA* | EA*5X48M21A* | *97CTN1002122A* | Split System | 45000 | 16.5 | 9 | 2.08 | R-454B | 650
217928856 | KEEPRITE | Q5H9V48*K*AAA* | EA*5X48M21A* | *95MSU1002120A* | Split System | 45000 | 16.5 | 9 | 2.08 | R-454B | 650
217928999 | KEEPRITE | Q5H9V48*K*AAA* | EA*5X48M21A* | *97VTN1002120A* | Split System | 45000 | 16.5 | 9 | 2.08 | R-454B | 650
217928804 | KEEPRITE | Q5H9V48*K*AAA* | EA*5X48M21A* | *97CMN1002122B* | Split System | 45000 | 16.5 | 9 | 2.08 | R-454B | 650
217928895 | KEEPRITE | Q5H9V48*K*AAA* | EA*5X48M21A* | *96CTN1002122B* | Split System | 45000 | 16.5 | 9 | 2.08 | R-454B | 650
217928726 | KEEPRITE | Q5H9V48*K*AAA* | EA*5X48M21A* | *80CTL1102120B* | Split System | 45000 | 16.5 | 9 | 2.08 | R-454B | 650
217928791 | KEEPRITE | Q5H9V48*K*AAA* | EA*5X48M21A* | *97CMN0802120B* | Split System | 45000 | 16.5 | 9 | 2.08 | R-454B | 650
217929190 | KEEPRITE | N5H9V48*K*AAA* | EA*5X60M24A* | *95CSU1002122B* | Split System | 46500 | 16.5 | 9 | 2.08 | R-454B | 650
217929176 | KEEPRITE | N5H9V48*K*AAA* | EA*5X60M24A* | *80VTL1102122B* | Split System | 46500 | 16.5 | 9 | 2.08 | R-454B | 650
217929181 | KEEPRITE | Q5H9V48*K*AAA* | EA*5X60M24A* | *80VTL1102122B* | Split System | 46500 | 16.5 | 9 | 2.08 | R-454B | 650
217929195 | KEEPRITE | Q5H9V48*K*AAA* | EA*5X60M24A* | *95CSU1002122B* | Split System | 46500 | 16.5 | 9 | 2.08 | R-454B | 650
217929137 | KEEPRITE | N5H9V48*K*AAA* | EA*5X60M24A* | *80CTL1102120B* | Split System | 46500 | 16.5 | 9 | 2.08 | R-454B | 650
217929142 | KEEPRITE | Q5H9V48*K*AAA* | EA*5X60M24A* | *80CTL1102120B* | Split System | 46500 | 16.5 | 9 | 2.08 | R-454B | 650
217929983 | KEEPRITE | N5H9V48*K*AAA* | EA*5X61M24A* | *80CTL1102120B* | Split System | 47500 | 16.5 | 9 | 2.08 | R-454B | 650
217929988 | KEEPRITE | Q5H9V48*K*AAA* | EA*5X61M24A* | *80CTL1102120B* | Split System | 47500 | 16.5 | 9 | 2.08 | R-454B | 650
217928708 | KEEPRITE | N5H9V48*K*AAA* | EA*5X48M21A* | *80CTL0902120B* | Split System | 45000 | 16.5 | 9 | 2.1 | R-454B | 650
217928864 | KEEPRITE | N5H9V48*K*AAA* | EA*5X48M21A* | *95MSU1002122A* | Split System | 45000 | 16.5 | 9 | 2.1 | R-454B | 650
217928630 | KEEPRITE | N5H9V48*K*AAA* | EA*5X48M21A* | *80VSL1102122B* | Split System | 45000 | 16.5 | 9 | 2.1 | R-454B | 650
217928643 | KEEPRITE | N5H9V48*K*AAA* | EA*5X48M21A* | *80MSU0601716A* | Split System | 45000 | 16.5 | 9 | 2.1 | R-454B | 650
217928669 | KEEPRITE | N5H9V48*K*AAA* | EA*5X48M21A* | *80MSU1002120A* | Split System | 45000 | 16.5 | 9 | 2.1 | R-454B | 650
217928773 | KEEPRITE | N5H9V48*K*AAA* | EA*5X48M21A* | *95CSU1002122B* | Split System | 45000 | 16.5 | 9 | 2.1 | R-454B | 650
217928760 | KEEPRITE | N5H9V48*K*AAA* | EA*5X48M21A* | *80VTL1102122B* | Split System | 45000 | 16.5 | 9 | 2.1 | R-454B | 650
217928674 | KEEPRITE | Q5H9V48*K*AAA* | EA*5X48M21A* | *80MSU1002120A* | Split System | 45000 | 16.5 | 9 | 2.1 | R-454B | 650
217928648 | KEEPRITE | Q5H9V48*K*AAA* | EA*5X48M21A* | *80MSU0601716A* | Split System | 45000 | 16.5 | 9 | 2.1 | R-454B | 650
217928765 | KEEPRITE | Q5H9V48*K*AAA* | EA*5X48M21A* | *80VTL1102122B* | Split System | 45000 | 16.5 | 9 | 2.1 | R-454B | 650
217928869 | KEEPRITE | Q5H9V48*K*AAA* | EA*5X48M21A* | *95MSU1002122A* | Split System | 45000 | 16.5 | 9 | 2.1 | R-454B | 650
217928635 | KEEPRITE | Q5H9V48*K*AAA* | EA*5X48M21A* | *80VSL1102122B* | Split System | 45000 | 16.5 | 9 | 2.1 | R-454B | 650
217928713 | KEEPRITE | Q5H9V48*K*AAA* | EA*5X48M21A* | *80CTL0902120B* | Split System | 45000 | 16.5 | 9 | 2.1 | R-454B | 650
217928778 | KEEPRITE | Q5H9V48*K*AAA* | EA*5X48M21A* | *95CSU1002122B* | Split System | 45000 | 16.5 | 9 | 2.1 | R-454B | 650
217928747 | KEEPRITE | N5H9V48*K*AAA* | EA*5X48M21A* | *80VTL0902120B* | Split System | 45000 | 16.5 | 9 | 2.1 | R-454B | 650
217928565 | KEEPRITE | N5H9V48*K*AAA* | EA*5X48M21A* | *80CSU0401712B* | Split System | 45000 | 16.5 | 9 | 2.1 | R-454B | 650
217928617 | KEEPRITE | N5H9V48*K*AAA* | EA*5X48M21A* | *80VSL0902120B* | Split System | 45000 | 16.5 | 9 | 2.1 | R-454B | 650
217928903 | KEEPRITE | N5H9V48*K*AAA* | EA*5X48M21A* | *97CTN0802120A* | Split System | 45000 | 16.5 | 9 | 2.1 | R-454B | 650
217928877 | KEEPRITE | N5H9V48*K*AAA* | EA*5X48M21A* | *96CTN0802120B* | Split System | 45000 | 16.5 | 9 | 2.1 | R-454B | 650
217928752 | KEEPRITE | Q5H9V48*K*AAA* | EA*5X48M21A* | *80VTL0902120B* | Split System | 45000 | 16.5 | 9 | 2.1 | R-454B | 650
217928882 | KEEPRITE | Q5H9V48*K*AAA* | EA*5X48M21A* | *96CTN0802120B* | Split System | 45000 | 16.5 | 9 | 2.1 | R-454B | 650
217928622 | KEEPRITE | Q5H9V48*K*AAA* | EA*5X48M21A* | *80VSL0902120B* | Split System | 45000 | 16.5 | 9 | 2.1 | R-454B | 650
217928908 | KEEPRITE | Q5H9V48*K*AAA* | EA*5X48M21A* | *97CTN0802120A* | Split System | 45000 | 16.5 | 9 | 2.1 | R-454B | 650
217928570 | KEEPRITE | Q5H9V48*K*AAA* | EA*5X48M21A* | *80CSU0401712B* | Split System | 45000 | 16.5 | 9 | 2.1 | R-454B | 650
217929033 | KEEPRITE | N5H9V48*K*AAA* | EA*5X60M24A* | *80CSU0802120B* | Split System | 46500 | 16.5 | 9 | 2.1 | R-454B | 650
217929059 | KEEPRITE | N5H9V48*K*AAA* | EA*5X60M24A* | *80VSL0902120B* | Split System | 46500 | 16.5 | 9 | 2.1 | R-454B | 650
217929163 | KEEPRITE | N5H9V48*K*AAA* | EA*5X60M24A* | *80VTL0902120B* | Split System | 46500 | 16.5 | 9 | 2.1 | R-454B | 650
217929398 | KEEPRITE | N5H9V48*K*AAA* | EA*5X60M24A* | *97VTN1002122A* | Split System | 46500 | 16.5 | 9 | 2.1 | R-454B | 650
217930934 | KEEPRITE | N5H9V48*K*AAA* | ESH5X60M12A* | *80CTL0902120B* | Split System | 46500 | 16.5 | 9 | 2.1 | R-454B | 650
217929403 | KEEPRITE | Q5H9V48*K*AAA* | EA*5X60M24A* | *97VTN1002122A* | Split System | 46500 | 16.5 | 9 | 2.1 | R-454B | 650
217929351 | KEEPRITE | Q5H9V48*K*AAA* | EA*5X60M24A* | *96VTN1002122B* | Split System | 46500 | 16.5 | 9 | 2.1 | R-454B | 650
217930939 | KEEPRITE | Q5H9V48*K*AAA* | ESH5X60M12A* | *80CTL0902120B* | Split System | 46500 | 16.5 | 9 | 2.1 | R-454B | 650
217929038 | KEEPRITE | Q5H9V48*K*AAA* | EA*5X60M24A* | *80CSU0802120B* | Split System | 46500 | 16.5 | 9 | 2.1 | R-454B | 650
217929168 | KEEPRITE | Q5H9V48*K*AAA* | EA*5X60M24A* | *80VTL0902120B* | Split System | 46500 | 16.5 | 9 | 2.1 | R-454B | 650
217929064 | KEEPRITE | Q5H9V48*K*AAA* | EA*5X60M24A* | *80VSL0902120B* | Split System | 46500 | 16.5 | 9 | 2.1 | R-454B | 650
217929150 | KEEPRITE | N5H9V48*K*AAA* | EA*5X60M24A* | *80CTL1352422B* | Split System | 46500 | 16.5 | 9 | 2.1 | R-454B | 650
217929155 | KEEPRITE | Q5H9V48*K*AAA* | EA*5X60M24A* | *80CTL1352422B* | Split System | 46500 | 16.5 | 9 | 2.1 | R-454B | 650
217929723 | KEEPRITE | N5H9V48*K*AAA* | EA*5X61M21A* | *95MSU1002120A* | Split System | 47000 | 16.5 | 9 | 2.1 | R-454B | 650
217929528 | KEEPRITE | N5H9V48*K*AAA* | EA*5X61M21A* | *80MSU0601716A* | Split System | 47000 | 16.5 | 9 | 2.1 | R-454B | 650
217929814 | KEEPRITE | N5H9V48*K*AAA* | EA*5X61M21A* | *96VTN1002120B* | Split System | 47000 | 16.5 | 9 | 2.1 | R-454B | 650
217929853 | KEEPRITE | N5H9V48*K*AAA* | EA*5X61M21A* | *97VTN1002120A* | Split System | 47000 | 16.5 | 9 | 2.1 | R-454B | 650
217929476 | KEEPRITE | N5H9V48*K*AAA* | EA*5X61M21A* | *80CSU1002120B* | Split System | 47000 | 16.5 | 9 | 2.1 | R-454B | 650
217929450 | KEEPRITE | N5H9V48*K*AAA* | EA*5X61M21A* | *80CSU0601716B* | Split System | 47000 | 16.5 | 9 | 2.1 | R-454B | 650
217929645 | KEEPRITE | N5H9V48*K*AAA* | EA*5X61M21A* | *95CSU1002122B* | Split System | 47000 | 16.5 | 9 | 2.1 | R-454B | 650
217929554 | KEEPRITE | N5H9V48*K*AAA* | EA*5X61M21A* | *80MSU1002120A* | Split System | 47000 | 16.5 | 9 | 2.1 | R-454B | 650
217929437 | KEEPRITE | N5H9V48*K*AAA* | EA*5X61M21A* | *80CSU0401712B* | Split System | 47000 | 16.5 | 9 | 2.1 | R-454B | 650
217929858 | KEEPRITE | Q5H9V48*K*AAA* | EA*5X61M21A* | *97VTN1002120A* | Split System | 47000 | 16.5 | 9 | 2.1 | R-454B | 650
217929559 | KEEPRITE | Q5H9V48*K*AAA* | EA*5X61M21A* | *80MSU1002120A* | Split System | 47000 | 16.5 | 9 | 2.1 | R-454B | 650
217929533 | KEEPRITE | Q5H9V48*K*AAA* | EA*5X61M21A* | *80MSU0601716A* | Split System | 47000 | 16.5 | 9 | 2.1 | R-454B | 650
217929728 | KEEPRITE | Q5H9V48*K*AAA* | EA*5X61M21A* | *95MSU1002120A* | Split System | 47000 | 16.5 | 9 | 2.1 | R-454B | 650
217929481 | KEEPRITE | Q5H9V48*K*AAA* | EA*5X61M21A* | *80CSU1002120B* | Split System | 47000 | 16.5 | 9 | 2.1 | R-454B | 650
217929702 | KEEPRITE | Q5H9V48*K*AAA* | EA*5X61M21A* | *96VSN1002120B* | Split System | 47000 | 16.5 | 9 | 2.1 | R-454B | 650
217929442 | KEEPRITE | Q5H9V48*K*AAA* | EA*5X61M21A* | *80CSU0401712B* | Split System | 47000 | 16.5 | 9 | 2.1 | R-454B | 650
217929819 | KEEPRITE | Q5H9V48*K*AAA* | EA*5X61M21A* | *96VTN1002120B* | Split System | 47000 | 16.5 | 9 | 2.1 | R-454B | 650
217929455 | KEEPRITE | Q5H9V48*K*AAA* | EA*5X61M21A* | *80CSU0601716B* | Split System | 47000 | 16.5 | 9 | 2.1 | R-454B | 650
217929650 | KEEPRITE | Q5H9V48*K*AAA* | EA*5X61M21A* | *95CSU1002122B* | Split System | 47000 | 16.5 | 9 | 2.1 | R-454B | 650
217929567 | KEEPRITE | N5H9V48*K*AAA* | EA*5X61M21A* | *80CTL0702120B* | Split System | 47000 | 16.5 | 9 | 2.1 | R-454B | 650
217929572 | KEEPRITE | Q5H9V48*K*AAA* | EA*5X61M21A* | *80CTL0702120B* | Split System | 47000 | 16.5 | 9 | 2.1 | R-454B | 650
217929970 | KEEPRITE | N5H9V48*K*AAA* | EA*5X61M24A* | *80CTL0902120B* | Split System | 47500 | 16.5 | 9 | 2.1 | R-454B | 650
217930036 | KEEPRITE | N5H9V48*K*AAA* | EA*5X61M24A* | *95CSU1002122B* | Split System | 47500 | 16.5 | 9 | 2.1 | R-454B | 650
217930041 | KEEPRITE | Q5H9V48*K*AAA* | EA*5X61M24A* | *95CSU1002122B* | Split System | 47500 | 16.5 | 9 | 2.1 | R-454B | 650
217929975 | KEEPRITE | Q5H9V48*K*AAA* | EA*5X61M24A* | *80CTL0902120B* | Split System | 47500 | 16.5 | 9 | 2.1 | R-454B | 650
217929918 | KEEPRITE | N5H9V48*K*AAA* | EA*5X61M24A* | *80VSL1102122B* | Split System | 47500 | 16.5 | 9 | 2.1 | R-454B | 650
217930127 | KEEPRITE | N5H9V48*K*AAA* | EA*5X61M24A* | *95MSU1002122A* | Split System | 47500 | 16.5 | 9 | 2.1 | R-454B | 650
217929879 | KEEPRITE | N5H9V48*K*AAA* | EA*5X61M24A* | *80CSU0802120B* | Split System | 47500 | 16.5 | 9 | 2.1 | R-454B | 650
217929996 | KEEPRITE | N5H9V48*K*AAA* | EA*5X61M24A* | *80CTL1352422B* | Split System | 47500 | 16.5 | 9 | 2.1 | R-454B | 650
217929884 | KEEPRITE | Q5H9V48*K*AAA* | EA*5X61M24A* | *80CSU0802120B* | Split System | 47500 | 16.5 | 9 | 2.1 | R-454B | 650
217930132 | KEEPRITE | Q5H9V48*K*AAA* | EA*5X61M24A* | *95MSU1002122A* | Split System | 47500 | 16.5 | 9 | 2.1 | R-454B | 650
217930001 | KEEPRITE | Q5H9V48*K*AAA* | EA*5X61M24A* | *80CTL1352422B* | Split System | 47500 | 16.5 | 9 | 2.1 | R-454B | 650
217929923 | KEEPRITE | Q5H9V48*K*AAA* | EA*5X61M24A* | *80VSL1102122B* | Split System | 47500 | 16.5 | 9 | 2.1 | R-454B | 650
217928787 | TEMPSTAR | N5H9V48*K*AAA* | EA*5X48M21A* | *97CMN0802120B* | Split System | 45000 | 16.5 | 9 | 2.08 | R-454B | 650
217928943 | TEMPSTAR | N5H9V48*K*AAA* | EA*5X48M21A* | *96VTN1002120B* | Split System | 45000 | 16.5 | 9 | 2.08 | R-454B | 650
217928917 | TEMPSTAR | N5H9V48*K*AAA* | EA*5X48M21A* | *97CTN1002122A* | Split System | 45000 | 16.5 | 9 | 2.08 | R-454B | 650
217928722 | TEMPSTAR | N5H9V48*K*AAA* | EA*5X48M21A* | *80CTL1102120B* | Split System | 45000 | 16.5 | 9 | 2.08 | R-454B | 650
217928852 | TEMPSTAR | N5H9V48*K*AAA* | EA*5X48M21A* | *95MSU1002120A* | Split System | 45000 | 16.5 | 9 | 2.08 | R-454B | 650
217928995 | TEMPSTAR | N5H9V48*K*AAA* | EA*5X48M21A* | *97VTN1002120A* | Split System | 45000 | 16.5 | 9 | 2.08 | R-454B | 650
217928800 | TEMPSTAR | N5H9V48*K*AAA* | EA*5X48M21A* | *97CMN1002122B* | Split System | 45000 | 16.5 | 9 | 2.08 | R-454B | 650
217928891 | TEMPSTAR | N5H9V48*K*AAA* | EA*5X48M21A* | *96CTN1002122B* | Split System | 45000 | 16.5 | 9 | 2.08 | R-454B | 650
217928948 | TEMPSTAR | Q5H9V48*K*AAA* | EA*5X48M21A* | *96VTN1002120B* | Split System | 45000 | 16.5 | 9 | 2.08 | R-454B | 650
217928857 | TEMPSTAR | Q5H9V48*K*AAA* | EA*5X48M21A* | *95MSU1002120A* | Split System | 45000 | 16.5 | 9 | 2.08 | R-454B | 650
217928792 | TEMPSTAR | Q5H9V48*K*AAA* | EA*5X48M21A* | *97CMN0802120B* | Split System | 45000 | 16.5 | 9 | 2.08 | R-454B | 650
217928805 | TEMPSTAR | Q5H9V48*K*AAA* | EA*5X48M21A* | *97CMN1002122B* | Split System | 45000 | 16.5 | 9 | 2.08 | R-454B | 650
217928922 | TEMPSTAR | Q5H9V48*K*AAA* | EA*5X48M21A* | *97CTN1002122A* | Split System | 45000 | 16.5 | 9 | 2.08 | R-454B | 650
217928896 | TEMPSTAR | Q5H9V48*K*AAA* | EA*5X48M21A* | *96CTN1002122B* | Split System | 45000 | 16.5 | 9 | 2.08 | R-454B | 650
217929000 | TEMPSTAR | Q5H9V48*K*AAA* | EA*5X48M21A* | *97VTN1002120A* | Split System | 45000 | 16.5 | 9 | 2.08 | R-454B | 650
217929191 | TEMPSTAR | N5H9V48*K*AAA* | EA*5X60M24A* | *95CSU1002122B* | Split System | 46500 | 16.5 | 9 | 2.08 | R-454B | 650
217929177 | TEMPSTAR | N5H9V48*K*AAA* | EA*5X60M24A* | *80VTL1102122B* | Split System | 46500 | 16.5 | 9 | 2.08 | R-454B | 650
217929196 | TEMPSTAR | Q5H9V48*K*AAA* | EA*5X60M24A* | *95CSU1002122B* | Split System | 46500 | 16.5 | 9 | 2.08 | R-454B | 650
217929182 | TEMPSTAR | Q5H9V48*K*AAA* | EA*5X60M24A* | *80VTL1102122B* | Split System | 46500 | 16.5 | 9 | 2.08 | R-454B | 650
217929138 | TEMPSTAR | N5H9V48*K*AAA* | EA*5X60M24A* | *80CTL1102120B* | Split System | 46500 | 16.5 | 9 | 2.08 | R-454B | 650
217929143 | TEMPSTAR | Q5H9V48*K*AAA* | EA*5X60M24A* | *80CTL1102120B* | Split System | 46500 | 16.5 | 9 | 2.08 | R-454B | 650
217929984 | TEMPSTAR | N5H9V48*K*AAA* | EA*5X61M24A* | *80CTL1102120B* | Split System | 47500 | 16.5 | 9 | 2.08 | R-454B | 650
217929989 | TEMPSTAR | Q5H9V48*K*AAA* | EA*5X61M24A* | *80CTL1102120B* | Split System | 47500 | 16.5 | 9 | 2.08 | R-454B | 650
217928774 | TEMPSTAR | N5H9V48*K*AAA* | EA*5X48M21A* | *95CSU1002122B* | Split System | 45000 | 16.5 | 9 | 2.1 | R-454B | 650
217928865 | TEMPSTAR | N5H9V48*K*AAA* | EA*5X48M21A* | *95MSU1002122A* | Split System | 45000 | 16.5 | 9 | 2.1 | R-454B | 650
217928709 | TEMPSTAR | N5H9V48*K*AAA* | EA*5X48M21A* | *80CTL0902120B* | Split System | 45000 | 16.5 | 9 | 2.1 | R-454B | 650
217928644 | TEMPSTAR | N5H9V48*K*AAA* | EA*5X48M21A* | *80MSU0601716A* | Split System | 45000 | 16.5 | 9 | 2.1 | R-454B | 650
217928631 | TEMPSTAR | N5H9V48*K*AAA* | EA*5X48M21A* | *80VSL1102122B* | Split System | 45000 | 16.5 | 9 | 2.1 | R-454B | 650
217928670 | TEMPSTAR | N5H9V48*K*AAA* | EA*5X48M21A* | *80MSU1002120A* | Split System | 45000 | 16.5 | 9 | 2.1 | R-454B | 650
217928761 | TEMPSTAR | N5H9V48*K*AAA* | EA*5X48M21A* | *80VTL1102122B* | Split System | 45000 | 16.5 | 9 | 2.1 | R-454B | 650
217928714 | TEMPSTAR | Q5H9V48*K*AAA* | EA*5X48M21A* | *80CTL0902120B* | Split System | 45000 | 16.5 | 9 | 2.1 | R-454B | 650
217928766 | TEMPSTAR | Q5H9V48*K*AAA* | EA*5X48M21A* | *80VTL1102122B* | Split System | 45000 | 16.5 | 9 | 2.1 | R-454B | 650
217928649 | TEMPSTAR | Q5H9V48*K*AAA* | EA*5X48M21A* | *80MSU0601716A* | Split System | 45000 | 16.5 | 9 | 2.1 | R-454B | 650
217928636 | TEMPSTAR | Q5H9V48*K*AAA* | EA*5X48M21A* | *80VSL1102122B* | Split System | 45000 | 16.5 | 9 | 2.1 | R-454B | 650
217928870 | TEMPSTAR | Q5H9V48*K*AAA* | EA*5X48M21A* | *95MSU1002122A* | Split System | 45000 | 16.5 | 9 | 2.1 | R-454B | 650
217928779 | TEMPSTAR | Q5H9V48*K*AAA* | EA*5X48M21A* | *95CSU1002122B* | Split System | 45000 | 16.5 | 9 | 2.1 | R-454B | 650
217928675 | TEMPSTAR | Q5H9V48*K*AAA* | EA*5X48M21A* | *80MSU1002120A* | Split System | 45000 | 16.5 | 9 | 2.1 | R-454B | 650
217928904 | TEMPSTAR | N5H9V48*K*AAA* | EA*5X48M21A* | *97CTN0802120A* | Split System | 45000 | 16.5 | 9 | 2.1 | R-454B | 650
217928566 | TEMPSTAR | N5H9V48*K*AAA* | EA*5X48M21A* | *80CSU0401712B* | Split System | 45000 | 16.5 | 9 | 2.1 | R-454B | 650
217928618 | TEMPSTAR | N5H9V48*K*AAA* | EA*5X48M21A* | *80VSL0902120B* | Split System | 45000 | 16.5 | 9 | 2.1 | R-454B | 650
217928748 | TEMPSTAR | N5H9V48*K*AAA* | EA*5X48M21A* | *80VTL0902120B* | Split System | 45000 | 16.5 | 9 | 2.1 | R-454B | 650
217928571 | TEMPSTAR | Q5H9V48*K*AAA* | EA*5X48M21A* | *80CSU0401712B* | Split System | 45000 | 16.5 | 9 | 2.1 | R-454B | 650
217928753 | TEMPSTAR | Q5H9V48*K*AAA* | EA*5X48M21A* | *80VTL0902120B* | Split System | 45000 | 16.5 | 9 | 2.1 | R-454B | 650
217928883 | TEMPSTAR | Q5H9V48*K*AAA* | EA*5X48M21A* | *96CTN0802120B* | Split System | 45000 | 16.5 | 9 | 2.1 | R-454B | 650
217928909 | TEMPSTAR | Q5H9V48*K*AAA* | EA*5X48M21A* | *97CTN0802120A* | Split System | 45000 | 16.5 | 9 | 2.1 | R-454B | 650
217928623 | TEMPSTAR | Q5H9V48*K*AAA* | EA*5X48M21A* | *80VSL0902120B* | Split System | 45000 | 16.5 | 9 | 2.1 | R-454B | 650
217929060 | TEMPSTAR | N5H9V48*K*AAA* | EA*5X60M24A* | *80VSL0902120B* | Split System | 46500 | 16.5 | 9 | 2.1 | R-454B | 650
217929164 | TEMPSTAR | N5H9V48*K*AAA* | EA*5X60M24A* | *80VTL0902120B* | Split System | 46500 | 16.5 | 9 | 2.1 | R-454B | 650
217929347 | TEMPSTAR | N5H9V48*K*AAA* | EA*5X60M24A* | *96VTN1002122B* | Split System | 46500 | 16.5 | 9 | 2.1 | R-454B | 650
217929399 | TEMPSTAR | N5H9V48*K*AAA* | EA*5X60M24A* | *97VTN1002122A* | Split System | 46500 | 16.5 | 9 | 2.1 | R-454B | 650
217930935 | TEMPSTAR | N5H9V48*K*AAA* | ESH5X60M12A* | *80CTL0902120B* | Split System | 46500 | 16.5 | 9 | 2.1 | R-454B | 650
217929034 | TEMPSTAR | N5H9V48*K*AAA* | EA*5X60M24A* | *80CSU0802120B* | Split System | 46500 | 16.5 | 9 | 2.1 | R-454B | 650
217929404 | TEMPSTAR | Q5H9V48*K*AAA* | EA*5X60M24A* | *97VTN1002122A* | Split System | 46500 | 16.5 | 9 | 2.1 | R-454B | 650
217929065 | TEMPSTAR | Q5H9V48*K*AAA* | EA*5X60M24A* | *80VSL0902120B* | Split System | 46500 | 16.5 | 9 | 2.1 | R-454B | 650
217929352 | TEMPSTAR | Q5H9V48*K*AAA* | EA*5X60M24A* | *96VTN1002122B* | Split System | 46500 | 16.5 | 9 | 2.1 | R-454B | 650
217930940 | TEMPSTAR | Q5H9V48*K*AAA* | ESH5X60M12A* | *80CTL0902120B* | Split System | 46500 | 16.5 | 9 | 2.1 | R-454B | 650
217929169 | TEMPSTAR | Q5H9V48*K*AAA* | EA*5X60M24A* | *80VTL0902120B* | Split System | 46500 | 16.5 | 9 | 2.1 | R-454B | 650
217929039 | TEMPSTAR | Q5H9V48*K*AAA* | EA*5X60M24A* | *80CSU0802120B* | Split System | 46500 | 16.5 | 9 | 2.1 | R-454B | 650
217929151 | TEMPSTAR | N5H9V48*K*AAA* | EA*5X60M24A* | *80CTL1352422B* | Split System | 46500 | 16.5 | 9 | 2.1 | R-454B | 650
217929156 | TEMPSTAR | Q5H9V48*K*AAA* | EA*5X60M24A* | *80CTL1352422B* | Split System | 46500 | 16.5 | 9 | 2.1 | R-454B | 650
217929555 | TEMPSTAR | N5H9V48*K*AAA* | EA*5X61M21A* | *80MSU1002120A* | Split System | 47000 | 16.5 | 9 | 2.1 | R-454B | 650
217929451 | TEMPSTAR | N5H9V48*K*AAA* | EA*5X61M21A* | *80CSU0601716B* | Split System | 47000 | 16.5 | 9 | 2.1 | R-454B | 650
217929724 | TEMPSTAR | N5H9V48*K*AAA* | EA*5X61M21A* | *95MSU1002120A* | Split System | 47000 | 16.5 | 9 | 2.1 | R-454B | 650
217929854 | TEMPSTAR | N5H9V48*K*AAA* | EA*5X61M21A* | *97VTN1002120A* | Split System | 47000 | 16.5 | 9 | 2.1 | R-454B | 650
217929438 | TEMPSTAR | N5H9V48*K*AAA* | EA*5X61M21A* | *80CSU0401712B* | Split System | 47000 | 16.5 | 9 | 2.1 | R-454B | 650
217929646 | TEMPSTAR | N5H9V48*K*AAA* | EA*5X61M21A* | *95CSU1002122B* | Split System | 47000 | 16.5 | 9 | 2.1 | R-454B | 650
217929698 | TEMPSTAR | N5H9V48*K*AAA* | EA*5X61M21A* | *96VSN1002120B* | Split System | 47000 | 16.5 | 9 | 2.1 | R-454B | 650
217929529 | TEMPSTAR | N5H9V48*K*AAA* | EA*5X61M21A* | *80MSU0601716A* | Split System | 47000 | 16.5 | 9 | 2.1 | R-454B | 650
217929815 | TEMPSTAR | N5H9V48*K*AAA* | EA*5X61M21A* | *96VTN1002120B* | Split System | 47000 | 16.5 | 9 | 2.1 | R-454B | 650
217929477 | TEMPSTAR | N5H9V48*K*AAA* | EA*5X61M21A* | *80CSU1002120B* | Split System | 47000 | 16.5 | 9 | 2.1 | R-454B | 650
217929703 | TEMPSTAR | Q5H9V48*K*AAA* | EA*5X61M21A* | *96VSN1002120B* | Split System | 47000 | 16.5 | 9 | 2.1 | R-454B | 650
217929820 | TEMPSTAR | Q5H9V48*K*AAA* | EA*5X61M21A* | *96VTN1002120B* | Split System | 47000 | 16.5 | 9 | 2.1 | R-454B | 650
217929443 | TEMPSTAR | Q5H9V48*K*AAA* | EA*5X61M21A* | *80CSU0401712B* | Split System | 47000 | 16.5 | 9 | 2.1 | R-454B | 650
217929534 | TEMPSTAR | Q5H9V48*K*AAA* | EA*5X61M21A* | *80MSU0601716A* | Split System | 47000 | 16.5 | 9 | 2.1 | R-454B | 650
217929859 | TEMPSTAR | Q5H9V48*K*AAA* | EA*5X61M21A* | *97VTN1002120A* | Split System | 47000 | 16.5 | 9 | 2.1 | R-454B | 650
217929560 | TEMPSTAR | Q5H9V48*K*AAA* | EA*5X61M21A* | *80MSU1002120A* | Split System | 47000 | 16.5 | 9 | 2.1 | R-454B | 650
217929651 | TEMPSTAR | Q5H9V48*K*AAA* | EA*5X61M21A* | *95CSU1002122B* | Split System | 47000 | 16.5 | 9 | 2.1 | R-454B | 650
217929482 | TEMPSTAR | Q5H9V48*K*AAA* | EA*5X61M21A* | *80CSU1002120B* | Split System | 47000 | 16.5 | 9 | 2.1 | R-454B | 650
217929456 | TEMPSTAR | Q5H9V48*K*AAA* | EA*5X61M21A* | *80CSU0601716B* | Split System | 47000 | 16.5 | 9 | 2.1 | R-454B | 650
217929729 | TEMPSTAR | Q5H9V48*K*AAA* | EA*5X61M21A* | *95MSU1002120A* | Split System | 47000 | 16.5 | 9 | 2.1 | R-454B | 650
217929568 | TEMPSTAR | N5H9V48*K*AAA* | EA*5X61M21A* | *80CTL0702120B* | Split System | 47000 | 16.5 | 9 | 2.1 | R-454B | 650
217929573 | TEMPSTAR | Q5H9V48*K*AAA* | EA*5X61M21A* | *80CTL0702120B* | Split System | 47000 | 16.5 | 9 | 2.1 | R-454B | 650
217929971 | TEMPSTAR | N5H9V48*K*AAA* | EA*5X61M24A* | *80CTL0902120B* | Split System | 47500 | 16.5 | 9 | 2.1 | R-454B | 650
217930037 | TEMPSTAR | N5H9V48*K*AAA* | EA*5X61M24A* | *95CSU1002122B* | Split System | 47500 | 16.5 | 9 | 2.1 | R-454B | 650
217929976 | TEMPSTAR | Q5H9V48*K*AAA* | EA*5X61M24A* | *80CTL0902120B* | Split System | 47500 | 16.5 | 9 | 2.1 | R-454B | 650
217930042 | TEMPSTAR | Q5H9V48*K*AAA* | EA*5X61M24A* | *95CSU1002122B* | Split System | 47500 | 16.5 | 9 | 2.1 | R-454B | 650
217929919 | TEMPSTAR | N5H9V48*K*AAA* | EA*5X61M24A* | *80VSL1102122B* | Split System | 47500 | 16.5 | 9 | 2.1 | R-454B | 650
217930128 | TEMPSTAR | N5H9V48*K*AAA* | EA*5X61M24A* | *95MSU1002122A* | Split System | 47500 | 16.5 | 9 | 2.1 | R-454B | 650
217929997 | TEMPSTAR | N5H9V48*K*AAA* | EA*5X61M24A* | *80CTL1352422B* | Split System | 47500 | 16.5 | 9 | 2.1 | R-454B | 650
217929924 | TEMPSTAR | Q5H9V48*K*AAA* | EA*5X61M24A* | *80VSL1102122B* | Split System | 47500 | 16.5 | 9 | 2.1 | R-454B | 650
217930002 | TEMPSTAR | Q5H9V48*K*AAA* | EA*5X61M24A* | *80CTL1352422B* | Split System | 47500 | 16.5 | 9 | 2.1 | R-454B | 650
217929885 | TEMPSTAR | Q5H9V48*K*AAA* | EA*5X61M24A* | *80CSU0802120B* | Split System | 47500 | 16.5 | 9 | 2.1 | R-454B | 650
217928587 | AIRQUEST | N5H9V48*K*AAA* | EA*5X48M21A* | *80CSU0802120B* | Split System | 45500 | 17 | 9 | 2.08 | R-454B | 650
217928652 | AIRQUEST | N5H9V48*K*AAA* | EA*5X48M21A* | *80MSU0802120A* | Split System | 45000 | 17 | 9 | 2.1 | R-454B | 650
217929498 | AIRQUEST | N5H9V48*K*AAA* | EA*5X61M21A* | *80VSL0902120B* | Split System | 47000 | 17 | 9 | 2.1 | R-454B | 650
217929094 | AIRQUEST | N5H9V48*K*AAA* | EA*5X60M24A* | *80MSU0802120A* | Split System | 47000 | 17 | 9 | 2.1 | R-454B | 650
217929589 | AIRQUEST | N5H9V48*K*AAA* | EA*5X61M21A* | *80CTL1102120B* | Split System | 47000 | 17 | 9 | 2.1 | R-454B | 650
217929732 | AIRQUEST | N5H9V48*K*AAA* | EA*5X61M21A* | *95MSU1002122A* | Split System | 47000 | 17 | 9 | 2.1 | R-454B | 650
217929667 | AIRQUEST | N5H9V48*K*AAA* | EA*5X61M21A* | *97CMN1002122B* | Split System | 47000 | 17 | 9 | 2.1 | R-454B | 650
217929758 | AIRQUEST | N5H9V48*K*AAA* | EA*5X61M21A* | *96CTN1002122B* | Split System | 47000 | 17 | 9 | 2.1 | R-454B | 650
217929784 | AIRQUEST | N5H9V48*K*AAA* | EA*5X61M21A* | *97CTN1002122A* | Split System | 47000 | 17 | 9 | 2.1 | R-454B | 650
217928951 | AIRQUEST | N5H9V48*K*AAA* | EA*5X48M21A* | *96VTN1002122B* | Split System | 45000 | 17 | 9 | 2.12 | R-454B | 650
217929003 | AIRQUEST | N5H9V48*K*AAA* | EA*5X48M21A* | *97VTN1002122A* | Split System | 45000 | 17 | 9 | 2.12 | R-454B | 650
217928586 | ARCOAIRE | N5H9V48*K*AAA* | EA*5X48M21A* | *80CSU0802120B* | Split System | 45500 | 17 | 9 | 2.08 | R-454B | 650
217928651 | ARCOAIRE | N5H9V48*K*AAA* | EA*5X48M21A* | *80MSU0802120A* | Split System | 45000 | 17 | 9 | 2.1 | R-454B | 650
217929588 | ARCOAIRE | N5H9V48*K*AAA* | EA*5X61M21A* | *80CTL1102120B* | Split System | 47000 | 17 | 9 | 2.1 | R-454B | 650
217929614 | ARCOAIRE | N5H9V48*K*AAA* | EA*5X61M21A* | *80VTL0902120B* | Split System | 47000 | 17 | 9 | 2.1 | R-454B | 650
217929497 | ARCOAIRE | N5H9V48*K*AAA* | EA*5X61M21A* | *80VSL0902120B* | Split System | 47000 | 17 | 9 | 2.1 | R-454B | 650
217929093 | ARCOAIRE | N5H9V48*K*AAA* | EA*5X60M24A* | *80MSU0802120A* | Split System | 47000 | 17 | 9 | 2.1 | R-454B | 650
217929757 | ARCOAIRE | N5H9V48*K*AAA* | EA*5X61M21A* | *96CTN1002122B* | Split System | 47000 | 17 | 9 | 2.1 | R-454B | 650
217929666 | ARCOAIRE | N5H9V48*K*AAA* | EA*5X61M21A* | *97CMN1002122B* | Split System | 47000 | 17 | 9 | 2.1 | R-454B | 650
217929783 | ARCOAIRE | N5H9V48*K*AAA* | EA*5X61M21A* | *97CTN1002122A* | Split System | 47000 | 17 | 9 | 2.1 | R-454B | 650
217928950 | ARCOAIRE | N5H9V48*K*AAA* | EA*5X48M21A* | *96VTN1002122B* | Split System | 45000 | 17 | 9 | 2.12 | R-454B | 650
217929002 | ARCOAIRE | N5H9V48*K*AAA* | EA*5X48M21A* | *97VTN1002122A* | Split System | 45000 | 17 | 9 | 2.12 | R-454B | 650
217928585 | BRYANT HEATING AND COOLING SYSTEMS | 249VAN048**AA* | CAA**4821AM* | 83*CB60080C21*** | Split System | 45500 | 17 | 9 | 2.08 | R-454B | 650
217928650 | BRYANT HEATING AND COOLING SYSTEMS | 249VAN048**AA* | CAA**4821AM* | 83*SB60080M21*** | Split System | 45000 | 17 | 9 | 2.1 | R-454B | 650
217929587 | BRYANT HEATING AND COOLING SYSTEMS | 249VAN048**AA* | CAA**6121AM* | 88*TB60110C21*** | Split System | 47000 | 17 | 9 | 2.1 | R-454B | 650
217929092 | BRYANT HEATING AND COOLING SYSTEMS | 249VAN048**AA* | CAA**6024AM* | 83*SB60080M21*** | Split System | 47000 | 17 | 9 | 2.1 | R-454B | 650
217929496 | BRYANT HEATING AND COOLING SYSTEMS | 249VAN048**AA* | CAA**6121AM* | 82*SB60090V21*** | Split System | 47000 | 17 | 9 | 2.1 | R-454B | 650
217929730 | BRYANT HEATING AND COOLING SYSTEMS | 249VAN048**AA* | CAA**6121AM* | 935SB66100M21*** | Split System | 47000 | 17 | 9 | 2.1 | R-454B | 650
217929756 | BRYANT HEATING AND COOLING SYSTEMS | 249VAN048**AA* | CAA**6121AM* | 986TD66100C21*** | Split System | 47000 | 17 | 9 | 2.1 | R-454B | 650
217929665 | BRYANT HEATING AND COOLING SYSTEMS | 249VAN048**AA* | CAA**6121AM* | 987MC66100C21*** | Split System | 47000 | 17 | 9 | 2.1 | R-454B | 650
217929782 | BRYANT HEATING AND COOLING SYSTEMS | 249VAN048**AA* | CAA**6121AM* | 987TA66100C21*** | Split System | 47000 | 17 | 9 | 2.1 | R-454B | 650
217929001 | BRYANT HEATING AND COOLING SYSTEMS | 249VAN048**AA* | CAA**4821AM* | 927TA66100V21*** | Split System | 45000 | 17 | 9 | 2.12 | R-454B | 650
217928949 | BRYANT HEATING AND COOLING SYSTEMS | 249VAN048**AA* | CAA**4821AM* | 926TC66100V21*** | Split System | 45000 | 17 | 9 | 2.12 | R-454B | 650
217914681 | CARRIER | 27VPA948A*030* | CAA**4821AM* | 58CU*B080C21**20 | Split System | 45500 | 17 | 9 | 2.08 | R-454B | 650
217914721 | CARRIER | 27VPA948A*030* | CAA**6024AM* | 58SU*B080M21**20 | Split System | 47000 | 17 | 9 | 2.1 | R-454B | 650
217928588 | COMFORTMAKER | N5H9V48*K*AAA* | EA*5X48M21A* | *80CSU0802120B* | Split System | 45500 | 17 | 9 | 2.08 | R-454B | 650
217928653 | COMFORTMAKER | N5H9V48*K*AAA* | EA*5X48M21A* | *80MSU0802120A* | Split System | 45000 | 17 | 9 | 2.1 | R-454B | 650
217928658 | COMFORTMAKER | Q5H9V48*K*AAA* | EA*5X48M21A* | *80MSU0802120A* | Split System | 45000 | 17 | 9 | 2.1 | R-454B | 650
217929095 | COMFORTMAKER | N5H9V48*K*AAA* | EA*5X60M24A* | *80MSU0802120A* | Split System | 47000 | 17 | 9 | 2.1 | R-454B | 650
217929499 | COMFORTMAKER | N5H9V48*K*AAA* | EA*5X61M21A* | *80VSL0902120B* | Split System | 47000 | 17 | 9 | 2.1 | R-454B | 650
217929733 | COMFORTMAKER | N5H9V48*K*AAA* | EA*5X61M21A* | *95MSU1002122A* | Split System | 47000 | 17 | 9 | 2.1 | R-454B | 650
217929590 | COMFORTMAKER | N5H9V48*K*AAA* | EA*5X61M21A* | *80CTL1102120B* | Split System | 47000 | 17 | 9 | 2.1 | R-454B | 650
217929616 | COMFORTMAKER | N5H9V48*K*AAA* | EA*5X61M21A* | *80VTL0902120B* | Split System | 47000 | 17 | 9 | 2.1 | R-454B | 650
217929595 | COMFORTMAKER | Q5H9V48*K*AAA* | EA*5X61M21A* | *80CTL1102120B* | Split System | 47000 | 17 | 9 | 2.1 | R-454B | 650
217929100 | COMFORTMAKER | Q5H9V48*K*AAA* | EA*5X60M24A* | *80MSU0802120A* | Split System | 47000 | 17 | 9 | 2.1 | R-454B | 650
217929504 | COMFORTMAKER | Q5H9V48*K*AAA* | EA*5X61M21A* | *80VSL0902120B* | Split System | 47000 | 17 | 9 | 2.1 | R-454B | 650
217929738 | COMFORTMAKER | Q5H9V48*K*AAA* | EA*5X61M21A* | *95MSU1002122A* | Split System | 47000 | 17 | 9 | 2.1 | R-454B | 650
217929621 | COMFORTMAKER | Q5H9V48*K*AAA* | EA*5X61M21A* | *80VTL0902120B* | Split System | 47000 | 17 | 9 | 2.1 | R-454B | 650
217929759 | COMFORTMAKER | N5H9V48*K*AAA* | EA*5X61M21A* | *96CTN1002122B* | Split System | 47000 | 17 | 9 | 2.1 | R-454B | 650
217929668 | COMFORTMAKER | N5H9V48*K*AAA* | EA*5X61M21A* | *97CMN1002122B* | Split System | 47000 | 17 | 9 | 2.1 | R-454B | 650
217929785 | COMFORTMAKER | N5H9V48*K*AAA* | EA*5X61M21A* | *97CTN1002122A* | Split System | 47000 | 17 | 9 | 2.1 | R-454B | 650
217929790 | COMFORTMAKER | Q5H9V48*K*AAA* | EA*5X61M21A* | *97CTN1002122A* | Split System | 47000 | 17 | 9 | 2.1 | R-454B | 650
217929673 | COMFORTMAKER | Q5H9V48*K*AAA* | EA*5X61M21A* | *97CMN1002122B* | Split System | 47000 | 17 | 9 | 2.1 | R-454B | 650
217929764 | COMFORTMAKER | Q5H9V48*K*AAA* | EA*5X61M21A* | *96CTN1002122B* | Split System | 47000 | 17 | 9 | 2.1 | R-454B | 650
217929004 | COMFORTMAKER | N5H9V48*K*AAA* | EA*5X48M21A* | *97VTN1002122A* | Split System | 45000 | 17 | 9 | 2.12 | R-454B | 650
217928952 | COMFORTMAKER | N5H9V48*K*AAA* | EA*5X48M21A* | *96VTN1002122B* | Split System | 45000 | 17 | 9 | 2.12 | R-454B | 650
217929009 | COMFORTMAKER | Q5H9V48*K*AAA* | EA*5X48M21A* | *97VTN1002122A* | Split System | 45000 | 17 | 9 | 2.12 | R-454B | 650
217928957 | COMFORTMAKER | Q5H9V48*K*AAA* | EA*5X48M21A* | *96VTN1002122B* | Split System | 45000 | 17 | 9 | 2.12 | R-454B | 650
217928589 | DAY & NIGHT | N5H9V48*K*AAA* | EA*5X48M21A* | *80CSU0802120B* | Split System | 45500 | 17 | 9 | 2.08 | R-454B | 650
217928654 | DAY & NIGHT | N5H9V48*K*AAA* | EA*5X48M21A* | *80MSU0802120A* | Split System | 45000 | 17 | 9 | 2.1 | R-454B | 650
217928659 | DAY & NIGHT | Q5H9V48*K*AAA* | EA*5X48M21A* | *80MSU0802120A* | Split System | 45000 | 17 | 9 | 2.1 | R-454B | 650
217929500 | DAY & NIGHT | N5H9V48*K*AAA* | EA*5X61M21A* | *80VSL0902120B* | Split System | 47000 | 17 | 9 | 2.1 | R-454B | 650
217929617 | DAY & NIGHT | N5H9V48*K*AAA* | EA*5X61M21A* | *80VTL0902120B* | Split System | 47000 | 17 | 9 | 2.1 | R-454B | 650
217929591 | DAY & NIGHT | N5H9V48*K*AAA* | EA*5X61M21A* | *80CTL1102120B* | Split System | 47000 | 17 | 9 | 2.1 | R-454B | 650
217929734 | DAY & NIGHT | N5H9V48*K*AAA* | EA*5X61M21A* | *95MSU1002122A* | Split System | 47000 | 17 | 9 | 2.1 | R-454B | 650
217929096 | DAY & NIGHT | N5H9V48*K*AAA* | EA*5X60M24A* | *80MSU0802120A* | Split System | 47000 | 17 | 9 | 2.1 | R-454B | 650
217929596 | DAY & NIGHT | Q5H9V48*K*AAA* | EA*5X61M21A* | *80CTL1102120B* | Split System | 47000 | 17 | 9 | 2.1 | R-454B | 650
217929101 | DAY & NIGHT | Q5H9V48*K*AAA* | EA*5X60M24A* | *80MSU0802120A* | Split System | 47000 | 17 | 9 | 2.1 | R-454B | 650
217929739 | DAY & NIGHT | Q5H9V48*K*AAA* | EA*5X61M21A* | *95MSU1002122A* | Split System | 47000 | 17 | 9 | 2.1 | R-454B | 650
217929505 | DAY & NIGHT | Q5H9V48*K*AAA* | EA*5X61M21A* | *80VSL0902120B* | Split System | 47000 | 17 | 9 | 2.1 | R-454B | 650
217929622 | DAY & NIGHT | Q5H9V48*K*AAA* | EA*5X61M21A* | *80VTL0902120B* | Split System | 47000 | 17 | 9 | 2.1 | R-454B | 650
217929786 | DAY & NIGHT | N5H9V48*K*AAA* | EA*5X61M21A* | *97CTN1002122A* | Split System | 47000 | 17 | 9 | 2.1 | R-454B | 650
217929760 | DAY & NIGHT | N5H9V48*K*AAA* | EA*5X61M21A* | *96CTN1002122B* | Split System | 47000 | 17 | 9 | 2.1 | R-454B | 650
217929669 | DAY & NIGHT | N5H9V48*K*AAA* | EA*5X61M21A* | *97CMN1002122B* | Split System | 47000 | 17 | 9 | 2.1 | R-454B | 650
217929674 | DAY & NIGHT | Q5H9V48*K*AAA* | EA*5X61M21A* | *97CMN1002122B* | Split System | 47000 | 17 | 9 | 2.1 | R-454B | 650
217929791 | DAY & NIGHT | Q5H9V48*K*AAA* | EA*5X61M21A* | *97CTN1002122A* | Split System | 47000 | 17 | 9 | 2.1 | R-454B | 650
217929765 | DAY & NIGHT | Q5H9V48*K*AAA* | EA*5X61M21A* | *96CTN1002122B* | Split System | 47000 | 17 | 9 | 2.1 | R-454B | 650
217929005 | DAY & NIGHT | N5H9V48*K*AAA* | EA*5X48M21A* | *97VTN1002122A* | Split System | 45000 | 17 | 9 | 2.12 | R-454B | 650
217928953 | DAY & NIGHT | N5H9V48*K*AAA* | EA*5X48M21A* | *96VTN1002122B* | Split System | 45000 | 17 | 9 | 2.12 | R-454B | 650
217928958 | DAY & NIGHT | Q5H9V48*K*AAA* | EA*5X48M21A* | *96VTN1002122B* | Split System | 45000 | 17 | 9 | 2.12 | R-454B | 650
217928590 | HEIL | N5H9V48*K*AAA* | EA*5X48M21A* | *80CSU0802120B* | Split System | 45500 | 17 | 9 | 2.08 | R-454B | 650
217928655 | HEIL | N5H9V48*K*AAA* | EA*5X48M21A* | *80MSU0802120A* | Split System | 45000 | 17 | 9 | 2.1 | R-454B | 650
217929501 | HEIL | N5H9V48*K*AAA* | EA*5X61M21A* | *80VSL0902120B* | Split System | 47000 | 17 | 9 | 2.1 | R-454B | 650
217929592 | HEIL | N5H9V48*K*AAA* | EA*5X61M21A* | *80CTL1102120B* | Split System | 47000 | 17 | 9 | 2.1 | R-454B | 650
217929735 | HEIL | N5H9V48*K*AAA* | EA*5X61M21A* | *95MSU1002122A* | Split System | 47000 | 17 | 9 | 2.1 | R-454B | 650
217929097 | HEIL | N5H9V48*K*AAA* | EA*5X60M24A* | *80MSU0802120A* | Split System | 47000 | 17 | 9 | 2.1 | R-454B | 650
217929618 | HEIL | N5H9V48*K*AAA* | EA*5X61M21A* | *80VTL0902120B* | Split System | 47000 | 17 | 9 | 2.1 | R-454B | 650
217929506 | HEIL | Q5H9V48*K*AAA* | EA*5X61M21A* | *80VSL0902120B* | Split System | 47000 | 17 | 9 | 2.1 | R-454B | 650
217929597 | HEIL | Q5H9V48*K*AAA* | EA*5X61M21A* | *80CTL1102120B* | Split System | 47000 | 17 | 9 | 2.1 | R-454B | 650
217929102 | HEIL | Q5H9V48*K*AAA* | EA*5X60M24A* | *80MSU0802120A* | Split System | 47000 | 17 | 9 | 2.1 | R-454B | 650
217929740 | HEIL | Q5H9V48*K*AAA* | EA*5X61M21A* | *95MSU1002122A* | Split System | 47000 | 17 | 9 | 2.1 | R-454B | 650
217929623 | HEIL | Q5H9V48*K*AAA* | EA*5X61M21A* | *80VTL0902120B* | Split System | 47000 | 17 | 9 | 2.1 | R-454B | 650
217929787 | HEIL | N5H9V48*K*AAA* | EA*5X61M21A* | *97CTN1002122A* | Split System | 47000 | 17 | 9 | 2.1 | R-454B | 650
217929670 | HEIL | N5H9V48*K*AAA* | EA*5X61M21A* | *97CMN1002122B* | Split System | 47000 | 17 | 9 | 2.1 | R-454B | 650
217929761 | HEIL | N5H9V48*K*AAA* | EA*5X61M21A* | *96CTN1002122B* | Split System | 47000 | 17 | 9 | 2.1 | R-454B | 650
217929675 | HEIL | Q5H9V48*K*AAA* | EA*5X61M21A* | *97CMN1002122B* | Split System | 47000 | 17 | 9 | 2.1 | R-454B | 650
217929766 | HEIL | Q5H9V48*K*AAA* | EA*5X61M21A* | *96CTN1002122B* | Split System | 47000 | 17 | 9 | 2.1 | R-454B | 650
217929792 | HEIL | Q5H9V48*K*AAA* | EA*5X61M21A* | *97CTN1002122A* | Split System | 47000 | 17 | 9 | 2.1 | R-454B | 650
217929006 | HEIL | N5H9V48*K*AAA* | EA*5X48M21A* | *97VTN1002122A* | Split System | 45000 | 17 | 9 | 2.12 | R-454B | 650
217928954 | HEIL | N5H9V48*K*AAA* | EA*5X48M21A* | *96VTN1002122B* | Split System | 45000 | 17 | 9 | 2.12 | R-454B | 650
217928959 | HEIL | Q5H9V48*K*AAA* | EA*5X48M21A* | *96VTN1002122B* | Split System | 45000 | 17 | 9 | 2.12 | R-454B | 650
217929011 | HEIL | Q5H9V48*K*AAA* | EA*5X48M21A* | *97VTN1002122A* | Split System | 45000 | 17 | 9 | 2.12 | R-454B | 650
217928591 | KEEPRITE | N5H9V48*K*AAA* | EA*5X48M21A* | *80CSU0802120B* | Split System | 45500 | 17 | 9 | 2.08 | R-454B | 650
217928596 | KEEPRITE | Q5H9V48*K*AAA* | EA*5X48M21A* | *80CSU0802120B* | Split System | 45500 | 17 | 9 | 2.08 | R-454B | 650
217928656 | KEEPRITE | N5H9V48*K*AAA* | EA*5X48M21A* | *80MSU0802120A* | Split System | 45000 | 17 | 9 | 2.1 | R-454B | 650
217929619 | KEEPRITE | N5H9V48*K*AAA* | EA*5X61M21A* | *80VTL0902120B* | Split System | 47000 | 17 | 9 | 2.1 | R-454B | 650
217929593 | KEEPRITE | N5H9V48*K*AAA* | EA*5X61M21A* | *80CTL1102120B* | Split System | 47000 | 17 | 9 | 2.1 | R-454B | 650
217929736 | KEEPRITE | N5H9V48*K*AAA* | EA*5X61M21A* | *95MSU1002122A* | Split System | 47000 | 17 | 9 | 2.1 | R-454B | 650
217929098 | KEEPRITE | N5H9V48*K*AAA* | EA*5X60M24A* | *80MSU0802120A* | Split System | 47000 | 17 | 9 | 2.1 | R-454B | 650
217929502 | KEEPRITE | N5H9V48*K*AAA* | EA*5X61M21A* | *80VSL0902120B* | Split System | 47000 | 17 | 9 | 2.1 | R-454B | 650
217929103 | KEEPRITE | Q5H9V48*K*AAA* | EA*5X60M24A* | *80MSU0802120A* | Split System | 47000 | 17 | 9 | 2.1 | R-454B | 650
217929741 | KEEPRITE | Q5H9V48*K*AAA* | EA*5X61M21A* | *95MSU1002122A* | Split System | 47000 | 17 | 9 | 2.1 | R-454B | 650
217929598 | KEEPRITE | Q5H9V48*K*AAA* | EA*5X61M21A* | *80CTL1102120B* | Split System | 47000 | 17 | 9 | 2.1 | R-454B | 650
217929507 | KEEPRITE | Q5H9V48*K*AAA* | EA*5X61M21A* | *80VSL0902120B* | Split System | 47000 | 17 | 9 | 2.1 | R-454B | 650
217929624 | KEEPRITE | Q5H9V48*K*AAA* | EA*5X61M21A* | *80VTL0902120B* | Split System | 47000 | 17 | 9 | 2.1 | R-454B | 650
217929788 | KEEPRITE | N5H9V48*K*AAA* | EA*5X61M21A* | *97CTN1002122A* | Split System | 47000 | 17 | 9 | 2.1 | R-454B | 650
217929671 | KEEPRITE | N5H9V48*K*AAA* | EA*5X61M21A* | *97CMN1002122B* | Split System | 47000 | 17 | 9 | 2.1 | R-454B | 650
217929676 | KEEPRITE | Q5H9V48*K*AAA* | EA*5X61M21A* | *97CMN1002122B* | Split System | 47000 | 17 | 9 | 2.1 | R-454B | 650
217929767 | KEEPRITE | Q5H9V48*K*AAA* | EA*5X61M21A* | *96CTN1002122B* | Split System | 47000 | 17 | 9 | 2.1 | R-454B | 650
217929793 | KEEPRITE | Q5H9V48*K*AAA* | EA*5X61M21A* | *97CTN1002122A* | Split System | 47000 | 17 | 9 | 2.1 | R-454B | 650
217928955 | KEEPRITE | N5H9V48*K*AAA* | EA*5X48M21A* | *96VTN1002122B* | Split System | 45000 | 17 | 9 | 2.12 | R-454B | 650
217929007 | KEEPRITE | N5H9V48*K*AAA* | EA*5X48M21A* | *97VTN1002122A* | Split System | 45000 | 17 | 9 | 2.12 | R-454B | 650
217929012 | KEEPRITE | Q5H9V48*K*AAA* | EA*5X48M21A* | *97VTN1002122A* | Split System | 45000 | 17 | 9 | 2.12 | R-454B | 650
217928960 | KEEPRITE | Q5H9V48*K*AAA* | EA*5X48M21A* | *96VTN1002122B* | Split System | 45000 | 17 | 9 | 2.12 | R-454B | 650
217928592 | TEMPSTAR | N5H9V48*K*AAA* | EA*5X48M21A* | *80CSU0802120B* | Split System | 45500 | 17 | 9 | 2.08 | R-454B | 650
217928597 | TEMPSTAR | Q5H9V48*K*AAA* | EA*5X48M21A* | *80CSU0802120B* | Split System | 45500 | 17 | 9 | 2.08 | R-454B | 650
217928657 | TEMPSTAR | N5H9V48*K*AAA* | EA*5X48M21A* | *80MSU0802120A* | Split System | 45000 | 17 | 9 | 2.1 | R-454B | 650
217928662 | TEMPSTAR | Q5H9V48*K*AAA* | EA*5X48M21A* | *80MSU0802120A* | Split System | 45000 | 17 | 9 | 2.1 | R-454B | 650
217929099 | TEMPSTAR | N5H9V48*K*AAA* | EA*5X60M24A* | *80MSU0802120A* | Split System | 47000 | 17 | 9 | 2.1 | R-454B | 650
217929594 | TEMPSTAR | N5H9V48*K*AAA* | EA*5X61M21A* | *80CTL1102120B* | Split System | 47000 | 17 | 9 | 2.1 | R-454B | 650
217929503 | TEMPSTAR | N5H9V48*K*AAA* | EA*5X61M21A* | *80VSL0902120B* | Split System | 47000 | 17 | 9 | 2.1 | R-454B | 650
217929737 | TEMPSTAR | N5H9V48*K*AAA* | EA*5X61M21A* | *95MSU1002122A* | Split System | 47000 | 17 | 9 | 2.1 | R-454B | 650
217929620 | TEMPSTAR | N5H9V48*K*AAA* | EA*5X61M21A* | *80VTL0902120B* | Split System | 47000 | 17 | 9 | 2.1 | R-454B | 650
217929104 | TEMPSTAR | Q5H9V48*K*AAA* | EA*5X60M24A* | *80MSU0802120A* | Split System | 47000 | 17 | 9 | 2.1 | R-454B | 650
217929599 | TEMPSTAR | Q5H9V48*K*AAA* | EA*5X61M21A* | *80CTL1102120B* | Split System | 47000 | 17 | 9 | 2.1 | R-454B | 650
217929742 | TEMPSTAR | Q5H9V48*K*AAA* | EA*5X61M21A* | *95MSU1002122A* | Split System | 47000 | 17 | 9 | 2.1 | R-454B | 650
217929508 | TEMPSTAR | Q5H9V48*K*AAA* | EA*5X61M21A* | *80VSL0902120B* | Split System | 47000 | 17 | 9 | 2.1 | R-454B | 650
217929625 | TEMPSTAR | Q5H9V48*K*AAA* | EA*5X61M21A* | *80VTL0902120B* | Split System | 47000 | 17 | 9 | 2.1 | R-454B | 650
217929763 | TEMPSTAR | N5H9V48*K*AAA* | EA*5X61M21A* | *96CTN1002122B* | Split System | 47000 | 17 | 9 | 2.1 | R-454B | 650
217929672 | TEMPSTAR | N5H9V48*K*AAA* | EA*5X61M21A* | *97CMN1002122B* | Split System | 47000 | 17 | 9 | 2.1 | R-454B | 650
217929789 | TEMPSTAR | N5H9V48*K*AAA* | EA*5X61M21A* | *97CTN1002122A* | Split System | 47000 | 17 | 9 | 2.1 | R-454B | 650
217929794 | TEMPSTAR | Q5H9V48*K*AAA* | EA*5X61M21A* | *97CTN1002122A* | Split System | 47000 | 17 | 9 | 2.1 | R-454B | 650
217929768 | TEMPSTAR | Q5H9V48*K*AAA* | EA*5X61M21A* | *96CTN1002122B* | Split System | 47000 | 17 | 9 | 2.1 | R-454B | 650
217929677 | TEMPSTAR | Q5H9V48*K*AAA* | EA*5X61M21A* | *97CMN1002122B* | Split System | 47000 | 17 | 9 | 2.1 | R-454B | 650
217929008 | TEMPSTAR | N5H9V48*K*AAA* | EA*5X48M21A* | *97VTN1002122A* | Split System | 45000 | 17 | 9 | 2.12 | R-454B | 650
217928956 | TEMPSTAR | N5H9V48*K*AAA* | EA*5X48M21A* | *96VTN1002122B* | Split System | 45000 | 17 | 9 | 2.12 | R-454B | 650
217928961 | TEMPSTAR | Q5H9V48*K*AAA* | EA*5X48M21A* | *96VTN1002122B* | Split System | 45000 | 17 | 9 | 2.12 | R-454B | 650
215853497 | CHAMPION HEATING AND COOLING | HH860E2S11 | CTF60D5CJS1 | Z9ES120D20SMPS1 | Split System | 53000 | 18 | 9 | 2 | R-454B | 650
215853466 | COLEMAN | HH860E2S11 | CTF60D5CJS1 | Z9ES120D20SMPS1 | Split System | 53000 | 18 | 9 | 2 | R-454B | 650
215853488 | FRASER-JOHNSTON | HH860E2S11 | CTF60D5CJS1 | Z9ES120D20SMPS1 | Split System | 53000 | 18 | 9 | 2 | R-454B | 650
215853507 | JOHNSON CONTROLS | HH860E2S11 | CTF60D5CJS1 | Z9ES120D20SMPS1 | Split System | 53000 | 18 | 9 | 2 | R-454B | 650
215853477 | LUXAIRE | HH860E2S11 | CTF60D5CJS1 | Z9ES120D20SMPS1 | Split System | 53000 | 18 | 9 | 2 | R-454B | 650
218445372 | VillaTherm | VHPSD-UCHA-36HDCSN4 | VAH-UCHA-36HDC |  | Split System | 34200 | 18 | 9 | 2.1 | R-454B | 650
218445376 | VillaTherm | VHPSD-UCHA-36HDCSN4 | VAH-UCHA-36HDC-A |  | Split System | 34200 | 18 | 9 | 2.1 | R-454B | 650
215853266 | YORK | HH860E2S11 | CTF60D5CJS1 | Y91E120D20SMPS1 | Split System | 53000 | 18 | 9 | 2 | R-454B | 650
215853433 | CHAMPION HEATING AND COOLING | HH836E2S11 | JHE36B5CD2SS1 |  | Split System | 34200 | 19 | 9 | 2 | R-454B | 650
217940001 | COMFORTMAKER | N5H9V24*K*AAA* | EVD5X25M17A* | *97CTN0601716A* | Split System | 24400 | 18 | 8.5 | 1.9 | R-454B | 650
217938700 | COMFORTMAKER | N5H9V24*K*AAA* | EVM5X36M17A* | OMV098J12* | Split System | 24400 | 18 | 8.5 | 1.9 | R-454B | 650
217941844 | COMFORTMAKER | Q5H9V24*K*AAA* | EVD5X36M17A* | OLV098A12* | Split System | 24400 | 18 | 8.5 | 1.9 | R-454B | 650
217940867 | COMFORTMAKER | N5H9V24*K*AAA* | EVD5X30M17A* | OLV098A12* | Split System | 24400 | 18 | 8.5 | 1.9 | R-454B | 650
217940874 | COMFORTMAKER | Q5H9V24*K*AAA* | EVD5X30M17A* | OLV098A12* | Split System | 24400 | 18 | 8.5 | 1.9 | R-454B | 650
217941699 | COMFORTMAKER | N5H9V24*K*AAA* | EVD5X36M17A* | *97CTN0601716A* | Split System | 24400 | 18 | 8.5 | 1.9 | R-454B | 650
217940161 | COMFORTMAKER | Q5H9V24*K*AAA* | EVD5X25M17A* | OMV098J12* | Split System | 24400 | 18 | 8.5 | 1.9 | R-454B | 650
217941706 | COMFORTMAKER | Q5H9V24*K*AAA* | EVD5X36M17A* | *97CTN0601716A* | Split System | 24400 | 18 | 8.5 | 1.9 | R-454B | 650
217941859 | COMFORTMAKER | Q5H9V24*K*AAA* | EVD5X36M17A* | OMV098J12* | Split System | 24400 | 18 | 8.5 | 1.9 | R-454B | 650
217941109 | COMFORTMAKER | N5H9V24*K*AAA* | EVD5X31M17A* | *96VSN0401712B* | Split System | 24600 | 18 | 8.5 | 1.92 | R-454B | 650
217941246 | COMFORTMAKER | N5H9V24*K*AAA* | EVD5X31M17A* | *96VTN0401712B* | Split System | 24600 | 18 | 8.5 | 1.92 | R-454B | 650
217941169 | COMFORTMAKER | N5H9V24*K*AAA* | EVD5X31M17A* | *96CTN0401410B* | Split System | 24600 | 18 | 8.5 | 1.92 | R-454B | 650
217941253 | COMFORTMAKER | Q5H9V24*K*AAA* | EVD5X31M17A* | *96VTN0401712B* | Split System | 24600 | 18 | 8.5 | 1.92 | R-454B | 650
217941176 | COMFORTMAKER | Q5H9V24*K*AAA* | EVD5X31M17A* | *96CTN0401410B* | Split System | 24600 | 18 | 8.5 | 1.92 | R-454B | 650
217944225 | COMFORTMAKER | Q5H9V24*K*AAA* | EVD5X38M17A* | *96VSN0401712B* | Split System | 24800 | 18 | 8.5 | 1.92 | R-454B | 650
217944361 | COMFORTMAKER | Q5H9V24*K*AAA* | EVD5X38M17A* | *96VTN0401712B* | Split System | 24800 | 18 | 8.5 | 1.92 | R-454B | 650
217944218 | COMFORTMAKER | N5H9V24*K*AAA* | EVD5X38M17A* | *96VSN0401712B* | Split System | 24800 | 18 | 8.5 | 1.92 | R-454B | 650
217944354 | COMFORTMAKER | N5H9V24*K*AAA* | EVD5X38M17A* | *96VTN0401712B* | Split System | 24800 | 18 | 8.5 | 1.92 | R-454B | 650
217944203 | COMFORTMAKER | N5H9V24*K*AAA* | EVD5X38M17A* | *96VSN0401410B* | Split System | 24800 | 18 | 8.5 | 1.92 | R-454B | 650
217944210 | COMFORTMAKER | Q5H9V24*K*AAA* | EVD5X38M17A* | *96VSN0401410B* | Split System | 24800 | 18 | 8.5 | 1.92 | R-454B | 650
217939375 | DAY & NIGHT | Q5H9V24*K*AAA* | EVD5X24M17A* | *96VTN0801716B* | Split System | 23600 | 18 | 8.5 | 1.86 | R-454B | 650
217939405 | DAY & NIGHT | Q5H9V24*K*AAA* | EVD5X24M17A* | *97VTN0801716A* | Split System | 23600 | 18 | 8.5 | 1.86 | R-454B | 650
217938905 | DAY & NIGHT | Q5H9V24*K*AAA* | EVD5X24M17A* | *80VSL0451412B* | Split System | 23600 | 18 | 8.5 | 1.86 | R-454B | 650
217939055 | DAY & NIGHT | Q5H9V24*K*AAA* | EVD5X24M17A* | *80VTL0451412B* | Split System | 23600 | 18 | 8.5 | 1.86 | R-454B | 650
217939185 | DAY & NIGHT | N5H9V24*K*AAA* | EVD5X24M17A* | *96VSN0801716B* | Split System | 23600 | 18 | 8.5 | 1.86 | R-454B | 650
217939245 | DAY & NIGHT | N5H9V24*K*AAA* | EVD5X24M17A* | *96CTN0601714B* | Split System | 23600 | 18 | 8.5 | 1.86 | R-454B | 650
217939252 | DAY & NIGHT | Q5H9V24*K*AAA* | EVD5X24M17A* | *96CTN0601714B* | Split System | 23600 | 18 | 8.5 | 1.86 | R-454B | 650
217938738 | DAY & NIGHT | Q5H9V24*K*AAA* | EVD5X24M14A* | *80VSL0451412B* | Split System | 23400 | 18 | 8.5 | 1.88 | R-454B | 650
217938776 | DAY & NIGHT | N5H9V24*K*AAA* | EVD5X24M14A* | *80VTL0451412B* | Split System | 23400 | 18 | 8.5 | 1.88 | R-454B | 650
217939222 | DAY & NIGHT | Q5H9V24*K*AAA* | EVD5X24M17A* | *95MSU0601716A* | Split System | 23600 | 18 | 8.5 | 1.88 | R-454B | 650
217939102 | DAY & NIGHT | Q5H9V24*K*AAA* | EVD5X24M17A* | *97CMN0601714B* | Split System | 23600 | 18 | 8.5 | 1.88 | R-454B | 650
217939170 | DAY & NIGHT | N5H9V24*K*AAA* | EVD5X24M17A* | *96VSN0601716B* | Split System | 23600 | 18 | 8.5 | 1.88 | R-454B | 650
217939352 | DAY & NIGHT | N5H9V24*K*AAA* | EVD5X24M17A* | *96VTN0601716B* | Split System | 23600 | 18 | 8.5 | 1.88 | R-454B | 650
217939390 | DAY & NIGHT | Q5H9V24*K*AAA* | EVD5X24M17A* | *97VTN0601716A* | Split System | 23600 | 18 | 8.5 | 1.88 | R-454B | 650
217938995 | DAY & NIGHT | Q5H9V24*K*AAA* | EVD5X24M17A* | *80CTL0451712B* | Split System | 23600 | 18 | 8.5 | 1.88 | R-454B | 650
217939177 | DAY & NIGHT | Q5H9V24*K*AAA* | EVD5X24M17A* | *96VSN0601716B* | Split System | 23600 | 18 | 8.5 | 1.88 | R-454B | 650
217939080 | DAY & NIGHT | N5H9V24*K*AAA* | EVD5X24M17A* | *95CSU0601716B* | Split System | 23600 | 18 | 8.5 | 1.88 | R-454B | 650
217939359 | DAY & NIGHT | Q5H9V24*K*AAA* | EVD5X24M17A* | *96VTN0601716B* | Split System | 23600 | 18 | 8.5 | 1.88 | R-454B | 650
217935727 | DAY & NIGHT | Q5H9V24*K*AAA* | EVM5X24M17A* | *96VTN0601716B* | Split System | 23600 | 18 | 8.5 | 1.88 | R-454B | 650
217939110 | DAY & NIGHT | N5H9V24*K*AAA* | EVD5X24M17A* | *97CMN0801714B* | Split System | 23600 | 18 | 8.5 | 1.88 | R-454B | 650
217939458 | DAY & NIGHT | N5H9V24*K*AAA* | EVD5X25M14A* | *80VSL0451412B* | Split System | 23800 | 18 | 8.5 | 1.88 | R-454B | 650
217939443 | DAY & NIGHT | N5H9V24*K*AAA* | EVD5X24M17A* | OMV112K14A | Split System | 23800 | 18 | 8.5 | 1.88 | R-454B | 650
217935743 | DAY & NIGHT | Q5H9V24*K*AAA* | EVM5X24M17A* | *96VTN0801716B* | Split System | 23800 | 18 | 8.5 | 1.88 | R-454B | 650
217942311 | DAY & NIGHT | N5H9V24*K*AAA* | EVD5X36M21A* | *96VSN0401712B* | Split System | 24000 | 18 | 8.5 | 1.88 | R-454B | 650
217942318 | DAY & NIGHT | Q5H9V24*K*AAA* | EVD5X36M21A* | *96VSN0401712B* | Split System | 24000 | 18 | 8.5 | 1.88 | R-454B | 650
217942623 | DAY & NIGHT | N5H9V24*K*AAA* | EVD5X36M21A* | *96VTN0401712B* | Split System | 24000 | 18 | 8.5 | 1.88 | R-454B | 650
217942633 | DAY & NIGHT | Q5H9V24*K*AAA* | EVD5X36M21A* | *96VTN0401712B* | Split System | 24000 | 18 | 8.5 | 1.88 | R-454B | 650
217941595 | DAY & NIGHT | N5H9V24*K*AAA* | EVD5X36M17A* | *96VSN0601412B* | Split System | 24200 | 18 | 8.5 | 1.88 | R-454B | 650
217940063 | DAY & NIGHT | N5H9V24*K*AAA* | EVD5X25M17A* | *96VTN0601412B* | Split System | 24200 | 18 | 8.5 | 1.88 | R-454B | 650
217940070 | DAY & NIGHT | Q5H9V24*K*AAA* | EVD5X25M17A* | *96VTN0601412B* | Split System | 24200 | 18 | 8.5 | 1.88 | R-454B | 650
217940609 | DAY & NIGHT | N5H9V24*K*AAA* | EVD5X30M17A* | *96VSN0601412B* | Split System | 24200 | 18 | 8.5 | 1.88 | R-454B | 650
217941761 | DAY & NIGHT | N5H9V24*K*AAA* | EVD5X36M17A* | *96VTN0601412B* | Split System | 24200 | 18 | 8.5 | 1.88 | R-454B | 650
217941602 | DAY & NIGHT | Q5H9V24*K*AAA* | EVD5X36M17A* | *96VSN0601412B* | Split System | 24200 | 18 | 8.5 | 1.88 | R-454B | 650
217943765 | DAY & NIGHT | N5H9V24*K*AAA* | EVD5X37M21A* | *96VTN0401712B* | Split System | 24200 | 18 | 8.5 | 1.9 | R-454B | 650
217938616 | DAY & NIGHT | Q5H9V24*K*AAA* | EVM5X36M17A* | *96VTN0601412B* | Split System | 24200 | 18 | 8.5 | 1.9 | R-454B | 650
217943779 | DAY & NIGHT | Q5H9V24*K*AAA* | EVD5X37M21A* | *96VTN0401712B* | Split System | 24200 | 18 | 8.5 | 1.9 | R-454B | 650
217943282 | DAY & NIGHT | Q5H9V24*K*AAA* | EVD5X37M21A* | *96VSN0401712B* | Split System | 24200 | 18 | 8.5 | 1.9 | R-454B | 650
217943275 | DAY & NIGHT | N5H9V24*K*AAA* | EVD5X37M21A* | *96VSN0401712B* | Split System | 24200 | 18 | 8.5 | 1.9 | R-454B | 650
217936120 | DAY & NIGHT | Q5H9V24*K*AAA* | EVM5X25M17A* | *96VSN0601412B* | Split System | 24200 | 18 | 8.5 | 1.9 | R-454B | 650
217938473 | DAY & NIGHT | N5H9V24*K*AAA* | EVM5X36M17A* | *95MSU0401712A* | Split System | 24400 | 18 | 8.5 | 1.9 | R-454B | 650
217939927 | DAY & NIGHT | N5H9V24*K*AAA* | EVD5X25M17A* | *95MSU0401712A* | Split System | 24400 | 18 | 8.5 | 1.9 | R-454B | 650
217941640 | DAY & NIGHT | N5H9V24*K*AAA* | EVD5X36M17A* | *95MSU0401712A* | Split System | 24400 | 18 | 8.5 | 1.9 | R-454B | 650
217941647 | DAY & NIGHT | Q5H9V24*K*AAA* | EVD5X36M17A* | *95MSU0401712A* | Split System | 24400 | 18 | 8.5 | 1.9 | R-454B | 650
217938693 | DAY & NIGHT | Q5H9V24*K*AAA* | EVM5X36M17A* | OLV098A12* | Split System | 24400 | 18 | 8.5 | 1.9 | R-454B | 650
217940662 | DAY & NIGHT | Q5H9V24*K*AAA* | EVD5X30M17A* | *95MSU0401712A* | Split System | 24400 | 18 | 8.5 | 1.9 | R-454B | 650
217940655 | DAY & NIGHT | N5H9V24*K*AAA* | EVD5X30M17A* | *95MSU0401712A* | Split System | 24400 | 18 | 8.5 | 1.9 | R-454B | 650
217941838 | DAY & NIGHT | N5H9V24*K*AAA* | EVD5X36M17A* | OLV098A12* | Split System | 24400 | 18 | 8.5 | 1.9 | R-454B | 650
217940875 | DAY & NIGHT | Q5H9V24*K*AAA* | EVD5X30M17A* | OLV098A12* | Split System | 24400 | 18 | 8.5 | 1.9 | R-454B | 650
217940009 | DAY & NIGHT | Q5H9V24*K*AAA* | EVD5X25M17A* | *97CTN0601716A* | Split System | 24400 | 18 | 8.5 | 1.9 | R-454B | 650
217940147 | DAY & NIGHT | Q5H9V24*K*AAA* | EVD5X25M17A* | OLV098A12* | Split System | 24400 | 18 | 8.5 | 1.9 | R-454B | 650
217940002 | DAY & NIGHT | N5H9V24*K*AAA* | EVD5X25M17A* | *97CTN0601716A* | Split System | 24400 | 18 | 8.5 | 1.9 | R-454B | 650
217941707 | DAY & NIGHT | Q5H9V24*K*AAA* | EVD5X36M17A* | *97CTN0601716A* | Split System | 24400 | 18 | 8.5 | 1.9 | R-454B | 650
217941860 | DAY & NIGHT | Q5H9V24*K*AAA* | EVD5X36M17A* | OMV098J12* | Split System | 24400 | 18 | 8.5 | 1.9 | R-454B | 650
217940883 | DAY & NIGHT | N5H9V24*K*AAA* | EVD5X30M17A* | OMV098J12* | Split System | 24400 | 18 | 8.5 | 1.9 | R-454B | 650
217941853 | DAY & NIGHT | N5H9V24*K*AAA* | EVD5X36M17A* | OMV098J12* | Split System | 24400 | 18 | 8.5 | 1.9 | R-454B | 650
217940140 | DAY & NIGHT | N5H9V24*K*AAA* | EVD5X25M17A* | OLV098A12* | Split System | 24400 | 18 | 8.5 | 1.9 | R-454B | 650
217941845 | DAY & NIGHT | Q5H9V24*K*AAA* | EVD5X36M17A* | OLV098A12* | Split System | 24400 | 18 | 8.5 | 1.9 | R-454B | 650
217940890 | DAY & NIGHT | Q5H9V24*K*AAA* | EVD5X30M17A* | OMV098J12* | Split System | 24400 | 18 | 8.5 | 1.9 | R-454B | 650
217940868 | DAY & NIGHT | N5H9V24*K*AAA* | EVD5X30M17A* | OLV098A12* | Split System | 24400 | 18 | 8.5 | 1.9 | R-454B | 650
217936938 | DAY & NIGHT | Q5H9V24*K*AAA* | EVM5X30M17A* | OMV098J12* | Split System | 24400 | 18 | 8.5 | 1.9 | R-454B | 650
217938708 | DAY & NIGHT | Q5H9V24*K*AAA* | EVM5X36M17A* | OMV098J12* | Split System | 24400 | 18 | 8.5 | 1.9 | R-454B | 650
217938701 | DAY & NIGHT | N5H9V24*K*AAA* | EVM5X36M17A* | OMV098J12* | Split System | 24400 | 18 | 8.5 | 1.9 | R-454B | 650
217941700 | DAY & NIGHT | N5H9V24*K*AAA* | EVD5X36M17A* | *97CTN0601716A* | Split System | 24400 | 18 | 8.5 | 1.9 | R-454B | 650
217941247 | DAY & NIGHT | N5H9V24*K*AAA* | EVD5X31M17A* | *96VTN0401712B* | Split System | 24600 | 18 | 8.5 | 1.92 | R-454B | 650
217941110 | DAY & NIGHT | N5H9V24*K*AAA* | EVD5X31M17A* | *96VSN0401712B* | Split System | 24600 | 18 | 8.5 | 1.92 | R-454B | 650
217941117 | DAY & NIGHT | Q5H9V24*K*AAA* | EVD5X31M17A* | *96VSN0401712B* | Split System | 24600 | 18 | 8.5 | 1.92 | R-454B | 650
217941170 | DAY & NIGHT | N5H9V24*K*AAA* | EVD5X31M17A* | *96CTN0401410B* | Split System | 24600 | 18 | 8.5 | 1.92 | R-454B | 650
217941254 | DAY & NIGHT | Q5H9V24*K*AAA* | EVD5X31M17A* | *96VTN0401712B* | Split System | 24600 | 18 | 8.5 | 1.92 | R-454B | 650
217941177 | DAY & NIGHT | Q5H9V24*K*AAA* | EVD5X31M17A* | *96CTN0401410B* | Split System | 24600 | 18 | 8.5 | 1.92 | R-454B | 650
217944226 | DAY & NIGHT | Q5H9V24*K*AAA* | EVD5X38M17A* | *96VSN0401712B* | Split System | 24800 | 18 | 8.5 | 1.92 | R-454B | 650
217944355 | DAY & NIGHT | N5H9V24*K*AAA* | EVD5X38M17A* | *96VTN0401712B* | Split System | 24800 | 18 | 8.5 | 1.92 | R-454B | 650
217944219 | DAY & NIGHT | N5H9V24*K*AAA* | EVD5X38M17A* | *96VSN0401712B* | Split System | 24800 | 18 | 8.5 | 1.92 | R-454B | 650
217944362 | DAY & NIGHT | Q5H9V24*K*AAA* | EVD5X38M17A* | *96VTN0401712B* | Split System | 24800 | 18 | 8.5 | 1.92 | R-454B | 650
217944211 | DAY & NIGHT | Q5H9V24*K*AAA* | EVD5X38M17A* | *96VSN0401410B* | Split System | 24800 | 18 | 8.5 | 1.92 | R-454B | 650
217944204 | DAY & NIGHT | N5H9V24*K*AAA* | EVD5X38M17A* | *96VSN0401410B* | Split System | 24800 | 18 | 8.5 | 1.92 | R-454B | 650
217939193 | HEIL | Q5H9V24*K*AAA* | EVD5X24M17A* | *96VSN0801716B* | Split System | 23600 | 18 | 8.5 | 1.86 | R-454B | 650
217938906 | HEIL | Q5H9V24*K*AAA* | EVD5X24M17A* | *80VSL0451412B* | Split System | 23600 | 18 | 8.5 | 1.86 | R-454B | 650
217939399 | HEIL | N5H9V24*K*AAA* | EVD5X24M17A* | *97VTN0801716A* | Split System | 23600 | 18 | 8.5 | 1.86 | R-454B | 650
217939186 | HEIL | N5H9V24*K*AAA* | EVD5X24M17A* | *96VSN0801716B* | Split System | 23600 | 18 | 8.5 | 1.86 | R-454B | 650
217939253 | HEIL | Q5H9V24*K*AAA* | EVD5X24M17A* | *96CTN0601714B* | Split System | 23600 | 18 | 8.5 | 1.86 | R-454B | 650
217938777 | HEIL | N5H9V24*K*AAA* | EVD5X24M14A* | *80VTL0451412B* | Split System | 23400 | 18 | 8.5 | 1.88 | R-454B | 650
217938784 | HEIL | Q5H9V24*K*AAA* | EVD5X24M14A* | *80VTL0451412B* | Split System | 23400 | 18 | 8.5 | 1.88 | R-454B | 650
217938732 | HEIL | N5H9V24*K*AAA* | EVD5X24M14A* | *80VSL0451412B* | Split System | 23400 | 18 | 8.5 | 1.88 | R-454B | 650
217938739 | HEIL | Q5H9V24*K*AAA* | EVD5X24M14A* | *80VSL0451412B* | Split System | 23400 | 18 | 8.5 | 1.88 | R-454B | 650
217938754 | HEIL | Q5H9V24*K*AAA* | EVD5X24M14A* | *80VSL0701412B* | Split System | 23400 | 18 | 8.5 | 1.88 | R-454B | 650
217939041 | HEIL | Q5H9V24*K*AAA* | EVD5X24M17A* | *80CTL0901716B* | Split System | 23600 | 18 | 8.5 | 1.88 | R-454B | 650
217939034 | HEIL | N5H9V24*K*AAA* | EVD5X24M17A* | *80CTL0901716B* | Split System | 23600 | 18 | 8.5 | 1.88 | R-454B | 650
217939216 | HEIL | N5H9V24*K*AAA* | EVD5X24M17A* | *95MSU0601716A* | Split System | 23600 | 18 | 8.5 | 1.88 | R-454B | 650
217939223 | HEIL | Q5H9V24*K*AAA* | EVD5X24M17A* | *95MSU0601716A* | Split System | 23600 | 18 | 8.5 | 1.88 | R-454B | 650
217939088 | HEIL | Q5H9V24*K*AAA* | EVD5X24M17A* | *95CSU0601716B* | Split System | 23600 | 18 | 8.5 | 1.88 | R-454B | 650
217939111 | HEIL | N5H9V24*K*AAA* | EVD5X24M17A* | *97CMN0801714B* | Split System | 23600 | 18 | 8.5 | 1.88 | R-454B | 650
217938996 | HEIL | Q5H9V24*K*AAA* | EVD5X24M17A* | *80CTL0451712B* | Split System | 23600 | 18 | 8.5 | 1.88 | R-454B | 650
217938989 | HEIL | N5H9V24*K*AAA* | EVD5X24M17A* | *80CTL0451712B* | Split System | 23600 | 18 | 8.5 | 1.88 | R-454B | 650
217939103 | HEIL | Q5H9V24*K*AAA* | EVD5X24M17A* | *97CMN0601714B* | Split System | 23600 | 18 | 8.5 | 1.88 | R-454B | 650
217939353 | HEIL | N5H9V24*K*AAA* | EVD5X24M17A* | *96VTN0601716B* | Split System | 23600 | 18 | 8.5 | 1.88 | R-454B | 650
217939504 | HEIL | N5H9V24*K*AAA* | EVD5X25M14A* | *80VTL0451412B* | Split System | 23800 | 18 | 8.5 | 1.88 | R-454B | 650
217938936 | HEIL | Q5H9V24*K*AAA* | EVD5X24M17A* | *80VSL0701716B* | Split System | 23800 | 18 | 8.5 | 1.88 | R-454B | 650
217939511 | HEIL | Q5H9V24*K*AAA* | EVD5X25M14A* | *80VTL0451412B* | Split System | 23800 | 18 | 8.5 | 1.88 | R-454B | 650
217939466 | HEIL | Q5H9V24*K*AAA* | EVD5X25M14A* | *80VSL0451412B* | Split System | 23800 | 18 | 8.5 | 1.88 | R-454B | 650
217935591 | HEIL | Q5H9V24*K*AAA* | EVM5X24M17A* | *95MSU0601716A* | Split System | 23800 | 18 | 8.5 | 1.88 | R-454B | 650
217942312 | HEIL | N5H9V24*K*AAA* | EVD5X36M21A* | *96VSN0401712B* | Split System | 24000 | 18 | 8.5 | 1.88 | R-454B | 650
217942634 | HEIL | Q5H9V24*K*AAA* | EVD5X36M21A* | *96VTN0401712B* | Split System | 24000 | 18 | 8.5 | 1.88 | R-454B | 650
217942319 | HEIL | Q5H9V24*K*AAA* | EVD5X36M21A* | *96VSN0401712B* | Split System | 24000 | 18 | 8.5 | 1.88 | R-454B | 650
217942625 | HEIL | N5H9V24*K*AAA* | EVD5X36M21A* | *96VTN0401712B* | Split System | 24000 | 18 | 8.5 | 1.88 | R-454B | 650
217940064 | HEIL | N5H9V24*K*AAA* | EVD5X25M17A* | *96VTN0601412B* | Split System | 24200 | 18 | 8.5 | 1.88 | R-454B | 650
217939883 | HEIL | N5H9V24*K*AAA* | EVD5X25M17A* | *96VSN0601412B* | Split System | 24200 | 18 | 8.5 | 1.88 | R-454B | 650
217940610 | HEIL | N5H9V24*K*AAA* | EVD5X30M17A* | *96VSN0601412B* | Split System | 24200 | 18 | 8.5 | 1.88 | R-454B | 650
217941769 | HEIL | Q5H9V24*K*AAA* | EVD5X36M17A* | *96VTN0601412B* | Split System | 24200 | 18 | 8.5 | 1.88 | R-454B | 650
217941596 | HEIL | N5H9V24*K*AAA* | EVD5X36M17A* | *96VSN0601412B* | Split System | 24200 | 18 | 8.5 | 1.88 | R-454B | 650
217941762 | HEIL | N5H9V24*K*AAA* | EVD5X36M17A* | *96VTN0601412B* | Split System | 24200 | 18 | 8.5 | 1.88 | R-454B | 650
217940792 | HEIL | N5H9V24*K*AAA* | EVD5X30M17A* | *96VTN0601412B* | Split System | 24200 | 18 | 8.5 | 1.88 | R-454B | 650
217940799 | HEIL | Q5H9V24*K*AAA* | EVD5X30M17A* | *96VTN0601412B* | Split System | 24200 | 18 | 8.5 | 1.88 | R-454B | 650
217941603 | HEIL | Q5H9V24*K*AAA* | EVD5X36M17A* | *96VSN0601412B* | Split System | 24200 | 18 | 8.5 | 1.88 | R-454B | 650
217940617 | HEIL | Q5H9V24*K*AAA* | EVD5X30M17A* | *96VSN0601412B* | Split System | 24200 | 18 | 8.5 | 1.88 | R-454B | 650
217938436 | HEIL | Q5H9V24*K*AAA* | EVM5X36M17A* | *96VSN0601412B* | Split System | 24200 | 18 | 8.5 | 1.9 | R-454B | 650
217943781 | HEIL | Q5H9V24*K*AAA* | EVD5X37M21A* | *96VTN0401712B* | Split System | 24200 | 18 | 8.5 | 1.9 | R-454B | 650
217943276 | HEIL | N5H9V24*K*AAA* | EVD5X37M21A* | *96VSN0401712B* | Split System | 24200 | 18 | 8.5 | 1.9 | R-454B | 650
217943767 | HEIL | N5H9V24*K*AAA* | EVD5X37M21A* | *96VTN0401712B* | Split System | 24200 | 18 | 8.5 | 1.9 | R-454B | 650
217943283 | HEIL | Q5H9V24*K*AAA* | EVD5X37M21A* | *96VSN0401712B* | Split System | 24200 | 18 | 8.5 | 1.9 | R-454B | 650
217936302 | HEIL | Q5H9V24*K*AAA* | EVM5X25M17A* | *96VTN0601412B* | Split System | 24200 | 18 | 8.5 | 1.9 | R-454B | 650
217938617 | HEIL | Q5H9V24*K*AAA* | EVM5X36M17A* | *96VTN0601412B* | Split System | 24200 | 18 | 8.5 | 1.9 | R-454B | 650
217938687 | HEIL | N5H9V24*K*AAA* | EVM5X36M17A* | OLV098A12* | Split System | 24400 | 18 | 8.5 | 1.9 | R-454B | 650
217939928 | HEIL | N5H9V24*K*AAA* | EVD5X25M17A* | *95MSU0401712A* | Split System | 24400 | 18 | 8.5 | 1.9 | R-454B | 650
217940663 | HEIL | Q5H9V24*K*AAA* | EVD5X30M17A* | *95MSU0401712A* | Split System | 24400 | 18 | 8.5 | 1.9 | R-454B | 650
217940656 | HEIL | N5H9V24*K*AAA* | EVD5X30M17A* | *95MSU0401712A* | Split System | 24400 | 18 | 8.5 | 1.9 | R-454B | 650
217939935 | HEIL | Q5H9V24*K*AAA* | EVD5X25M17A* | *95MSU0401712A* | Split System | 24400 | 18 | 8.5 | 1.9 | R-454B | 650
217941648 | HEIL | Q5H9V24*K*AAA* | EVD5X36M17A* | *95MSU0401712A* | Split System | 24400 | 18 | 8.5 | 1.9 | R-454B | 650
217938474 | HEIL | N5H9V24*K*AAA* | EVM5X36M17A* | *95MSU0401712A* | Split System | 24400 | 18 | 8.5 | 1.9 | R-454B | 650
217941861 | HEIL | Q5H9V24*K*AAA* | EVD5X36M17A* | OMV098J12* | Split System | 24400 | 18 | 8.5 | 1.9 | R-454B | 650
217941839 | HEIL | N5H9V24*K*AAA* | EVD5X36M17A* | OLV098A12* | Split System | 24400 | 18 | 8.5 | 1.9 | R-454B | 650
217938709 | HEIL | Q5H9V24*K*AAA* | EVM5X36M17A* | OMV098J12* | Split System | 24400 | 18 | 8.5 | 1.9 | R-454B | 650
217940876 | HEIL | Q5H9V24*K*AAA* | EVD5X30M17A* | OLV098A12* | Split System | 24400 | 18 | 8.5 | 1.9 | R-454B | 650
217941708 | HEIL | Q5H9V24*K*AAA* | EVD5X36M17A* | *97CTN0601716A* | Split System | 24400 | 18 | 8.5 | 1.9 | R-454B | 650
217938702 | HEIL | N5H9V24*K*AAA* | EVM5X36M17A* | OMV098J12* | Split System | 24400 | 18 | 8.5 | 1.9 | R-454B | 650
217941701 | HEIL | N5H9V24*K*AAA* | EVD5X36M17A* | *97CTN0601716A* | Split System | 24400 | 18 | 8.5 | 1.9 | R-454B | 650
217940163 | HEIL | Q5H9V24*K*AAA* | EVD5X25M17A* | OMV098J12* | Split System | 24400 | 18 | 8.5 | 1.9 | R-454B | 650
217940156 | HEIL | N5H9V24*K*AAA* | EVD5X25M17A* | OMV098J12* | Split System | 24400 | 18 | 8.5 | 1.9 | R-454B | 650
217940869 | HEIL | N5H9V24*K*AAA* | EVD5X30M17A* | OLV098A12* | Split System | 24400 | 18 | 8.5 | 1.9 | R-454B | 650
217941854 | HEIL | N5H9V24*K*AAA* | EVD5X36M17A* | OMV098J12* | Split System | 24400 | 18 | 8.5 | 1.9 | R-454B | 650
217941846 | HEIL | Q5H9V24*K*AAA* | EVD5X36M17A* | OLV098A12* | Split System | 24400 | 18 | 8.5 | 1.9 | R-454B | 650
217941255 | HEIL | Q5H9V24*K*AAA* | EVD5X31M17A* | *96VTN0401712B* | Split System | 24600 | 18 | 8.5 | 1.92 | R-454B | 650
217941171 | HEIL | N5H9V24*K*AAA* | EVD5X31M17A* | *96CTN0401410B* | Split System | 24600 | 18 | 8.5 | 1.92 | R-454B | 650
217941111 | HEIL | N5H9V24*K*AAA* | EVD5X31M17A* | *96VSN0401712B* | Split System | 24600 | 18 | 8.5 | 1.92 | R-454B | 650
217941178 | HEIL | Q5H9V24*K*AAA* | EVD5X31M17A* | *96CTN0401410B* | Split System | 24600 | 18 | 8.5 | 1.92 | R-454B | 650
217941248 | HEIL | N5H9V24*K*AAA* | EVD5X31M17A* | *96VTN0401712B* | Split System | 24600 | 18 | 8.5 | 1.92 | R-454B | 650
217944227 | HEIL | Q5H9V24*K*AAA* | EVD5X38M17A* | *96VSN0401712B* | Split System | 24800 | 18 | 8.5 | 1.92 | R-454B | 650
217944220 | HEIL | N5H9V24*K*AAA* | EVD5X38M17A* | *96VSN0401712B* | Split System | 24800 | 18 | 8.5 | 1.92 | R-454B | 650
217944356 | HEIL | N5H9V24*K*AAA* | EVD5X38M17A* | *96VTN0401712B* | Split System | 24800 | 18 | 8.5 | 1.92 | R-454B | 650
217944363 | HEIL | Q5H9V24*K*AAA* | EVD5X38M17A* | *96VTN0401712B* | Split System | 24800 | 18 | 8.5 | 1.92 | R-454B | 650
217944205 | HEIL | N5H9V24*K*AAA* | EVD5X38M17A* | *96VSN0401410B* | Split System | 24800 | 18 | 8.5 | 1.92 | R-454B | 650
217944212 | HEIL | Q5H9V24*K*AAA* | EVD5X38M17A* | *96VSN0401410B* | Split System | 24800 | 18 | 8.5 | 1.92 | R-454B | 650
217939407 | KEEPRITE | Q5H9V24*K*AAA* | EVD5X24M17A* | *97VTN0801716A* | Split System | 23600 | 18 | 8.5 | 1.86 | R-454B | 650
217938900 | KEEPRITE | N5H9V24*K*AAA* | EVD5X24M17A* | *80VSL0451412B* | Split System | 23600 | 18 | 8.5 | 1.86 | R-454B | 650
217939370 | KEEPRITE | N5H9V24*K*AAA* | EVD5X24M17A* | *96VTN0801716B* | Split System | 23600 | 18 | 8.5 | 1.86 | R-454B | 650
217939050 | KEEPRITE | N5H9V24*K*AAA* | EVD5X24M17A* | *80VTL0451412B* | Split System | 23600 | 18 | 8.5 | 1.86 | R-454B | 650
217939377 | KEEPRITE | Q5H9V24*K*AAA* | EVD5X24M17A* | *96VTN0801716B* | Split System | 23600 | 18 | 8.5 | 1.86 | R-454B | 650
217938907 | KEEPRITE | Q5H9V24*K*AAA* | EVD5X24M17A* | *80VSL0451412B* | Split System | 23600 | 18 | 8.5 | 1.86 | R-454B | 650
217939057 | KEEPRITE | Q5H9V24*K*AAA* | EVD5X24M17A* | *80VTL0451412B* | Split System | 23600 | 18 | 8.5 | 1.86 | R-454B | 650
217938748 | KEEPRITE | N5H9V24*K*AAA* | EVD5X24M14A* | *80VSL0701412B* | Split System | 23400 | 18 | 8.5 | 1.88 | R-454B | 650
217938785 | KEEPRITE | Q5H9V24*K*AAA* | EVD5X24M14A* | *80VTL0451412B* | Split System | 23400 | 18 | 8.5 | 1.88 | R-454B | 650
217939224 | KEEPRITE | Q5H9V24*K*AAA* | EVD5X24M17A* | *95MSU0601716A* | Split System | 23600 | 18 | 8.5 | 1.88 | R-454B | 650
217939172 | KEEPRITE | N5H9V24*K*AAA* | EVD5X24M17A* | *96VSN0601716B* | Split System | 23600 | 18 | 8.5 | 1.88 | R-454B | 650
217938997 | KEEPRITE | Q5H9V24*K*AAA* | EVD5X24M17A* | *80CTL0451712B* | Split System | 23600 | 18 | 8.5 | 1.88 | R-454B | 650
217939361 | KEEPRITE | Q5H9V24*K*AAA* | EVD5X24M17A* | *96VTN0601716B* | Split System | 23600 | 18 | 8.5 | 1.88 | R-454B | 650
217939354 | KEEPRITE | N5H9V24*K*AAA* | EVD5X24M17A* | *96VTN0601716B* | Split System | 23600 | 18 | 8.5 | 1.88 | R-454B | 650
217939392 | KEEPRITE | Q5H9V24*K*AAA* | EVD5X24M17A* | *97VTN0601716A* | Split System | 23600 | 18 | 8.5 | 1.88 | R-454B | 650
217939089 | KEEPRITE | Q5H9V24*K*AAA* | EVD5X24M17A* | *95CSU0601716B* | Split System | 23600 | 18 | 8.5 | 1.88 | R-454B | 650
217935298 | KEEPRITE | N5H9V24*K*AAA* | EVM5X24M17A* | *80VSL0701716B* | Split System | 23800 | 18 | 8.5 | 1.88 | R-454B | 650
217938937 | KEEPRITE | Q5H9V24*K*AAA* | EVD5X24M17A* | *80VSL0701716B* | Split System | 23800 | 18 | 8.5 | 1.88 | R-454B | 650
217939512 | KEEPRITE | Q5H9V24*K*AAA* | EVD5X25M14A* | *80VTL0451412B* | Split System | 23800 | 18 | 8.5 | 1.88 | R-454B | 650
217939452 | KEEPRITE | Q5H9V24*K*AAA* | EVD5X24M17A* | OMV112K14A | Split System | 23800 | 18 | 8.5 | 1.88 | R-454B | 650
217939445 | KEEPRITE | N5H9V24*K*AAA* | EVD5X24M17A* | OMV112K14A | Split System | 23800 | 18 | 8.5 | 1.88 | R-454B | 650
217942320 | KEEPRITE | Q5H9V24*K*AAA* | EVD5X36M21A* | *96VSN0401712B* | Split System | 24000 | 18 | 8.5 | 1.88 | R-454B | 650
217942627 | KEEPRITE | N5H9V24*K*AAA* | EVD5X36M21A* | *96VTN0401712B* | Split System | 24000 | 18 | 8.5 | 1.88 | R-454B | 650
217942313 | KEEPRITE | N5H9V24*K*AAA* | EVD5X36M21A* | *96VSN0401712B* | Split System | 24000 | 18 | 8.5 | 1.88 | R-454B | 650
217942635 | KEEPRITE | Q5H9V24*K*AAA* | EVD5X36M21A* | *96VTN0401712B* | Split System | 24000 | 18 | 8.5 | 1.88 | R-454B | 650
217941597 | KEEPRITE | N5H9V24*K*AAA* | EVD5X36M17A* | *96VSN0601412B* | Split System | 24200 | 18 | 8.5 | 1.88 | R-454B | 650
217941763 | KEEPRITE | N5H9V24*K*AAA* | EVD5X36M17A* | *96VTN0601412B* | Split System | 24200 | 18 | 8.5 | 1.88 | R-454B | 650
217941770 | KEEPRITE | Q5H9V24*K*AAA* | EVD5X36M17A* | *96VTN0601412B* | Split System | 24200 | 18 | 8.5 | 1.88 | R-454B | 650
217940800 | KEEPRITE | Q5H9V24*K*AAA* | EVD5X30M17A* | *96VTN0601412B* | Split System | 24200 | 18 | 8.5 | 1.88 | R-454B | 650
217940611 | KEEPRITE | N5H9V24*K*AAA* | EVD5X30M17A* | *96VSN0601412B* | Split System | 24200 | 18 | 8.5 | 1.88 | R-454B | 650
217940793 | KEEPRITE | N5H9V24*K*AAA* | EVD5X30M17A* | *96VTN0601412B* | Split System | 24200 | 18 | 8.5 | 1.88 | R-454B | 650
217940065 | KEEPRITE | N5H9V24*K*AAA* | EVD5X25M17A* | *96VTN0601412B* | Split System | 24200 | 18 | 8.5 | 1.88 | R-454B | 650
217940072 | KEEPRITE | Q5H9V24*K*AAA* | EVD5X25M17A* | *96VTN0601412B* | Split System | 24200 | 18 | 8.5 | 1.88 | R-454B | 650
217939891 | KEEPRITE | Q5H9V24*K*AAA* | EVD5X25M17A* | *96VSN0601412B* | Split System | 24200 | 18 | 8.5 | 1.88 | R-454B | 650
217941604 | KEEPRITE | Q5H9V24*K*AAA* | EVD5X36M17A* | *96VSN0601412B* | Split System | 24200 | 18 | 8.5 | 1.88 | R-454B | 650
217938437 | KEEPRITE | Q5H9V24*K*AAA* | EVM5X36M17A* | *96VSN0601412B* | Split System | 24200 | 18 | 8.5 | 1.9 | R-454B | 650
217938618 | KEEPRITE | Q5H9V24*K*AAA* | EVM5X36M17A* | *96VTN0601412B* | Split System | 24200 | 18 | 8.5 | 1.9 | R-454B | 650
217943284 | KEEPRITE | Q5H9V24*K*AAA* | EVD5X37M21A* | *96VSN0401712B* | Split System | 24200 | 18 | 8.5 | 1.9 | R-454B | 650
217943784 | KEEPRITE | Q5H9V24*K*AAA* | EVD5X37M21A* | *96VTN0401712B* | Split System | 24200 | 18 | 8.5 | 1.9 | R-454B | 650
217943769 | KEEPRITE | N5H9V24*K*AAA* | EVD5X37M21A* | *96VTN0401712B* | Split System | 24200 | 18 | 8.5 | 1.9 | R-454B | 650
217943277 | KEEPRITE | N5H9V24*K*AAA* | EVD5X37M21A* | *96VSN0401712B* | Split System | 24200 | 18 | 8.5 | 1.9 | R-454B | 650
217939929 | KEEPRITE | N5H9V24*K*AAA* | EVD5X25M17A* | *95MSU0401712A* | Split System | 24400 | 18 | 8.5 | 1.9 | R-454B | 650
217938475 | KEEPRITE | N5H9V24*K*AAA* | EVM5X36M17A* | *95MSU0401712A* | Split System | 24400 | 18 | 8.5 | 1.9 | R-454B | 650
217939936 | KEEPRITE | Q5H9V24*K*AAA* | EVD5X25M17A* | *95MSU0401712A* | Split System | 24400 | 18 | 8.5 | 1.9 | R-454B | 650
217941649 | KEEPRITE | Q5H9V24*K*AAA* | EVD5X36M17A* | *95MSU0401712A* | Split System | 24400 | 18 | 8.5 | 1.9 | R-454B | 650
217941642 | KEEPRITE | N5H9V24*K*AAA* | EVD5X36M17A* | *95MSU0401712A* | Split System | 24400 | 18 | 8.5 | 1.9 | R-454B | 650
217938688 | KEEPRITE | N5H9V24*K*AAA* | EVM5X36M17A* | OLV098A12* | Split System | 24400 | 18 | 8.5 | 1.9 | R-454B | 650
217936727 | KEEPRITE | Q5H9V24*K*AAA* | EVM5X30M17A* | *95MSU0401712A* | Split System | 24400 | 18 | 8.5 | 1.9 | R-454B | 650
217940664 | KEEPRITE | Q5H9V24*K*AAA* | EVD5X30M17A* | *95MSU0401712A* | Split System | 24400 | 18 | 8.5 | 1.9 | R-454B | 650
217940885 | KEEPRITE | N5H9V24*K*AAA* | EVD5X30M17A* | OMV098J12* | Split System | 24400 | 18 | 8.5 | 1.9 | R-454B | 650
217940157 | KEEPRITE | N5H9V24*K*AAA* | EVD5X25M17A* | OMV098J12* | Split System | 24400 | 18 | 8.5 | 1.9 | R-454B | 650
217940011 | KEEPRITE | Q5H9V24*K*AAA* | EVD5X25M17A* | *97CTN0601716A* | Split System | 24400 | 18 | 8.5 | 1.9 | R-454B | 650
217940877 | KEEPRITE | Q5H9V24*K*AAA* | EVD5X30M17A* | OLV098A12* | Split System | 24400 | 18 | 8.5 | 1.9 | R-454B | 650
217940004 | KEEPRITE | N5H9V24*K*AAA* | EVD5X25M17A* | *97CTN0601716A* | Split System | 24400 | 18 | 8.5 | 1.9 | R-454B | 650
217940892 | KEEPRITE | Q5H9V24*K*AAA* | EVD5X30M17A* | OMV098J12* | Split System | 24400 | 18 | 8.5 | 1.9 | R-454B | 650
217941847 | KEEPRITE | Q5H9V24*K*AAA* | EVD5X36M17A* | OLV098A12* | Split System | 24400 | 18 | 8.5 | 1.9 | R-454B | 650
217941862 | KEEPRITE | Q5H9V24*K*AAA* | EVD5X36M17A* | OMV098J12* | Split System | 24400 | 18 | 8.5 | 1.9 | R-454B | 650
217940870 | KEEPRITE | N5H9V24*K*AAA* | EVD5X30M17A* | OLV098A12* | Split System | 24400 | 18 | 8.5 | 1.9 | R-454B | 650
217941855 | KEEPRITE | N5H9V24*K*AAA* | EVD5X36M17A* | OMV098J12* | Split System | 24400 | 18 | 8.5 | 1.9 | R-454B | 650
217941840 | KEEPRITE | N5H9V24*K*AAA* | EVD5X36M17A* | OLV098A12* | Split System | 24400 | 18 | 8.5 | 1.9 | R-454B | 650
217936388 | KEEPRITE | N5H9V24*K*AAA* | EVM5X25M17A* | OMV098J12* | Split System | 24400 | 18 | 8.5 | 1.9 | R-454B | 650
217937416 | KEEPRITE | N5H9V24*K*AAA* | EVM5X31M17A* | *96VTN0401712B* | Split System | 24600 | 18 | 8.5 | 1.92 | R-454B | 650
217941112 | KEEPRITE | N5H9V24*K*AAA* | EVD5X31M17A* | *96VSN0401712B* | Split System | 24600 | 18 | 8.5 | 1.92 | R-454B | 650
217941172 | KEEPRITE | N5H9V24*K*AAA* | EVD5X31M17A* | *96CTN0401410B* | Split System | 24600 | 18 | 8.5 | 1.92 | R-454B | 650
217941249 | KEEPRITE | N5H9V24*K*AAA* | EVD5X31M17A* | *96VTN0401712B* | Split System | 24600 | 18 | 8.5 | 1.92 | R-454B | 650
217941256 | KEEPRITE | Q5H9V24*K*AAA* | EVD5X31M17A* | *96VTN0401712B* | Split System | 24600 | 18 | 8.5 | 1.92 | R-454B | 650
217941119 | KEEPRITE | Q5H9V24*K*AAA* | EVD5X31M17A* | *96VSN0401712B* | Split System | 24600 | 18 | 8.5 | 1.92 | R-454B | 650
217941179 | KEEPRITE | Q5H9V24*K*AAA* | EVD5X31M17A* | *96CTN0401410B* | Split System | 24600 | 18 | 8.5 | 1.92 | R-454B | 650
217944357 | KEEPRITE | N5H9V24*K*AAA* | EVD5X38M17A* | *96VTN0401712B* | Split System | 24800 | 18 | 8.5 | 1.92 | R-454B | 650
217944228 | KEEPRITE | Q5H9V24*K*AAA* | EVD5X38M17A* | *96VSN0401712B* | Split System | 24800 | 18 | 8.5 | 1.92 | R-454B | 650
217944364 | KEEPRITE | Q5H9V24*K*AAA* | EVD5X38M17A* | *96VTN0401712B* | Split System | 24800 | 18 | 8.5 | 1.92 | R-454B | 650
217944221 | KEEPRITE | N5H9V24*K*AAA* | EVD5X38M17A* | *96VSN0401712B* | Split System | 24800 | 18 | 8.5 | 1.92 | R-454B | 650
217944206 | KEEPRITE | N5H9V24*K*AAA* | EVD5X38M17A* | *96VSN0401410B* | Split System | 24800 | 18 | 8.5 | 1.92 | R-454B | 650
217944213 | KEEPRITE | Q5H9V24*K*AAA* | EVD5X38M17A* | *96VSN0401410B* | Split System | 24800 | 18 | 8.5 | 1.92 | R-454B | 650
217939188 | TEMPSTAR | N5H9V24*K*AAA* | EVD5X24M17A* | *96VSN0801716B* | Split System | 23600 | 18 | 8.5 | 1.86 | R-454B | 650
217939408 | TEMPSTAR | Q5H9V24*K*AAA* | EVD5X24M17A* | *97VTN0801716A* | Split System | 23600 | 18 | 8.5 | 1.86 | R-454B | 650
217939195 | TEMPSTAR | Q5H9V24*K*AAA* | EVD5X24M17A* | *96VSN0801716B* | Split System | 23600 | 18 | 8.5 | 1.86 | R-454B | 650
217939255 | TEMPSTAR | Q5H9V24*K*AAA* | EVD5X24M17A* | *96CTN0601714B* | Split System | 23600 | 18 | 8.5 | 1.86 | R-454B | 650
217938756 | TEMPSTAR | Q5H9V24*K*AAA* | EVD5X24M14A* | *80VSL0701412B* | Split System | 23400 | 18 | 8.5 | 1.88 | R-454B | 650
217938779 | TEMPSTAR | N5H9V24*K*AAA* | EVD5X24M14A* | *80VTL0451412B* | Split System | 23400 | 18 | 8.5 | 1.88 | R-454B | 650
217939218 | TEMPSTAR | N5H9V24*K*AAA* | EVD5X24M17A* | *95MSU0601716A* | Split System | 23600 | 18 | 8.5 | 1.88 | R-454B | 650
217939225 | TEMPSTAR | Q5H9V24*K*AAA* | EVD5X24M17A* | *95MSU0601716A* | Split System | 23600 | 18 | 8.5 | 1.88 | R-454B | 650
217939036 | TEMPSTAR | N5H9V24*K*AAA* | EVD5X24M17A* | *80CTL0901716B* | Split System | 23600 | 18 | 8.5 | 1.88 | R-454B | 650
217939393 | TEMPSTAR | Q5H9V24*K*AAA* | EVD5X24M17A* | *97VTN0601716A* | Split System | 23600 | 18 | 8.5 | 1.88 | R-454B | 650
217939105 | TEMPSTAR | Q5H9V24*K*AAA* | EVD5X24M17A* | *97CMN0601714B* | Split System | 23600 | 18 | 8.5 | 1.88 | R-454B | 650
217939386 | TEMPSTAR | N5H9V24*K*AAA* | EVD5X24M17A* | *97VTN0601716A* | Split System | 23600 | 18 | 8.5 | 1.88 | R-454B | 650
217939083 | TEMPSTAR | N5H9V24*K*AAA* | EVD5X24M17A* | *95CSU0601716B* | Split System | 23600 | 18 | 8.5 | 1.88 | R-454B | 650
217939120 | TEMPSTAR | Q5H9V24*K*AAA* | EVD5X24M17A* | *97CMN0801714B* | Split System | 23600 | 18 | 8.5 | 1.88 | R-454B | 650
217939113 | TEMPSTAR | N5H9V24*K*AAA* | EVD5X24M17A* | *97CMN0801714B* | Split System | 23600 | 18 | 8.5 | 1.88 | R-454B | 650
217939090 | TEMPSTAR | Q5H9V24*K*AAA* | EVD5X24M17A* | *95CSU0601716B* | Split System | 23600 | 18 | 8.5 | 1.88 | R-454B | 650
217939468 | TEMPSTAR | Q5H9V24*K*AAA* | EVD5X25M14A* | *80VSL0451412B* | Split System | 23800 | 18 | 8.5 | 1.88 | R-454B | 650
217939461 | TEMPSTAR | N5H9V24*K*AAA* | EVD5X25M14A* | *80VSL0451412B* | Split System | 23800 | 18 | 8.5 | 1.88 | R-454B | 650
217939513 | TEMPSTAR | Q5H9V24*K*AAA* | EVD5X25M14A* | *80VTL0451412B* | Split System | 23800 | 18 | 8.5 | 1.88 | R-454B | 650
217939506 | TEMPSTAR | N5H9V24*K*AAA* | EVD5X25M14A* | *80VTL0451412B* | Split System | 23800 | 18 | 8.5 | 1.88 | R-454B | 650
217938938 | TEMPSTAR | Q5H9V24*K*AAA* | EVD5X24M17A* | *80VSL0701716B* | Split System | 23800 | 18 | 8.5 | 1.88 | R-454B | 650
217939453 | TEMPSTAR | Q5H9V24*K*AAA* | EVD5X24M17A* | OMV112K14A | Split System | 23800 | 18 | 8.5 | 1.88 | R-454B | 650
217939446 | TEMPSTAR | N5H9V24*K*AAA* | EVD5X24M17A* | OMV112K14A | Split System | 23800 | 18 | 8.5 | 1.88 | R-454B | 650
217942629 | TEMPSTAR | N5H9V24*K*AAA* | EVD5X36M21A* | *96VTN0401712B* | Split System | 24000 | 18 | 8.5 | 1.88 | R-454B | 650
217942636 | TEMPSTAR | Q5H9V24*K*AAA* | EVD5X36M21A* | *96VTN0401712B* | Split System | 24000 | 18 | 8.5 | 1.88 | R-454B | 650
217942321 | TEMPSTAR | Q5H9V24*K*AAA* | EVD5X36M21A* | *96VSN0401712B* | Split System | 24000 | 18 | 8.5 | 1.88 | R-454B | 650
217942314 | TEMPSTAR | N5H9V24*K*AAA* | EVD5X36M21A* | *96VSN0401712B* | Split System | 24000 | 18 | 8.5 | 1.88 | R-454B | 650
217939892 | TEMPSTAR | Q5H9V24*K*AAA* | EVD5X25M17A* | *96VSN0601412B* | Split System | 24200 | 18 | 8.5 | 1.88 | R-454B | 650
217939885 | TEMPSTAR | N5H9V24*K*AAA* | EVD5X25M17A* | *96VSN0601412B* | Split System | 24200 | 18 | 8.5 | 1.88 | R-454B | 650
217941764 | TEMPSTAR | N5H9V24*K*AAA* | EVD5X36M17A* | *96VTN0601412B* | Split System | 24200 | 18 | 8.5 | 1.88 | R-454B | 650
217940066 | TEMPSTAR | N5H9V24*K*AAA* | EVD5X25M17A* | *96VTN0601412B* | Split System | 24200 | 18 | 8.5 | 1.88 | R-454B | 650
217941598 | TEMPSTAR | N5H9V24*K*AAA* | EVD5X36M17A* | *96VSN0601412B* | Split System | 24200 | 18 | 8.5 | 1.88 | R-454B | 650
217941605 | TEMPSTAR | Q5H9V24*K*AAA* | EVD5X36M17A* | *96VSN0601412B* | Split System | 24200 | 18 | 8.5 | 1.88 | R-454B | 650
217941771 | TEMPSTAR | Q5H9V24*K*AAA* | EVD5X36M17A* | *96VTN0601412B* | Split System | 24200 | 18 | 8.5 | 1.88 | R-454B | 650
217940612 | TEMPSTAR | N5H9V24*K*AAA* | EVD5X30M17A* | *96VSN0601412B* | Split System | 24200 | 18 | 8.5 | 1.88 | R-454B | 650
217940794 | TEMPSTAR | N5H9V24*K*AAA* | EVD5X30M17A* | *96VTN0601412B* | Split System | 24200 | 18 | 8.5 | 1.88 | R-454B | 650
217940073 | TEMPSTAR | Q5H9V24*K*AAA* | EVD5X25M17A* | *96VTN0601412B* | Split System | 24200 | 18 | 8.5 | 1.88 | R-454B | 650
217938612 | TEMPSTAR | N5H9V24*K*AAA* | EVM5X36M17A* | *96VTN0601412B* | Split System | 24200 | 18 | 8.5 | 1.9 | R-454B | 650
217943285 | TEMPSTAR | Q5H9V24*K*AAA* | EVD5X37M21A* | *96VSN0401712B* | Split System | 24200 | 18 | 8.5 | 1.9 | R-454B | 650
217943278 | TEMPSTAR | N5H9V24*K*AAA* | EVD5X37M21A* | *96VSN0401712B* | Split System | 24200 | 18 | 8.5 | 1.9 | R-454B | 650
217943786 | TEMPSTAR | Q5H9V24*K*AAA* | EVD5X37M21A* | *96VTN0401712B* | Split System | 24200 | 18 | 8.5 | 1.9 | R-454B | 650
217943771 | TEMPSTAR | N5H9V24*K*AAA* | EVD5X37M21A* | *96VTN0401712B* | Split System | 24200 | 18 | 8.5 | 1.9 | R-454B | 650
217940665 | TEMPSTAR | Q5H9V24*K*AAA* | EVD5X30M17A* | *95MSU0401712A* | Split System | 24400 | 18 | 8.5 | 1.9 | R-454B | 650
217941643 | TEMPSTAR | N5H9V24*K*AAA* | EVD5X36M17A* | *95MSU0401712A* | Split System | 24400 | 18 | 8.5 | 1.9 | R-454B | 650
217940658 | TEMPSTAR | N5H9V24*K*AAA* | EVD5X30M17A* | *95MSU0401712A* | Split System | 24400 | 18 | 8.5 | 1.9 | R-454B | 650
217939937 | TEMPSTAR | Q5H9V24*K*AAA* | EVD5X25M17A* | *95MSU0401712A* | Split System | 24400 | 18 | 8.5 | 1.9 | R-454B | 650
217941841 | TEMPSTAR | N5H9V24*K*AAA* | EVD5X36M17A* | OLV098A12* | Split System | 24400 | 18 | 8.5 | 1.9 | R-454B | 650
217940012 | TEMPSTAR | Q5H9V24*K*AAA* | EVD5X25M17A* | *97CTN0601716A* | Split System | 24400 | 18 | 8.5 | 1.9 | R-454B | 650
217940158 | TEMPSTAR | N5H9V24*K*AAA* | EVD5X25M17A* | OMV098J12* | Split System | 24400 | 18 | 8.5 | 1.9 | R-454B | 650
217941856 | TEMPSTAR | N5H9V24*K*AAA* | EVD5X36M17A* | OMV098J12* | Split System | 24400 | 18 | 8.5 | 1.9 | R-454B | 650
217940893 | TEMPSTAR | Q5H9V24*K*AAA* | EVD5X30M17A* | OMV098J12* | Split System | 24400 | 18 | 8.5 | 1.9 | R-454B | 650
217940871 | TEMPSTAR | N5H9V24*K*AAA* | EVD5X30M17A* | OLV098A12* | Split System | 24400 | 18 | 8.5 | 1.9 | R-454B | 650
217938711 | TEMPSTAR | Q5H9V24*K*AAA* | EVM5X36M17A* | OMV098J12* | Split System | 24400 | 18 | 8.5 | 1.9 | R-454B | 650
217941848 | TEMPSTAR | Q5H9V24*K*AAA* | EVD5X36M17A* | OLV098A12* | Split System | 24400 | 18 | 8.5 | 1.9 | R-454B | 650
217941863 | TEMPSTAR | Q5H9V24*K*AAA* | EVD5X36M17A* | OMV098J12* | Split System | 24400 | 18 | 8.5 | 1.9 | R-454B | 650
217941703 | TEMPSTAR | N5H9V24*K*AAA* | EVD5X36M17A* | *97CTN0601716A* | Split System | 24400 | 18 | 8.5 | 1.9 | R-454B | 650
217940165 | TEMPSTAR | Q5H9V24*K*AAA* | EVD5X25M17A* | OMV098J12* | Split System | 24400 | 18 | 8.5 | 1.9 | R-454B | 650
217941710 | TEMPSTAR | Q5H9V24*K*AAA* | EVD5X36M17A* | *97CTN0601716A* | Split System | 24400 | 18 | 8.5 | 1.9 | R-454B | 650
217938704 | TEMPSTAR | N5H9V24*K*AAA* | EVM5X36M17A* | OMV098J12* | Split System | 24400 | 18 | 8.5 | 1.9 | R-454B | 650
217940878 | TEMPSTAR | Q5H9V24*K*AAA* | EVD5X30M17A* | OLV098A12* | Split System | 24400 | 18 | 8.5 | 1.9 | R-454B | 650
217940143 | TEMPSTAR | N5H9V24*K*AAA* | EVD5X25M17A* | OLV098A12* | Split System | 24400 | 18 | 8.5 | 1.9 | R-454B | 650
217940886 | TEMPSTAR | N5H9V24*K*AAA* | EVD5X30M17A* | OMV098J12* | Split System | 24400 | 18 | 8.5 | 1.9 | R-454B | 650
217941113 | TEMPSTAR | N5H9V24*K*AAA* | EVD5X31M17A* | *96VSN0401712B* | Split System | 24600 | 18 | 8.5 | 1.92 | R-454B | 650
217941173 | TEMPSTAR | N5H9V24*K*AAA* | EVD5X31M17A* | *96CTN0401410B* | Split System | 24600 | 18 | 8.5 | 1.92 | R-454B | 650
217941250 | TEMPSTAR | N5H9V24*K*AAA* | EVD5X31M17A* | *96VTN0401712B* | Split System | 24600 | 18 | 8.5 | 1.92 | R-454B | 650
217941257 | TEMPSTAR | Q5H9V24*K*AAA* | EVD5X31M17A* | *96VTN0401712B* | Split System | 24600 | 18 | 8.5 | 1.92 | R-454B | 650
217941180 | TEMPSTAR | Q5H9V24*K*AAA* | EVD5X31M17A* | *96CTN0401410B* | Split System | 24600 | 18 | 8.5 | 1.92 | R-454B | 650
217941120 | TEMPSTAR | Q5H9V24*K*AAA* | EVD5X31M17A* | *96VSN0401712B* | Split System | 24600 | 18 | 8.5 | 1.92 | R-454B | 650
217944222 | TEMPSTAR | N5H9V24*K*AAA* | EVD5X38M17A* | *96VSN0401712B* | Split System | 24800 | 18 | 8.5 | 1.92 | R-454B | 650
217944229 | TEMPSTAR | Q5H9V24*K*AAA* | EVD5X38M17A* | *96VSN0401712B* | Split System | 24800 | 18 | 8.5 | 1.92 | R-454B | 650
217944358 | TEMPSTAR | N5H9V24*K*AAA* | EVD5X38M17A* | *96VTN0401712B* | Split System | 24800 | 18 | 8.5 | 1.92 | R-454B | 650
217944365 | TEMPSTAR | Q5H9V24*K*AAA* | EVD5X38M17A* | *96VTN0401712B* | Split System | 24800 | 18 | 8.5 | 1.92 | R-454B | 650
217944207 | TEMPSTAR | N5H9V24*K*AAA* | EVD5X38M17A* | *96VSN0401410B* | Split System | 24800 | 18 | 8.5 | 1.92 | R-454B | 650
217944214 | TEMPSTAR | Q5H9V24*K*AAA* | EVD5X38M17A* | *96VSN0401410B* | Split System | 24800 | 18 | 8.5 | 1.92 | R-454B | 650
218019939 | ACIQ | N5H9V24*K*AAA* | EVD5X24M17A* | *80MSU0401712A* | Split System | 23600 | 18.5 | 8.5 | 1.86 | R-454B | 650
218019973 | ACIQ | N5H9V24*K*AAA* | EVD5X24M17A* | *96CTN0801714B* | Split System | 23600 | 18.5 | 8.5 | 1.86 | R-454B | 650
218019937 | ACIQ | N5H9V24*K*AAA* | EVD5X24M17A* | *80VSL0901716B* | Split System | 23600 | 18.5 | 8.5 | 1.86 | R-454B | 650
218019950 | ACIQ | N5H9V24*K*AAA* | EVD5X24M17A* | *80VTL0701716B* | Split System | 23600 | 18.5 | 8.5 | 1.86 | R-454B | 650
218016735 | ACIQ | N5H9V24*K*AAA* | EVM5X24M17A* | *80CSU0401712B* | Split System | 23800 | 18.5 | 8.5 | 1.86 | R-454B | 650
218019934 | ACIQ | N5H9V24*K*AAA* | EVD5X24M17A* | *80VSL0701412B* | Split System | 23800 | 18.5 | 8.5 | 1.86 | R-454B | 650
218019928 | ACIQ | N5H9V24*K*AAA* | EVD5X24M17A* | *80CSU0401712B* | Split System | 23800 | 18.5 | 8.5 | 1.86 | R-454B | 650
218019930 | ACIQ | N5H9V24*K*AAA* | EVD5X24M17A* | *80CSU0601716B* | Split System | 23800 | 18.5 | 8.5 | 1.86 | R-454B | 650
218019945 | ACIQ | N5H9V24*K*AAA* | EVD5X24M17A* | *80CTL0701716B* | Split System | 23800 | 18.5 | 8.5 | 1.86 | R-454B | 650
218016746 | ACIQ | N5H9V24*K*AAA* | EVM5X24M17A* | *80MSU0601716A* | Split System | 23800 | 18.5 | 8.5 | 1.88 | R-454B | 650
218016752 | ACIQ | N5H9V24*K*AAA* | EVM5X24M17A* | *80CTL0701716B* | Split System | 23800 | 18.5 | 8.5 | 1.88 | R-454B | 650
218020083 | ACIQ | N5H9V24*K*AAA* | EVD5X30M14A* | *80VTL0451412B* | Split System | 24000 | 18.5 | 8.5 | 1.88 | R-454B | 650
218020078 | ACIQ | N5H9V24*K*AAA* | EVD5X30M14A* | *80VSL0451412B* | Split System | 24000 | 18.5 | 8.5 | 1.88 | R-454B | 650
218020080 | ACIQ | N5H9V24*K*AAA* | EVD5X30M14A* | *80VSL0701412B* | Split System | 24000 | 18.5 | 8.5 | 1.88 | R-454B | 650
218020081 | ACIQ | N5H9V24*K*AAA* | EVD5X30M14A* | *80CTL0701412B* | Split System | 24200 | 18.5 | 8.5 | 1.88 | R-454B | 650
218016836 | ACIQ | N5H9V24*K*AAA* | EVM5X25M17A* | *95MSU0401712A* | Split System | 24400 | 18.5 | 8.5 | 1.9 | R-454B | 650
218020351 | ACIQ | N5H9V24*K*AAA* | EVD5X36M21A* | OLV098A12* | Split System | 24400 | 18.5 | 8.5 | 1.9 | R-454B | 650
218019892 | ACIQ | N5H9V24*K*AAA* | EVM5X36M17A* | *97CTN0601716A* | Split System | 24400 | 18.5 | 8.5 | 1.9 | R-454B | 650
218020140 | ACIQ | N5H9V24*K*AAA* | EVD5X30M17A* | *97CTN0601716A* | Split System | 24400 | 18.5 | 8.5 | 1.9 | R-454B | 650
218019829 | ACIQ | N5H9V24*K*AAA* | EVM5X32M17A* | *96VTN0401410B* | Split System | 24600 | 18.5 | 8.5 | 1.9 | R-454B | 650
217938963 | AIRQUEST | Q5H9V24*K*AAA* | EVD5X24M17A* | *80MSU0401712A* | Split System | 23600 | 18.5 | 8.5 | 1.86 | R-454B | 650
217938956 | AIRQUEST | N5H9V24*K*AAA* | EVD5X24M17A* | *80MSU0401712A* | Split System | 23600 | 18.5 | 8.5 | 1.86 | R-454B | 650
217939258 | AIRQUEST | N5H9V24*K*AAA* | EVD5X24M17A* | *96CTN0801714B* | Split System | 23600 | 18.5 | 8.5 | 1.86 | R-454B | 650
217938941 | AIRQUEST | N5H9V24*K*AAA* | EVD5X24M17A* | *80VSL0901716B* | Split System | 23600 | 18.5 | 8.5 | 1.86 | R-454B | 650
217939069 | AIRQUEST | Q5H9V24*K*AAA* | EVD5X24M17A* | *80VTL0701716B* | Split System | 23600 | 18.5 | 8.5 | 1.86 | R-454B | 650
217938866 | AIRQUEST | N5H9V24*K*AAA* | EVD5X24M17A* | *80CSU0401712B* | Split System | 23800 | 18.5 | 8.5 | 1.86 | R-454B | 650
217938911 | AIRQUEST | N5H9V24*K*AAA* | EVD5X24M17A* | *80VSL0701412B* | Split System | 23800 | 18.5 | 8.5 | 1.86 | R-454B | 650
217938918 | AIRQUEST | Q5H9V24*K*AAA* | EVD5X24M17A* | *80VSL0701412B* | Split System | 23800 | 18.5 | 8.5 | 1.86 | R-454B | 650
217938873 | AIRQUEST | Q5H9V24*K*AAA* | EVD5X24M17A* | *80CSU0401712B* | Split System | 23800 | 18.5 | 8.5 | 1.86 | R-454B | 650
217939023 | AIRQUEST | Q5H9V24*K*AAA* | EVD5X24M17A* | *80CTL0701716B* | Split System | 23800 | 18.5 | 8.5 | 1.86 | R-454B | 650
217940190 | AIRQUEST | Q5H9V24*K*AAA* | EVD5X30M14A* | *80VSL0451412B* | Split System | 24000 | 18.5 | 8.5 | 1.88 | R-454B | 650
217940235 | AIRQUEST | Q5H9V24*K*AAA* | EVD5X30M14A* | *80VTL0451412B* | Split System | 24000 | 18.5 | 8.5 | 1.88 | R-454B | 650
217940228 | AIRQUEST | N5H9V24*K*AAA* | EVD5X30M14A* | *80VTL0451412B* | Split System | 24000 | 18.5 | 8.5 | 1.88 | R-454B | 650
217940213 | AIRQUEST | N5H9V24*K*AAA* | EVD5X30M14A* | *80CTL0701412B* | Split System | 24200 | 18.5 | 8.5 | 1.88 | R-454B | 650
217940220 | AIRQUEST | Q5H9V24*K*AAA* | EVD5X30M14A* | *80CTL0701412B* | Split System | 24200 | 18.5 | 8.5 | 1.88 | R-454B | 650
217942792 | AIRQUEST | N5H9V24*K*AAA* | EVD5X36M21A* | OLV098A12* | Split System | 24400 | 18.5 | 8.5 | 1.9 | R-454B | 650
217942799 | AIRQUEST | Q5H9V24*K*AAA* | EVD5X36M21A* | OLV098A12* | Split System | 24400 | 18.5 | 8.5 | 1.9 | R-454B | 650
217938553 | AIRQUEST | Q5H9V24*K*AAA* | EVM5X36M17A* | *97CTN0601716A* | Split System | 24400 | 18.5 | 8.5 | 1.9 | R-454B | 650
217938955 | ARCOAIRE | N5H9V24*K*AAA* | EVD5X24M17A* | *80MSU0401712A* | Split System | 23600 | 18.5 | 8.5 | 1.86 | R-454B | 650
217938947 | ARCOAIRE | Q5H9V24*K*AAA* | EVD5X24M17A* | *80VSL0901716B* | Split System | 23600 | 18.5 | 8.5 | 1.86 | R-454B | 650
217939264 | ARCOAIRE | Q5H9V24*K*AAA* | EVD5X24M17A* | *96CTN0801714B* | Split System | 23600 | 18.5 | 8.5 | 1.86 | R-454B | 650
217939068 | ARCOAIRE | Q5H9V24*K*AAA* | EVD5X24M17A* | *80VTL0701716B* | Split System | 23600 | 18.5 | 8.5 | 1.86 | R-454B | 650
217939257 | ARCOAIRE | N5H9V24*K*AAA* | EVD5X24M17A* | *96CTN0801714B* | Split System | 23600 | 18.5 | 8.5 | 1.86 | R-454B | 650
217938865 | ARCOAIRE | N5H9V24*K*AAA* | EVD5X24M17A* | *80CSU0401712B* | Split System | 23800 | 18.5 | 8.5 | 1.86 | R-454B | 650
217938872 | ARCOAIRE | Q5H9V24*K*AAA* | EVD5X24M17A* | *80CSU0401712B* | Split System | 23800 | 18.5 | 8.5 | 1.86 | R-454B | 650
217938887 | ARCOAIRE | Q5H9V24*K*AAA* | EVD5X24M17A* | *80CSU0601716B* | Split System | 23800 | 18.5 | 8.5 | 1.86 | R-454B | 650
217938910 | ARCOAIRE | N5H9V24*K*AAA* | EVD5X24M17A* | *80VSL0701412B* | Split System | 23800 | 18.5 | 8.5 | 1.86 | R-454B | 650
217939015 | ARCOAIRE | N5H9V24*K*AAA* | EVD5X24M17A* | *80CTL0701716B* | Split System | 23800 | 18.5 | 8.5 | 1.86 | R-454B | 650
217940204 | ARCOAIRE | Q5H9V24*K*AAA* | EVD5X30M14A* | *80VSL0701412B* | Split System | 24000 | 18.5 | 8.5 | 1.88 | R-454B | 650
217940197 | ARCOAIRE | N5H9V24*K*AAA* | EVD5X30M14A* | *80VSL0701412B* | Split System | 24000 | 18.5 | 8.5 | 1.88 | R-454B | 650
217940227 | ARCOAIRE | N5H9V24*K*AAA* | EVD5X30M14A* | *80VTL0451412B* | Split System | 24000 | 18.5 | 8.5 | 1.88 | R-454B | 650
217940182 | ARCOAIRE | N5H9V24*K*AAA* | EVD5X30M14A* | *80VSL0451412B* | Split System | 24000 | 18.5 | 8.5 | 1.88 | R-454B | 650
217940189 | ARCOAIRE | Q5H9V24*K*AAA* | EVD5X30M14A* | *80VSL0451412B* | Split System | 24000 | 18.5 | 8.5 | 1.88 | R-454B | 650
217942798 | ARCOAIRE | Q5H9V24*K*AAA* | EVD5X36M21A* | OLV098A12* | Split System | 24400 | 18.5 | 8.5 | 1.9 | R-454B | 650
217942791 | ARCOAIRE | N5H9V24*K*AAA* | EVD5X36M21A* | OLV098A12* | Split System | 24400 | 18.5 | 8.5 | 1.9 | R-454B | 650
217940734 | ARCOAIRE | Q5H9V24*K*AAA* | EVD5X30M17A* | *97CTN0601716A* | Split System | 24400 | 18.5 | 8.5 | 1.9 | R-454B | 650
217940727 | ARCOAIRE | N5H9V24*K*AAA* | EVD5X30M17A* | *97CTN0601716A* | Split System | 24400 | 18.5 | 8.5 | 1.9 | R-454B | 650
217938954 | BRYANT HEATING AND COOLING SYSTEMS | 249VAN024**AA* | CVAVA2417XMA* | 83*SB36040M17*** | Split System | 23600 | 18.5 | 8.5 | 1.86 | R-454B | 650
217939256 | BRYANT HEATING AND COOLING SYSTEMS | 249VAN024**AA* | CVAVA2417XMA* | 986TD42080C17*** | Split System | 23600 | 18.5 | 8.5 | 1.86 | R-454B | 650
217938909 | BRYANT HEATING AND COOLING SYSTEMS | 249VAN024**AA* | CVAVA2417XMA* | 82*SB36070V14*** | Split System | 23800 | 18.5 | 8.5 | 1.86 | R-454B | 650
217938879 | BRYANT HEATING AND COOLING SYSTEMS | 249VAN024**AA* | CVAVA2417XMA* | 83*CB48060C17*** | Split System | 23800 | 18.5 | 8.5 | 1.86 | R-454B | 650
217939014 | BRYANT HEATING AND COOLING SYSTEMS | 249VAN024**AA* | CVAVA2417XMA* | 88*TB48070C17*** | Split System | 23800 | 18.5 | 8.5 | 1.86 | R-454B | 650
217940181 | BRYANT HEATING AND COOLING SYSTEMS | 249VAN024**AA* | CVAVA3014XMA* | 82*SB36045V14*** | Split System | 24000 | 18.5 | 8.5 | 1.88 | R-454B | 650
217940241 | BRYANT HEATING AND COOLING SYSTEMS | 249VAN024**AA* | CVAVA3014XMA* | 82*TB36070V14*** | Split System | 24000 | 18.5 | 8.5 | 1.88 | R-454B | 650
217942790 | BRYANT HEATING AND COOLING SYSTEMS | 249VAN024**AA* | CVAVA3621XMA* | OVLAAB036098 | Split System | 24400 | 18.5 | 8.5 | 1.9 | R-454B | 650
217940726 | BRYANT HEATING AND COOLING SYSTEMS | 249VAN024**AA* | CVAVA3017XMA* | 987TA48060C17*** | Split System | 24400 | 18.5 | 8.5 | 1.9 | R-454B | 650
217938964 | COMFORTMAKER | Q5H9V24*K*AAA* | EVD5X24M17A* | *80MSU0401712A* | Split System | 23600 | 18.5 | 8.5 | 1.86 | R-454B | 650
217938957 | COMFORTMAKER | N5H9V24*K*AAA* | EVD5X24M17A* | *80MSU0401712A* | Split System | 23600 | 18.5 | 8.5 | 1.86 | R-454B | 650
217938949 | COMFORTMAKER | Q5H9V24*K*AAA* | EVD5X24M17A* | *80VSL0901716B* | Split System | 23600 | 18.5 | 8.5 | 1.86 | R-454B | 650
217939070 | COMFORTMAKER | Q5H9V24*K*AAA* | EVD5X24M17A* | *80VTL0701716B* | Split System | 23600 | 18.5 | 8.5 | 1.86 | R-454B | 650
217938882 | COMFORTMAKER | N5H9V24*K*AAA* | EVD5X24M17A* | *80CSU0601716B* | Split System | 23800 | 18.5 | 8.5 | 1.86 | R-454B | 650
217938912 | COMFORTMAKER | N5H9V24*K*AAA* | EVD5X24M17A* | *80VSL0701412B* | Split System | 23800 | 18.5 | 8.5 | 1.86 | R-454B | 650
217938874 | COMFORTMAKER | Q5H9V24*K*AAA* | EVD5X24M17A* | *80CSU0401712B* | Split System | 23800 | 18.5 | 8.5 | 1.86 | R-454B | 650
217938889 | COMFORTMAKER | Q5H9V24*K*AAA* | EVD5X24M17A* | *80CSU0601716B* | Split System | 23800 | 18.5 | 8.5 | 1.86 | R-454B | 650
217935325 | COMFORTMAKER | N5H9V24*K*AAA* | EVM5X24M17A* | *80MSU0401712A* | Split System | 23800 | 18.5 | 8.5 | 1.86 | R-454B | 650
217939024 | COMFORTMAKER | Q5H9V24*K*AAA* | EVD5X24M17A* | *80CTL0701716B* | Split System | 23800 | 18.5 | 8.5 | 1.86 | R-454B | 650
217940206 | COMFORTMAKER | Q5H9V24*K*AAA* | EVD5X30M14A* | *80VSL0701412B* | Split System | 24000 | 18.5 | 8.5 | 1.88 | R-454B | 650
217940191 | COMFORTMAKER | Q5H9V24*K*AAA* | EVD5X30M14A* | *80VSL0451412B* | Split System | 24000 | 18.5 | 8.5 | 1.88 | R-454B | 650
217940229 | COMFORTMAKER | N5H9V24*K*AAA* | EVD5X30M14A* | *80VTL0451412B* | Split System | 24000 | 18.5 | 8.5 | 1.88 | R-454B | 650
217940184 | COMFORTMAKER | N5H9V24*K*AAA* | EVD5X30M14A* | *80VSL0451412B* | Split System | 24000 | 18.5 | 8.5 | 1.88 | R-454B | 650
217940221 | COMFORTMAKER | Q5H9V24*K*AAA* | EVD5X30M14A* | *80CTL0701412B* | Split System | 24200 | 18.5 | 8.5 | 1.88 | R-454B | 650
217942793 | COMFORTMAKER | N5H9V24*K*AAA* | EVD5X36M21A* | OLV098A12* | Split System | 24400 | 18.5 | 8.5 | 1.9 | R-454B | 650
217942800 | COMFORTMAKER | Q5H9V24*K*AAA* | EVD5X36M21A* | OLV098A12* | Split System | 24400 | 18.5 | 8.5 | 1.9 | R-454B | 650
217938554 | COMFORTMAKER | Q5H9V24*K*AAA* | EVM5X36M17A* | *97CTN0601716A* | Split System | 24400 | 18.5 | 8.5 | 1.9 | R-454B | 650
217940729 | COMFORTMAKER | N5H9V24*K*AAA* | EVD5X30M17A* | *97CTN0601716A* | Split System | 24400 | 18.5 | 8.5 | 1.9 | R-454B | 650
217940736 | COMFORTMAKER | Q5H9V24*K*AAA* | EVD5X30M17A* | *97CTN0601716A* | Split System | 24400 | 18.5 | 8.5 | 1.9 | R-454B | 650
217939071 | DAY & NIGHT | Q5H9V24*K*AAA* | EVD5X24M17A* | *80VTL0701716B* | Split System | 23600 | 18.5 | 8.5 | 1.86 | R-454B | 650
217938943 | DAY & NIGHT | N5H9V24*K*AAA* | EVD5X24M17A* | *80VSL0901716B* | Split System | 23600 | 18.5 | 8.5 | 1.86 | R-454B | 650
217938950 | DAY & NIGHT | Q5H9V24*K*AAA* | EVD5X24M17A* | *80VSL0901716B* | Split System | 23600 | 18.5 | 8.5 | 1.86 | R-454B | 650
217938913 | DAY & NIGHT | N5H9V24*K*AAA* | EVD5X24M17A* | *80VSL0701412B* | Split System | 23800 | 18.5 | 8.5 | 1.86 | R-454B | 650
217938920 | DAY & NIGHT | Q5H9V24*K*AAA* | EVD5X24M17A* | *80VSL0701412B* | Split System | 23800 | 18.5 | 8.5 | 1.86 | R-454B | 650
217938890 | DAY & NIGHT | Q5H9V24*K*AAA* | EVD5X24M17A* | *80CSU0601716B* | Split System | 23800 | 18.5 | 8.5 | 1.86 | R-454B | 650
217939025 | DAY & NIGHT | Q5H9V24*K*AAA* | EVD5X24M17A* | *80CTL0701716B* | Split System | 23800 | 18.5 | 8.5 | 1.86 | R-454B | 650
217940192 | DAY & NIGHT | Q5H9V24*K*AAA* | EVD5X30M14A* | *80VSL0451412B* | Split System | 24000 | 18.5 | 8.5 | 1.88 | R-454B | 650
217940185 | DAY & NIGHT | N5H9V24*K*AAA* | EVD5X30M14A* | *80VSL0451412B* | Split System | 24000 | 18.5 | 8.5 | 1.88 | R-454B | 650
217940230 | DAY & NIGHT | N5H9V24*K*AAA* | EVD5X30M14A* | *80VTL0451412B* | Split System | 24000 | 18.5 | 8.5 | 1.88 | R-454B | 650
217940207 | DAY & NIGHT | Q5H9V24*K*AAA* | EVD5X30M14A* | *80VSL0701412B* | Split System | 24000 | 18.5 | 8.5 | 1.88 | R-454B | 650
217940222 | DAY & NIGHT | Q5H9V24*K*AAA* | EVD5X30M14A* | *80CTL0701412B* | Split System | 24200 | 18.5 | 8.5 | 1.88 | R-454B | 650
217940215 | DAY & NIGHT | N5H9V24*K*AAA* | EVD5X30M14A* | *80CTL0701412B* | Split System | 24200 | 18.5 | 8.5 | 1.88 | R-454B | 650
217942801 | DAY & NIGHT | Q5H9V24*K*AAA* | EVD5X36M21A* | OLV098A12* | Split System | 24400 | 18.5 | 8.5 | 1.9 | R-454B | 650
217942794 | DAY & NIGHT | N5H9V24*K*AAA* | EVD5X36M21A* | OLV098A12* | Split System | 24400 | 18.5 | 8.5 | 1.9 | R-454B | 650
217938555 | DAY & NIGHT | Q5H9V24*K*AAA* | EVM5X36M17A* | *97CTN0601716A* | Split System | 24400 | 18.5 | 8.5 | 1.9 | R-454B | 650
217939268 | HEIL | Q5H9V24*K*AAA* | EVD5X24M17A* | *96CTN0801714B* | Split System | 23600 | 18.5 | 8.5 | 1.86 | R-454B | 650
217939072 | HEIL | Q5H9V24*K*AAA* | EVD5X24M17A* | *80VTL0701716B* | Split System | 23600 | 18.5 | 8.5 | 1.86 | R-454B | 650
217938951 | HEIL | Q5H9V24*K*AAA* | EVD5X24M17A* | *80VSL0901716B* | Split System | 23600 | 18.5 | 8.5 | 1.86 | R-454B | 650
217938921 | HEIL | Q5H9V24*K*AAA* | EVD5X24M17A* | *80VSL0701412B* | Split System | 23800 | 18.5 | 8.5 | 1.86 | R-454B | 650
217938884 | HEIL | N5H9V24*K*AAA* | EVD5X24M17A* | *80CSU0601716B* | Split System | 23800 | 18.5 | 8.5 | 1.86 | R-454B | 650
217938914 | HEIL | N5H9V24*K*AAA* | EVD5X24M17A* | *80VSL0701412B* | Split System | 23800 | 18.5 | 8.5 | 1.86 | R-454B | 650
217939026 | HEIL | Q5H9V24*K*AAA* | EVD5X24M17A* | *80CTL0701716B* | Split System | 23800 | 18.5 | 8.5 | 1.86 | R-454B | 650
217940208 | HEIL | Q5H9V24*K*AAA* | EVD5X30M14A* | *80VSL0701412B* | Split System | 24000 | 18.5 | 8.5 | 1.88 | R-454B | 650
217940238 | HEIL | Q5H9V24*K*AAA* | EVD5X30M14A* | *80VTL0451412B* | Split System | 24000 | 18.5 | 8.5 | 1.88 | R-454B | 650
217940186 | HEIL | N5H9V24*K*AAA* | EVD5X30M14A* | *80VSL0451412B* | Split System | 24000 | 18.5 | 8.5 | 1.88 | R-454B | 650
217940231 | HEIL | N5H9V24*K*AAA* | EVD5X30M14A* | *80VTL0451412B* | Split System | 24000 | 18.5 | 8.5 | 1.88 | R-454B | 650
217940223 | HEIL | Q5H9V24*K*AAA* | EVD5X30M14A* | *80CTL0701412B* | Split System | 24200 | 18.5 | 8.5 | 1.88 | R-454B | 650
217942802 | HEIL | Q5H9V24*K*AAA* | EVD5X36M21A* | OLV098A12* | Split System | 24400 | 18.5 | 8.5 | 1.9 | R-454B | 650
217942795 | HEIL | N5H9V24*K*AAA* | EVD5X36M21A* | OLV098A12* | Split System | 24400 | 18.5 | 8.5 | 1.9 | R-454B | 650
217940731 | HEIL | N5H9V24*K*AAA* | EVD5X30M17A* | *97CTN0601716A* | Split System | 24400 | 18.5 | 8.5 | 1.9 | R-454B | 650
217940738 | HEIL | Q5H9V24*K*AAA* | EVD5X30M17A* | *97CTN0601716A* | Split System | 24400 | 18.5 | 8.5 | 1.9 | R-454B | 650
217938556 | HEIL | Q5H9V24*K*AAA* | EVM5X36M17A* | *97CTN0601716A* | Split System | 24400 | 18.5 | 8.5 | 1.9 | R-454B | 650
217936786 | HEIL | Q5H9V24*K*AAA* | EVM5X30M17A* | *97CTN0601716A* | Split System | 24400 | 18.5 | 8.5 | 1.9 | R-454B | 650
217938967 | KEEPRITE | Q5H9V24*K*AAA* | EVD5X24M17A* | *80MSU0401712A* | Split System | 23600 | 18.5 | 8.5 | 1.86 | R-454B | 650
217938945 | KEEPRITE | N5H9V24*K*AAA* | EVD5X24M17A* | *80VSL0901716B* | Split System | 23600 | 18.5 | 8.5 | 1.86 | R-454B | 650
217938922 | KEEPRITE | Q5H9V24*K*AAA* | EVD5X24M17A* | *80VSL0701412B* | Split System | 23800 | 18.5 | 8.5 | 1.86 | R-454B | 650
217938915 | KEEPRITE | N5H9V24*K*AAA* | EVD5X24M17A* | *80VSL0701412B* | Split System | 23800 | 18.5 | 8.5 | 1.86 | R-454B | 650
217938870 | KEEPRITE | N5H9V24*K*AAA* | EVD5X24M17A* | *80CSU0401712B* | Split System | 23800 | 18.5 | 8.5 | 1.86 | R-454B | 650
217935350 | KEEPRITE | Q5H9V24*K*AAA* | EVM5X24M17A* | *80MSU0601716A* | Split System | 23800 | 18.5 | 8.5 | 1.88 | R-454B | 650
217935343 | KEEPRITE | N5H9V24*K*AAA* | EVM5X24M17A* | *80MSU0601716A* | Split System | 23800 | 18.5 | 8.5 | 1.88 | R-454B | 650
217940187 | KEEPRITE | N5H9V24*K*AAA* | EVD5X30M14A* | *80VSL0451412B* | Split System | 24000 | 18.5 | 8.5 | 1.88 | R-454B | 650
217940194 | KEEPRITE | Q5H9V24*K*AAA* | EVD5X30M14A* | *80VSL0451412B* | Split System | 24000 | 18.5 | 8.5 | 1.88 | R-454B | 650
217940209 | KEEPRITE | Q5H9V24*K*AAA* | EVD5X30M14A* | *80VSL0701412B* | Split System | 24000 | 18.5 | 8.5 | 1.88 | R-454B | 650
217940224 | KEEPRITE | Q5H9V24*K*AAA* | EVD5X30M14A* | *80CTL0701412B* | Split System | 24200 | 18.5 | 8.5 | 1.88 | R-454B | 650
217942803 | KEEPRITE | Q5H9V24*K*AAA* | EVD5X36M21A* | OLV098A12* | Split System | 24400 | 18.5 | 8.5 | 1.9 | R-454B | 650
217942796 | KEEPRITE | N5H9V24*K*AAA* | EVD5X36M21A* | OLV098A12* | Split System | 24400 | 18.5 | 8.5 | 1.9 | R-454B | 650
217940739 | KEEPRITE | Q5H9V24*K*AAA* | EVD5X30M17A* | *97CTN0601716A* | Split System | 24400 | 18.5 | 8.5 | 1.9 | R-454B | 650
217937991 | KEEPRITE | N5H9V24*K*AAA* | EVM5X32M17A* | *96VTN0401410B* | Split System | 24600 | 18.5 | 8.5 | 1.9 | R-454B | 650
217938961 | TEMPSTAR | N5H9V24*K*AAA* | EVD5X24M17A* | *80MSU0401712A* | Split System | 23600 | 18.5 | 8.5 | 1.86 | R-454B | 650
217939270 | TEMPSTAR | Q5H9V24*K*AAA* | EVD5X24M17A* | *96CTN0801714B* | Split System | 23600 | 18.5 | 8.5 | 1.86 | R-454B | 650
217938946 | TEMPSTAR | N5H9V24*K*AAA* | EVD5X24M17A* | *80VSL0901716B* | Split System | 23600 | 18.5 | 8.5 | 1.86 | R-454B | 650
217939074 | TEMPSTAR | Q5H9V24*K*AAA* | EVD5X24M17A* | *80VTL0701716B* | Split System | 23600 | 18.5 | 8.5 | 1.86 | R-454B | 650
217938953 | TEMPSTAR | Q5H9V24*K*AAA* | EVD5X24M17A* | *80VSL0901716B* | Split System | 23600 | 18.5 | 8.5 | 1.86 | R-454B | 650
217939067 | TEMPSTAR | N5H9V24*K*AAA* | EVD5X24M17A* | *80VTL0701716B* | Split System | 23600 | 18.5 | 8.5 | 1.86 | R-454B | 650
217938871 | TEMPSTAR | N5H9V24*K*AAA* | EVD5X24M17A* | *80CSU0401712B* | Split System | 23800 | 18.5 | 8.5 | 1.86 | R-454B | 650
217938886 | TEMPSTAR | N5H9V24*K*AAA* | EVD5X24M17A* | *80CSU0601716B* | Split System | 23800 | 18.5 | 8.5 | 1.86 | R-454B | 650
217938916 | TEMPSTAR | N5H9V24*K*AAA* | EVD5X24M17A* | *80VSL0701412B* | Split System | 23800 | 18.5 | 8.5 | 1.86 | R-454B | 650
217939028 | TEMPSTAR | Q5H9V24*K*AAA* | EVD5X24M17A* | *80CTL0701716B* | Split System | 23800 | 18.5 | 8.5 | 1.86 | R-454B | 650
217940203 | TEMPSTAR | N5H9V24*K*AAA* | EVD5X30M14A* | *80VSL0701412B* | Split System | 24000 | 18.5 | 8.5 | 1.88 | R-454B | 650
217940195 | TEMPSTAR | Q5H9V24*K*AAA* | EVD5X30M14A* | *80VSL0451412B* | Split System | 24000 | 18.5 | 8.5 | 1.88 | R-454B | 650
217940188 | TEMPSTAR | N5H9V24*K*AAA* | EVD5X30M14A* | *80VSL0451412B* | Split System | 24000 | 18.5 | 8.5 | 1.88 | R-454B | 650
217940240 | TEMPSTAR | Q5H9V24*K*AAA* | EVD5X30M14A* | *80VTL0451412B* | Split System | 24000 | 18.5 | 8.5 | 1.88 | R-454B | 650
217940233 | TEMPSTAR | N5H9V24*K*AAA* | EVD5X30M14A* | *80VTL0451412B* | Split System | 24000 | 18.5 | 8.5 | 1.88 | R-454B | 650
217940210 | TEMPSTAR | Q5H9V24*K*AAA* | EVD5X30M14A* | *80VSL0701412B* | Split System | 24000 | 18.5 | 8.5 | 1.88 | R-454B | 650
217940218 | TEMPSTAR | N5H9V24*K*AAA* | EVD5X30M14A* | *80CTL0701412B* | Split System | 24200 | 18.5 | 8.5 | 1.88 | R-454B | 650
217940225 | TEMPSTAR | Q5H9V24*K*AAA* | EVD5X30M14A* | *80CTL0701412B* | Split System | 24200 | 18.5 | 8.5 | 1.88 | R-454B | 650
217942804 | TEMPSTAR | Q5H9V24*K*AAA* | EVD5X36M21A* | OLV098A12* | Split System | 24400 | 18.5 | 8.5 | 1.9 | R-454B | 650
217942797 | TEMPSTAR | N5H9V24*K*AAA* | EVD5X36M21A* | OLV098A12* | Split System | 24400 | 18.5 | 8.5 | 1.9 | R-454B | 650
217940740 | TEMPSTAR | Q5H9V24*K*AAA* | EVD5X30M17A* | *97CTN0601716A* | Split System | 24400 | 18.5 | 8.5 | 1.9 | R-454B | 650
217940733 | TEMPSTAR | N5H9V24*K*AAA* | EVD5X30M17A* | *97CTN0601716A* | Split System | 24400 | 18.5 | 8.5 | 1.9 | R-454B | 650
218020294 | ACIQ | N5H9V24*K*AAA* | EVD5X36M21A* | *95CSU0802120B* | Split System | 24400 | 19 | 8.5 | 1.9 | R-454B | 650
218020095 | ACIQ | N5H9V24*K*AAA* | EVD5X30M17A* | *80CSU0601716B* | Split System | 24400 | 19 | 8.5 | 1.9 | R-454B | 650
218020315 | ACIQ | N5H9V24*K*AAA* | EVD5X36M21A* | *95MSU0601716A* | Split System | 24400 | 19 | 8.5 | 1.9 | R-454B | 650
218016874 | ACIQ | N5H9V24*K*AAA* | EVM5X30M17A* | *80MSU0401712A* | Split System | 24600 | 19 | 8.5 | 1.9 | R-454B | 650
218020214 | ACIQ | N5H9V24*K*AAA* | EVD5X36M17A* | *80MSU0401712A* | Split System | 24600 | 19 | 8.5 | 1.9 | R-454B | 650
218020021 | ACIQ | N5H9V24*K*AAA* | EVD5X25M17A* | *80MSU0401712A* | Split System | 24600 | 19 | 8.5 | 1.9 | R-454B | 650
218019871 | ACIQ | N5H9V24*K*AAA* | EVM5X36M17A* | *97CMN0601714B* | Split System | 24600 | 19 | 8.5 | 1.9 | R-454B | 650
218020037 | ACIQ | N5H9V24*K*AAA* | EVD5X25M17A* | *97CMN0601714B* | Split System | 24600 | 19 | 8.5 | 1.9 | R-454B | 650
218016889 | ACIQ | N5H9V24*K*AAA* | EVM5X30M17A* | *97CMN0601714B* | Split System | 24600 | 19 | 8.5 | 1.9 | R-454B | 650
218020228 | ACIQ | N5H9V24*K*AAA* | EVD5X36M17A* | *97CMN0601714B* | Split System | 24600 | 19 | 8.5 | 1.9 | R-454B | 650
218020119 | ACIQ | N5H9V24*K*AAA* | EVD5X30M17A* | *97CMN0601714B* | Split System | 24600 | 19 | 8.5 | 1.9 | R-454B | 650
217942211 | AIRQUEST | Q5H9V24*K*AAA* | EVD5X36M21A* | *95CSU0802120B* | Split System | 24400 | 19 | 8.5 | 1.9 | R-454B | 650
217942204 | AIRQUEST | N5H9V24*K*AAA* | EVD5X36M21A* | *95CSU0802120B* | Split System | 24400 | 19 | 8.5 | 1.9 | R-454B | 650
217940342 | AIRQUEST | Q5H9V24*K*AAA* | EVD5X30M17A* | *80CSU0601716B* | Split System | 24400 | 19 | 8.5 | 1.9 | R-454B | 650
217942406 | AIRQUEST | Q5H9V24*K*AAA* | EVD5X36M21A* | *95MSU0601716A* | Split System | 24400 | 19 | 8.5 | 1.9 | R-454B | 650
217942399 | AIRQUEST | N5H9V24*K*AAA* | EVD5X36M21A* | *95MSU0601716A* | Split System | 24400 | 19 | 8.5 | 1.9 | R-454B | 650
217939683 | AIRQUEST | N5H9V24*K*AAA* | EVD5X25M17A* | *80MSU0401712A* | Split System | 24600 | 19 | 8.5 | 1.9 | R-454B | 650
217941426 | AIRQUEST | N5H9V24*K*AAA* | EVD5X36M17A* | *80MSU0401712A* | Split System | 24600 | 19 | 8.5 | 1.9 | R-454B | 650
217941433 | AIRQUEST | Q5H9V24*K*AAA* | EVD5X36M17A* | *80MSU0401712A* | Split System | 24600 | 19 | 8.5 | 1.9 | R-454B | 650
217939690 | AIRQUEST | Q5H9V24*K*AAA* | EVD5X25M17A* | *80MSU0401712A* | Split System | 24600 | 19 | 8.5 | 1.9 | R-454B | 650
217941548 | AIRQUEST | N5H9V24*K*AAA* | EVD5X36M17A* | *97CMN0601714B* | Split System | 24600 | 19 | 8.5 | 1.9 | R-454B | 650
217939827 | AIRQUEST | Q5H9V24*K*AAA* | EVD5X25M17A* | *97CMN0601714B* | Split System | 24600 | 19 | 8.5 | 1.9 | R-454B | 650
217940547 | AIRQUEST | N5H9V24*K*AAA* | EVD5X30M17A* | *97CMN0601714B* | Split System | 24600 | 19 | 8.5 | 1.9 | R-454B | 650
217938366 | AIRQUEST | N5H9V24*K*AAA* | EVM5X36M17A* | *97CMN0601714B* | Split System | 24600 | 19 | 8.5 | 1.9 | R-454B | 650
217939820 | AIRQUEST | N5H9V24*K*AAA* | EVD5X25M17A* | *97CMN0601714B* | Split System | 24600 | 19 | 8.5 | 1.9 | R-454B | 650
217940554 | AIRQUEST | Q5H9V24*K*AAA* | EVD5X30M17A* | *97CMN0601714B* | Split System | 24600 | 19 | 8.5 | 1.9 | R-454B | 650
217941555 | AIRQUEST | Q5H9V24*K*AAA* | EVD5X36M17A* | *97CMN0601714B* | Split System | 24600 | 19 | 8.5 | 1.9 | R-454B | 650
217938373 | AIRQUEST | Q5H9V24*K*AAA* | EVM5X36M17A* | *97CMN0601714B* | Split System | 24600 | 19 | 8.5 | 1.9 | R-454B | 650
217942203 | ARCOAIRE | N5H9V24*K*AAA* | EVD5X36M21A* | *95CSU0802120B* | Split System | 24400 | 19 | 8.5 | 1.9 | R-454B | 650
217942210 | ARCOAIRE | Q5H9V24*K*AAA* | EVD5X36M21A* | *95CSU0802120B* | Split System | 24400 | 19 | 8.5 | 1.9 | R-454B | 650
217940334 | ARCOAIRE | N5H9V24*K*AAA* | EVD5X30M17A* | *80CSU0601716B* | Split System | 24400 | 19 | 8.5 | 1.9 | R-454B | 650
217940341 | ARCOAIRE | Q5H9V24*K*AAA* | EVD5X30M17A* | *80CSU0601716B* | Split System | 24400 | 19 | 8.5 | 1.9 | R-454B | 650
217942398 | ARCOAIRE | N5H9V24*K*AAA* | EVD5X36M21A* | *95MSU0601716A* | Split System | 24400 | 19 | 8.5 | 1.9 | R-454B | 650
217942405 | ARCOAIRE | Q5H9V24*K*AAA* | EVD5X36M21A* | *95MSU0601716A* | Split System | 24400 | 19 | 8.5 | 1.9 | R-454B | 650
217941425 | ARCOAIRE | N5H9V24*K*AAA* | EVD5X36M17A* | *80MSU0401712A* | Split System | 24600 | 19 | 8.5 | 1.9 | R-454B | 650
217940546 | ARCOAIRE | N5H9V24*K*AAA* | EVD5X30M17A* | *97CMN0601714B* | Split System | 24600 | 19 | 8.5 | 1.9 | R-454B | 650
217941547 | ARCOAIRE | N5H9V24*K*AAA* | EVD5X36M17A* | *97CMN0601714B* | Split System | 24600 | 19 | 8.5 | 1.9 | R-454B | 650
217941554 | ARCOAIRE | Q5H9V24*K*AAA* | EVD5X36M17A* | *97CMN0601714B* | Split System | 24600 | 19 | 8.5 | 1.9 | R-454B | 650
217940553 | ARCOAIRE | Q5H9V24*K*AAA* | EVD5X30M17A* | *97CMN0601714B* | Split System | 24600 | 19 | 8.5 | 1.9 | R-454B | 650
217939826 | ARCOAIRE | Q5H9V24*K*AAA* | EVD5X25M17A* | *97CMN0601714B* | Split System | 24600 | 19 | 8.5 | 1.9 | R-454B | 650
217938372 | ARCOAIRE | Q5H9V24*K*AAA* | EVM5X36M17A* | *97CMN0601714B* | Split System | 24600 | 19 | 8.5 | 1.9 | R-454B | 650
217939819 | ARCOAIRE | N5H9V24*K*AAA* | EVD5X25M17A* | *97CMN0601714B* | Split System | 24600 | 19 | 8.5 | 1.9 | R-454B | 650
217942202 | BRYANT HEATING AND COOLING SYSTEMS | 249VAN024**AA* | CVAVA3621XMA* | 935CB60080C21*** | Split System | 24400 | 19 | 8.5 | 1.9 | R-454B | 650
217942397 | BRYANT HEATING AND COOLING SYSTEMS | 249VAN024**AA* | CVAVA3621XMA* | 935SB48060M17*** | Split System | 24400 | 19 | 8.5 | 1.9 | R-454B | 650
217939681 | BRYANT HEATING AND COOLING SYSTEMS | 249VAN024**AA* | CVAVA2517XMA* | 83*SB36040M17*** | Split System | 24600 | 19 | 8.5 | 1.9 | R-454B | 650
217941424 | BRYANT HEATING AND COOLING SYSTEMS | 249VAN024**AA* | CVAVA3617XMA* | 83*SB36040M17*** | Split System | 24600 | 19 | 8.5 | 1.9 | R-454B | 650
217940545 | BRYANT HEATING AND COOLING SYSTEMS | 249VAN024**AA* | CVAVA3017XMA* | 987MC42060C17*** | Split System | 24600 | 19 | 8.5 | 1.9 | R-454B | 650
217941546 | BRYANT HEATING AND COOLING SYSTEMS | 249VAN024**AA* | CVAVA3617XMA* | 987MC42060C17*** | Split System | 24600 | 19 | 8.5 | 1.9 | R-454B | 650
217942205 | COMFORTMAKER | N5H9V24*K*AAA* | EVD5X36M21A* | *95CSU0802120B* | Split System | 24400 | 19 | 8.5 | 1.9 | R-454B | 650
217942212 | COMFORTMAKER | Q5H9V24*K*AAA* | EVD5X36M21A* | *95CSU0802120B* | Split System | 24400 | 19 | 8.5 | 1.9 | R-454B | 650
217940343 | COMFORTMAKER | Q5H9V24*K*AAA* | EVD5X30M17A* | *80CSU0601716B* | Split System | 24400 | 19 | 8.5 | 1.9 | R-454B | 650
217942400 | COMFORTMAKER | N5H9V24*K*AAA* | EVD5X36M21A* | *95MSU0601716A* | Split System | 24400 | 19 | 8.5 | 1.9 | R-454B | 650
217942407 | COMFORTMAKER | Q5H9V24*K*AAA* | EVD5X36M21A* | *95MSU0601716A* | Split System | 24400 | 19 | 8.5 | 1.9 | R-454B | 650
217941427 | COMFORTMAKER | N5H9V24*K*AAA* | EVD5X36M17A* | *80MSU0401712A* | Split System | 24600 | 19 | 8.5 | 1.9 | R-454B | 650
217939684 | COMFORTMAKER | N5H9V24*K*AAA* | EVD5X25M17A* | *80MSU0401712A* | Split System | 24600 | 19 | 8.5 | 1.9 | R-454B | 650
217941434 | COMFORTMAKER | Q5H9V24*K*AAA* | EVD5X36M17A* | *80MSU0401712A* | Split System | 24600 | 19 | 8.5 | 1.9 | R-454B | 650
217940548 | COMFORTMAKER | N5H9V24*K*AAA* | EVD5X30M17A* | *97CMN0601714B* | Split System | 24600 | 19 | 8.5 | 1.9 | R-454B | 650
217941549 | COMFORTMAKER | N5H9V24*K*AAA* | EVD5X36M17A* | *97CMN0601714B* | Split System | 24600 | 19 | 8.5 | 1.9 | R-454B | 650
217941556 | COMFORTMAKER | Q5H9V24*K*AAA* | EVD5X36M17A* | *97CMN0601714B* | Split System | 24600 | 19 | 8.5 | 1.9 | R-454B | 650
217938367 | COMFORTMAKER | N5H9V24*K*AAA* | EVM5X36M17A* | *97CMN0601714B* | Split System | 24600 | 19 | 8.5 | 1.9 | R-454B | 650
217940555 | COMFORTMAKER | Q5H9V24*K*AAA* | EVD5X30M17A* | *97CMN0601714B* | Split System | 24600 | 19 | 8.5 | 1.9 | R-454B | 650
217942206 | DAY & NIGHT | N5H9V24*K*AAA* | EVD5X36M21A* | *95CSU0802120B* | Split System | 24400 | 19 | 8.5 | 1.9 | R-454B | 650
217942213 | DAY & NIGHT | Q5H9V24*K*AAA* | EVD5X36M21A* | *95CSU0802120B* | Split System | 24400 | 19 | 8.5 | 1.9 | R-454B | 650
217940344 | DAY & NIGHT | Q5H9V24*K*AAA* | EVD5X30M17A* | *80CSU0601716B* | Split System | 24400 | 19 | 8.5 | 1.9 | R-454B | 650
217940337 | DAY & NIGHT | N5H9V24*K*AAA* | EVD5X30M17A* | *80CSU0601716B* | Split System | 24400 | 19 | 8.5 | 1.9 | R-454B | 650
217942401 | DAY & NIGHT | N5H9V24*K*AAA* | EVD5X36M21A* | *95MSU0601716A* | Split System | 24400 | 19 | 8.5 | 1.9 | R-454B | 650
217942408 | DAY & NIGHT | Q5H9V24*K*AAA* | EVD5X36M21A* | *95MSU0601716A* | Split System | 24400 | 19 | 8.5 | 1.9 | R-454B | 650
217941435 | DAY & NIGHT | Q5H9V24*K*AAA* | EVD5X36M17A* | *80MSU0401712A* | Split System | 24600 | 19 | 8.5 | 1.9 | R-454B | 650
217941428 | DAY & NIGHT | N5H9V24*K*AAA* | EVD5X36M17A* | *80MSU0401712A* | Split System | 24600 | 19 | 8.5 | 1.9 | R-454B | 650
217939822 | DAY & NIGHT | N5H9V24*K*AAA* | EVD5X25M17A* | *97CMN0601714B* | Split System | 24600 | 19 | 8.5 | 1.9 | R-454B | 650
217939829 | DAY & NIGHT | Q5H9V24*K*AAA* | EVD5X25M17A* | *97CMN0601714B* | Split System | 24600 | 19 | 8.5 | 1.9 | R-454B | 650
217938368 | DAY & NIGHT | N5H9V24*K*AAA* | EVM5X36M17A* | *97CMN0601714B* | Split System | 24600 | 19 | 8.5 | 1.9 | R-454B | 650
217941557 | DAY & NIGHT | Q5H9V24*K*AAA* | EVD5X36M17A* | *97CMN0601714B* | Split System | 24600 | 19 | 8.5 | 1.9 | R-454B | 650
217940549 | DAY & NIGHT | N5H9V24*K*AAA* | EVD5X30M17A* | *97CMN0601714B* | Split System | 24600 | 19 | 8.5 | 1.9 | R-454B | 650
217940556 | DAY & NIGHT | Q5H9V24*K*AAA* | EVD5X30M17A* | *97CMN0601714B* | Split System | 24600 | 19 | 8.5 | 1.9 | R-454B | 650
217941550 | DAY & NIGHT | N5H9V24*K*AAA* | EVD5X36M17A* | *97CMN0601714B* | Split System | 24600 | 19 | 8.5 | 1.9 | R-454B | 650
217942207 | HEIL | N5H9V24*K*AAA* | EVD5X36M21A* | *95CSU0802120B* | Split System | 24400 | 19 | 8.5 | 1.9 | R-454B | 650
217942214 | HEIL | Q5H9V24*K*AAA* | EVD5X36M21A* | *95CSU0802120B* | Split System | 24400 | 19 | 8.5 | 1.9 | R-454B | 650
217940338 | HEIL | N5H9V24*K*AAA* | EVD5X30M17A* | *80CSU0601716B* | Split System | 24400 | 19 | 8.5 | 1.9 | R-454B | 650
217942402 | HEIL | N5H9V24*K*AAA* | EVD5X36M21A* | *95MSU0601716A* | Split System | 24400 | 19 | 8.5 | 1.9 | R-454B | 650
217942409 | HEIL | Q5H9V24*K*AAA* | EVD5X36M21A* | *95MSU0601716A* | Split System | 24400 | 19 | 8.5 | 1.9 | R-454B | 650
217939686 | HEIL | N5H9V24*K*AAA* | EVD5X25M17A* | *80MSU0401712A* | Split System | 24600 | 19 | 8.5 | 1.9 | R-454B | 650
217939693 | HEIL | Q5H9V24*K*AAA* | EVD5X25M17A* | *80MSU0401712A* | Split System | 24600 | 19 | 8.5 | 1.9 | R-454B | 650
217941436 | HEIL | Q5H9V24*K*AAA* | EVD5X36M17A* | *80MSU0401712A* | Split System | 24600 | 19 | 8.5 | 1.9 | R-454B | 650
217941429 | HEIL | N5H9V24*K*AAA* | EVD5X36M17A* | *80MSU0401712A* | Split System | 24600 | 19 | 8.5 | 1.9 | R-454B | 650
217939830 | HEIL | Q5H9V24*K*AAA* | EVD5X25M17A* | *97CMN0601714B* | Split System | 24600 | 19 | 8.5 | 1.9 | R-454B | 650
217941551 | HEIL | N5H9V24*K*AAA* | EVD5X36M17A* | *97CMN0601714B* | Split System | 24600 | 19 | 8.5 | 1.9 | R-454B | 650
217941558 | HEIL | Q5H9V24*K*AAA* | EVD5X36M17A* | *97CMN0601714B* | Split System | 24600 | 19 | 8.5 | 1.9 | R-454B | 650
217940550 | HEIL | N5H9V24*K*AAA* | EVD5X30M17A* | *97CMN0601714B* | Split System | 24600 | 19 | 8.5 | 1.9 | R-454B | 650
217938376 | HEIL | Q5H9V24*K*AAA* | EVM5X36M17A* | *97CMN0601714B* | Split System | 24600 | 19 | 8.5 | 1.9 | R-454B | 650
217940557 | HEIL | Q5H9V24*K*AAA* | EVD5X30M17A* | *97CMN0601714B* | Split System | 24600 | 19 | 8.5 | 1.9 | R-454B | 650
217942208 | KEEPRITE | N5H9V24*K*AAA* | EVD5X36M21A* | *95CSU0802120B* | Split System | 24400 | 19 | 8.5 | 1.9 | R-454B | 650
217942215 | KEEPRITE | Q5H9V24*K*AAA* | EVD5X36M21A* | *95CSU0802120B* | Split System | 24400 | 19 | 8.5 | 1.9 | R-454B | 650
217940346 | KEEPRITE | Q5H9V24*K*AAA* | EVD5X30M17A* | *80CSU0601716B* | Split System | 24400 | 19 | 8.5 | 1.9 | R-454B | 650
217942410 | KEEPRITE | Q5H9V24*K*AAA* | EVD5X36M21A* | *95MSU0601716A* | Split System | 24400 | 19 | 8.5 | 1.9 | R-454B | 650
217942403 | KEEPRITE | N5H9V24*K*AAA* | EVD5X36M21A* | *95MSU0601716A* | Split System | 24400 | 19 | 8.5 | 1.9 | R-454B | 650
217941430 | KEEPRITE | N5H9V24*K*AAA* | EVD5X36M17A* | *80MSU0401712A* | Split System | 24600 | 19 | 8.5 | 1.9 | R-454B | 650
217941437 | KEEPRITE | Q5H9V24*K*AAA* | EVD5X36M17A* | *80MSU0401712A* | Split System | 24600 | 19 | 8.5 | 1.9 | R-454B | 650
217939831 | KEEPRITE | Q5H9V24*K*AAA* | EVD5X25M17A* | *97CMN0601714B* | Split System | 24600 | 19 | 8.5 | 1.9 | R-454B | 650
217941559 | KEEPRITE | Q5H9V24*K*AAA* | EVD5X36M17A* | *97CMN0601714B* | Split System | 24600 | 19 | 8.5 | 1.9 | R-454B | 650
217940551 | KEEPRITE | N5H9V24*K*AAA* | EVD5X30M17A* | *97CMN0601714B* | Split System | 24600 | 19 | 8.5 | 1.9 | R-454B | 650
217940558 | KEEPRITE | Q5H9V24*K*AAA* | EVD5X30M17A* | *97CMN0601714B* | Split System | 24600 | 19 | 8.5 | 1.9 | R-454B | 650
217938370 | KEEPRITE | N5H9V24*K*AAA* | EVM5X36M17A* | *97CMN0601714B* | Split System | 24600 | 19 | 8.5 | 1.9 | R-454B | 650
217939824 | KEEPRITE | N5H9V24*K*AAA* | EVD5X25M17A* | *97CMN0601714B* | Split System | 24600 | 19 | 8.5 | 1.9 | R-454B | 650
217941552 | KEEPRITE | N5H9V24*K*AAA* | EVD5X36M17A* | *97CMN0601714B* | Split System | 24600 | 19 | 8.5 | 1.9 | R-454B | 650
217942209 | TEMPSTAR | N5H9V24*K*AAA* | EVD5X36M21A* | *95CSU0802120B* | Split System | 24400 | 19 | 8.5 | 1.9 | R-454B | 650
217942216 | TEMPSTAR | Q5H9V24*K*AAA* | EVD5X36M21A* | *95CSU0802120B* | Split System | 24400 | 19 | 8.5 | 1.9 | R-454B | 650
217940340 | TEMPSTAR | N5H9V24*K*AAA* | EVD5X30M17A* | *80CSU0601716B* | Split System | 24400 | 19 | 8.5 | 1.9 | R-454B | 650
217940347 | TEMPSTAR | Q5H9V24*K*AAA* | EVD5X30M17A* | *80CSU0601716B* | Split System | 24400 | 19 | 8.5 | 1.9 | R-454B | 650
217942404 | TEMPSTAR | N5H9V24*K*AAA* | EVD5X36M21A* | *95MSU0601716A* | Split System | 24400 | 19 | 8.5 | 1.9 | R-454B | 650
217942411 | TEMPSTAR | Q5H9V24*K*AAA* | EVD5X36M21A* | *95MSU0601716A* | Split System | 24400 | 19 | 8.5 | 1.9 | R-454B | 650
217939695 | TEMPSTAR | Q5H9V24*K*AAA* | EVD5X25M17A* | *80MSU0401712A* | Split System | 24600 | 19 | 8.5 | 1.9 | R-454B | 650
217941438 | TEMPSTAR | Q5H9V24*K*AAA* | EVD5X36M17A* | *80MSU0401712A* | Split System | 24600 | 19 | 8.5 | 1.9 | R-454B | 650
217941431 | TEMPSTAR | N5H9V24*K*AAA* | EVD5X36M17A* | *80MSU0401712A* | Split System | 24600 | 19 | 8.5 | 1.9 | R-454B | 650
217939688 | TEMPSTAR | N5H9V24*K*AAA* | EVD5X25M17A* | *80MSU0401712A* | Split System | 24600 | 19 | 8.5 | 1.9 | R-454B | 650
217940552 | TEMPSTAR | N5H9V24*K*AAA* | EVD5X30M17A* | *97CMN0601714B* | Split System | 24600 | 19 | 8.5 | 1.9 | R-454B | 650
217941560 | TEMPSTAR | Q5H9V24*K*AAA* | EVD5X36M17A* | *97CMN0601714B* | Split System | 24600 | 19 | 8.5 | 1.9 | R-454B | 650
217940559 | TEMPSTAR | Q5H9V24*K*AAA* | EVD5X30M17A* | *97CMN0601714B* | Split System | 24600 | 19 | 8.5 | 1.9 | R-454B | 650
217941553 | TEMPSTAR | N5H9V24*K*AAA* | EVD5X36M17A* | *97CMN0601714B* | Split System | 24600 | 19 | 8.5 | 1.9 | R-454B | 650
217642558 | GE | NS21H24MA5-**A | NAM30V1TA5*-** |  | Split System | 24000 | 20.5 | 8.5 | 2.16 | R-454B | 650
218016887 | ACIQ | N5H9V24*K*AAA* | EVM5X30M17A* | *95CSU0601716B* | Split System | 24400 | 18 | 8.5 | 1.9 | R-454B | 650
218016877 | ACIQ | N5H9V24*K*AAA* | EVM5X30M17A* | *80CTL0451712B* | Split System | 24400 | 18 | 8.5 | 1.9 | R-454B | 650
218019821 | ACIQ | N5H9V24*K*AAA* | EVM5X32M17A* | *96CTN0401410B* | Split System | 24400 | 18 | 8.5 | 1.9 | R-454B | 650
218020217 | ACIQ | N5H9V24*K*AAA* | EVD5X36M17A* | *80CTL0451712B* | Split System | 24400 | 18 | 8.5 | 1.9 | R-454B | 650
217941456 | AIRQUEST | N5H9V24*K*AAA* | EVD5X36M17A* | *80CTL0451712B* | Split System | 24400 | 18 | 8.5 | 1.9 | R-454B | 650
217941463 | AIRQUEST | Q5H9V24*K*AAA* | EVD5X36M17A* | *80CTL0451712B* | Split System | 24400 | 18 | 8.5 | 1.9 | R-454B | 650
217941455 | ARCOAIRE | N5H9V24*K*AAA* | EVD5X36M17A* | *80CTL0451712B* | Split System | 24400 | 18 | 8.5 | 1.9 | R-454B | 650
217941462 | ARCOAIRE | Q5H9V24*K*AAA* | EVD5X36M17A* | *80CTL0451712B* | Split System | 24400 | 18 | 8.5 | 1.9 | R-454B | 650
217937909 | BRYANT HEATING AND COOLING SYSTEMS | 249VAN024**AA* | CVAMA3217XMA* | 986TD30040C14*** | Split System | 24400 | 18 | 8.5 | 1.9 | R-454B | 650
217941454 | BRYANT HEATING AND COOLING SYSTEMS | 249VAN024**AA* | CVAVA3617XMA* | 88*TB36045C17*** | Split System | 24400 | 18 | 8.5 | 1.9 | R-454B | 650
217941457 | COMFORTMAKER | N5H9V24*K*AAA* | EVD5X36M17A* | *80CTL0451712B* | Split System | 24400 | 18 | 8.5 | 1.9 | R-454B | 650
217941464 | COMFORTMAKER | Q5H9V24*K*AAA* | EVD5X36M17A* | *80CTL0451712B* | Split System | 24400 | 18 | 8.5 | 1.9 | R-454B | 650
217936613 | DAY & NIGHT | N5H9V24*K*AAA* | EVM5X30M17A* | *95CSU0601716B* | Split System | 24400 | 18 | 8.5 | 1.9 | R-454B | 650
217941465 | DAY & NIGHT | Q5H9V24*K*AAA* | EVD5X36M17A* | *80CTL0451712B* | Split System | 24400 | 18 | 8.5 | 1.9 | R-454B | 650
217941458 | DAY & NIGHT | N5H9V24*K*AAA* | EVD5X36M17A* | *80CTL0451712B* | Split System | 24400 | 18 | 8.5 | 1.9 | R-454B | 650
217937914 | HEIL | N5H9V24*K*AAA* | EVM5X32M17A* | *96CTN0401410B* | Split System | 24400 | 18 | 8.5 | 1.9 | R-454B | 650
217941459 | HEIL | N5H9V24*K*AAA* | EVD5X36M17A* | *80CTL0451712B* | Split System | 24400 | 18 | 8.5 | 1.9 | R-454B | 650
217941467 | KEEPRITE | Q5H9V24*K*AAA* | EVD5X36M17A* | *80CTL0451712B* | Split System | 24400 | 18 | 8.5 | 1.9 | R-454B | 650
217941460 | KEEPRITE | N5H9V24*K*AAA* | EVD5X36M17A* | *80CTL0451712B* | Split System | 24400 | 18 | 8.5 | 1.9 | R-454B | 650
217937923 | TEMPSTAR | Q5H9V24*K*AAA* | EVM5X32M17A* | *96CTN0401410B* | Split System | 24400 | 18 | 8.5 | 1.9 | R-454B | 650
217941468 | TEMPSTAR | Q5H9V24*K*AAA* | EVD5X36M17A* | *80CTL0451712B* | Split System | 24400 | 18 | 8.5 | 1.9 | R-454B | 650
217941461 | TEMPSTAR | N5H9V24*K*AAA* | EVD5X36M17A* | *80CTL0451712B* | Split System | 24400 | 18 | 8.5 | 1.9 | R-454B | 650
218019944 | ACIQ | N5H9V24*K*AAA* | EVD5X24M17A* | *80CTL0701412B* | Split System | 23600 | 18.5 | 8.5 | 1.86 | R-454B | 650
218019997 | ACIQ | N5H9V24*K*AAA* | EVD5X25M14A* | *80VSL0701412B* | Split System | 23800 | 18.5 | 8.5 | 1.88 | R-454B | 650
218019998 | ACIQ | N5H9V24*K*AAA* | EVD5X25M14A* | *80CTL0701412B* | Split System | 23800 | 18.5 | 8.5 | 1.88 | R-454B | 650
218019940 | ACIQ | N5H9V24*K*AAA* | EVD5X24M17A* | *80MSU0601716A* | Split System | 24000 | 18.5 | 8.5 | 1.88 | R-454B | 650
218020327 | ACIQ | N5H9V24*K*AAA* | EVD5X36M21A* | *97CTN0601716A* | Split System | 24200 | 18.5 | 8.5 | 1.88 | R-454B | 650
218020297 | ACIQ | N5H9V24*K*AAA* | EVD5X36M21A* | *97CMN0601714B* | Split System | 24400 | 18.5 | 8.5 | 1.88 | R-454B | 650
218020313 | ACIQ | N5H9V24*K*AAA* | EVD5X36M21A* | *95MSU0401712A* | Split System | 24400 | 18.5 | 8.5 | 1.88 | R-454B | 650
218016845 | ACIQ | N5H9V24*K*AAA* | EVM5X25M17A* | *97CTN0601716A* | Split System | 24200 | 18.5 | 8.5 | 1.9 | R-454B | 650
218016838 | ACIQ | N5H9V24*K*AAA* | EVM5X25M17A* | *95MSU0601716A* | Split System | 24400 | 18.5 | 8.5 | 1.9 | R-454B | 650
218020035 | ACIQ | N5H9V24*K*AAA* | EVD5X25M17A* | *95CSU0601716B* | Split System | 24400 | 18.5 | 8.5 | 1.9 | R-454B | 650
218020118 | ACIQ | N5H9V24*K*AAA* | EVD5X30M17A* | *95CSU0601716B* | Split System | 24400 | 18.5 | 8.5 | 1.9 | R-454B | 650
218019868 | ACIQ | N5H9V24*K*AAA* | EVM5X36M17A* | *80VTL0701716B* | Split System | 24400 | 18.5 | 8.5 | 1.9 | R-454B | 650
218020033 | ACIQ | N5H9V24*K*AAA* | EVD5X25M17A* | *80VTL0701716B* | Split System | 24400 | 18.5 | 8.5 | 1.9 | R-454B | 650
218020056 | ACIQ | N5H9V24*K*AAA* | EVD5X25M17A* | *96CTN0801714B* | Split System | 24400 | 18.5 | 8.5 | 1.9 | R-454B | 650
218016886 | ACIQ | N5H9V24*K*AAA* | EVM5X30M17A* | *80VTL0701716B* | Split System | 24400 | 18.5 | 8.5 | 1.9 | R-454B | 650
218020226 | ACIQ | N5H9V24*K*AAA* | EVD5X36M17A* | *80VTL0701716B* | Split System | 24400 | 18.5 | 8.5 | 1.9 | R-454B | 650
218019890 | ACIQ | N5H9V24*K*AAA* | EVM5X36M17A* | *96CTN0801714B* | Split System | 24400 | 18.5 | 8.5 | 1.9 | R-454B | 650
218020116 | ACIQ | N5H9V24*K*AAA* | EVD5X30M17A* | *80VTL0701716B* | Split System | 24400 | 18.5 | 8.5 | 1.9 | R-454B | 650
218019831 | ACIQ | N5H9V24*K*AAA* | EVM5X32M17A* | *96VTN0401712B* | Split System | 24400 | 18.5 | 8.5 | 1.9 | R-454B | 650
218019811 | ACIQ | N5H9V24*K*AAA* | EVM5X32M17A* | *96VSN0401712B* | Split System | 24400 | 18.5 | 8.5 | 1.9 | R-454B | 650
218019859 | ACIQ | N5H9V24*K*AAA* | EVM5X36M17A* | *80CTL0451712B* | Split System | 24400 | 18.5 | 8.5 | 1.9 | R-454B | 650
218019901 | ACIQ | N5H9V24*K*AAA* | EVM5X36M17A* | *96VTN0601716B* | Split System | 24400 | 18.5 | 8.5 | 1.9 | R-454B | 650
218020251 | ACIQ | N5H9V24*K*AAA* | EVD5X36M17A* | *96VTN0601716B* | Split System | 24400 | 18.5 | 8.5 | 1.9 | R-454B | 650
218016857 | ACIQ | N5H9V24*K*AAA* | EVM5X25M17A* | *97VTN0601716A* | Split System | 24400 | 18.5 | 8.5 | 1.9 | R-454B | 650
218016919 | ACIQ | N5H9V24*K*AAA* | EVM5X30M17A* | *97VTN0601716A* | Split System | 24400 | 18.5 | 8.5 | 1.9 | R-454B | 650
218020151 | ACIQ | N5H9V24*K*AAA* | EVD5X30M17A* | *97VTN0601716A* | Split System | 24400 | 18.5 | 8.5 | 1.9 | R-454B | 650
218020069 | ACIQ | N5H9V24*K*AAA* | EVD5X25M17A* | *97VTN0601716A* | Split System | 24400 | 18.5 | 8.5 | 1.9 | R-454B | 650
218020025 | ACIQ | N5H9V24*K*AAA* | EVD5X25M17A* | *80CTL0451712B* | Split System | 24400 | 18.5 | 8.5 | 1.9 | R-454B | 650
218020148 | ACIQ | N5H9V24*K*AAA* | EVD5X30M17A* | *96VTN0601716B* | Split System | 24400 | 18.5 | 8.5 | 1.9 | R-454B | 650
218016854 | ACIQ | N5H9V24*K*AAA* | EVM5X25M17A* | *96VTN0601716B* | Split System | 24400 | 18.5 | 8.5 | 1.9 | R-454B | 650
218020128 | ACIQ | N5H9V24*K*AAA* | EVD5X30M17A* | *96VSN0601716B* | Split System | 24400 | 18.5 | 8.5 | 1.9 | R-454B | 650
218020045 | ACIQ | N5H9V24*K*AAA* | EVD5X25M17A* | *96VSN0601716B* | Split System | 24400 | 18.5 | 8.5 | 1.9 | R-454B | 650
218020254 | ACIQ | N5H9V24*K*AAA* | EVD5X36M17A* | *97VTN0601716A* | Split System | 24400 | 18.5 | 8.5 | 1.9 | R-454B | 650
218019904 | ACIQ | N5H9V24*K*AAA* | EVM5X36M17A* | *97VTN0601716A* | Split System | 24400 | 18.5 | 8.5 | 1.9 | R-454B | 650
218020107 | ACIQ | N5H9V24*K*AAA* | EVD5X30M17A* | *80CTL0451712B* | Split System | 24400 | 18.5 | 8.5 | 1.9 | R-454B | 650
218019880 | ACIQ | N5H9V24*K*AAA* | EVM5X36M17A* | *96VSN0601716B* | Split System | 24400 | 18.5 | 8.5 | 1.9 | R-454B | 650
218020354 | ACIQ | N5H9V24*K*AAA* | EVD5X36M21A* | OMV098J12* | Split System | 24400 | 18.5 | 8.5 | 1.9 | R-454B | 650
218020066 | ACIQ | N5H9V24*K*AAA* | EVD5X25M17A* | *96VTN0601716B* | Split System | 24400 | 18.5 | 8.5 | 1.9 | R-454B | 650
218020234 | ACIQ | N5H9V24*K*AAA* | EVD5X36M17A* | *96VSN0601716B* | Split System | 24400 | 18.5 | 8.5 | 1.9 | R-454B | 650
218020238 | ACIQ | N5H9V24*K*AAA* | EVD5X36M17A* | *95MSU0601716A* | Split System | 24600 | 18.5 | 8.5 | 1.9 | R-454B | 650
218016901 | ACIQ | N5H9V24*K*AAA* | EVM5X30M17A* | *95MSU0601716A* | Split System | 24600 | 18.5 | 8.5 | 1.9 | R-454B | 650
218020050 | ACIQ | N5H9V24*K*AAA* | EVD5X25M17A* | *95MSU0601716A* | Split System | 24600 | 18.5 | 8.5 | 1.9 | R-454B | 650
218020449 | ACIQ | N5H9V24*K*AAA* | EVD5X37M21A* | OLV098A12* | Split System | 24600 | 18.5 | 8.5 | 1.9 | R-454B | 650
218019809 | ACIQ | N5H9V24*K*AAA* | EVM5X32M17A* | *96VSN0401410B* | Split System | 24400 | 18.5 | 8.5 | 1.92 | R-454B | 650
218020352 | ACIQ | N5H9V24*K*AAA* | EVD5X36M21A* | OLV112A16A | Split System | 24600 | 18.5 | 8.5 | 1.92 | R-454B | 650
218016959 | ACIQ | N5H9V24*K*AAA* | EVM5X31M17A* | *96VSN0601412B* | Split System | 24600 | 18.5 | 8.5 | 1.92 | R-454B | 650
218020452 | ACIQ | N5H9V24*K*AAA* | EVD5X37M21A* | OMV098J12* | Split System | 24800 | 18.5 | 8.5 | 1.92 | R-454B | 650
218020450 | ACIQ | N5H9V24*K*AAA* | EVD5X37M21A* | OLV112A16A | Split System | 24800 | 18.5 | 8.5 | 1.92 | R-454B | 650
218020197 | ACIQ | N5H9V24*K*AAA* | EVD5X31M17A* | *96VTN0601412B* | Split System | 24800 | 18.5 | 8.5 | 1.92 | R-454B | 650
218019774 | ACIQ | N5H9V24*K*AAA* | EVM5X31M17A* | OLV098A12* | Split System | 24800 | 18.5 | 8.5 | 1.92 | R-454B | 650
218020183 | ACIQ | N5H9V24*K*AAA* | EVD5X31M17A* | *96VSN0601412B* | Split System | 24800 | 18.5 | 8.5 | 1.92 | R-454B | 650
218020186 | ACIQ | N5H9V24*K*AAA* | EVD5X31M17A* | *95MSU0401712A* | Split System | 25000 | 18.5 | 8.5 | 1.92 | R-454B | 650
218019776 | ACIQ | N5H9V24*K*AAA* | EVM5X31M17A* | OMV098J12* | Split System | 25000 | 18.5 | 8.5 | 1.92 | R-454B | 650
217939008 | AIRQUEST | Q5H9V24*K*AAA* | EVD5X24M17A* | *80CTL0701412B* | Split System | 23600 | 18.5 | 8.5 | 1.86 | R-454B | 650
217939493 | AIRQUEST | Q5H9V24*K*AAA* | EVD5X25M14A* | *80CTL0701412B* | Split System | 23800 | 18.5 | 8.5 | 1.88 | R-454B | 650
217939486 | AIRQUEST | N5H9V24*K*AAA* | EVD5X25M14A* | *80CTL0701412B* | Split System | 23800 | 18.5 | 8.5 | 1.88 | R-454B | 650
217938971 | AIRQUEST | N5H9V24*K*AAA* | EVD5X24M17A* | *80MSU0601716A* | Split System | 24000 | 18.5 | 8.5 | 1.88 | R-454B | 650
217942519 | AIRQUEST | N5H9V24*K*AAA* | EVD5X36M21A* | *97CTN0601716A* | Split System | 24200 | 18.5 | 8.5 | 1.88 | R-454B | 650
217942526 | AIRQUEST | Q5H9V24*K*AAA* | EVD5X36M21A* | *97CTN0601716A* | Split System | 24200 | 18.5 | 8.5 | 1.88 | R-454B | 650
217942234 | AIRQUEST | N5H9V24*K*AAA* | EVD5X36M21A* | *97CMN0601714B* | Split System | 24400 | 18.5 | 8.5 | 1.88 | R-454B | 650
217942384 | AIRQUEST | N5H9V24*K*AAA* | EVD5X36M21A* | *95MSU0401712A* | Split System | 24400 | 18.5 | 8.5 | 1.88 | R-454B | 650
217942241 | AIRQUEST | Q5H9V24*K*AAA* | EVD5X36M21A* | *97CMN0601714B* | Split System | 24400 | 18.5 | 8.5 | 1.88 | R-454B | 650
217942391 | AIRQUEST | Q5H9V24*K*AAA* | EVD5X36M21A* | *95MSU0401712A* | Split System | 24400 | 18.5 | 8.5 | 1.88 | R-454B | 650
217941539 | AIRQUEST | Q5H9V24*K*AAA* | EVD5X36M17A* | *80VTL0701716B* | Split System | 24400 | 18.5 | 8.5 | 1.9 | R-454B | 650
217941532 | AIRQUEST | N5H9V24*K*AAA* | EVD5X36M17A* | *80VTL0701716B* | Split System | 24400 | 18.5 | 8.5 | 1.9 | R-454B | 650
217939992 | AIRQUEST | Q5H9V24*K*AAA* | EVD5X25M17A* | *96CTN0801714B* | Split System | 24400 | 18.5 | 8.5 | 1.9 | R-454B | 650
217936602 | AIRQUEST | Q5H9V24*K*AAA* | EVM5X30M17A* | *80VTL0701716B* | Split System | 24400 | 18.5 | 8.5 | 1.9 | R-454B | 650
217938342 | AIRQUEST | Q5H9V24*K*AAA* | EVM5X36M17A* | *80VTL0701716B* | Split System | 24400 | 18.5 | 8.5 | 1.9 | R-454B | 650
217938335 | AIRQUEST | N5H9V24*K*AAA* | EVM5X36M17A* | *80VTL0701716B* | Split System | 24400 | 18.5 | 8.5 | 1.9 | R-454B | 650
217940516 | AIRQUEST | N5H9V24*K*AAA* | EVD5X30M17A* | *80VTL0701716B* | Split System | 24400 | 18.5 | 8.5 | 1.9 | R-454B | 650
217940523 | AIRQUEST | Q5H9V24*K*AAA* | EVD5X30M17A* | *80VTL0701716B* | Split System | 24400 | 18.5 | 8.5 | 1.9 | R-454B | 650
217940539 | AIRQUEST | Q5H9V24*K*AAA* | EVD5X30M17A* | *95CSU0601716B* | Split System | 24400 | 18.5 | 8.5 | 1.9 | R-454B | 650
217938259 | AIRQUEST | N5H9V24*K*AAA* | EVM5X36M17A* | *80CTL0451712B* | Split System | 24400 | 18.5 | 8.5 | 1.9 | R-454B | 650
217938266 | AIRQUEST | Q5H9V24*K*AAA* | EVM5X36M17A* | *80CTL0451712B* | Split System | 24400 | 18.5 | 8.5 | 1.9 | R-454B | 650
217940836 | AIRQUEST | N5H9V24*K*AAA* | EVD5X30M17A* | *97VTN0601716A* | Split System | 24400 | 18.5 | 8.5 | 1.9 | R-454B | 650
217941775 | AIRQUEST | N5H9V24*K*AAA* | EVD5X36M17A* | *96VTN0601716B* | Split System | 24400 | 18.5 | 8.5 | 1.9 | R-454B | 650
217939713 | AIRQUEST | N5H9V24*K*AAA* | EVD5X25M17A* | *80CTL0451712B* | Split System | 24400 | 18.5 | 8.5 | 1.9 | R-454B | 650
217940622 | AIRQUEST | N5H9V24*K*AAA* | EVD5X30M17A* | *96VSN0601716B* | Split System | 24400 | 18.5 | 8.5 | 1.9 | R-454B | 650
217939895 | AIRQUEST | N5H9V24*K*AAA* | EVD5X25M17A* | *96VSN0601716B* | Split System | 24400 | 18.5 | 8.5 | 1.9 | R-454B | 650
217940077 | AIRQUEST | N5H9V24*K*AAA* | EVD5X25M17A* | *96VTN0601716B* | Split System | 24400 | 18.5 | 8.5 | 1.9 | R-454B | 650
217940115 | AIRQUEST | Q5H9V24*K*AAA* | EVD5X25M17A* | *97VTN0601716A* | Split System | 24400 | 18.5 | 8.5 | 1.9 | R-454B | 650
217941813 | AIRQUEST | Q5H9V24*K*AAA* | EVD5X36M17A* | *97VTN0601716A* | Split System | 24400 | 18.5 | 8.5 | 1.9 | R-454B | 650
217940440 | AIRQUEST | N5H9V24*K*AAA* | EVD5X30M17A* | *80CTL0451712B* | Split System | 24400 | 18.5 | 8.5 | 1.9 | R-454B | 650
217940447 | AIRQUEST | Q5H9V24*K*AAA* | EVD5X30M17A* | *80CTL0451712B* | Split System | 24400 | 18.5 | 8.5 | 1.9 | R-454B | 650
217939720 | AIRQUEST | Q5H9V24*K*AAA* | EVD5X25M17A* | *80CTL0451712B* | Split System | 24400 | 18.5 | 8.5 | 1.9 | R-454B | 650
217941782 | AIRQUEST | Q5H9V24*K*AAA* | EVD5X36M17A* | *96VTN0601716B* | Split System | 24400 | 18.5 | 8.5 | 1.9 | R-454B | 650
217942822 | AIRQUEST | N5H9V24*K*AAA* | EVD5X36M21A* | OMV098J12* | Split System | 24400 | 18.5 | 8.5 | 1.9 | R-454B | 650
217942829 | AIRQUEST | Q5H9V24*K*AAA* | EVD5X36M21A* | OMV098J12* | Split System | 24400 | 18.5 | 8.5 | 1.9 | R-454B | 650
217941608 | AIRQUEST | N5H9V24*K*AAA* | EVD5X36M17A* | *96VSN0601716B* | Split System | 24400 | 18.5 | 8.5 | 1.9 | R-454B | 650
217941806 | AIRQUEST | N5H9V24*K*AAA* | EVD5X36M17A* | *97VTN0601716A* | Split System | 24400 | 18.5 | 8.5 | 1.9 | R-454B | 650
217938623 | AIRQUEST | N5H9V24*K*AAA* | EVM5X36M17A* | *96VTN0601716B* | Split System | 24400 | 18.5 | 8.5 | 1.9 | R-454B | 650
217940812 | AIRQUEST | Q5H9V24*K*AAA* | EVD5X30M17A* | *96VTN0601716B* | Split System | 24400 | 18.5 | 8.5 | 1.9 | R-454B | 650
217940108 | AIRQUEST | N5H9V24*K*AAA* | EVD5X25M17A* | *97VTN0601716A* | Split System | 24400 | 18.5 | 8.5 | 1.9 | R-454B | 650
217940843 | AIRQUEST | Q5H9V24*K*AAA* | EVD5X30M17A* | *97VTN0601716A* | Split System | 24400 | 18.5 | 8.5 | 1.9 | R-454B | 650
217941615 | AIRQUEST | Q5H9V24*K*AAA* | EVD5X36M17A* | *96VSN0601716B* | Split System | 24400 | 18.5 | 8.5 | 1.9 | R-454B | 650
217941653 | AIRQUEST | N5H9V24*K*AAA* | EVD5X36M17A* | *95MSU0601716A* | Split System | 24600 | 18.5 | 8.5 | 1.9 | R-454B | 650
217939940 | AIRQUEST | N5H9V24*K*AAA* | EVD5X25M17A* | *95MSU0601716A* | Split System | 24600 | 18.5 | 8.5 | 1.9 | R-454B | 650
217941660 | AIRQUEST | Q5H9V24*K*AAA* | EVD5X36M17A* | *95MSU0601716A* | Split System | 24600 | 18.5 | 8.5 | 1.9 | R-454B | 650
217939947 | AIRQUEST | Q5H9V24*K*AAA* | EVD5X25M17A* | *95MSU0601716A* | Split System | 24600 | 18.5 | 8.5 | 1.9 | R-454B | 650
217936731 | AIRQUEST | N5H9V24*K*AAA* | EVM5X30M17A* | *95MSU0601716A* | Split System | 24600 | 18.5 | 8.5 | 1.9 | R-454B | 650
217943967 | AIRQUEST | N5H9V24*K*AAA* | EVD5X37M21A* | OLV098A12* | Split System | 24600 | 18.5 | 8.5 | 1.9 | R-454B | 650
217943976 | AIRQUEST | Q5H9V24*K*AAA* | EVD5X37M21A* | OLV098A12* | Split System | 24600 | 18.5 | 8.5 | 1.9 | R-454B | 650
217942807 | AIRQUEST | N5H9V24*K*AAA* | EVD5X36M21A* | OLV112A16A | Split System | 24600 | 18.5 | 8.5 | 1.92 | R-454B | 650
217942814 | AIRQUEST | Q5H9V24*K*AAA* | EVD5X36M21A* | OLV112A16A | Split System | 24600 | 18.5 | 8.5 | 1.92 | R-454B | 650
217937246 | AIRQUEST | N5H9V24*K*AAA* | EVM5X31M17A* | *96VSN0601412B* | Split System | 24600 | 18.5 | 8.5 | 1.92 | R-454B | 650
217944004 | AIRQUEST | N5H9V24*K*AAA* | EVD5X37M21A* | OMV098J12* | Split System | 24800 | 18.5 | 8.5 | 1.92 | R-454B | 650
217943994 | AIRQUEST | Q5H9V24*K*AAA* | EVD5X37M21A* | OLV112A16A | Split System | 24800 | 18.5 | 8.5 | 1.92 | R-454B | 650
217944012 | AIRQUEST | Q5H9V24*K*AAA* | EVD5X37M21A* | OMV098J12* | Split System | 24800 | 18.5 | 8.5 | 1.92 | R-454B | 650
217943986 | AIRQUEST | N5H9V24*K*AAA* | EVD5X37M21A* | OLV112A16A | Split System | 24800 | 18.5 | 8.5 | 1.92 | R-454B | 650
217941260 | AIRQUEST | N5H9V24*K*AAA* | EVD5X31M17A* | *96VTN0601412B* | Split System | 24800 | 18.5 | 8.5 | 1.92 | R-454B | 650
217941267 | AIRQUEST | Q5H9V24*K*AAA* | EVD5X31M17A* | *96VTN0601412B* | Split System | 24800 | 18.5 | 8.5 | 1.92 | R-454B | 650
217941130 | AIRQUEST | Q5H9V24*K*AAA* | EVD5X31M17A* | *96VSN0601412B* | Split System | 24800 | 18.5 | 8.5 | 1.92 | R-454B | 650
217941153 | AIRQUEST | N5H9V24*K*AAA* | EVD5X31M17A* | *95MSU0401712A* | Split System | 25000 | 18.5 | 8.5 | 1.92 | R-454B | 650
217941160 | AIRQUEST | Q5H9V24*K*AAA* | EVD5X31M17A* | *95MSU0401712A* | Split System | 25000 | 18.5 | 8.5 | 1.92 | R-454B | 650
217939000 | ARCOAIRE | N5H9V24*K*AAA* | EVD5X24M17A* | *80CTL0701412B* | Split System | 23600 | 18.5 | 8.5 | 1.86 | R-454B | 650
217939007 | ARCOAIRE | Q5H9V24*K*AAA* | EVD5X24M17A* | *80CTL0701412B* | Split System | 23600 | 18.5 | 8.5 | 1.86 | R-454B | 650
217939492 | ARCOAIRE | Q5H9V24*K*AAA* | EVD5X25M14A* | *80CTL0701412B* | Split System | 23800 | 18.5 | 8.5 | 1.88 | R-454B | 650
217939470 | ARCOAIRE | N5H9V24*K*AAA* | EVD5X25M14A* | *80VSL0701412B* | Split System | 23800 | 18.5 | 8.5 | 1.88 | R-454B | 650
217939477 | ARCOAIRE | Q5H9V24*K*AAA* | EVD5X25M14A* | *80VSL0701412B* | Split System | 23800 | 18.5 | 8.5 | 1.88 | R-454B | 650
217939485 | ARCOAIRE | N5H9V24*K*AAA* | EVD5X25M14A* | *80CTL0701412B* | Split System | 23800 | 18.5 | 8.5 | 1.88 | R-454B | 650
217942518 | ARCOAIRE | N5H9V24*K*AAA* | EVD5X36M21A* | *97CTN0601716A* | Split System | 24200 | 18.5 | 8.5 | 1.88 | R-454B | 650
217942525 | ARCOAIRE | Q5H9V24*K*AAA* | EVD5X36M21A* | *97CTN0601716A* | Split System | 24200 | 18.5 | 8.5 | 1.88 | R-454B | 650
217942240 | ARCOAIRE | Q5H9V24*K*AAA* | EVD5X36M21A* | *97CMN0601714B* | Split System | 24400 | 18.5 | 8.5 | 1.88 | R-454B | 650
217942390 | ARCOAIRE | Q5H9V24*K*AAA* | EVD5X36M21A* | *95MSU0401712A* | Split System | 24400 | 18.5 | 8.5 | 1.88 | R-454B | 650
217942233 | ARCOAIRE | N5H9V24*K*AAA* | EVD5X36M21A* | *97CMN0601714B* | Split System | 24400 | 18.5 | 8.5 | 1.88 | R-454B | 650
217942383 | ARCOAIRE | N5H9V24*K*AAA* | EVD5X36M21A* | *95MSU0401712A* | Split System | 24400 | 18.5 | 8.5 | 1.88 | R-454B | 650
217940515 | ARCOAIRE | N5H9V24*K*AAA* | EVD5X30M17A* | *80VTL0701716B* | Split System | 24400 | 18.5 | 8.5 | 1.9 | R-454B | 650
217940538 | ARCOAIRE | Q5H9V24*K*AAA* | EVD5X30M17A* | *95CSU0601716B* | Split System | 24400 | 18.5 | 8.5 | 1.9 | R-454B | 650
217939991 | ARCOAIRE | Q5H9V24*K*AAA* | EVD5X25M17A* | *96CTN0801714B* | Split System | 24400 | 18.5 | 8.5 | 1.9 | R-454B | 650
217939984 | ARCOAIRE | N5H9V24*K*AAA* | EVD5X25M17A* | *96CTN0801714B* | Split System | 24400 | 18.5 | 8.5 | 1.9 | R-454B | 650
217940531 | ARCOAIRE | N5H9V24*K*AAA* | EVD5X30M17A* | *95CSU0601716B* | Split System | 24400 | 18.5 | 8.5 | 1.9 | R-454B | 650
217939795 | ARCOAIRE | Q5H9V24*K*AAA* | EVD5X25M17A* | *80VTL0701716B* | Split System | 24400 | 18.5 | 8.5 | 1.9 | R-454B | 650
217939788 | ARCOAIRE | N5H9V24*K*AAA* | EVD5X25M17A* | *80VTL0701716B* | Split System | 24400 | 18.5 | 8.5 | 1.9 | R-454B | 650
217941531 | ARCOAIRE | N5H9V24*K*AAA* | EVD5X36M17A* | *80VTL0701716B* | Split System | 24400 | 18.5 | 8.5 | 1.9 | R-454B | 650
217940522 | ARCOAIRE | Q5H9V24*K*AAA* | EVD5X30M17A* | *80VTL0701716B* | Split System | 24400 | 18.5 | 8.5 | 1.9 | R-454B | 650
217939804 | ARCOAIRE | N5H9V24*K*AAA* | EVD5X25M17A* | *95CSU0601716B* | Split System | 24400 | 18.5 | 8.5 | 1.9 | R-454B | 650
217939811 | ARCOAIRE | Q5H9V24*K*AAA* | EVD5X25M17A* | *95CSU0601716B* | Split System | 24400 | 18.5 | 8.5 | 1.9 | R-454B | 650
217941538 | ARCOAIRE | Q5H9V24*K*AAA* | EVD5X36M17A* | *80VTL0701716B* | Split System | 24400 | 18.5 | 8.5 | 1.9 | R-454B | 650
217938008 | ARCOAIRE | Q5H9V24*K*AAA* | EVM5X32M17A* | *96VTN0401712B* | Split System | 24400 | 18.5 | 8.5 | 1.9 | R-454B | 650
217938265 | ARCOAIRE | Q5H9V24*K*AAA* | EVM5X36M17A* | *80CTL0451712B* | Split System | 24400 | 18.5 | 8.5 | 1.9 | R-454B | 650
217940076 | ARCOAIRE | N5H9V24*K*AAA* | EVD5X25M17A* | *96VTN0601716B* | Split System | 24400 | 18.5 | 8.5 | 1.9 | R-454B | 650
217940107 | ARCOAIRE | N5H9V24*K*AAA* | EVD5X25M17A* | *97VTN0601716A* | Split System | 24400 | 18.5 | 8.5 | 1.9 | R-454B | 650
217940842 | ARCOAIRE | Q5H9V24*K*AAA* | EVD5X30M17A* | *97VTN0601716A* | Split System | 24400 | 18.5 | 8.5 | 1.9 | R-454B | 650
217940629 | ARCOAIRE | Q5H9V24*K*AAA* | EVD5X30M17A* | *96VSN0601716B* | Split System | 24400 | 18.5 | 8.5 | 1.9 | R-454B | 650
217941774 | ARCOAIRE | N5H9V24*K*AAA* | EVD5X36M17A* | *96VTN0601716B* | Split System | 24400 | 18.5 | 8.5 | 1.9 | R-454B | 650
217940835 | ARCOAIRE | N5H9V24*K*AAA* | EVD5X30M17A* | *97VTN0601716A* | Split System | 24400 | 18.5 | 8.5 | 1.9 | R-454B | 650
217941614 | ARCOAIRE | Q5H9V24*K*AAA* | EVD5X36M17A* | *96VSN0601716B* | Split System | 24400 | 18.5 | 8.5 | 1.9 | R-454B | 650
217941812 | ARCOAIRE | Q5H9V24*K*AAA* | EVD5X36M17A* | *97VTN0601716A* | Split System | 24400 | 18.5 | 8.5 | 1.9 | R-454B | 650
217941781 | ARCOAIRE | Q5H9V24*K*AAA* | EVD5X36M17A* | *96VTN0601716B* | Split System | 24400 | 18.5 | 8.5 | 1.9 | R-454B | 650
217942821 | ARCOAIRE | N5H9V24*K*AAA* | EVD5X36M21A* | OMV098J12* | Split System | 24400 | 18.5 | 8.5 | 1.9 | R-454B | 650
217942828 | ARCOAIRE | Q5H9V24*K*AAA* | EVD5X36M21A* | OMV098J12* | Split System | 24400 | 18.5 | 8.5 | 1.9 | R-454B | 650
217939901 | ARCOAIRE | Q5H9V24*K*AAA* | EVD5X25M17A* | *96VSN0601716B* | Split System | 24400 | 18.5 | 8.5 | 1.9 | R-454B | 650
217940083 | ARCOAIRE | Q5H9V24*K*AAA* | EVD5X25M17A* | *96VTN0601716B* | Split System | 24400 | 18.5 | 8.5 | 1.9 | R-454B | 650
217941805 | ARCOAIRE | N5H9V24*K*AAA* | EVD5X36M17A* | *97VTN0601716A* | Split System | 24400 | 18.5 | 8.5 | 1.9 | R-454B | 650
217940811 | ARCOAIRE | Q5H9V24*K*AAA* | EVD5X30M17A* | *96VTN0601716B* | Split System | 24400 | 18.5 | 8.5 | 1.9 | R-454B | 650
217938653 | ARCOAIRE | N5H9V24*K*AAA* | EVM5X36M17A* | *97VTN0601716A* | Split System | 24400 | 18.5 | 8.5 | 1.9 | R-454B | 650
217940804 | ARCOAIRE | N5H9V24*K*AAA* | EVD5X30M17A* | *96VTN0601716B* | Split System | 24400 | 18.5 | 8.5 | 1.9 | R-454B | 650
217938660 | ARCOAIRE | Q5H9V24*K*AAA* | EVM5X36M17A* | *97VTN0601716A* | Split System | 24400 | 18.5 | 8.5 | 1.9 | R-454B | 650
217940621 | ARCOAIRE | N5H9V24*K*AAA* | EVD5X30M17A* | *96VSN0601716B* | Split System | 24400 | 18.5 | 8.5 | 1.9 | R-454B | 650
217940114 | ARCOAIRE | Q5H9V24*K*AAA* | EVD5X25M17A* | *97VTN0601716A* | Split System | 24400 | 18.5 | 8.5 | 1.9 | R-454B | 650
217941659 | ARCOAIRE | Q5H9V24*K*AAA* | EVD5X36M17A* | *95MSU0601716A* | Split System | 24600 | 18.5 | 8.5 | 1.9 | R-454B | 650
217941652 | ARCOAIRE | N5H9V24*K*AAA* | EVD5X36M17A* | *95MSU0601716A* | Split System | 24600 | 18.5 | 8.5 | 1.9 | R-454B | 650
217943966 | ARCOAIRE | N5H9V24*K*AAA* | EVD5X37M21A* | OLV098A12* | Split System | 24600 | 18.5 | 8.5 | 1.9 | R-454B | 650
217943975 | ARCOAIRE | Q5H9V24*K*AAA* | EVD5X37M21A* | OLV098A12* | Split System | 24600 | 18.5 | 8.5 | 1.9 | R-454B | 650
217937805 | ARCOAIRE | N5H9V24*K*AAA* | EVM5X32M17A* | *96VSN0401410B* | Split System | 24400 | 18.5 | 8.5 | 1.92 | R-454B | 650
217942813 | ARCOAIRE | Q5H9V24*K*AAA* | EVD5X36M21A* | OLV112A16A | Split System | 24600 | 18.5 | 8.5 | 1.92 | R-454B | 650
217942806 | ARCOAIRE | N5H9V24*K*AAA* | EVD5X36M21A* | OLV112A16A | Split System | 24600 | 18.5 | 8.5 | 1.92 | R-454B | 650
217944003 | ARCOAIRE | N5H9V24*K*AAA* | EVD5X37M21A* | OMV098J12* | Split System | 24800 | 18.5 | 8.5 | 1.92 | R-454B | 650
217943984 | ARCOAIRE | N5H9V24*K*AAA* | EVD5X37M21A* | OLV112A16A | Split System | 24800 | 18.5 | 8.5 | 1.92 | R-454B | 650
217943993 | ARCOAIRE | Q5H9V24*K*AAA* | EVD5X37M21A* | OLV112A16A | Split System | 24800 | 18.5 | 8.5 | 1.92 | R-454B | 650
217944011 | ARCOAIRE | Q5H9V24*K*AAA* | EVD5X37M21A* | OMV098J12* | Split System | 24800 | 18.5 | 8.5 | 1.92 | R-454B | 650
217941122 | ARCOAIRE | N5H9V24*K*AAA* | EVD5X31M17A* | *96VSN0601412B* | Split System | 24800 | 18.5 | 8.5 | 1.92 | R-454B | 650
217941259 | ARCOAIRE | N5H9V24*K*AAA* | EVD5X31M17A* | *96VTN0601412B* | Split System | 24800 | 18.5 | 8.5 | 1.92 | R-454B | 650
217941129 | ARCOAIRE | Q5H9V24*K*AAA* | EVD5X31M17A* | *96VSN0601412B* | Split System | 24800 | 18.5 | 8.5 | 1.92 | R-454B | 650
217941152 | ARCOAIRE | N5H9V24*K*AAA* | EVD5X31M17A* | *95MSU0401712A* | Split System | 25000 | 18.5 | 8.5 | 1.92 | R-454B | 650
217941159 | ARCOAIRE | Q5H9V24*K*AAA* | EVD5X31M17A* | *95MSU0401712A* | Split System | 25000 | 18.5 | 8.5 | 1.92 | R-454B | 650
217939514 | BRYANT HEATING AND COOLING SYSTEMS | 249VAN024**AA* | CVAVA2514XMA* | 82*TB36070V14*** | Split System | 23800 | 18.5 | 8.5 | 1.88 | R-454B | 650
217942517 | BRYANT HEATING AND COOLING SYSTEMS | 249VAN024**AA* | CVAVA3621XMA* | 987TA48060C17*** | Split System | 24200 | 18.5 | 8.5 | 1.88 | R-454B | 650
217942382 | BRYANT HEATING AND COOLING SYSTEMS | 249VAN024**AA* | CVAVA3621XMA* | 935SB36040M17*** | Split System | 24400 | 18.5 | 8.5 | 1.88 | R-454B | 650
217942232 | BRYANT HEATING AND COOLING SYSTEMS | 249VAN024**AA* | CVAVA3621XMA* | 987MC42060C17*** | Split System | 24400 | 18.5 | 8.5 | 1.88 | R-454B | 650
217939787 | BRYANT HEATING AND COOLING SYSTEMS | 249VAN024**AA* | CVAVA2517XMA* | 82*TB48070V17*** | Split System | 24400 | 18.5 | 8.5 | 1.9 | R-454B | 650
217940530 | BRYANT HEATING AND COOLING SYSTEMS | 249VAN024**AA* | CVAVA3017XMA* | 935CB48060C17*** | Split System | 24400 | 18.5 | 8.5 | 1.9 | R-454B | 650
217941530 | BRYANT HEATING AND COOLING SYSTEMS | 249VAN024**AA* | CVAVA3617XMA* | 82*TB48070V17*** | Split System | 24400 | 18.5 | 8.5 | 1.9 | R-454B | 650
217938257 | BRYANT HEATING AND COOLING SYSTEMS | 249VAN024**AA* | CVAMA3617XMA* | 88*TB36045C17*** | Split System | 24400 | 18.5 | 8.5 | 1.9 | R-454B | 650
217939711 | BRYANT HEATING AND COOLING SYSTEMS | 249VAN024**AA* | CVAVA2517XMA* | 88*TB36045C17*** | Split System | 24400 | 18.5 | 8.5 | 1.9 | R-454B | 650
217941804 | BRYANT HEATING AND COOLING SYSTEMS | 249VAN024**AA* | CVAVA3617XMA* | 927TA48060V17*** | Split System | 24400 | 18.5 | 8.5 | 1.9 | R-454B | 650
217942820 | BRYANT HEATING AND COOLING SYSTEMS | 249VAN024**AA* | CVAVA3621XMA* | OVMAAB036098 | Split System | 24400 | 18.5 | 8.5 | 1.9 | R-454B | 650
217939893 | BRYANT HEATING AND COOLING SYSTEMS | 249VAN024**AA* | CVAVA2517XMA* | 926SB48060V17*** | Split System | 24400 | 18.5 | 8.5 | 1.9 | R-454B | 650
217940438 | BRYANT HEATING AND COOLING SYSTEMS | 249VAN024**AA* | CVAVA3017XMA* | 88*TB36045C17*** | Split System | 24400 | 18.5 | 8.5 | 1.9 | R-454B | 650
217938652 | BRYANT HEATING AND COOLING SYSTEMS | 249VAN024**AA* | CVAMA3617XMA* | 927TA48060V17*** | Split System | 24400 | 18.5 | 8.5 | 1.9 | R-454B | 650
217941773 | BRYANT HEATING AND COOLING SYSTEMS | 249VAN024**AA* | CVAVA3617XMA* | 926TC48060V17*** | Split System | 24400 | 18.5 | 8.5 | 1.9 | R-454B | 650
217940106 | BRYANT HEATING AND COOLING SYSTEMS | 249VAN024**AA* | CVAVA2517XMA* | 927TA48060V17*** | Split System | 24400 | 18.5 | 8.5 | 1.9 | R-454B | 650
217940834 | BRYANT HEATING AND COOLING SYSTEMS | 249VAN024**AA* | CVAVA3017XMA* | 927TA48060V17*** | Split System | 24400 | 18.5 | 8.5 | 1.9 | R-454B | 650
217938439 | BRYANT HEATING AND COOLING SYSTEMS | 249VAN024**AA* | CVAMA3617XMA* | 926SB48060V17*** | Split System | 24400 | 18.5 | 8.5 | 1.9 | R-454B | 650
217938621 | BRYANT HEATING AND COOLING SYSTEMS | 249VAN024**AA* | CVAMA3617XMA* | 926TC48060V17*** | Split System | 24400 | 18.5 | 8.5 | 1.9 | R-454B | 650
217940075 | BRYANT HEATING AND COOLING SYSTEMS | 249VAN024**AA* | CVAVA2517XMA* | 926TC48060V17*** | Split System | 24400 | 18.5 | 8.5 | 1.9 | R-454B | 650
217940803 | BRYANT HEATING AND COOLING SYSTEMS | 249VAN024**AA* | CVAVA3017XMA* | 926TC48060V17*** | Split System | 24400 | 18.5 | 8.5 | 1.9 | R-454B | 650
217941606 | BRYANT HEATING AND COOLING SYSTEMS | 249VAN024**AA* | CVAVA3617XMA* | 926SB48060V17*** | Split System | 24400 | 18.5 | 8.5 | 1.9 | R-454B | 650
217941651 | BRYANT HEATING AND COOLING SYSTEMS | 249VAN024**AA* | CVAVA3617XMA* | 935SB48060M17*** | Split System | 24600 | 18.5 | 8.5 | 1.9 | R-454B | 650
217939938 | BRYANT HEATING AND COOLING SYSTEMS | 249VAN024**AA* | CVAVA2517XMA* | 935SB48060M17*** | Split System | 24600 | 18.5 | 8.5 | 1.9 | R-454B | 650
217936729 | BRYANT HEATING AND COOLING SYSTEMS | 249VAN024**AA* | CVAMA3017XMA* | 935SB48060M17*** | Split System | 24600 | 18.5 | 8.5 | 1.9 | R-454B | 650
217943965 | BRYANT HEATING AND COOLING SYSTEMS | 249VAN024**AA* | CVAVA3721XMA* | OVLAAB036098 | Split System | 24600 | 18.5 | 8.5 | 1.9 | R-454B | 650
217942805 | BRYANT HEATING AND COOLING SYSTEMS | 249VAN024**AA* | CVAVA3621XMA* | OVLAAB048112 | Split System | 24600 | 18.5 | 8.5 | 1.92 | R-454B | 650
217944002 | BRYANT HEATING AND COOLING SYSTEMS | 249VAN024**AA* | CVAVA3721XMA* | OVMAAB036098 | Split System | 24800 | 18.5 | 8.5 | 1.92 | R-454B | 650
217943983 | BRYANT HEATING AND COOLING SYSTEMS | 249VAN024**AA* | CVAVA3721XMA* | OVLAAB048112 | Split System | 24800 | 18.5 | 8.5 | 1.92 | R-454B | 650
217941258 | BRYANT HEATING AND COOLING SYSTEMS | 249VAN024**AA* | CVAVA3117XMA* | 926TC36060V14*** | Split System | 24800 | 18.5 | 8.5 | 1.92 | R-454B | 650
217941121 | BRYANT HEATING AND COOLING SYSTEMS | 249VAN024**AA* | CVAVA3117XMA* | 926SB36060V14*** | Split System | 24800 | 18.5 | 8.5 | 1.92 | R-454B | 650
217941151 | BRYANT HEATING AND COOLING SYSTEMS | 249VAN024**AA* | CVAVA3117XMA* | 935SB36040M17*** | Split System | 25000 | 18.5 | 8.5 | 1.92 | R-454B | 650
217941772 | CARRIER | 27VPA924A*030* | CVAVA3617XMA* | GG96VTAB48060B** | Split System | 24400 | 18.5 | 8.5 | 1.9 | R-454B | 650
217940074 | CARRIER | 27VPA924A*030* | CVAVA2517XMA* | GG96VTAB48060B** | Split System | 24400 | 18.5 | 8.5 | 1.9 | R-454B | 650
217939002 | COMFORTMAKER | N5H9V24*K*AAA* | EVD5X24M17A* | *80CTL0701412B* | Split System | 23600 | 18.5 | 8.5 | 1.86 | R-454B | 650
217939472 | COMFORTMAKER | N5H9V24*K*AAA* | EVD5X25M14A* | *80VSL0701412B* | Split System | 23800 | 18.5 | 8.5 | 1.88 | R-454B | 650
217939479 | COMFORTMAKER | Q5H9V24*K*AAA* | EVD5X25M14A* | *80VSL0701412B* | Split System | 23800 | 18.5 | 8.5 | 1.88 | R-454B | 650
217939494 | COMFORTMAKER | Q5H9V24*K*AAA* | EVD5X25M14A* | *80CTL0701412B* | Split System | 23800 | 18.5 | 8.5 | 1.88 | R-454B | 650
217938979 | COMFORTMAKER | Q5H9V24*K*AAA* | EVD5X24M17A* | *80MSU0601716A* | Split System | 24000 | 18.5 | 8.5 | 1.88 | R-454B | 650
217942520 | COMFORTMAKER | N5H9V24*K*AAA* | EVD5X36M21A* | *97CTN0601716A* | Split System | 24200 | 18.5 | 8.5 | 1.88 | R-454B | 650
217942527 | COMFORTMAKER | Q5H9V24*K*AAA* | EVD5X36M21A* | *97CTN0601716A* | Split System | 24200 | 18.5 | 8.5 | 1.88 | R-454B | 650
217942392 | COMFORTMAKER | Q5H9V24*K*AAA* | EVD5X36M21A* | *95MSU0401712A* | Split System | 24400 | 18.5 | 8.5 | 1.88 | R-454B | 650
217942385 | COMFORTMAKER | N5H9V24*K*AAA* | EVD5X36M21A* | *95MSU0401712A* | Split System | 24400 | 18.5 | 8.5 | 1.88 | R-454B | 650
217942242 | COMFORTMAKER | Q5H9V24*K*AAA* | EVD5X36M21A* | *97CMN0601714B* | Split System | 24400 | 18.5 | 8.5 | 1.88 | R-454B | 650
217942235 | COMFORTMAKER | N5H9V24*K*AAA* | EVD5X36M21A* | *97CMN0601714B* | Split System | 24400 | 18.5 | 8.5 | 1.88 | R-454B | 650
217936179 | COMFORTMAKER | Q5H9V24*K*AAA* | EVM5X25M17A* | *95MSU0601716A* | Split System | 24400 | 18.5 | 8.5 | 1.9 | R-454B | 650
217939806 | COMFORTMAKER | N5H9V24*K*AAA* | EVD5X25M17A* | *95CSU0601716B* | Split System | 24400 | 18.5 | 8.5 | 1.9 | R-454B | 650
217939813 | COMFORTMAKER | Q5H9V24*K*AAA* | EVD5X25M17A* | *95CSU0601716B* | Split System | 24400 | 18.5 | 8.5 | 1.9 | R-454B | 650
217939790 | COMFORTMAKER | N5H9V24*K*AAA* | EVD5X25M17A* | *80VTL0701716B* | Split System | 24400 | 18.5 | 8.5 | 1.9 | R-454B | 650
217941540 | COMFORTMAKER | Q5H9V24*K*AAA* | EVD5X36M17A* | *80VTL0701716B* | Split System | 24400 | 18.5 | 8.5 | 1.9 | R-454B | 650
217938532 | COMFORTMAKER | N5H9V24*K*AAA* | EVM5X36M17A* | *96CTN0801714B* | Split System | 24400 | 18.5 | 8.5 | 1.9 | R-454B | 650
217939986 | COMFORTMAKER | N5H9V24*K*AAA* | EVD5X25M17A* | *96CTN0801714B* | Split System | 24400 | 18.5 | 8.5 | 1.9 | R-454B | 650
217939797 | COMFORTMAKER | Q5H9V24*K*AAA* | EVD5X25M17A* | *80VTL0701716B* | Split System | 24400 | 18.5 | 8.5 | 1.9 | R-454B | 650
217939993 | COMFORTMAKER | Q5H9V24*K*AAA* | EVD5X25M17A* | *96CTN0801714B* | Split System | 24400 | 18.5 | 8.5 | 1.9 | R-454B | 650
217940524 | COMFORTMAKER | Q5H9V24*K*AAA* | EVD5X30M17A* | *80VTL0701716B* | Split System | 24400 | 18.5 | 8.5 | 1.9 | R-454B | 650
217938343 | COMFORTMAKER | Q5H9V24*K*AAA* | EVM5X36M17A* | *80VTL0701716B* | Split System | 24400 | 18.5 | 8.5 | 1.9 | R-454B | 650
217940540 | COMFORTMAKER | Q5H9V24*K*AAA* | EVD5X30M17A* | *95CSU0601716B* | Split System | 24400 | 18.5 | 8.5 | 1.9 | R-454B | 650
217940533 | COMFORTMAKER | N5H9V24*K*AAA* | EVD5X30M17A* | *95CSU0601716B* | Split System | 24400 | 18.5 | 8.5 | 1.9 | R-454B | 650
217941533 | COMFORTMAKER | N5H9V24*K*AAA* | EVD5X36M17A* | *80VTL0701716B* | Split System | 24400 | 18.5 | 8.5 | 1.9 | R-454B | 650
217938539 | COMFORTMAKER | Q5H9V24*K*AAA* | EVM5X36M17A* | *96CTN0801714B* | Split System | 24400 | 18.5 | 8.5 | 1.9 | R-454B | 650
217941609 | COMFORTMAKER | N5H9V24*K*AAA* | EVD5X36M17A* | *96VSN0601716B* | Split System | 24400 | 18.5 | 8.5 | 1.9 | R-454B | 650
217940441 | COMFORTMAKER | N5H9V24*K*AAA* | EVD5X30M17A* | *80CTL0451712B* | Split System | 24400 | 18.5 | 8.5 | 1.9 | R-454B | 650
217940109 | COMFORTMAKER | N5H9V24*K*AAA* | EVD5X25M17A* | *97VTN0601716A* | Split System | 24400 | 18.5 | 8.5 | 1.9 | R-454B | 650
217940085 | COMFORTMAKER | Q5H9V24*K*AAA* | EVD5X25M17A* | *96VTN0601716B* | Split System | 24400 | 18.5 | 8.5 | 1.9 | R-454B | 650
217940631 | COMFORTMAKER | Q5H9V24*K*AAA* | EVD5X30M17A* | *96VSN0601716B* | Split System | 24400 | 18.5 | 8.5 | 1.9 | R-454B | 650
217938631 | COMFORTMAKER | Q5H9V24*K*AAA* | EVM5X36M17A* | *96VTN0601716B* | Split System | 24400 | 18.5 | 8.5 | 1.9 | R-454B | 650
217941776 | COMFORTMAKER | N5H9V24*K*AAA* | EVD5X36M17A* | *96VTN0601716B* | Split System | 24400 | 18.5 | 8.5 | 1.9 | R-454B | 650
217941783 | COMFORTMAKER | Q5H9V24*K*AAA* | EVD5X36M17A* | *96VTN0601716B* | Split System | 24400 | 18.5 | 8.5 | 1.9 | R-454B | 650
217940806 | COMFORTMAKER | N5H9V24*K*AAA* | EVD5X30M17A* | *96VTN0601716B* | Split System | 24400 | 18.5 | 8.5 | 1.9 | R-454B | 650
217942830 | COMFORTMAKER | Q5H9V24*K*AAA* | EVD5X36M21A* | OMV098J12* | Split System | 24400 | 18.5 | 8.5 | 1.9 | R-454B | 650
217940837 | COMFORTMAKER | N5H9V24*K*AAA* | EVD5X30M17A* | *97VTN0601716A* | Split System | 24400 | 18.5 | 8.5 | 1.9 | R-454B | 650
217941807 | COMFORTMAKER | N5H9V24*K*AAA* | EVD5X36M17A* | *97VTN0601716A* | Split System | 24400 | 18.5 | 8.5 | 1.9 | R-454B | 650
217938655 | COMFORTMAKER | N5H9V24*K*AAA* | EVM5X36M17A* | *97VTN0601716A* | Split System | 24400 | 18.5 | 8.5 | 1.9 | R-454B | 650
217941814 | COMFORTMAKER | Q5H9V24*K*AAA* | EVD5X36M17A* | *97VTN0601716A* | Split System | 24400 | 18.5 | 8.5 | 1.9 | R-454B | 650
217942823 | COMFORTMAKER | N5H9V24*K*AAA* | EVD5X36M21A* | OMV098J12* | Split System | 24400 | 18.5 | 8.5 | 1.9 | R-454B | 650
217936861 | COMFORTMAKER | Q5H9V24*K*AAA* | EVM5X30M17A* | *96VTN0601716B* | Split System | 24400 | 18.5 | 8.5 | 1.9 | R-454B | 650
217938449 | COMFORTMAKER | Q5H9V24*K*AAA* | EVM5X36M17A* | *96VSN0601716B* | Split System | 24400 | 18.5 | 8.5 | 1.9 | R-454B | 650
217939896 | COMFORTMAKER | N5H9V24*K*AAA* | EVD5X25M17A* | *96VSN0601716B* | Split System | 24400 | 18.5 | 8.5 | 1.9 | R-454B | 650
217940448 | COMFORTMAKER | Q5H9V24*K*AAA* | EVD5X30M17A* | *80CTL0451712B* | Split System | 24400 | 18.5 | 8.5 | 1.9 | R-454B | 650
217941616 | COMFORTMAKER | Q5H9V24*K*AAA* | EVD5X36M17A* | *96VSN0601716B* | Split System | 24400 | 18.5 | 8.5 | 1.9 | R-454B | 650
217939941 | COMFORTMAKER | N5H9V24*K*AAA* | EVD5X25M17A* | *95MSU0601716A* | Split System | 24600 | 18.5 | 8.5 | 1.9 | R-454B | 650
217941654 | COMFORTMAKER | N5H9V24*K*AAA* | EVD5X36M17A* | *95MSU0601716A* | Split System | 24600 | 18.5 | 8.5 | 1.9 | R-454B | 650
217943977 | COMFORTMAKER | Q5H9V24*K*AAA* | EVD5X37M21A* | OLV098A12* | Split System | 24600 | 18.5 | 8.5 | 1.9 | R-454B | 650
217943968 | COMFORTMAKER | N5H9V24*K*AAA* | EVD5X37M21A* | OLV098A12* | Split System | 24600 | 18.5 | 8.5 | 1.9 | R-454B | 650
217942808 | COMFORTMAKER | N5H9V24*K*AAA* | EVD5X36M21A* | OLV112A16A | Split System | 24600 | 18.5 | 8.5 | 1.92 | R-454B | 650
217942815 | COMFORTMAKER | Q5H9V24*K*AAA* | EVD5X36M21A* | OLV112A16A | Split System | 24600 | 18.5 | 8.5 | 1.92 | R-454B | 650
217944013 | COMFORTMAKER | Q5H9V24*K*AAA* | EVD5X37M21A* | OMV098J12* | Split System | 24800 | 18.5 | 8.5 | 1.92 | R-454B | 650
217943996 | COMFORTMAKER | Q5H9V24*K*AAA* | EVD5X37M21A* | OLV112A16A | Split System | 24800 | 18.5 | 8.5 | 1.92 | R-454B | 650
217943987 | COMFORTMAKER | N5H9V24*K*AAA* | EVD5X37M21A* | OLV112A16A | Split System | 24800 | 18.5 | 8.5 | 1.92 | R-454B | 650
217944006 | COMFORTMAKER | N5H9V24*K*AAA* | EVD5X37M21A* | OMV098J12* | Split System | 24800 | 18.5 | 8.5 | 1.92 | R-454B | 650
217941261 | COMFORTMAKER | N5H9V24*K*AAA* | EVD5X31M17A* | *96VTN0601412B* | Split System | 24800 | 18.5 | 8.5 | 1.92 | R-454B | 650
217941124 | COMFORTMAKER | N5H9V24*K*AAA* | EVD5X31M17A* | *96VSN0601412B* | Split System | 24800 | 18.5 | 8.5 | 1.92 | R-454B | 650
217941131 | COMFORTMAKER | Q5H9V24*K*AAA* | EVD5X31M17A* | *96VSN0601412B* | Split System | 24800 | 18.5 | 8.5 | 1.92 | R-454B | 650
217941154 | COMFORTMAKER | N5H9V24*K*AAA* | EVD5X31M17A* | *95MSU0401712A* | Split System | 25000 | 18.5 | 8.5 | 1.92 | R-454B | 650
217941161 | COMFORTMAKER | Q5H9V24*K*AAA* | EVD5X31M17A* | *95MSU0401712A* | Split System | 25000 | 18.5 | 8.5 | 1.92 | R-454B | 650
217939473 | DAY & NIGHT | N5H9V24*K*AAA* | EVD5X25M14A* | *80VSL0701412B* | Split System | 23800 | 18.5 | 8.5 | 1.88 | R-454B | 650
217939488 | DAY & NIGHT | N5H9V24*K*AAA* | EVD5X25M14A* | *80CTL0701412B* | Split System | 23800 | 18.5 | 8.5 | 1.88 | R-454B | 650
217939495 | DAY & NIGHT | Q5H9V24*K*AAA* | EVD5X25M14A* | *80CTL0701412B* | Split System | 23800 | 18.5 | 8.5 | 1.88 | R-454B | 650
217938973 | DAY & NIGHT | N5H9V24*K*AAA* | EVD5X24M17A* | *80MSU0601716A* | Split System | 24000 | 18.5 | 8.5 | 1.88 | R-454B | 650
217942521 | DAY & NIGHT | N5H9V24*K*AAA* | EVD5X36M21A* | *97CTN0601716A* | Split System | 24200 | 18.5 | 8.5 | 1.88 | R-454B | 650
217942528 | DAY & NIGHT | Q5H9V24*K*AAA* | EVD5X36M21A* | *97CTN0601716A* | Split System | 24200 | 18.5 | 8.5 | 1.88 | R-454B | 650
217942243 | DAY & NIGHT | Q5H9V24*K*AAA* | EVD5X36M21A* | *97CMN0601714B* | Split System | 24400 | 18.5 | 8.5 | 1.88 | R-454B | 650
217942393 | DAY & NIGHT | Q5H9V24*K*AAA* | EVD5X36M21A* | *95MSU0401712A* | Split System | 24400 | 18.5 | 8.5 | 1.88 | R-454B | 650
217942386 | DAY & NIGHT | N5H9V24*K*AAA* | EVD5X36M21A* | *95MSU0401712A* | Split System | 24400 | 18.5 | 8.5 | 1.88 | R-454B | 650
217938540 | DAY & NIGHT | Q5H9V24*K*AAA* | EVM5X36M17A* | *96CTN0801714B* | Split System | 24400 | 18.5 | 8.5 | 1.9 | R-454B | 650
217939994 | DAY & NIGHT | Q5H9V24*K*AAA* | EVD5X25M17A* | *96CTN0801714B* | Split System | 24400 | 18.5 | 8.5 | 1.9 | R-454B | 650
217940541 | DAY & NIGHT | Q5H9V24*K*AAA* | EVD5X30M17A* | *95CSU0601716B* | Split System | 24400 | 18.5 | 8.5 | 1.9 | R-454B | 650
217940525 | DAY & NIGHT | Q5H9V24*K*AAA* | EVD5X30M17A* | *80VTL0701716B* | Split System | 24400 | 18.5 | 8.5 | 1.9 | R-454B | 650
217941541 | DAY & NIGHT | Q5H9V24*K*AAA* | EVD5X36M17A* | *80VTL0701716B* | Split System | 24400 | 18.5 | 8.5 | 1.9 | R-454B | 650
217940518 | DAY & NIGHT | N5H9V24*K*AAA* | EVD5X30M17A* | *80VTL0701716B* | Split System | 24400 | 18.5 | 8.5 | 1.9 | R-454B | 650
217939807 | DAY & NIGHT | N5H9V24*K*AAA* | EVD5X25M17A* | *95CSU0601716B* | Split System | 24400 | 18.5 | 8.5 | 1.9 | R-454B | 650
217937823 | DAY & NIGHT | N5H9V24*K*AAA* | EVM5X32M17A* | *96VSN0401712B* | Split System | 24400 | 18.5 | 8.5 | 1.9 | R-454B | 650
217937830 | DAY & NIGHT | Q5H9V24*K*AAA* | EVM5X32M17A* | *96VSN0401712B* | Split System | 24400 | 18.5 | 8.5 | 1.9 | R-454B | 650
217940838 | DAY & NIGHT | N5H9V24*K*AAA* | EVD5X30M17A* | *97VTN0601716A* | Split System | 24400 | 18.5 | 8.5 | 1.9 | R-454B | 650
217941784 | DAY & NIGHT | Q5H9V24*K*AAA* | EVD5X36M17A* | *96VTN0601716B* | Split System | 24400 | 18.5 | 8.5 | 1.9 | R-454B | 650
217938443 | DAY & NIGHT | N5H9V24*K*AAA* | EVM5X36M17A* | *96VSN0601716B* | Split System | 24400 | 18.5 | 8.5 | 1.9 | R-454B | 650
217940632 | DAY & NIGHT | Q5H9V24*K*AAA* | EVD5X30M17A* | *96VSN0601716B* | Split System | 24400 | 18.5 | 8.5 | 1.9 | R-454B | 650
217939897 | DAY & NIGHT | N5H9V24*K*AAA* | EVD5X25M17A* | *96VSN0601716B* | Split System | 24400 | 18.5 | 8.5 | 1.9 | R-454B | 650
217940442 | DAY & NIGHT | N5H9V24*K*AAA* | EVD5X30M17A* | *80CTL0451712B* | Split System | 24400 | 18.5 | 8.5 | 1.9 | R-454B | 650
217939722 | DAY & NIGHT | Q5H9V24*K*AAA* | EVD5X25M17A* | *80CTL0451712B* | Split System | 24400 | 18.5 | 8.5 | 1.9 | R-454B | 650
217942824 | DAY & NIGHT | N5H9V24*K*AAA* | EVD5X36M21A* | OMV098J12* | Split System | 24400 | 18.5 | 8.5 | 1.9 | R-454B | 650
217940117 | DAY & NIGHT | Q5H9V24*K*AAA* | EVD5X25M17A* | *97VTN0601716A* | Split System | 24400 | 18.5 | 8.5 | 1.9 | R-454B | 650
217938450 | DAY & NIGHT | Q5H9V24*K*AAA* | EVM5X36M17A* | *96VSN0601716B* | Split System | 24400 | 18.5 | 8.5 | 1.9 | R-454B | 650
217941815 | DAY & NIGHT | Q5H9V24*K*AAA* | EVD5X36M17A* | *97VTN0601716A* | Split System | 24400 | 18.5 | 8.5 | 1.9 | R-454B | 650
217942831 | DAY & NIGHT | Q5H9V24*K*AAA* | EVD5X36M21A* | OMV098J12* | Split System | 24400 | 18.5 | 8.5 | 1.9 | R-454B | 650
217941610 | DAY & NIGHT | N5H9V24*K*AAA* | EVD5X36M17A* | *96VSN0601716B* | Split System | 24400 | 18.5 | 8.5 | 1.9 | R-454B | 650
217940079 | DAY & NIGHT | N5H9V24*K*AAA* | EVD5X25M17A* | *96VTN0601716B* | Split System | 24400 | 18.5 | 8.5 | 1.9 | R-454B | 650
217939904 | DAY & NIGHT | Q5H9V24*K*AAA* | EVD5X25M17A* | *96VSN0601716B* | Split System | 24400 | 18.5 | 8.5 | 1.9 | R-454B | 650
217940449 | DAY & NIGHT | Q5H9V24*K*AAA* | EVD5X30M17A* | *80CTL0451712B* | Split System | 24400 | 18.5 | 8.5 | 1.9 | R-454B | 650
217940624 | DAY & NIGHT | N5H9V24*K*AAA* | EVD5X30M17A* | *96VSN0601716B* | Split System | 24400 | 18.5 | 8.5 | 1.9 | R-454B | 650
217941617 | DAY & NIGHT | Q5H9V24*K*AAA* | EVD5X36M17A* | *96VSN0601716B* | Split System | 24400 | 18.5 | 8.5 | 1.9 | R-454B | 650
217941808 | DAY & NIGHT | N5H9V24*K*AAA* | EVD5X36M17A* | *97VTN0601716A* | Split System | 24400 | 18.5 | 8.5 | 1.9 | R-454B | 650
217940110 | DAY & NIGHT | N5H9V24*K*AAA* | EVD5X25M17A* | *97VTN0601716A* | Split System | 24400 | 18.5 | 8.5 | 1.9 | R-454B | 650
217940845 | DAY & NIGHT | Q5H9V24*K*AAA* | EVD5X30M17A* | *97VTN0601716A* | Split System | 24400 | 18.5 | 8.5 | 1.9 | R-454B | 650
217938656 | DAY & NIGHT | N5H9V24*K*AAA* | EVM5X36M17A* | *97VTN0601716A* | Split System | 24400 | 18.5 | 8.5 | 1.9 | R-454B | 650
217940807 | DAY & NIGHT | N5H9V24*K*AAA* | EVD5X30M17A* | *96VTN0601716B* | Split System | 24400 | 18.5 | 8.5 | 1.9 | R-454B | 650
217941655 | DAY & NIGHT | N5H9V24*K*AAA* | EVD5X36M17A* | *95MSU0601716A* | Split System | 24600 | 18.5 | 8.5 | 1.9 | R-454B | 650
217941662 | DAY & NIGHT | Q5H9V24*K*AAA* | EVD5X36M17A* | *95MSU0601716A* | Split System | 24600 | 18.5 | 8.5 | 1.9 | R-454B | 650
217939949 | DAY & NIGHT | Q5H9V24*K*AAA* | EVD5X25M17A* | *95MSU0601716A* | Split System | 24600 | 18.5 | 8.5 | 1.9 | R-454B | 650
217939942 | DAY & NIGHT | N5H9V24*K*AAA* | EVD5X25M17A* | *95MSU0601716A* | Split System | 24600 | 18.5 | 8.5 | 1.9 | R-454B | 650
217943970 | DAY & NIGHT | N5H9V24*K*AAA* | EVD5X37M21A* | OLV098A12* | Split System | 24600 | 18.5 | 8.5 | 1.9 | R-454B | 650
217943978 | DAY & NIGHT | Q5H9V24*K*AAA* | EVD5X37M21A* | OLV098A12* | Split System | 24600 | 18.5 | 8.5 | 1.9 | R-454B | 650
217942816 | DAY & NIGHT | Q5H9V24*K*AAA* | EVD5X36M21A* | OLV112A16A | Split System | 24600 | 18.5 | 8.5 | 1.92 | R-454B | 650
217942809 | DAY & NIGHT | N5H9V24*K*AAA* | EVD5X36M21A* | OLV112A16A | Split System | 24600 | 18.5 | 8.5 | 1.92 | R-454B | 650
217943997 | DAY & NIGHT | Q5H9V24*K*AAA* | EVD5X37M21A* | OLV112A16A | Split System | 24800 | 18.5 | 8.5 | 1.92 | R-454B | 650
217944014 | DAY & NIGHT | Q5H9V24*K*AAA* | EVD5X37M21A* | OMV098J12* | Split System | 24800 | 18.5 | 8.5 | 1.92 | R-454B | 650
217943988 | DAY & NIGHT | N5H9V24*K*AAA* | EVD5X37M21A* | OLV112A16A | Split System | 24800 | 18.5 | 8.5 | 1.92 | R-454B | 650
217944007 | DAY & NIGHT | N5H9V24*K*AAA* | EVD5X37M21A* | OMV098J12* | Split System | 24800 | 18.5 | 8.5 | 1.92 | R-454B | 650
217941262 | DAY & NIGHT | N5H9V24*K*AAA* | EVD5X31M17A* | *96VTN0601412B* | Split System | 24800 | 18.5 | 8.5 | 1.92 | R-454B | 650
217941269 | DAY & NIGHT | Q5H9V24*K*AAA* | EVD5X31M17A* | *96VTN0601412B* | Split System | 24800 | 18.5 | 8.5 | 1.92 | R-454B | 650
217941125 | DAY & NIGHT | N5H9V24*K*AAA* | EVD5X31M17A* | *96VSN0601412B* | Split System | 24800 | 18.5 | 8.5 | 1.92 | R-454B | 650
217941162 | DAY & NIGHT | Q5H9V24*K*AAA* | EVD5X31M17A* | *95MSU0401712A* | Split System | 25000 | 18.5 | 8.5 | 1.92 | R-454B | 650
217941155 | DAY & NIGHT | N5H9V24*K*AAA* | EVD5X31M17A* | *95MSU0401712A* | Split System | 25000 | 18.5 | 8.5 | 1.92 | R-454B | 650
217939011 | HEIL | Q5H9V24*K*AAA* | EVD5X24M17A* | *80CTL0701412B* | Split System | 23600 | 18.5 | 8.5 | 1.86 | R-454B | 650
217939004 | HEIL | N5H9V24*K*AAA* | EVD5X24M17A* | *80CTL0701412B* | Split System | 23600 | 18.5 | 8.5 | 1.86 | R-454B | 650
217939474 | HEIL | N5H9V24*K*AAA* | EVD5X25M14A* | *80VSL0701412B* | Split System | 23800 | 18.5 | 8.5 | 1.88 | R-454B | 650
217938981 | HEIL | Q5H9V24*K*AAA* | EVD5X24M17A* | *80MSU0601716A* | Split System | 24000 | 18.5 | 8.5 | 1.88 | R-454B | 650
217942522 | HEIL | N5H9V24*K*AAA* | EVD5X36M21A* | *97CTN0601716A* | Split System | 24200 | 18.5 | 8.5 | 1.88 | R-454B | 650
217942529 | HEIL | Q5H9V24*K*AAA* | EVD5X36M21A* | *97CTN0601716A* | Split System | 24200 | 18.5 | 8.5 | 1.88 | R-454B | 650
217942394 | HEIL | Q5H9V24*K*AAA* | EVD5X36M21A* | *95MSU0401712A* | Split System | 24400 | 18.5 | 8.5 | 1.88 | R-454B | 650
217942387 | HEIL | N5H9V24*K*AAA* | EVD5X36M21A* | *95MSU0401712A* | Split System | 24400 | 18.5 | 8.5 | 1.88 | R-454B | 650
217942237 | HEIL | N5H9V24*K*AAA* | EVD5X36M21A* | *97CMN0601714B* | Split System | 24400 | 18.5 | 8.5 | 1.88 | R-454B | 650
217942244 | HEIL | Q5H9V24*K*AAA* | EVD5X36M21A* | *97CMN0601714B* | Split System | 24400 | 18.5 | 8.5 | 1.88 | R-454B | 650
217939792 | HEIL | N5H9V24*K*AAA* | EVD5X25M17A* | *80VTL0701716B* | Split System | 24400 | 18.5 | 8.5 | 1.9 | R-454B | 650
217938345 | HEIL | Q5H9V24*K*AAA* | EVM5X36M17A* | *80VTL0701716B* | Split System | 24400 | 18.5 | 8.5 | 1.9 | R-454B | 650
217939988 | HEIL | N5H9V24*K*AAA* | EVD5X25M17A* | *96CTN0801714B* | Split System | 24400 | 18.5 | 8.5 | 1.9 | R-454B | 650
217940526 | HEIL | Q5H9V24*K*AAA* | EVD5X30M17A* | *80VTL0701716B* | Split System | 24400 | 18.5 | 8.5 | 1.9 | R-454B | 650
217940542 | HEIL | Q5H9V24*K*AAA* | EVD5X30M17A* | *95CSU0601716B* | Split System | 24400 | 18.5 | 8.5 | 1.9 | R-454B | 650
217941535 | HEIL | N5H9V24*K*AAA* | EVD5X36M17A* | *80VTL0701716B* | Split System | 24400 | 18.5 | 8.5 | 1.9 | R-454B | 650
217939995 | HEIL | Q5H9V24*K*AAA* | EVD5X25M17A* | *96CTN0801714B* | Split System | 24400 | 18.5 | 8.5 | 1.9 | R-454B | 650
217941542 | HEIL | Q5H9V24*K*AAA* | EVD5X36M17A* | *80VTL0701716B* | Split System | 24400 | 18.5 | 8.5 | 1.9 | R-454B | 650
217937831 | HEIL | Q5H9V24*K*AAA* | EVM5X32M17A* | *96VSN0401712B* | Split System | 24400 | 18.5 | 8.5 | 1.9 | R-454B | 650
217941611 | HEIL | N5H9V24*K*AAA* | EVD5X36M17A* | *96VSN0601716B* | Split System | 24400 | 18.5 | 8.5 | 1.9 | R-454B | 650
217941816 | HEIL | Q5H9V24*K*AAA* | EVD5X36M17A* | *97VTN0601716A* | Split System | 24400 | 18.5 | 8.5 | 1.9 | R-454B | 650
217940111 | HEIL | N5H9V24*K*AAA* | EVD5X25M17A* | *97VTN0601716A* | Split System | 24400 | 18.5 | 8.5 | 1.9 | R-454B | 650
217939905 | HEIL | Q5H9V24*K*AAA* | EVD5X25M17A* | *96VSN0601716B* | Split System | 24400 | 18.5 | 8.5 | 1.9 | R-454B | 650
217940080 | HEIL | N5H9V24*K*AAA* | EVD5X25M17A* | *96VTN0601716B* | Split System | 24400 | 18.5 | 8.5 | 1.9 | R-454B | 650
217940443 | HEIL | N5H9V24*K*AAA* | EVD5X30M17A* | *80CTL0451712B* | Split System | 24400 | 18.5 | 8.5 | 1.9 | R-454B | 650
217942832 | HEIL | Q5H9V24*K*AAA* | EVD5X36M21A* | OMV098J12* | Split System | 24400 | 18.5 | 8.5 | 1.9 | R-454B | 650
217940846 | HEIL | Q5H9V24*K*AAA* | EVD5X30M17A* | *97VTN0601716A* | Split System | 24400 | 18.5 | 8.5 | 1.9 | R-454B | 650
217940808 | HEIL | N5H9V24*K*AAA* | EVD5X30M17A* | *96VTN0601716B* | Split System | 24400 | 18.5 | 8.5 | 1.9 | R-454B | 650
217941809 | HEIL | N5H9V24*K*AAA* | EVD5X36M17A* | *97VTN0601716A* | Split System | 24400 | 18.5 | 8.5 | 1.9 | R-454B | 650
217941618 | HEIL | Q5H9V24*K*AAA* | EVD5X36M17A* | *96VSN0601716B* | Split System | 24400 | 18.5 | 8.5 | 1.9 | R-454B | 650
217941785 | HEIL | Q5H9V24*K*AAA* | EVD5X36M17A* | *96VTN0601716B* | Split System | 24400 | 18.5 | 8.5 | 1.9 | R-454B | 650
217941778 | HEIL | N5H9V24*K*AAA* | EVD5X36M17A* | *96VTN0601716B* | Split System | 24400 | 18.5 | 8.5 | 1.9 | R-454B | 650
217940633 | HEIL | Q5H9V24*K*AAA* | EVD5X30M17A* | *96VSN0601716B* | Split System | 24400 | 18.5 | 8.5 | 1.9 | R-454B | 650
217940815 | HEIL | Q5H9V24*K*AAA* | EVD5X30M17A* | *96VTN0601716B* | Split System | 24400 | 18.5 | 8.5 | 1.9 | R-454B | 650
217939723 | HEIL | Q5H9V24*K*AAA* | EVD5X25M17A* | *80CTL0451712B* | Split System | 24400 | 18.5 | 8.5 | 1.9 | R-454B | 650
217938657 | HEIL | N5H9V24*K*AAA* | EVM5X36M17A* | *97VTN0601716A* | Split System | 24400 | 18.5 | 8.5 | 1.9 | R-454B | 650
217942825 | HEIL | N5H9V24*K*AAA* | EVD5X36M21A* | OMV098J12* | Split System | 24400 | 18.5 | 8.5 | 1.9 | R-454B | 650
217936136 | HEIL | Q5H9V24*K*AAA* | EVM5X25M17A* | *96VSN0601716B* | Split System | 24400 | 18.5 | 8.5 | 1.9 | R-454B | 650
217936863 | HEIL | Q5H9V24*K*AAA* | EVM5X30M17A* | *96VTN0601716B* | Split System | 24400 | 18.5 | 8.5 | 1.9 | R-454B | 650
217940087 | HEIL | Q5H9V24*K*AAA* | EVD5X25M17A* | *96VTN0601716B* | Split System | 24400 | 18.5 | 8.5 | 1.9 | R-454B | 650
217939943 | HEIL | N5H9V24*K*AAA* | EVD5X25M17A* | *95MSU0601716A* | Split System | 24600 | 18.5 | 8.5 | 1.9 | R-454B | 650
217941663 | HEIL | Q5H9V24*K*AAA* | EVD5X36M17A* | *95MSU0601716A* | Split System | 24600 | 18.5 | 8.5 | 1.9 | R-454B | 650
217941656 | HEIL | N5H9V24*K*AAA* | EVD5X36M17A* | *95MSU0601716A* | Split System | 24600 | 18.5 | 8.5 | 1.9 | R-454B | 650
217943971 | HEIL | N5H9V24*K*AAA* | EVD5X37M21A* | OLV098A12* | Split System | 24600 | 18.5 | 8.5 | 1.9 | R-454B | 650
217943980 | HEIL | Q5H9V24*K*AAA* | EVD5X37M21A* | OLV098A12* | Split System | 24600 | 18.5 | 8.5 | 1.9 | R-454B | 650
217937816 | HEIL | Q5H9V24*K*AAA* | EVM5X32M17A* | *96VSN0401410B* | Split System | 24400 | 18.5 | 8.5 | 1.92 | R-454B | 650
217942810 | HEIL | N5H9V24*K*AAA* | EVD5X36M21A* | OLV112A16A | Split System | 24600 | 18.5 | 8.5 | 1.92 | R-454B | 650
217942817 | HEIL | Q5H9V24*K*AAA* | EVD5X36M21A* | OLV112A16A | Split System | 24600 | 18.5 | 8.5 | 1.92 | R-454B | 650
217937430 | HEIL | N5H9V24*K*AAA* | EVM5X31M17A* | *96VTN0601412B* | Split System | 24600 | 18.5 | 8.5 | 1.92 | R-454B | 650
217937256 | HEIL | Q5H9V24*K*AAA* | EVM5X31M17A* | *96VSN0601412B* | Split System | 24600 | 18.5 | 8.5 | 1.92 | R-454B | 650
217944008 | HEIL | N5H9V24*K*AAA* | EVD5X37M21A* | OMV098J12* | Split System | 24800 | 18.5 | 8.5 | 1.92 | R-454B | 650
217944015 | HEIL | Q5H9V24*K*AAA* | EVD5X37M21A* | OMV098J12* | Split System | 24800 | 18.5 | 8.5 | 1.92 | R-454B | 650
217943998 | HEIL | Q5H9V24*K*AAA* | EVD5X37M21A* | OLV112A16A | Split System | 24800 | 18.5 | 8.5 | 1.92 | R-454B | 650
217943989 | HEIL | N5H9V24*K*AAA* | EVD5X37M21A* | OLV112A16A | Split System | 24800 | 18.5 | 8.5 | 1.92 | R-454B | 650
217941263 | HEIL | N5H9V24*K*AAA* | EVD5X31M17A* | *96VTN0601412B* | Split System | 24800 | 18.5 | 8.5 | 1.92 | R-454B | 650
217941126 | HEIL | N5H9V24*K*AAA* | EVD5X31M17A* | *96VSN0601412B* | Split System | 24800 | 18.5 | 8.5 | 1.92 | R-454B | 650
217941133 | HEIL | Q5H9V24*K*AAA* | EVD5X31M17A* | *96VSN0601412B* | Split System | 24800 | 18.5 | 8.5 | 1.92 | R-454B | 650
217941270 | HEIL | Q5H9V24*K*AAA* | EVD5X31M17A* | *96VTN0601412B* | Split System | 24800 | 18.5 | 8.5 | 1.92 | R-454B | 650
217941156 | HEIL | N5H9V24*K*AAA* | EVD5X31M17A* | *95MSU0401712A* | Split System | 25000 | 18.5 | 8.5 | 1.92 | R-454B | 650
217941163 | HEIL | Q5H9V24*K*AAA* | EVD5X31M17A* | *95MSU0401712A* | Split System | 25000 | 18.5 | 8.5 | 1.92 | R-454B | 650
217939005 | KEEPRITE | N5H9V24*K*AAA* | EVD5X24M17A* | *80CTL0701412B* | Split System | 23600 | 18.5 | 8.5 | 1.86 | R-454B | 650
217939475 | KEEPRITE | N5H9V24*K*AAA* | EVD5X25M14A* | *80VSL0701412B* | Split System | 23800 | 18.5 | 8.5 | 1.88 | R-454B | 650
217938975 | KEEPRITE | N5H9V24*K*AAA* | EVD5X24M17A* | *80MSU0601716A* | Split System | 24000 | 18.5 | 8.5 | 1.88 | R-454B | 650
217938982 | KEEPRITE | Q5H9V24*K*AAA* | EVD5X24M17A* | *80MSU0601716A* | Split System | 24000 | 18.5 | 8.5 | 1.88 | R-454B | 650
217942523 | KEEPRITE | N5H9V24*K*AAA* | EVD5X36M21A* | *97CTN0601716A* | Split System | 24200 | 18.5 | 8.5 | 1.88 | R-454B | 650
217942530 | KEEPRITE | Q5H9V24*K*AAA* | EVD5X36M21A* | *97CTN0601716A* | Split System | 24200 | 18.5 | 8.5 | 1.88 | R-454B | 650
217942245 | KEEPRITE | Q5H9V24*K*AAA* | EVD5X36M21A* | *97CMN0601714B* | Split System | 24400 | 18.5 | 8.5 | 1.88 | R-454B | 650
217942238 | KEEPRITE | N5H9V24*K*AAA* | EVD5X36M21A* | *97CMN0601714B* | Split System | 24400 | 18.5 | 8.5 | 1.88 | R-454B | 650
217942395 | KEEPRITE | Q5H9V24*K*AAA* | EVD5X36M21A* | *95MSU0401712A* | Split System | 24400 | 18.5 | 8.5 | 1.88 | R-454B | 650
217942388 | KEEPRITE | N5H9V24*K*AAA* | EVD5X36M21A* | *95MSU0401712A* | Split System | 24400 | 18.5 | 8.5 | 1.88 | R-454B | 650
217940527 | KEEPRITE | Q5H9V24*K*AAA* | EVD5X30M17A* | *80VTL0701716B* | Split System | 24400 | 18.5 | 8.5 | 1.9 | R-454B | 650
217941536 | KEEPRITE | N5H9V24*K*AAA* | EVD5X36M17A* | *80VTL0701716B* | Split System | 24400 | 18.5 | 8.5 | 1.9 | R-454B | 650
217939800 | KEEPRITE | Q5H9V24*K*AAA* | EVD5X25M17A* | *80VTL0701716B* | Split System | 24400 | 18.5 | 8.5 | 1.9 | R-454B | 650
217939793 | KEEPRITE | N5H9V24*K*AAA* | EVD5X25M17A* | *80VTL0701716B* | Split System | 24400 | 18.5 | 8.5 | 1.9 | R-454B | 650
217939809 | KEEPRITE | N5H9V24*K*AAA* | EVD5X25M17A* | *95CSU0601716B* | Split System | 24400 | 18.5 | 8.5 | 1.9 | R-454B | 650
217940543 | KEEPRITE | Q5H9V24*K*AAA* | EVD5X30M17A* | *95CSU0601716B* | Split System | 24400 | 18.5 | 8.5 | 1.9 | R-454B | 650
217938542 | KEEPRITE | Q5H9V24*K*AAA* | EVM5X36M17A* | *96CTN0801714B* | Split System | 24400 | 18.5 | 8.5 | 1.9 | R-454B | 650
217937825 | KEEPRITE | N5H9V24*K*AAA* | EVM5X32M17A* | *96VSN0401712B* | Split System | 24400 | 18.5 | 8.5 | 1.9 | R-454B | 650
217939906 | KEEPRITE | Q5H9V24*K*AAA* | EVD5X25M17A* | *96VSN0601716B* | Split System | 24400 | 18.5 | 8.5 | 1.9 | R-454B | 650
217940088 | KEEPRITE | Q5H9V24*K*AAA* | EVD5X25M17A* | *96VTN0601716B* | Split System | 24400 | 18.5 | 8.5 | 1.9 | R-454B | 650
217940816 | KEEPRITE | Q5H9V24*K*AAA* | EVD5X30M17A* | *96VTN0601716B* | Split System | 24400 | 18.5 | 8.5 | 1.9 | R-454B | 650
217940626 | KEEPRITE | N5H9V24*K*AAA* | EVD5X30M17A* | *96VSN0601716B* | Split System | 24400 | 18.5 | 8.5 | 1.9 | R-454B | 650
217942826 | KEEPRITE | N5H9V24*K*AAA* | EVD5X36M21A* | OMV098J12* | Split System | 24400 | 18.5 | 8.5 | 1.9 | R-454B | 650
217938627 | KEEPRITE | N5H9V24*K*AAA* | EVM5X36M17A* | *96VTN0601716B* | Split System | 24400 | 18.5 | 8.5 | 1.9 | R-454B | 650
217940081 | KEEPRITE | N5H9V24*K*AAA* | EVD5X25M17A* | *96VTN0601716B* | Split System | 24400 | 18.5 | 8.5 | 1.9 | R-454B | 650
217941779 | KEEPRITE | N5H9V24*K*AAA* | EVD5X36M17A* | *96VTN0601716B* | Split System | 24400 | 18.5 | 8.5 | 1.9 | R-454B | 650
217940847 | KEEPRITE | Q5H9V24*K*AAA* | EVD5X30M17A* | *97VTN0601716A* | Split System | 24400 | 18.5 | 8.5 | 1.9 | R-454B | 650
217938452 | KEEPRITE | Q5H9V24*K*AAA* | EVM5X36M17A* | *96VSN0601716B* | Split System | 24400 | 18.5 | 8.5 | 1.9 | R-454B | 650
217941786 | KEEPRITE | Q5H9V24*K*AAA* | EVD5X36M17A* | *96VTN0601716B* | Split System | 24400 | 18.5 | 8.5 | 1.9 | R-454B | 650
217941810 | KEEPRITE | N5H9V24*K*AAA* | EVD5X36M17A* | *97VTN0601716A* | Split System | 24400 | 18.5 | 8.5 | 1.9 | R-454B | 650
217938634 | KEEPRITE | Q5H9V24*K*AAA* | EVM5X36M17A* | *96VTN0601716B* | Split System | 24400 | 18.5 | 8.5 | 1.9 | R-454B | 650
217941817 | KEEPRITE | Q5H9V24*K*AAA* | EVD5X36M17A* | *97VTN0601716A* | Split System | 24400 | 18.5 | 8.5 | 1.9 | R-454B | 650
217942833 | KEEPRITE | Q5H9V24*K*AAA* | EVD5X36M21A* | OMV098J12* | Split System | 24400 | 18.5 | 8.5 | 1.9 | R-454B | 650
217940840 | KEEPRITE | N5H9V24*K*AAA* | EVD5X30M17A* | *97VTN0601716A* | Split System | 24400 | 18.5 | 8.5 | 1.9 | R-454B | 650
217941619 | KEEPRITE | Q5H9V24*K*AAA* | EVD5X36M17A* | *96VSN0601716B* | Split System | 24400 | 18.5 | 8.5 | 1.9 | R-454B | 650
217939899 | KEEPRITE | N5H9V24*K*AAA* | EVD5X25M17A* | *96VSN0601716B* | Split System | 24400 | 18.5 | 8.5 | 1.9 | R-454B | 650
217939724 | KEEPRITE | Q5H9V24*K*AAA* | EVD5X25M17A* | *80CTL0451712B* | Split System | 24400 | 18.5 | 8.5 | 1.9 | R-454B | 650
217940444 | KEEPRITE | N5H9V24*K*AAA* | EVD5X30M17A* | *80CTL0451712B* | Split System | 24400 | 18.5 | 8.5 | 1.9 | R-454B | 650
217940809 | KEEPRITE | N5H9V24*K*AAA* | EVD5X30M17A* | *96VTN0601716B* | Split System | 24400 | 18.5 | 8.5 | 1.9 | R-454B | 650
217941612 | KEEPRITE | N5H9V24*K*AAA* | EVD5X36M17A* | *96VSN0601716B* | Split System | 24400 | 18.5 | 8.5 | 1.9 | R-454B | 650
217936343 | KEEPRITE | N5H9V24*K*AAA* | EVM5X25M17A* | *97VTN0601716A* | Split System | 24400 | 18.5 | 8.5 | 1.9 | R-454B | 650
217941664 | KEEPRITE | Q5H9V24*K*AAA* | EVD5X36M17A* | *95MSU0601716A* | Split System | 24600 | 18.5 | 8.5 | 1.9 | R-454B | 650
217939951 | KEEPRITE | Q5H9V24*K*AAA* | EVD5X25M17A* | *95MSU0601716A* | Split System | 24600 | 18.5 | 8.5 | 1.9 | R-454B | 650
217941657 | KEEPRITE | N5H9V24*K*AAA* | EVD5X36M17A* | *95MSU0601716A* | Split System | 24600 | 18.5 | 8.5 | 1.9 | R-454B | 650
217943981 | KEEPRITE | Q5H9V24*K*AAA* | EVD5X37M21A* | OLV098A12* | Split System | 24600 | 18.5 | 8.5 | 1.9 | R-454B | 650
217943972 | KEEPRITE | N5H9V24*K*AAA* | EVD5X37M21A* | OLV098A12* | Split System | 24600 | 18.5 | 8.5 | 1.9 | R-454B | 650
217942811 | KEEPRITE | N5H9V24*K*AAA* | EVD5X36M21A* | OLV112A16A | Split System | 24600 | 18.5 | 8.5 | 1.92 | R-454B | 650
217942818 | KEEPRITE | Q5H9V24*K*AAA* | EVD5X36M21A* | OLV112A16A | Split System | 24600 | 18.5 | 8.5 | 1.92 | R-454B | 650
217937257 | KEEPRITE | Q5H9V24*K*AAA* | EVM5X31M17A* | *96VSN0601412B* | Split System | 24600 | 18.5 | 8.5 | 1.92 | R-454B | 650
217944009 | KEEPRITE | N5H9V24*K*AAA* | EVD5X37M21A* | OMV098J12* | Split System | 24800 | 18.5 | 8.5 | 1.92 | R-454B | 650
217944016 | KEEPRITE | Q5H9V24*K*AAA* | EVD5X37M21A* | OMV098J12* | Split System | 24800 | 18.5 | 8.5 | 1.92 | R-454B | 650
217943991 | KEEPRITE | N5H9V24*K*AAA* | EVD5X37M21A* | OLV112A16A | Split System | 24800 | 18.5 | 8.5 | 1.92 | R-454B | 650
217943999 | KEEPRITE | Q5H9V24*K*AAA* | EVD5X37M21A* | OLV112A16A | Split System | 24800 | 18.5 | 8.5 | 1.92 | R-454B | 650
217941134 | KEEPRITE | Q5H9V24*K*AAA* | EVD5X31M17A* | *96VSN0601412B* | Split System | 24800 | 18.5 | 8.5 | 1.92 | R-454B | 650
217941271 | KEEPRITE | Q5H9V24*K*AAA* | EVD5X31M17A* | *96VTN0601412B* | Split System | 24800 | 18.5 | 8.5 | 1.92 | R-454B | 650
217941264 | KEEPRITE | N5H9V24*K*AAA* | EVD5X31M17A* | *96VTN0601412B* | Split System | 24800 | 18.5 | 8.5 | 1.92 | R-454B | 650
217941127 | KEEPRITE | N5H9V24*K*AAA* | EVD5X31M17A* | *96VSN0601412B* | Split System | 24800 | 18.5 | 8.5 | 1.92 | R-454B | 650
217937515 | KEEPRITE | Q5H9V24*K*AAA* | EVM5X31M17A* | OLV098A12* | Split System | 24800 | 18.5 | 8.5 | 1.92 | R-454B | 650
217941164 | KEEPRITE | Q5H9V24*K*AAA* | EVD5X31M17A* | *95MSU0401712A* | Split System | 25000 | 18.5 | 8.5 | 1.92 | R-454B | 650
217941157 | KEEPRITE | N5H9V24*K*AAA* | EVD5X31M17A* | *95MSU0401712A* | Split System | 25000 | 18.5 | 8.5 | 1.92 | R-454B | 650
217939006 | TEMPSTAR | N5H9V24*K*AAA* | EVD5X24M17A* | *80CTL0701412B* | Split System | 23600 | 18.5 | 8.5 | 1.86 | R-454B | 650
217939491 | TEMPSTAR | N5H9V24*K*AAA* | EVD5X25M14A* | *80CTL0701412B* | Split System | 23800 | 18.5 | 8.5 | 1.88 | R-454B | 650
217939476 | TEMPSTAR | N5H9V24*K*AAA* | EVD5X25M14A* | *80VSL0701412B* | Split System | 23800 | 18.5 | 8.5 | 1.88 | R-454B | 650
217942524 | TEMPSTAR | N5H9V24*K*AAA* | EVD5X36M21A* | *97CTN0601716A* | Split System | 24200 | 18.5 | 8.5 | 1.88 | R-454B | 650
217942531 | TEMPSTAR | Q5H9V24*K*AAA* | EVD5X36M21A* | *97CTN0601716A* | Split System | 24200 | 18.5 | 8.5 | 1.88 | R-454B | 650
217942239 | TEMPSTAR | N5H9V24*K*AAA* | EVD5X36M21A* | *97CMN0601714B* | Split System | 24400 | 18.5 | 8.5 | 1.88 | R-454B | 650
217942246 | TEMPSTAR | Q5H9V24*K*AAA* | EVD5X36M21A* | *97CMN0601714B* | Split System | 24400 | 18.5 | 8.5 | 1.88 | R-454B | 650
217942396 | TEMPSTAR | Q5H9V24*K*AAA* | EVD5X36M21A* | *95MSU0401712A* | Split System | 24400 | 18.5 | 8.5 | 1.88 | R-454B | 650
217942389 | TEMPSTAR | N5H9V24*K*AAA* | EVD5X36M21A* | *95MSU0401712A* | Split System | 24400 | 18.5 | 8.5 | 1.88 | R-454B | 650
217936243 | TEMPSTAR | Q5H9V24*K*AAA* | EVM5X25M17A* | *97CTN0601716A* | Split System | 24200 | 18.5 | 8.5 | 1.9 | R-454B | 650
217939997 | TEMPSTAR | Q5H9V24*K*AAA* | EVD5X25M17A* | *96CTN0801714B* | Split System | 24400 | 18.5 | 8.5 | 1.9 | R-454B | 650
217941544 | TEMPSTAR | Q5H9V24*K*AAA* | EVD5X36M17A* | *80VTL0701716B* | Split System | 24400 | 18.5 | 8.5 | 1.9 | R-454B | 650
217939801 | TEMPSTAR | Q5H9V24*K*AAA* | EVD5X25M17A* | *80VTL0701716B* | Split System | 24400 | 18.5 | 8.5 | 1.9 | R-454B | 650
217941537 | TEMPSTAR | N5H9V24*K*AAA* | EVD5X36M17A* | *80VTL0701716B* | Split System | 24400 | 18.5 | 8.5 | 1.9 | R-454B | 650
217939810 | TEMPSTAR | N5H9V24*K*AAA* | EVD5X25M17A* | *95CSU0601716B* | Split System | 24400 | 18.5 | 8.5 | 1.9 | R-454B | 650
217939794 | TEMPSTAR | N5H9V24*K*AAA* | EVD5X25M17A* | *80VTL0701716B* | Split System | 24400 | 18.5 | 8.5 | 1.9 | R-454B | 650
217938014 | TEMPSTAR | Q5H9V24*K*AAA* | EVM5X32M17A* | *96VTN0401712B* | Split System | 24400 | 18.5 | 8.5 | 1.9 | R-454B | 650
217941811 | TEMPSTAR | N5H9V24*K*AAA* | EVD5X36M17A* | *97VTN0601716A* | Split System | 24400 | 18.5 | 8.5 | 1.9 | R-454B | 650
217939907 | TEMPSTAR | Q5H9V24*K*AAA* | EVD5X25M17A* | *96VSN0601716B* | Split System | 24400 | 18.5 | 8.5 | 1.9 | R-454B | 650
217939725 | TEMPSTAR | Q5H9V24*K*AAA* | EVD5X25M17A* | *80CTL0451712B* | Split System | 24400 | 18.5 | 8.5 | 1.9 | R-454B | 650
217942827 | TEMPSTAR | N5H9V24*K*AAA* | EVD5X36M21A* | OMV098J12* | Split System | 24400 | 18.5 | 8.5 | 1.9 | R-454B | 650
217940445 | TEMPSTAR | N5H9V24*K*AAA* | EVD5X30M17A* | *80CTL0451712B* | Split System | 24400 | 18.5 | 8.5 | 1.9 | R-454B | 650
217941620 | TEMPSTAR | Q5H9V24*K*AAA* | EVD5X36M17A* | *96VSN0601716B* | Split System | 24400 | 18.5 | 8.5 | 1.9 | R-454B | 650
217941787 | TEMPSTAR | Q5H9V24*K*AAA* | EVD5X36M17A* | *96VTN0601716B* | Split System | 24400 | 18.5 | 8.5 | 1.9 | R-454B | 650
217940841 | TEMPSTAR | N5H9V24*K*AAA* | EVD5X30M17A* | *97VTN0601716A* | Split System | 24400 | 18.5 | 8.5 | 1.9 | R-454B | 650
217940848 | TEMPSTAR | Q5H9V24*K*AAA* | EVD5X30M17A* | *97VTN0601716A* | Split System | 24400 | 18.5 | 8.5 | 1.9 | R-454B | 650
217940628 | TEMPSTAR | N5H9V24*K*AAA* | EVD5X30M17A* | *96VSN0601716B* | Split System | 24400 | 18.5 | 8.5 | 1.9 | R-454B | 650
217940810 | TEMPSTAR | N5H9V24*K*AAA* | EVD5X30M17A* | *96VTN0601716B* | Split System | 24400 | 18.5 | 8.5 | 1.9 | R-454B | 650
217940113 | TEMPSTAR | N5H9V24*K*AAA* | EVD5X25M17A* | *97VTN0601716A* | Split System | 24400 | 18.5 | 8.5 | 1.9 | R-454B | 650
217938659 | TEMPSTAR | N5H9V24*K*AAA* | EVM5X36M17A* | *97VTN0601716A* | Split System | 24400 | 18.5 | 8.5 | 1.9 | R-454B | 650
217941780 | TEMPSTAR | N5H9V24*K*AAA* | EVD5X36M17A* | *96VTN0601716B* | Split System | 24400 | 18.5 | 8.5 | 1.9 | R-454B | 650
217940120 | TEMPSTAR | Q5H9V24*K*AAA* | EVD5X25M17A* | *97VTN0601716A* | Split System | 24400 | 18.5 | 8.5 | 1.9 | R-454B | 650
217938666 | TEMPSTAR | Q5H9V24*K*AAA* | EVM5X36M17A* | *97VTN0601716A* | Split System | 24400 | 18.5 | 8.5 | 1.9 | R-454B | 650
217940817 | TEMPSTAR | Q5H9V24*K*AAA* | EVD5X30M17A* | *96VTN0601716B* | Split System | 24400 | 18.5 | 8.5 | 1.9 | R-454B | 650
217940452 | TEMPSTAR | Q5H9V24*K*AAA* | EVD5X30M17A* | *80CTL0451712B* | Split System | 24400 | 18.5 | 8.5 | 1.9 | R-454B | 650
217942834 | TEMPSTAR | Q5H9V24*K*AAA* | EVD5X36M21A* | OMV098J12* | Split System | 24400 | 18.5 | 8.5 | 1.9 | R-454B | 650
217941613 | TEMPSTAR | N5H9V24*K*AAA* | EVD5X36M17A* | *96VSN0601716B* | Split System | 24400 | 18.5 | 8.5 | 1.9 | R-454B | 650
217941818 | TEMPSTAR | Q5H9V24*K*AAA* | EVD5X36M17A* | *97VTN0601716A* | Split System | 24400 | 18.5 | 8.5 | 1.9 | R-454B | 650
217941665 | TEMPSTAR | Q5H9V24*K*AAA* | EVD5X36M17A* | *95MSU0601716A* | Split System | 24600 | 18.5 | 8.5 | 1.9 | R-454B | 650
217939952 | TEMPSTAR | Q5H9V24*K*AAA* | EVD5X25M17A* | *95MSU0601716A* | Split System | 24600 | 18.5 | 8.5 | 1.9 | R-454B | 650
217939945 | TEMPSTAR | N5H9V24*K*AAA* | EVD5X25M17A* | *95MSU0601716A* | Split System | 24600 | 18.5 | 8.5 | 1.9 | R-454B | 650
217941658 | TEMPSTAR | N5H9V24*K*AAA* | EVD5X36M17A* | *95MSU0601716A* | Split System | 24600 | 18.5 | 8.5 | 1.9 | R-454B | 650
217943973 | TEMPSTAR | N5H9V24*K*AAA* | EVD5X37M21A* | OLV098A12* | Split System | 24600 | 18.5 | 8.5 | 1.9 | R-454B | 650
217943982 | TEMPSTAR | Q5H9V24*K*AAA* | EVD5X37M21A* | OLV098A12* | Split System | 24600 | 18.5 | 8.5 | 1.9 | R-454B | 650
217942812 | TEMPSTAR | N5H9V24*K*AAA* | EVD5X36M21A* | OLV112A16A | Split System | 24600 | 18.5 | 8.5 | 1.92 | R-454B | 650
217942819 | TEMPSTAR | Q5H9V24*K*AAA* | EVD5X36M21A* | OLV112A16A | Split System | 24600 | 18.5 | 8.5 | 1.92 | R-454B | 650
217943992 | TEMPSTAR | N5H9V24*K*AAA* | EVD5X37M21A* | OLV112A16A | Split System | 24800 | 18.5 | 8.5 | 1.92 | R-454B | 650
217944017 | TEMPSTAR | Q5H9V24*K*AAA* | EVD5X37M21A* | OMV098J12* | Split System | 24800 | 18.5 | 8.5 | 1.92 | R-454B | 650
217944010 | TEMPSTAR | N5H9V24*K*AAA* | EVD5X37M21A* | OMV098J12* | Split System | 24800 | 18.5 | 8.5 | 1.92 | R-454B | 650
217944001 | TEMPSTAR | Q5H9V24*K*AAA* | EVD5X37M21A* | OLV112A16A | Split System | 24800 | 18.5 | 8.5 | 1.92 | R-454B | 650
217941135 | TEMPSTAR | Q5H9V24*K*AAA* | EVD5X31M17A* | *96VSN0601412B* | Split System | 24800 | 18.5 | 8.5 | 1.92 | R-454B | 650
217941128 | TEMPSTAR | N5H9V24*K*AAA* | EVD5X31M17A* | *96VSN0601412B* | Split System | 24800 | 18.5 | 8.5 | 1.92 | R-454B | 650
217941265 | TEMPSTAR | N5H9V24*K*AAA* | EVD5X31M17A* | *96VTN0601412B* | Split System | 24800 | 18.5 | 8.5 | 1.92 | R-454B | 650
217941272 | TEMPSTAR | Q5H9V24*K*AAA* | EVD5X31M17A* | *96VTN0601412B* | Split System | 24800 | 18.5 | 8.5 | 1.92 | R-454B | 650
217941165 | TEMPSTAR | Q5H9V24*K*AAA* | EVD5X31M17A* | *95MSU0401712A* | Split System | 25000 | 18.5 | 8.5 | 1.92 | R-454B | 650
217941158 | TEMPSTAR | N5H9V24*K*AAA* | EVD5X31M17A* | *95MSU0401712A* | Split System | 25000 | 18.5 | 8.5 | 1.92 | R-454B | 650
217937524 | TEMPSTAR | N5H9V24*K*AAA* | EVM5X31M17A* | OMV098J12* | Split System | 25000 | 18.5 | 8.5 | 1.92 | R-454B | 650
218020335 | ACIQ | N5H9V24*K*AAA* | EVD5X36M21A* | *96VTN0601716B* | Split System | 24200 | 19 | 8.5 | 1.88 | R-454B | 650
218020343 | ACIQ | N5H9V24*K*AAA* | EVD5X36M21A* | *97VTN0601716A* | Split System | 24200 | 19 | 8.5 | 1.88 | R-454B | 650
218020307 | ACIQ | N5H9V24*K*AAA* | EVD5X36M21A* | *96VSN0601716B* | Split System | 24200 | 19 | 8.5 | 1.88 | R-454B | 650
218020329 | ACIQ | N5H9V24*K*AAA* | EVD5X36M21A* | *97CTN0801716A* | Split System | 24200 | 19 | 8.5 | 1.88 | R-454B | 650
218020321 | ACIQ | N5H9V24*K*AAA* | EVD5X36M21A* | *96CTN0601714B* | Split System | 24400 | 19 | 8.5 | 1.88 | R-454B | 650
218020011 | ACIQ | N5H9V24*K*AAA* | EVD5X25M17A* | *80CSU0401712B* | Split System | 24400 | 19 | 8.5 | 1.88 | R-454B | 650
218020093 | ACIQ | N5H9V24*K*AAA* | EVD5X30M17A* | *80CSU0401712B* | Split System | 24400 | 19 | 8.5 | 1.88 | R-454B | 650
218016810 | ACIQ | N5H9V24*K*AAA* | EVM5X25M17A* | *80MSU0401712A* | Split System | 24400 | 19 | 8.5 | 1.88 | R-454B | 650
218019846 | ACIQ | N5H9V24*K*AAA* | EVM5X36M17A* | *80CSU0401712B* | Split System | 24400 | 19 | 8.5 | 1.88 | R-454B | 650
218016859 | ACIQ | N5H9V24*K*AAA* | EVM5X25M17A* | *97VTN0801716A* | Split System | 24400 | 19 | 8.5 | 1.88 | R-454B | 650
218020121 | ACIQ | N5H9V24*K*AAA* | EVD5X30M17A* | *97CMN0801714B* | Split System | 24400 | 19 | 8.5 | 1.88 | R-454B | 650
218016835 | ACIQ | N5H9V24*K*AAA* | EVM5X25M17A* | *96VSN0801716B* | Split System | 24400 | 19 | 8.5 | 1.88 | R-454B | 650
218020279 | ACIQ | N5H9V24*K*AAA* | EVD5X36M21A* | *80CTL0451712B* | Split System | 24400 | 19 | 8.5 | 1.88 | R-454B | 650
218020299 | ACIQ | N5H9V24*K*AAA* | EVD5X36M21A* | *97CMN0602120B* | Split System | 24400 | 19 | 8.5 | 1.88 | R-454B | 650
218016827 | ACIQ | N5H9V24*K*AAA* | EVM5X25M17A* | *97CMN0801714B* | Split System | 24400 | 19 | 8.5 | 1.88 | R-454B | 650
218020038 | ACIQ | N5H9V24*K*AAA* | EVD5X25M17A* | *97CMN0801714B* | Split System | 24400 | 19 | 8.5 | 1.88 | R-454B | 650
218020130 | ACIQ | N5H9V24*K*AAA* | EVD5X30M17A* | *96VSN0801716B* | Split System | 24400 | 19 | 8.5 | 1.88 | R-454B | 650
218020153 | ACIQ | N5H9V24*K*AAA* | EVD5X30M17A* | *97VTN0801716A* | Split System | 24400 | 19 | 8.5 | 1.88 | R-454B | 650
218020150 | ACIQ | N5H9V24*K*AAA* | EVD5X30M17A* | *96VTN0801716B* | Split System | 24400 | 19 | 8.5 | 1.88 | R-454B | 650
218019873 | ACIQ | N5H9V24*K*AAA* | EVM5X36M17A* | *97CMN0801714B* | Split System | 24400 | 19 | 8.5 | 1.88 | R-454B | 650
218020316 | ACIQ | N5H9V24*K*AAA* | EVD5X36M21A* | *95MSU0802120A* | Split System | 24600 | 19 | 8.5 | 1.88 | R-454B | 650
218020308 | ACIQ | N5H9V24*K*AAA* | EVD5X36M21A* | *96VSN0801716B* | Split System | 24200 | 19 | 8.5 | 1.9 | R-454B | 650
218020345 | ACIQ | N5H9V24*K*AAA* | EVD5X36M21A* | *97VTN0801716A* | Split System | 24200 | 19 | 8.5 | 1.9 | R-454B | 650
218020337 | ACIQ | N5H9V24*K*AAA* | EVD5X36M21A* | *96VTN0801716B* | Split System | 24200 | 19 | 8.5 | 1.9 | R-454B | 650
218020267 | ACIQ | N5H9V24*K*AAA* | EVD5X36M21A* | *80CSU1002120B* | Split System | 24400 | 19 | 8.5 | 1.9 | R-454B | 650
218019856 | ACIQ | N5H9V24*K*AAA* | EVM5X36M17A* | *80MSU0401712A* | Split System | 24400 | 19 | 8.5 | 1.9 | R-454B | 650
218016802 | ACIQ | N5H9V24*K*AAA* | EVM5X25M17A* | *80CSU0601716B* | Split System | 24400 | 19 | 8.5 | 1.9 | R-454B | 650
218020104 | ACIQ | N5H9V24*K*AAA* | EVD5X30M17A* | *80MSU0401712A* | Split System | 24400 | 19 | 8.5 | 1.9 | R-454B | 650
218019851 | ACIQ | N5H9V24*K*AAA* | EVM5X36M17A* | *80VSL0701412B* | Split System | 24400 | 19 | 8.5 | 1.9 | R-454B | 650
218020019 | ACIQ | N5H9V24*K*AAA* | EVD5X25M17A* | *80VSL0901716B* | Split System | 24400 | 19 | 8.5 | 1.9 | R-454B | 650
218020102 | ACIQ | N5H9V24*K*AAA* | EVD5X30M17A* | *80VSL0901716B* | Split System | 24400 | 19 | 8.5 | 1.9 | R-454B | 650
218020031 | ACIQ | N5H9V24*K*AAA* | EVD5X25M17A* | *80VTL0451412B* | Split System | 24400 | 19 | 8.5 | 1.9 | R-454B | 650
218020099 | ACIQ | N5H9V24*K*AAA* | EVD5X30M17A* | *80VSL0701412B* | Split System | 24400 | 19 | 8.5 | 1.9 | R-454B | 650
218020213 | ACIQ | N5H9V24*K*AAA* | EVD5X36M17A* | *80VSL0901716B* | Split System | 24400 | 19 | 8.5 | 1.9 | R-454B | 650
218016867 | ACIQ | N5H9V24*K*AAA* | EVM5X30M17A* | *80VSL0451412B* | Split System | 24400 | 19 | 8.5 | 1.9 | R-454B | 650
218016823 | ACIQ | N5H9V24*K*AAA* | EVM5X25M17A* | *95CSU0601716B* | Split System | 24400 | 19 | 8.5 | 1.9 | R-454B | 650
218019849 | ACIQ | N5H9V24*K*AAA* | EVM5X36M17A* | *80VSL0451412B* | Split System | 24400 | 19 | 8.5 | 1.9 | R-454B | 650
218020224 | ACIQ | N5H9V24*K*AAA* | EVD5X36M17A* | *80VTL0451412B* | Split System | 24400 | 19 | 8.5 | 1.9 | R-454B | 650
218016872 | ACIQ | N5H9V24*K*AAA* | EVM5X30M17A* | *80VSL0901716B* | Split System | 24400 | 19 | 8.5 | 1.9 | R-454B | 650
218016803 | ACIQ | N5H9V24*K*AAA* | EVM5X25M17A* | *80VSL0451412B* | Split System | 24400 | 19 | 8.5 | 1.9 | R-454B | 650
218020097 | ACIQ | N5H9V24*K*AAA* | EVD5X30M17A* | *80VSL0451412B* | Split System | 24400 | 19 | 8.5 | 1.9 | R-454B | 650
218020208 | ACIQ | N5H9V24*K*AAA* | EVD5X36M17A* | *80VSL0451412B* | Split System | 24400 | 19 | 8.5 | 1.9 | R-454B | 650
218020301 | ACIQ | N5H9V24*K*AAA* | EVD5X36M21A* | *97CMN0801714B* | Split System | 24400 | 19 | 8.5 | 1.9 | R-454B | 650
218016843 | ACIQ | N5H9V24*K*AAA* | EVM5X25M17A* | *96CTN0801714B* | Split System | 24400 | 19 | 8.5 | 1.9 | R-454B | 650
218019870 | ACIQ | N5H9V24*K*AAA* | EVM5X36M17A* | *95CSU0601716B* | Split System | 24400 | 19 | 8.5 | 1.9 | R-454B | 650
218020016 | ACIQ | N5H9V24*K*AAA* | EVD5X25M17A* | *80VSL0701412B* | Split System | 24400 | 19 | 8.5 | 1.9 | R-454B | 650
218020293 | ACIQ | N5H9V24*K*AAA* | EVD5X36M21A* | *95CSU0601716B* | Split System | 24400 | 19 | 8.5 | 1.9 | R-454B | 650
218016820 | ACIQ | N5H9V24*K*AAA* | EVM5X25M17A* | *80VTL0451412B* | Split System | 24400 | 19 | 8.5 | 1.9 | R-454B | 650
218016821 | ACIQ | N5H9V24*K*AAA* | EVM5X25M17A* | *80VTL0701716B* | Split System | 24400 | 19 | 8.5 | 1.9 | R-454B | 650
218016868 | ACIQ | N5H9V24*K*AAA* | EVM5X30M17A* | *80VSL0701412B* | Split System | 24400 | 19 | 8.5 | 1.9 | R-454B | 650
218016884 | ACIQ | N5H9V24*K*AAA* | EVM5X30M17A* | *80VTL0451412B* | Split System | 24400 | 19 | 8.5 | 1.9 | R-454B | 650
218020138 | ACIQ | N5H9V24*K*AAA* | EVD5X30M17A* | *96CTN0801714B* | Split System | 24400 | 19 | 8.5 | 1.9 | R-454B | 650
218019854 | ACIQ | N5H9V24*K*AAA* | EVM5X36M17A* | *80VSL0901716B* | Split System | 24400 | 19 | 8.5 | 1.9 | R-454B | 650
218020210 | ACIQ | N5H9V24*K*AAA* | EVD5X36M17A* | *80VSL0701412B* | Split System | 24400 | 19 | 8.5 | 1.9 | R-454B | 650
218019866 | ACIQ | N5H9V24*K*AAA* | EVM5X36M17A* | *80VTL0451412B* | Split System | 24400 | 19 | 8.5 | 1.9 | R-454B | 650
218020014 | ACIQ | N5H9V24*K*AAA* | EVD5X25M17A* | *80VSL0451412B* | Split System | 24400 | 19 | 8.5 | 1.9 | R-454B | 650
218020114 | ACIQ | N5H9V24*K*AAA* | EVD5X30M17A* | *80VTL0451412B* | Split System | 24400 | 19 | 8.5 | 1.9 | R-454B | 650
218016808 | ACIQ | N5H9V24*K*AAA* | EVM5X25M17A* | *80VSL0901716B* | Split System | 24400 | 19 | 8.5 | 1.9 | R-454B | 650
218020105 | ACIQ | N5H9V24*K*AAA* | EVD5X30M17A* | *80MSU0601716A* | Split System | 24600 | 19 | 8.5 | 1.9 | R-454B | 650
218020278 | ACIQ | N5H9V24*K*AAA* | EVD5X36M21A* | *80MSU1002120A* | Split System | 24600 | 19 | 8.5 | 1.9 | R-454B | 650
218020023 | ACIQ | N5H9V24*K*AAA* | EVD5X25M17A* | *80MSU0601716A* | Split System | 24600 | 19 | 8.5 | 1.9 | R-454B | 650
218020394 | ACIQ | N5H9V24*K*AAA* | EVD5X37M21A* | *97CMN0601714B* | Split System | 24600 | 19 | 8.5 | 1.9 | R-454B | 650
218019818 | ACIQ | N5H9V24*K*AAA* | EVM5X32M17A* | *95MSU0401712A* | Split System | 24600 | 19 | 8.5 | 1.9 | R-454B | 650
218020216 | ACIQ | N5H9V24*K*AAA* | EVD5X36M17A* | *80MSU0601716A* | Split System | 24600 | 19 | 8.5 | 1.9 | R-454B | 650
218019847 | ACIQ | N5H9V24*K*AAA* | EVM5X36M17A* | *80CSU0601716B* | Split System | 24600 | 19 | 8.5 | 1.9 | R-454B | 650
218020389 | ACIQ | N5H9V24*K*AAA* | EVD5X37M21A* | *95CSU0601716B* | Split System | 24600 | 19 | 8.5 | 1.9 | R-454B | 650
218019888 | ACIQ | N5H9V24*K*AAA* | EVM5X36M17A* | *96CTN0601714B* | Split System | 24600 | 19 | 8.5 | 1.9 | R-454B | 650
218020054 | ACIQ | N5H9V24*K*AAA* | EVD5X25M17A* | *96CTN0601714B* | Split System | 24600 | 19 | 8.5 | 1.9 | R-454B | 650
218020068 | ACIQ | N5H9V24*K*AAA* | EVD5X25M17A* | *96VTN0801716B* | Split System | 24600 | 19 | 8.5 | 1.9 | R-454B | 650
218020136 | ACIQ | N5H9V24*K*AAA* | EVD5X30M17A* | *96CTN0601714B* | Split System | 24600 | 19 | 8.5 | 1.9 | R-454B | 650
218020221 | ACIQ | N5H9V24*K*AAA* | EVD5X36M17A* | *80CTL0701716B* | Split System | 24600 | 19 | 8.5 | 1.9 | R-454B | 650
218020222 | ACIQ | N5H9V24*K*AAA* | EVD5X36M17A* | *80CTL0901716B* | Split System | 24600 | 19 | 8.5 | 1.9 | R-454B | 650
218020253 | ACIQ | N5H9V24*K*AAA* | EVD5X36M17A* | *96VTN0801716B* | Split System | 24600 | 19 | 8.5 | 1.9 | R-454B | 650
218019853 | ACIQ | N5H9V24*K*AAA* | EVM5X36M17A* | *80VSL0701716B* | Split System | 24600 | 19 | 8.5 | 1.9 | R-454B | 650
218019885 | ACIQ | N5H9V24*K*AAA* | EVM5X36M17A* | *95MSU0601716A* | Split System | 24600 | 19 | 8.5 | 1.9 | R-454B | 650
218020219 | ACIQ | N5H9V24*K*AAA* | EVD5X36M17A* | *80CTL0701412B* | Split System | 24600 | 19 | 8.5 | 1.9 | R-454B | 650
218019863 | ACIQ | N5H9V24*K*AAA* | EVM5X36M17A* | *80CTL0701716B* | Split System | 24600 | 19 | 8.5 | 1.9 | R-454B | 650
218020242 | ACIQ | N5H9V24*K*AAA* | EVD5X36M17A* | *96CTN0601714B* | Split System | 24600 | 19 | 8.5 | 1.9 | R-454B | 650
218020012 | ACIQ | N5H9V24*K*AAA* | EVD5X25M17A* | *80CSU0601716B* | Split System | 24600 | 19 | 8.5 | 1.9 | R-454B | 650
218020112 | ACIQ | N5H9V24*K*AAA* | EVD5X30M17A* | *80CTL0901716B* | Split System | 24600 | 19 | 8.5 | 1.9 | R-454B | 650
218020211 | ACIQ | N5H9V24*K*AAA* | EVD5X36M17A* | *80VSL0701716B* | Split System | 24600 | 19 | 8.5 | 1.9 | R-454B | 650
218016847 | ACIQ | N5H9V24*K*AAA* | EVM5X25M17A* | *97CTN0801716A* | Split System | 24600 | 19 | 8.5 | 1.9 | R-454B | 650
218016917 | ACIQ | N5H9V24*K*AAA* | EVM5X30M17A* | *96VTN0801716B* | Split System | 24600 | 19 | 8.5 | 1.9 | R-454B | 650
218020028 | ACIQ | N5H9V24*K*AAA* | EVD5X25M17A* | *80CTL0701716B* | Split System | 24600 | 19 | 8.5 | 1.9 | R-454B | 650
218020030 | ACIQ | N5H9V24*K*AAA* | EVD5X25M17A* | *80CTL0901716B* | Split System | 24600 | 19 | 8.5 | 1.9 | R-454B | 650
218016817 | ACIQ | N5H9V24*K*AAA* | EVM5X25M17A* | *80CTL0701716B* | Split System | 24600 | 19 | 8.5 | 1.9 | R-454B | 650
218016908 | ACIQ | N5H9V24*K*AAA* | EVM5X30M17A* | *97CTN0801716A* | Split System | 24600 | 19 | 8.5 | 1.9 | R-454B | 650
218016841 | ACIQ | N5H9V24*K*AAA* | EVM5X25M17A* | *96CTN0601714B* | Split System | 24600 | 19 | 8.5 | 1.9 | R-454B | 650
218016898 | ACIQ | N5H9V24*K*AAA* | EVM5X30M17A* | *96VSN0801716B* | Split System | 24600 | 19 | 8.5 | 1.9 | R-454B | 650
218019906 | ACIQ | N5H9V24*K*AAA* | EVM5X36M17A* | *97VTN0801716A* | Split System | 24600 | 19 | 8.5 | 1.9 | R-454B | 650
218020133 | ACIQ | N5H9V24*K*AAA* | EVD5X30M17A* | *95MSU0601716A* | Split System | 24600 | 19 | 8.5 | 1.9 | R-454B | 650
218016815 | ACIQ | N5H9V24*K*AAA* | EVM5X25M17A* | *80CTL0701412B* | Split System | 24600 | 19 | 8.5 | 1.9 | R-454B | 650
218016920 | ACIQ | N5H9V24*K*AAA* | EVM5X30M17A* | *97VTN0801716A* | Split System | 24600 | 19 | 8.5 | 1.9 | R-454B | 650
218019882 | ACIQ | N5H9V24*K*AAA* | EVM5X36M17A* | *96VSN0801716B* | Split System | 24600 | 19 | 8.5 | 1.9 | R-454B | 650
218020256 | ACIQ | N5H9V24*K*AAA* | EVD5X36M17A* | *97VTN0801716A* | Split System | 24600 | 19 | 8.5 | 1.9 | R-454B | 650
218020374 | ACIQ | N5H9V24*K*AAA* | EVD5X37M21A* | *80CTL0451712B* | Split System | 24600 | 19 | 8.5 | 1.9 | R-454B | 650
218016807 | ACIQ | N5H9V24*K*AAA* | EVM5X25M17A* | *80VSL0701716B* | Split System | 24600 | 19 | 8.5 | 1.9 | R-454B | 650
218016880 | ACIQ | N5H9V24*K*AAA* | EVM5X30M17A* | *80CTL0701716B* | Split System | 24600 | 19 | 8.5 | 1.9 | R-454B | 650
218020047 | ACIQ | N5H9V24*K*AAA* | EVD5X25M17A* | *96VSN0801716B* | Split System | 24600 | 19 | 8.5 | 1.9 | R-454B | 650
218019902 | ACIQ | N5H9V24*K*AAA* | EVM5X36M17A* | *96VTN0801716B* | Split System | 24600 | 19 | 8.5 | 1.9 | R-454B | 650
218020018 | ACIQ | N5H9V24*K*AAA* | EVD5X25M17A* | *80VSL0701716B* | Split System | 24600 | 19 | 8.5 | 1.9 | R-454B | 650
218020356 | ACIQ | N5H9V24*K*AAA* | EVD5X36M21A* | OMV112K14A | Split System | 24600 | 19 | 8.5 | 1.9 | R-454B | 650
218020410 | ACIQ | N5H9V24*K*AAA* | EVD5X37M21A* | *95MSU0401712A* | Split System | 24600 | 19 | 8.5 | 1.9 | R-454B | 650
218020109 | ACIQ | N5H9V24*K*AAA* | EVD5X30M17A* | *80CTL0701412B* | Split System | 24600 | 19 | 8.5 | 1.9 | R-454B | 650
218016818 | ACIQ | N5H9V24*K*AAA* | EVM5X25M17A* | *80CTL0901716B* | Split System | 24600 | 19 | 8.5 | 1.9 | R-454B | 650
218016870 | ACIQ | N5H9V24*K*AAA* | EVM5X30M17A* | *80VSL0701716B* | Split System | 24600 | 19 | 8.5 | 1.9 | R-454B | 650
218019861 | ACIQ | N5H9V24*K*AAA* | EVM5X36M17A* | *80CTL0701412B* | Split System | 24600 | 19 | 8.5 | 1.9 | R-454B | 650
218020245 | ACIQ | N5H9V24*K*AAA* | EVD5X36M17A* | *97CTN0801716A* | Split System | 24600 | 19 | 8.5 | 1.9 | R-454B | 650
218016879 | ACIQ | N5H9V24*K*AAA* | EVM5X30M17A* | *80CTL0701412B* | Split System | 24600 | 19 | 8.5 | 1.9 | R-454B | 650
218020100 | ACIQ | N5H9V24*K*AAA* | EVD5X30M17A* | *80VSL0701716B* | Split System | 24600 | 19 | 8.5 | 1.9 | R-454B | 650
218020141 | ACIQ | N5H9V24*K*AAA* | EVD5X30M17A* | *97CTN0801716A* | Split System | 24600 | 19 | 8.5 | 1.9 | R-454B | 650
218019864 | ACIQ | N5H9V24*K*AAA* | EVM5X36M17A* | *80CTL0901716B* | Split System | 24600 | 19 | 8.5 | 1.9 | R-454B | 650
218020207 | ACIQ | N5H9V24*K*AAA* | EVD5X36M17A* | *80CSU0601716B* | Split System | 24600 | 19 | 8.5 | 1.9 | R-454B | 650
218019893 | ACIQ | N5H9V24*K*AAA* | EVM5X36M17A* | *97CTN0801716A* | Split System | 24600 | 19 | 8.5 | 1.9 | R-454B | 650
218020026 | ACIQ | N5H9V24*K*AAA* | EVD5X25M17A* | *80CTL0701412B* | Split System | 24600 | 19 | 8.5 | 1.9 | R-454B | 650
218020111 | ACIQ | N5H9V24*K*AAA* | EVD5X30M17A* | *80CTL0701716B* | Split System | 24600 | 19 | 8.5 | 1.9 | R-454B | 650
218020071 | ACIQ | N5H9V24*K*AAA* | EVD5X25M17A* | *97VTN0801716A* | Split System | 24600 | 19 | 8.5 | 1.9 | R-454B | 650
218020235 | ACIQ | N5H9V24*K*AAA* | EVD5X36M17A* | *96VSN0801716B* | Split System | 24600 | 19 | 8.5 | 1.9 | R-454B | 650
218020059 | ACIQ | N5H9V24*K*AAA* | EVD5X25M17A* | *97CTN0801716A* | Split System | 24600 | 19 | 8.5 | 1.9 | R-454B | 650
218020425 | ACIQ | N5H9V24*K*AAA* | EVD5X37M21A* | *97CTN0601716A* | Split System | 24600 | 19 | 8.5 | 1.9 | R-454B | 650
218016941 | ACIQ | N5H9V24*K*AAA* | EVM5X31M17A* | *80CTL0451712B* | Split System | 24800 | 19 | 8.5 | 1.9 | R-454B | 650
218016964 | ACIQ | N5H9V24*K*AAA* | EVM5X31M17A* | *95MSU0401712A* | Split System | 24800 | 19 | 8.5 | 1.9 | R-454B | 650
218020453 | ACIQ | N5H9V24*K*AAA* | EVD5X37M21A* | OMV112K14A | Split System | 24800 | 19 | 8.5 | 1.9 | R-454B | 650
218016972 | ACIQ | N5H9V24*K*AAA* | EVM5X31M17A* | *97CTN0601716A* | Split System | 24800 | 19 | 8.5 | 1.9 | R-454B | 650
218016974 | ACIQ | N5H9V24*K*AAA* | EVM5X31M17A* | *97CTN0801716A* | Split System | 25000 | 19 | 8.5 | 1.9 | R-454B | 650
218019778 | ACIQ | N5H9V24*K*AAA* | EVM5X31M17A* | OMV112K14A | Split System | 25000 | 19 | 8.5 | 1.9 | R-454B | 650
218020205 | ACIQ | N5H9V24*K*AAA* | EVD5X31M17A* | OMV112K14A | Split System | 25000 | 19 | 8.5 | 1.9 | R-454B | 650
218016969 | ACIQ | N5H9V24*K*AAA* | EVM5X31M17A* | *96CTN0601714B* | Split System | 25000 | 19 | 8.5 | 1.9 | R-454B | 650
218020483 | ACIQ | N5H9V24*K*AAA* | EVD5X38M17A* | *97CTN0601716A* | Split System | 25200 | 19 | 8.5 | 1.9 | R-454B | 650
218020202 | ACIQ | N5H9V24*K*AAA* | EVD5X31M17A* | OLV098A12* | Split System | 24800 | 19 | 8.5 | 1.92 | R-454B | 650
218020203 | ACIQ | N5H9V24*K*AAA* | EVD5X31M17A* | OMV098J12* | Split System | 25000 | 19 | 8.5 | 1.92 | R-454B | 650
218020178 | ACIQ | N5H9V24*K*AAA* | EVD5X31M17A* | *97CMN0601714B* | Split System | 25000 | 19 | 8.5 | 1.92 | R-454B | 650
218019840 | ACIQ | N5H9V24*K*AAA* | EVM5X32M17A* | OLV098A12* | Split System | 25000 | 19 | 8.5 | 1.92 | R-454B | 650
218020494 | ACIQ | N5H9V24*K*AAA* | EVD5X38M17A* | OLV098A12* | Split System | 25000 | 19 | 8.5 | 1.92 | R-454B | 650
218020191 | ACIQ | N5H9V24*K*AAA* | EVD5X31M17A* | *97CTN0601716A* | Split System | 25000 | 19 | 8.5 | 1.92 | R-454B | 650
218020489 | ACIQ | N5H9V24*K*AAA* | EVD5X38M17A* | *96VTN0601412B* | Split System | 25000 | 19 | 8.5 | 1.92 | R-454B | 650
218020475 | ACIQ | N5H9V24*K*AAA* | EVD5X38M17A* | *96VSN0601412B* | Split System | 25000 | 19 | 8.5 | 1.92 | R-454B | 650
218020496 | ACIQ | N5H9V24*K*AAA* | EVD5X38M17A* | OMV098J12* | Split System | 25200 | 19 | 8.5 | 1.92 | R-454B | 650
218019842 | ACIQ | N5H9V24*K*AAA* | EVM5X32M17A* | OMV098J12* | Split System | 25200 | 19 | 8.5 | 1.92 | R-454B | 650
218020478 | ACIQ | N5H9V24*K*AAA* | EVD5X38M17A* | *95MSU0401712A* | Split System | 25200 | 19 | 8.5 | 1.92 | R-454B | 650
217942647 | AIRQUEST | Q5H9V24*K*AAA* | EVD5X36M21A* | *96VTN0601716B* | Split System | 24200 | 19 | 8.5 | 1.88 | R-454B | 650
217942724 | AIRQUEST | Q5H9V24*K*AAA* | EVD5X36M21A* | *97VTN0601716A* | Split System | 24200 | 19 | 8.5 | 1.88 | R-454B | 650
217942640 | AIRQUEST | N5H9V24*K*AAA* | EVD5X36M21A* | *96VTN0601716B* | Split System | 24200 | 19 | 8.5 | 1.88 | R-454B | 650
217942331 | AIRQUEST | Q5H9V24*K*AAA* | EVD5X36M21A* | *96VSN0601716B* | Split System | 24200 | 19 | 8.5 | 1.88 | R-454B | 650
217942717 | AIRQUEST | N5H9V24*K*AAA* | EVD5X36M21A* | *97VTN0601716A* | Split System | 24200 | 19 | 8.5 | 1.88 | R-454B | 650
217942324 | AIRQUEST | N5H9V24*K*AAA* | EVD5X36M21A* | *96VSN0601716B* | Split System | 24200 | 19 | 8.5 | 1.88 | R-454B | 650
217942541 | AIRQUEST | Q5H9V24*K*AAA* | EVD5X36M21A* | *97CTN0801716A* | Split System | 24200 | 19 | 8.5 | 1.88 | R-454B | 650
217942534 | AIRQUEST | N5H9V24*K*AAA* | EVD5X36M21A* | *97CTN0801716A* | Split System | 24200 | 19 | 8.5 | 1.88 | R-454B | 650
217939593 | AIRQUEST | N5H9V24*K*AAA* | EVD5X25M17A* | *80CSU0401712B* | Split System | 24400 | 19 | 8.5 | 1.88 | R-454B | 650
217939600 | AIRQUEST | Q5H9V24*K*AAA* | EVD5X25M17A* | *80CSU0401712B* | Split System | 24400 | 19 | 8.5 | 1.88 | R-454B | 650
217942466 | AIRQUEST | Q5H9V24*K*AAA* | EVD5X36M21A* | *96CTN0601714B* | Split System | 24400 | 19 | 8.5 | 1.88 | R-454B | 650
217942459 | AIRQUEST | N5H9V24*K*AAA* | EVD5X36M21A* | *96CTN0601714B* | Split System | 24400 | 19 | 8.5 | 1.88 | R-454B | 650
217940327 | AIRQUEST | Q5H9V24*K*AAA* | EVD5X30M17A* | *80CSU0401712B* | Split System | 24400 | 19 | 8.5 | 1.88 | R-454B | 650
217940821 | AIRQUEST | N5H9V24*K*AAA* | EVD5X30M17A* | *96VTN0801716B* | Split System | 24400 | 19 | 8.5 | 1.88 | R-454B | 650
217940858 | AIRQUEST | Q5H9V24*K*AAA* | EVD5X30M17A* | *97VTN0801716A* | Split System | 24400 | 19 | 8.5 | 1.88 | R-454B | 650
217940645 | AIRQUEST | Q5H9V24*K*AAA* | EVD5X30M17A* | *96VSN0801716B* | Split System | 24400 | 19 | 8.5 | 1.88 | R-454B | 650
217940828 | AIRQUEST | Q5H9V24*K*AAA* | EVD5X30M17A* | *96VTN0801716B* | Split System | 24400 | 19 | 8.5 | 1.88 | R-454B | 650
217940851 | AIRQUEST | N5H9V24*K*AAA* | EVD5X30M17A* | *97VTN0801716A* | Split System | 24400 | 19 | 8.5 | 1.88 | R-454B | 650
217942249 | AIRQUEST | N5H9V24*K*AAA* | EVD5X36M21A* | *97CMN0602120B* | Split System | 24400 | 19 | 8.5 | 1.88 | R-454B | 650
217942053 | AIRQUEST | Q5H9V24*K*AAA* | EVD5X36M21A* | *80CTL0451712B* | Split System | 24400 | 19 | 8.5 | 1.88 | R-454B | 650
217940638 | AIRQUEST | N5H9V24*K*AAA* | EVD5X30M17A* | *96VSN0801716B* | Split System | 24400 | 19 | 8.5 | 1.88 | R-454B | 650
217940569 | AIRQUEST | Q5H9V24*K*AAA* | EVD5X30M17A* | *97CMN0801714B* | Split System | 24400 | 19 | 8.5 | 1.88 | R-454B | 650
217942256 | AIRQUEST | Q5H9V24*K*AAA* | EVD5X36M21A* | *97CMN0602120B* | Split System | 24400 | 19 | 8.5 | 1.88 | R-454B | 650
217939842 | AIRQUEST | Q5H9V24*K*AAA* | EVD5X25M17A* | *97CMN0801714B* | Split System | 24400 | 19 | 8.5 | 1.88 | R-454B | 650
217942046 | AIRQUEST | N5H9V24*K*AAA* | EVD5X36M21A* | *80CTL0451712B* | Split System | 24400 | 19 | 8.5 | 1.88 | R-454B | 650
217936354 | AIRQUEST | N5H9V24*K*AAA* | EVM5X25M17A* | *97VTN0801716A* | Split System | 24400 | 19 | 8.5 | 1.88 | R-454B | 650
217936361 | AIRQUEST | Q5H9V24*K*AAA* | EVM5X25M17A* | *97VTN0801716A* | Split System | 24400 | 19 | 8.5 | 1.88 | R-454B | 650
217942414 | AIRQUEST | N5H9V24*K*AAA* | EVD5X36M21A* | *95MSU0802120A* | Split System | 24600 | 19 | 8.5 | 1.88 | R-454B | 650
217942421 | AIRQUEST | Q5H9V24*K*AAA* | EVD5X36M21A* | *95MSU0802120A* | Split System | 24600 | 19 | 8.5 | 1.88 | R-454B | 650
217942732 | AIRQUEST | N5H9V24*K*AAA* | EVD5X36M21A* | *97VTN0801716A* | Split System | 24200 | 19 | 8.5 | 1.9 | R-454B | 650
217942346 | AIRQUEST | Q5H9V24*K*AAA* | EVD5X36M21A* | *96VSN0801716B* | Split System | 24200 | 19 | 8.5 | 1.9 | R-454B | 650
217942339 | AIRQUEST | N5H9V24*K*AAA* | EVD5X36M21A* | *96VSN0801716B* | Split System | 24200 | 19 | 8.5 | 1.9 | R-454B | 650
217942739 | AIRQUEST | Q5H9V24*K*AAA* | EVD5X36M21A* | *97VTN0801716A* | Split System | 24200 | 19 | 8.5 | 1.9 | R-454B | 650
217942656 | AIRQUEST | N5H9V24*K*AAA* | EVD5X36M21A* | *96VTN0801716B* | Split System | 24200 | 19 | 8.5 | 1.9 | R-454B | 650
217942663 | AIRQUEST | Q5H9V24*K*AAA* | EVD5X36M21A* | *96VTN0801716B* | Split System | 24200 | 19 | 8.5 | 1.9 | R-454B | 650
217940410 | AIRQUEST | N5H9V24*K*AAA* | EVD5X30M17A* | *80MSU0401712A* | Split System | 24400 | 19 | 8.5 | 1.9 | R-454B | 650
217941926 | AIRQUEST | N5H9V24*K*AAA* | EVD5X36M21A* | *80CSU1002120B* | Split System | 24400 | 19 | 8.5 | 1.9 | R-454B | 650
217941933 | AIRQUEST | Q5H9V24*K*AAA* | EVD5X36M21A* | *80CSU1002120B* | Split System | 24400 | 19 | 8.5 | 1.9 | R-454B | 650
217940417 | AIRQUEST | Q5H9V24*K*AAA* | EVD5X30M17A* | *80MSU0401712A* | Split System | 24400 | 19 | 8.5 | 1.9 | R-454B | 650
217938236 | AIRQUEST | Q5H9V24*K*AAA* | EVM5X36M17A* | *80MSU0401712A* | Split System | 24400 | 19 | 8.5 | 1.9 | R-454B | 650
217941366 | AIRQUEST | N5H9V24*K*AAA* | EVD5X36M17A* | *80VSL0451412B* | Split System | 24400 | 19 | 8.5 | 1.9 | R-454B | 650
217941516 | AIRQUEST | N5H9V24*K*AAA* | EVD5X36M17A* | *80VTL0451412B* | Split System | 24400 | 19 | 8.5 | 1.9 | R-454B | 650
217939675 | AIRQUEST | Q5H9V24*K*AAA* | EVD5X25M17A* | *80VSL0901716B* | Split System | 24400 | 19 | 8.5 | 1.9 | R-454B | 650
217939780 | AIRQUEST | Q5H9V24*K*AAA* | EVD5X25M17A* | *80VTL0451412B* | Split System | 24400 | 19 | 8.5 | 1.9 | R-454B | 650
217941411 | AIRQUEST | N5H9V24*K*AAA* | EVD5X36M17A* | *80VSL0901716B* | Split System | 24400 | 19 | 8.5 | 1.9 | R-454B | 650
217941523 | AIRQUEST | Q5H9V24*K*AAA* | EVD5X36M17A* | *80VTL0451412B* | Split System | 24400 | 19 | 8.5 | 1.9 | R-454B | 650
217940365 | AIRQUEST | N5H9V24*K*AAA* | EVD5X30M17A* | *80VSL0701412B* | Split System | 24400 | 19 | 8.5 | 1.9 | R-454B | 650
217941388 | AIRQUEST | Q5H9V24*K*AAA* | EVD5X36M17A* | *80VSL0701412B* | Split System | 24400 | 19 | 8.5 | 1.9 | R-454B | 650
217938191 | AIRQUEST | Q5H9V24*K*AAA* | EVM5X36M17A* | *80VSL0701412B* | Split System | 24400 | 19 | 8.5 | 1.9 | R-454B | 650
217941418 | AIRQUEST | Q5H9V24*K*AAA* | EVD5X36M17A* | *80VSL0901716B* | Split System | 24400 | 19 | 8.5 | 1.9 | R-454B | 650
217939645 | AIRQUEST | Q5H9V24*K*AAA* | EVD5X25M17A* | *80VSL0701412B* | Split System | 24400 | 19 | 8.5 | 1.9 | R-454B | 650
217940402 | AIRQUEST | Q5H9V24*K*AAA* | EVD5X30M17A* | *80VSL0901716B* | Split System | 24400 | 19 | 8.5 | 1.9 | R-454B | 650
217942189 | AIRQUEST | N5H9V24*K*AAA* | EVD5X36M21A* | *95CSU0601716B* | Split System | 24400 | 19 | 8.5 | 1.9 | R-454B | 650
217942271 | AIRQUEST | Q5H9V24*K*AAA* | EVD5X36M21A* | *97CMN0801714B* | Split System | 24400 | 19 | 8.5 | 1.9 | R-454B | 650
217939638 | AIRQUEST | N5H9V24*K*AAA* | EVD5X25M17A* | *80VSL0701412B* | Split System | 24400 | 19 | 8.5 | 1.9 | R-454B | 650
217940372 | AIRQUEST | Q5H9V24*K*AAA* | EVD5X30M17A* | *80VSL0701412B* | Split System | 24400 | 19 | 8.5 | 1.9 | R-454B | 650
217940713 | AIRQUEST | N5H9V24*K*AAA* | EVD5X30M17A* | *96CTN0801714B* | Split System | 24400 | 19 | 8.5 | 1.9 | R-454B | 650
217939773 | AIRQUEST | N5H9V24*K*AAA* | EVD5X25M17A* | *80VTL0451412B* | Split System | 24400 | 19 | 8.5 | 1.9 | R-454B | 650
217941381 | AIRQUEST | N5H9V24*K*AAA* | EVD5X36M17A* | *80VSL0701412B* | Split System | 24400 | 19 | 8.5 | 1.9 | R-454B | 650
217942264 | AIRQUEST | N5H9V24*K*AAA* | EVD5X36M21A* | *97CMN0801714B* | Split System | 24400 | 19 | 8.5 | 1.9 | R-454B | 650
217939623 | AIRQUEST | N5H9V24*K*AAA* | EVD5X25M17A* | *80VSL0451412B* | Split System | 24400 | 19 | 8.5 | 1.9 | R-454B | 650
217940395 | AIRQUEST | N5H9V24*K*AAA* | EVD5X30M17A* | *80VSL0901716B* | Split System | 24400 | 19 | 8.5 | 1.9 | R-454B | 650
217942196 | AIRQUEST | Q5H9V24*K*AAA* | EVD5X36M21A* | *95CSU0601716B* | Split System | 24400 | 19 | 8.5 | 1.9 | R-454B | 650
217940720 | AIRQUEST | Q5H9V24*K*AAA* | EVD5X30M17A* | *96CTN0801714B* | Split System | 24400 | 19 | 8.5 | 1.9 | R-454B | 650
217936020 | AIRQUEST | N5H9V24*K*AAA* | EVM5X25M17A* | *80VTL0701716B* | Split System | 24400 | 19 | 8.5 | 1.9 | R-454B | 650
217936036 | AIRQUEST | N5H9V24*K*AAA* | EVM5X25M17A* | *95CSU0601716B* | Split System | 24400 | 19 | 8.5 | 1.9 | R-454B | 650
217936579 | AIRQUEST | N5H9V24*K*AAA* | EVM5X30M17A* | *80VTL0451412B* | Split System | 24400 | 19 | 8.5 | 1.9 | R-454B | 650
217936436 | AIRQUEST | Q5H9V24*K*AAA* | EVM5X30M17A* | *80VSL0451412B* | Split System | 24400 | 19 | 8.5 | 1.9 | R-454B | 650
217940357 | AIRQUEST | Q5H9V24*K*AAA* | EVD5X30M17A* | *80VSL0451412B* | Split System | 24400 | 19 | 8.5 | 1.9 | R-454B | 650
217941441 | AIRQUEST | N5H9V24*K*AAA* | EVD5X36M17A* | *80MSU0601716A* | Split System | 24600 | 19 | 8.5 | 1.9 | R-454B | 650
217942038 | AIRQUEST | Q5H9V24*K*AAA* | EVD5X36M21A* | *80MSU1002120A* | Split System | 24600 | 19 | 8.5 | 1.9 | R-454B | 650
217941448 | AIRQUEST | Q5H9V24*K*AAA* | EVD5X36M17A* | *80MSU0601716A* | Split System | 24600 | 19 | 8.5 | 1.9 | R-454B | 650
217943205 | AIRQUEST | Q5H9V24*K*AAA* | EVD5X37M21A* | *97CMN0601714B* | Split System | 24600 | 19 | 8.5 | 1.9 | R-454B | 650
217943198 | AIRQUEST | N5H9V24*K*AAA* | EVD5X37M21A* | *97CMN0601714B* | Split System | 24600 | 19 | 8.5 | 1.9 | R-454B | 650
217940425 | AIRQUEST | N5H9V24*K*AAA* | EVD5X30M17A* | *80MSU0601716A* | Split System | 24600 | 19 | 8.5 | 1.9 | R-454B | 650
217942031 | AIRQUEST | N5H9V24*K*AAA* | EVD5X36M21A* | *80MSU1002120A* | Split System | 24600 | 19 | 8.5 | 1.9 | R-454B | 650
217940432 | AIRQUEST | Q5H9V24*K*AAA* | EVD5X30M17A* | *80MSU0601716A* | Split System | 24600 | 19 | 8.5 | 1.9 | R-454B | 650
217943153 | AIRQUEST | N5H9V24*K*AAA* | EVD5X37M21A* | *95CSU0601716B* | Split System | 24600 | 19 | 8.5 | 1.9 | R-454B | 650
217943160 | AIRQUEST | Q5H9V24*K*AAA* | EVD5X37M21A* | *95CSU0601716B* | Split System | 24600 | 19 | 8.5 | 1.9 | R-454B | 650
217939743 | AIRQUEST | N5H9V24*K*AAA* | EVD5X25M17A* | *80CTL0701716B* | Split System | 24600 | 19 | 8.5 | 1.9 | R-454B | 650
217939758 | AIRQUEST | N5H9V24*K*AAA* | EVD5X25M17A* | *80CTL0901716B* | Split System | 24600 | 19 | 8.5 | 1.9 | R-454B | 650
217940123 | AIRQUEST | N5H9V24*K*AAA* | EVD5X25M17A* | *97VTN0801716A* | Split System | 24600 | 19 | 8.5 | 1.9 | R-454B | 650
217941471 | AIRQUEST | N5H9V24*K*AAA* | EVD5X36M17A* | *80CTL0701412B* | Split System | 24600 | 19 | 8.5 | 1.9 | R-454B | 650
217940705 | AIRQUEST | Q5H9V24*K*AAA* | EVD5X30M17A* | *96CTN0601714B* | Split System | 24600 | 19 | 8.5 | 1.9 | R-454B | 650
217939765 | AIRQUEST | Q5H9V24*K*AAA* | EVD5X25M17A* | *80CTL0901716B* | Split System | 24600 | 19 | 8.5 | 1.9 | R-454B | 650
217939910 | AIRQUEST | N5H9V24*K*AAA* | EVD5X25M17A* | *96VSN0801716B* | Split System | 24600 | 19 | 8.5 | 1.9 | R-454B | 650
217941630 | AIRQUEST | Q5H9V24*K*AAA* | EVD5X36M17A* | *96VSN0801716B* | Split System | 24600 | 19 | 8.5 | 1.9 | R-454B | 650
217940477 | AIRQUEST | Q5H9V24*K*AAA* | EVD5X30M17A* | *80CTL0701716B* | Split System | 24600 | 19 | 8.5 | 1.9 | R-454B | 650
217941358 | AIRQUEST | Q5H9V24*K*AAA* | EVD5X36M17A* | *80CSU0601716B* | Split System | 24600 | 19 | 8.5 | 1.9 | R-454B | 650
217940743 | AIRQUEST | N5H9V24*K*AAA* | EVD5X30M17A* | *97CTN0801716A* | Split System | 24600 | 19 | 8.5 | 1.9 | R-454B | 650
217941683 | AIRQUEST | N5H9V24*K*AAA* | EVD5X36M17A* | *96CTN0601714B* | Split System | 24600 | 19 | 8.5 | 1.9 | R-454B | 650
217940470 | AIRQUEST | N5H9V24*K*AAA* | EVD5X30M17A* | *80CTL0701716B* | Split System | 24600 | 19 | 8.5 | 1.9 | R-454B | 650
217941396 | AIRQUEST | N5H9V24*K*AAA* | EVD5X36M17A* | *80VSL0701716B* | Split System | 24600 | 19 | 8.5 | 1.9 | R-454B | 650
217941623 | AIRQUEST | N5H9V24*K*AAA* | EVD5X36M17A* | *96VSN0801716B* | Split System | 24600 | 19 | 8.5 | 1.9 | R-454B | 650
217941821 | AIRQUEST | N5H9V24*K*AAA* | EVD5X36M17A* | *97VTN0801716A* | Split System | 24600 | 19 | 8.5 | 1.9 | R-454B | 650
217938646 | AIRQUEST | Q5H9V24*K*AAA* | EVM5X36M17A* | *96VTN0801716B* | Split System | 24600 | 19 | 8.5 | 1.9 | R-454B | 650
217938516 | AIRQUEST | N5H9V24*K*AAA* | EVM5X36M17A* | *96CTN0601714B* | Split System | 24600 | 19 | 8.5 | 1.9 | R-454B | 650
217940485 | AIRQUEST | N5H9V24*K*AAA* | EVD5X30M17A* | *80CTL0901716B* | Split System | 24600 | 19 | 8.5 | 1.9 | R-454B | 650
217940668 | AIRQUEST | N5H9V24*K*AAA* | EVD5X30M17A* | *95MSU0601716A* | Split System | 24600 | 19 | 8.5 | 1.9 | R-454B | 650
217941713 | AIRQUEST | N5H9V24*K*AAA* | EVD5X36M17A* | *97CTN0801716A* | Split System | 24600 | 19 | 8.5 | 1.9 | R-454B | 650
217941351 | AIRQUEST | N5H9V24*K*AAA* | EVD5X36M17A* | *80CSU0601716B* | Split System | 24600 | 19 | 8.5 | 1.9 | R-454B | 650
217941798 | AIRQUEST | Q5H9V24*K*AAA* | EVD5X36M17A* | *96VTN0801716B* | Split System | 24600 | 19 | 8.5 | 1.9 | R-454B | 650
217938568 | AIRQUEST | Q5H9V24*K*AAA* | EVM5X36M17A* | *97CTN0801716A* | Split System | 24600 | 19 | 8.5 | 1.9 | R-454B | 650
217941508 | AIRQUEST | Q5H9V24*K*AAA* | EVD5X36M17A* | *80CTL0901716B* | Split System | 24600 | 19 | 8.5 | 1.9 | R-454B | 650
217942844 | AIRQUEST | Q5H9V24*K*AAA* | EVD5X36M21A* | OMV112K14A | Split System | 24600 | 19 | 8.5 | 1.9 | R-454B | 650
217941486 | AIRQUEST | N5H9V24*K*AAA* | EVD5X36M17A* | *80CTL0701716B* | Split System | 24600 | 19 | 8.5 | 1.9 | R-454B | 650
217941403 | AIRQUEST | Q5H9V24*K*AAA* | EVD5X36M17A* | *80VSL0701716B* | Split System | 24600 | 19 | 8.5 | 1.9 | R-454B | 650
217943635 | AIRQUEST | N5H9V24*K*AAA* | EVD5X37M21A* | *97CTN0601716A* | Split System | 24600 | 19 | 8.5 | 1.9 | R-454B | 650
217943650 | AIRQUEST | Q5H9V24*K*AAA* | EVD5X37M21A* | *97CTN0601716A* | Split System | 24600 | 19 | 8.5 | 1.9 | R-454B | 650
217939970 | AIRQUEST | N5H9V24*K*AAA* | EVD5X25M17A* | *96CTN0601714B* | Split System | 24600 | 19 | 8.5 | 1.9 | R-454B | 650
217940015 | AIRQUEST | N5H9V24*K*AAA* | EVD5X25M17A* | *97CTN0801716A* | Split System | 24600 | 19 | 8.5 | 1.9 | R-454B | 650
217940022 | AIRQUEST | Q5H9V24*K*AAA* | EVD5X25M17A* | *97CTN0801716A* | Split System | 24600 | 19 | 8.5 | 1.9 | R-454B | 650
217941828 | AIRQUEST | Q5H9V24*K*AAA* | EVD5X36M17A* | *97VTN0801716A* | Split System | 24600 | 19 | 8.5 | 1.9 | R-454B | 650
217942837 | AIRQUEST | N5H9V24*K*AAA* | EVD5X36M21A* | OMV112K14A | Split System | 24600 | 19 | 8.5 | 1.9 | R-454B | 650
217941501 | AIRQUEST | N5H9V24*K*AAA* | EVD5X36M17A* | *80CTL0901716B* | Split System | 24600 | 19 | 8.5 | 1.9 | R-454B | 650
217943364 | AIRQUEST | Q5H9V24*K*AAA* | EVD5X37M21A* | *95MSU0401712A* | Split System | 24600 | 19 | 8.5 | 1.9 | R-454B | 650
217940100 | AIRQUEST | Q5H9V24*K*AAA* | EVD5X25M17A* | *96VTN0801716B* | Split System | 24600 | 19 | 8.5 | 1.9 | R-454B | 650
217943024 | AIRQUEST | Q5H9V24*K*AAA* | EVD5X37M21A* | *80CTL0451712B* | Split System | 24600 | 19 | 8.5 | 1.9 | R-454B | 650
217939608 | AIRQUEST | N5H9V24*K*AAA* | EVD5X25M17A* | *80CSU0601716B* | Split System | 24600 | 19 | 8.5 | 1.9 | R-454B | 650
217938523 | AIRQUEST | Q5H9V24*K*AAA* | EVM5X36M17A* | *96CTN0601714B* | Split System | 24600 | 19 | 8.5 | 1.9 | R-454B | 650
217939977 | AIRQUEST | Q5H9V24*K*AAA* | EVD5X25M17A* | *96CTN0601714B* | Split System | 24600 | 19 | 8.5 | 1.9 | R-454B | 650
217941478 | AIRQUEST | Q5H9V24*K*AAA* | EVD5X36M17A* | *80CTL0701412B* | Split System | 24600 | 19 | 8.5 | 1.9 | R-454B | 650
217938486 | AIRQUEST | N5H9V24*K*AAA* | EVM5X36M17A* | *95MSU0601716A* | Split System | 24600 | 19 | 8.5 | 1.9 | R-454B | 650
217941690 | AIRQUEST | Q5H9V24*K*AAA* | EVD5X36M17A* | *96CTN0601714B* | Split System | 24600 | 19 | 8.5 | 1.9 | R-454B | 650
217941720 | AIRQUEST | Q5H9V24*K*AAA* | EVD5X36M17A* | *97CTN0801716A* | Split System | 24600 | 19 | 8.5 | 1.9 | R-454B | 650
217943017 | AIRQUEST | N5H9V24*K*AAA* | EVD5X37M21A* | *80CTL0451712B* | Split System | 24600 | 19 | 8.5 | 1.9 | R-454B | 650
217943350 | AIRQUEST | N5H9V24*K*AAA* | EVD5X37M21A* | *95MSU0401712A* | Split System | 24600 | 19 | 8.5 | 1.9 | R-454B | 650
217938206 | AIRQUEST | Q5H9V24*K*AAA* | EVM5X36M17A* | *80VSL0701716B* | Split System | 24600 | 19 | 8.5 | 1.9 | R-454B | 650
217939653 | AIRQUEST | N5H9V24*K*AAA* | EVD5X25M17A* | *80VSL0701716B* | Split System | 24600 | 19 | 8.5 | 1.9 | R-454B | 650
217939660 | AIRQUEST | Q5H9V24*K*AAA* | EVD5X25M17A* | *80VSL0701716B* | Split System | 24600 | 19 | 8.5 | 1.9 | R-454B | 650
217939728 | AIRQUEST | N5H9V24*K*AAA* | EVD5X25M17A* | *80CTL0701412B* | Split System | 24600 | 19 | 8.5 | 1.9 | R-454B | 650
217940380 | AIRQUEST | N5H9V24*K*AAA* | EVD5X30M17A* | *80VSL0701716B* | Split System | 24600 | 19 | 8.5 | 1.9 | R-454B | 650
217940455 | AIRQUEST | N5H9V24*K*AAA* | EVD5X30M17A* | *80CTL0701412B* | Split System | 24600 | 19 | 8.5 | 1.9 | R-454B | 650
217940675 | AIRQUEST | Q5H9V24*K*AAA* | EVD5X30M17A* | *95MSU0601716A* | Split System | 24600 | 19 | 8.5 | 1.9 | R-454B | 650
217944020 | AIRQUEST | N5H9V24*K*AAA* | EVD5X37M21A* | OMV112K14A | Split System | 24800 | 19 | 8.5 | 1.9 | R-454B | 650
217944027 | AIRQUEST | Q5H9V24*K*AAA* | EVD5X37M21A* | OMV112K14A | Split System | 24800 | 19 | 8.5 | 1.9 | R-454B | 650
217937541 | AIRQUEST | Q5H9V24*K*AAA* | EVM5X31M17A* | OMV112K14A | Split System | 25000 | 19 | 8.5 | 1.9 | R-454B | 650
217941336 | AIRQUEST | N5H9V24*K*AAA* | EVD5X31M17A* | OMV112K14A | Split System | 25000 | 19 | 8.5 | 1.9 | R-454B | 650
217937388 | AIRQUEST | Q5H9V24*K*AAA* | EVM5X31M17A* | *97CTN0801716A* | Split System | 25000 | 19 | 8.5 | 1.9 | R-454B | 650
217941343 | AIRQUEST | Q5H9V24*K*AAA* | EVD5X31M17A* | OMV112K14A | Split System | 25000 | 19 | 8.5 | 1.9 | R-454B | 650
217944314 | AIRQUEST | Q5H9V24*K*AAA* | EVD5X38M17A* | *97CTN0601716A* | Split System | 25200 | 19 | 8.5 | 1.9 | R-454B | 650
217944307 | AIRQUEST | N5H9V24*K*AAA* | EVD5X38M17A* | *97CTN0601716A* | Split System | 25200 | 19 | 8.5 | 1.9 | R-454B | 650
217941313 | AIRQUEST | Q5H9V24*K*AAA* | EVD5X31M17A* | OLV098A12* | Split System | 24800 | 19 | 8.5 | 1.92 | R-454B | 650
217941306 | AIRQUEST | N5H9V24*K*AAA* | EVD5X31M17A* | OLV098A12* | Split System | 24800 | 19 | 8.5 | 1.92 | R-454B | 650
217941205 | AIRQUEST | Q5H9V24*K*AAA* | EVD5X31M17A* | *97CTN0601716A* | Split System | 25000 | 19 | 8.5 | 1.92 | R-454B | 650
217941328 | AIRQUEST | Q5H9V24*K*AAA* | EVD5X31M17A* | OMV098J12* | Split System | 25000 | 19 | 8.5 | 1.92 | R-454B | 650
217944421 | AIRQUEST | Q5H9V24*K*AAA* | EVD5X38M17A* | OLV098A12* | Split System | 25000 | 19 | 8.5 | 1.92 | R-454B | 650
217941078 | AIRQUEST | N5H9V24*K*AAA* | EVD5X31M17A* | *97CMN0601714B* | Split System | 25000 | 19 | 8.5 | 1.92 | R-454B | 650
217941321 | AIRQUEST | N5H9V24*K*AAA* | EVD5X31M17A* | OMV098J12* | Split System | 25000 | 19 | 8.5 | 1.92 | R-454B | 650
217944414 | AIRQUEST | N5H9V24*K*AAA* | EVD5X38M17A* | OLV098A12* | Split System | 25000 | 19 | 8.5 | 1.92 | R-454B | 650
217938101 | AIRQUEST | Q5H9V24*K*AAA* | EVM5X32M17A* | OLV098A12* | Split System | 25000 | 19 | 8.5 | 1.92 | R-454B | 650
217941198 | AIRQUEST | N5H9V24*K*AAA* | EVD5X31M17A* | *97CTN0601716A* | Split System | 25000 | 19 | 8.5 | 1.92 | R-454B | 650
217944232 | AIRQUEST | N5H9V24*K*AAA* | EVD5X38M17A* | *96VSN0601412B* | Split System | 25000 | 19 | 8.5 | 1.92 | R-454B | 650
217944368 | AIRQUEST | N5H9V24*K*AAA* | EVD5X38M17A* | *96VTN0601412B* | Split System | 25000 | 19 | 8.5 | 1.92 | R-454B | 650
217944239 | AIRQUEST | Q5H9V24*K*AAA* | EVD5X38M17A* | *96VSN0601412B* | Split System | 25000 | 19 | 8.5 | 1.92 | R-454B | 650
217944375 | AIRQUEST | Q5H9V24*K*AAA* | EVD5X38M17A* | *96VTN0601412B* | Split System | 25000 | 19 | 8.5 | 1.92 | R-454B | 650
217944429 | AIRQUEST | N5H9V24*K*AAA* | EVD5X38M17A* | OMV098J12* | Split System | 25200 | 19 | 8.5 | 1.92 | R-454B | 650
217944436 | AIRQUEST | Q5H9V24*K*AAA* | EVD5X38M17A* | OMV098J12* | Split System | 25200 | 19 | 8.5 | 1.92 | R-454B | 650
217938116 | AIRQUEST | Q5H9V24*K*AAA* | EVM5X32M17A* | OMV098J12* | Split System | 25200 | 19 | 8.5 | 1.92 | R-454B | 650
217938109 | AIRQUEST | N5H9V24*K*AAA* | EVM5X32M17A* | OMV098J12* | Split System | 25200 | 19 | 8.5 | 1.92 | R-454B | 650
217944262 | AIRQUEST | N5H9V24*K*AAA* | EVD5X38M17A* | *95MSU0401712A* | Split System | 25200 | 19 | 8.5 | 1.92 | R-454B | 650
217944269 | AIRQUEST | Q5H9V24*K*AAA* | EVD5X38M17A* | *95MSU0401712A* | Split System | 25200 | 19 | 8.5 | 1.92 | R-454B | 650
217942323 | ARCOAIRE | N5H9V24*K*AAA* | EVD5X36M21A* | *96VSN0601716B* | Split System | 24200 | 19 | 8.5 | 1.88 | R-454B | 650
217942646 | ARCOAIRE | Q5H9V24*K*AAA* | EVD5X36M21A* | *96VTN0601716B* | Split System | 24200 | 19 | 8.5 | 1.88 | R-454B | 650
217942639 | ARCOAIRE | N5H9V24*K*AAA* | EVD5X36M21A* | *96VTN0601716B* | Split System | 24200 | 19 | 8.5 | 1.88 | R-454B | 650
217942723 | ARCOAIRE | Q5H9V24*K*AAA* | EVD5X36M21A* | *97VTN0601716A* | Split System | 24200 | 19 | 8.5 | 1.88 | R-454B | 650
217942716 | ARCOAIRE | N5H9V24*K*AAA* | EVD5X36M21A* | *97VTN0601716A* | Split System | 24200 | 19 | 8.5 | 1.88 | R-454B | 650
217942330 | ARCOAIRE | Q5H9V24*K*AAA* | EVD5X36M21A* | *96VSN0601716B* | Split System | 24200 | 19 | 8.5 | 1.88 | R-454B | 650
217942540 | ARCOAIRE | Q5H9V24*K*AAA* | EVD5X36M21A* | *97CTN0801716A* | Split System | 24200 | 19 | 8.5 | 1.88 | R-454B | 650
217942533 | ARCOAIRE | N5H9V24*K*AAA* | EVD5X36M21A* | *97CTN0801716A* | Split System | 24200 | 19 | 8.5 | 1.88 | R-454B | 650
217942465 | ARCOAIRE | Q5H9V24*K*AAA* | EVD5X36M21A* | *96CTN0601714B* | Split System | 24400 | 19 | 8.5 | 1.88 | R-454B | 650
217939599 | ARCOAIRE | Q5H9V24*K*AAA* | EVD5X25M17A* | *80CSU0401712B* | Split System | 24400 | 19 | 8.5 | 1.88 | R-454B | 650
217939592 | ARCOAIRE | N5H9V24*K*AAA* | EVD5X25M17A* | *80CSU0401712B* | Split System | 24400 | 19 | 8.5 | 1.88 | R-454B | 650
217942458 | ARCOAIRE | N5H9V24*K*AAA* | EVD5X36M21A* | *96CTN0601714B* | Split System | 24400 | 19 | 8.5 | 1.88 | R-454B | 650
217942052 | ARCOAIRE | Q5H9V24*K*AAA* | EVD5X36M21A* | *80CTL0451712B* | Split System | 24400 | 19 | 8.5 | 1.88 | R-454B | 650
217940850 | ARCOAIRE | N5H9V24*K*AAA* | EVD5X30M17A* | *97VTN0801716A* | Split System | 24400 | 19 | 8.5 | 1.88 | R-454B | 650
217940644 | ARCOAIRE | Q5H9V24*K*AAA* | EVD5X30M17A* | *96VSN0801716B* | Split System | 24400 | 19 | 8.5 | 1.88 | R-454B | 650
217940827 | ARCOAIRE | Q5H9V24*K*AAA* | EVD5X30M17A* | *96VTN0801716B* | Split System | 24400 | 19 | 8.5 | 1.88 | R-454B | 650
217942255 | ARCOAIRE | Q5H9V24*K*AAA* | EVD5X36M21A* | *97CMN0602120B* | Split System | 24400 | 19 | 8.5 | 1.88 | R-454B | 650
217939841 | ARCOAIRE | Q5H9V24*K*AAA* | EVD5X25M17A* | *97CMN0801714B* | Split System | 24400 | 19 | 8.5 | 1.88 | R-454B | 650
217940561 | ARCOAIRE | N5H9V24*K*AAA* | EVD5X30M17A* | *97CMN0801714B* | Split System | 24400 | 19 | 8.5 | 1.88 | R-454B | 650
217942248 | ARCOAIRE | N5H9V24*K*AAA* | EVD5X36M21A* | *97CMN0602120B* | Split System | 24400 | 19 | 8.5 | 1.88 | R-454B | 650
217940637 | ARCOAIRE | N5H9V24*K*AAA* | EVD5X30M17A* | *96VSN0801716B* | Split System | 24400 | 19 | 8.5 | 1.88 | R-454B | 650
217940820 | ARCOAIRE | N5H9V24*K*AAA* | EVD5X30M17A* | *96VTN0801716B* | Split System | 24400 | 19 | 8.5 | 1.88 | R-454B | 650
217940857 | ARCOAIRE | Q5H9V24*K*AAA* | EVD5X30M17A* | *97VTN0801716A* | Split System | 24400 | 19 | 8.5 | 1.88 | R-454B | 650
217942413 | ARCOAIRE | N5H9V24*K*AAA* | EVD5X36M21A* | *95MSU0802120A* | Split System | 24600 | 19 | 8.5 | 1.88 | R-454B | 650
217942420 | ARCOAIRE | Q5H9V24*K*AAA* | EVD5X36M21A* | *95MSU0802120A* | Split System | 24600 | 19 | 8.5 | 1.88 | R-454B | 650
217942738 | ARCOAIRE | Q5H9V24*K*AAA* | EVD5X36M21A* | *97VTN0801716A* | Split System | 24200 | 19 | 8.5 | 1.9 | R-454B | 650
217942338 | ARCOAIRE | N5H9V24*K*AAA* | EVD5X36M21A* | *96VSN0801716B* | Split System | 24200 | 19 | 8.5 | 1.9 | R-454B | 650
217942731 | ARCOAIRE | N5H9V24*K*AAA* | EVD5X36M21A* | *97VTN0801716A* | Split System | 24200 | 19 | 8.5 | 1.9 | R-454B | 650
217942655 | ARCOAIRE | N5H9V24*K*AAA* | EVD5X36M21A* | *96VTN0801716B* | Split System | 24200 | 19 | 8.5 | 1.9 | R-454B | 650
217942662 | ARCOAIRE | Q5H9V24*K*AAA* | EVD5X36M21A* | *96VTN0801716B* | Split System | 24200 | 19 | 8.5 | 1.9 | R-454B | 650
217942345 | ARCOAIRE | Q5H9V24*K*AAA* | EVD5X36M21A* | *96VSN0801716B* | Split System | 24200 | 19 | 8.5 | 1.9 | R-454B | 650
217940409 | ARCOAIRE | N5H9V24*K*AAA* | EVD5X30M17A* | *80MSU0401712A* | Split System | 24400 | 19 | 8.5 | 1.9 | R-454B | 650
217941932 | ARCOAIRE | Q5H9V24*K*AAA* | EVD5X36M21A* | *80CSU1002120B* | Split System | 24400 | 19 | 8.5 | 1.9 | R-454B | 650
217938235 | ARCOAIRE | Q5H9V24*K*AAA* | EVM5X36M17A* | *80MSU0401712A* | Split System | 24400 | 19 | 8.5 | 1.9 | R-454B | 650
217939622 | ARCOAIRE | N5H9V24*K*AAA* | EVD5X25M17A* | *80VSL0451412B* | Split System | 24400 | 19 | 8.5 | 1.9 | R-454B | 650
217938325 | ARCOAIRE | Q5H9V24*K*AAA* | EVM5X36M17A* | *80VTL0451412B* | Split System | 24400 | 19 | 8.5 | 1.9 | R-454B | 650
217940506 | ARCOAIRE | Q5H9V24*K*AAA* | EVD5X30M17A* | *80VTL0451412B* | Split System | 24400 | 19 | 8.5 | 1.9 | R-454B | 650
217940712 | ARCOAIRE | N5H9V24*K*AAA* | EVD5X30M17A* | *96CTN0801714B* | Split System | 24400 | 19 | 8.5 | 1.9 | R-454B | 650
217938175 | ARCOAIRE | Q5H9V24*K*AAA* | EVM5X36M17A* | *80VSL0451412B* | Split System | 24400 | 19 | 8.5 | 1.9 | R-454B | 650
217938357 | ARCOAIRE | Q5H9V24*K*AAA* | EVM5X36M17A* | *95CSU0601716B* | Split System | 24400 | 19 | 8.5 | 1.9 | R-454B | 650
217941372 | ARCOAIRE | Q5H9V24*K*AAA* | EVD5X36M17A* | *80VSL0451412B* | Split System | 24400 | 19 | 8.5 | 1.9 | R-454B | 650
217941387 | ARCOAIRE | Q5H9V24*K*AAA* | EVD5X36M17A* | *80VSL0701412B* | Split System | 24400 | 19 | 8.5 | 1.9 | R-454B | 650
217941380 | ARCOAIRE | N5H9V24*K*AAA* | EVD5X36M17A* | *80VSL0701412B* | Split System | 24400 | 19 | 8.5 | 1.9 | R-454B | 650
217938318 | ARCOAIRE | N5H9V24*K*AAA* | EVM5X36M17A* | *80VTL0451412B* | Split System | 24400 | 19 | 8.5 | 1.9 | R-454B | 650
217942188 | ARCOAIRE | N5H9V24*K*AAA* | EVD5X36M21A* | *95CSU0601716B* | Split System | 24400 | 19 | 8.5 | 1.9 | R-454B | 650
217940349 | ARCOAIRE | N5H9V24*K*AAA* | EVD5X30M17A* | *80VSL0451412B* | Split System | 24400 | 19 | 8.5 | 1.9 | R-454B | 650
217940499 | ARCOAIRE | N5H9V24*K*AAA* | EVD5X30M17A* | *80VTL0451412B* | Split System | 24400 | 19 | 8.5 | 1.9 | R-454B | 650
217941410 | ARCOAIRE | N5H9V24*K*AAA* | EVD5X36M17A* | *80VSL0901716B* | Split System | 24400 | 19 | 8.5 | 1.9 | R-454B | 650
217941515 | ARCOAIRE | N5H9V24*K*AAA* | EVD5X36M17A* | *80VTL0451412B* | Split System | 24400 | 19 | 8.5 | 1.9 | R-454B | 650
217941365 | ARCOAIRE | N5H9V24*K*AAA* | EVD5X36M17A* | *80VSL0451412B* | Split System | 24400 | 19 | 8.5 | 1.9 | R-454B | 650
217942263 | ARCOAIRE | N5H9V24*K*AAA* | EVD5X36M21A* | *97CMN0801714B* | Split System | 24400 | 19 | 8.5 | 1.9 | R-454B | 650
217940719 | ARCOAIRE | Q5H9V24*K*AAA* | EVD5X30M17A* | *96CTN0801714B* | Split System | 24400 | 19 | 8.5 | 1.9 | R-454B | 650
217939629 | ARCOAIRE | Q5H9V24*K*AAA* | EVD5X25M17A* | *80VSL0451412B* | Split System | 24400 | 19 | 8.5 | 1.9 | R-454B | 650
217939772 | ARCOAIRE | N5H9V24*K*AAA* | EVD5X25M17A* | *80VTL0451412B* | Split System | 24400 | 19 | 8.5 | 1.9 | R-454B | 650
217939779 | ARCOAIRE | Q5H9V24*K*AAA* | EVD5X25M17A* | *80VTL0451412B* | Split System | 24400 | 19 | 8.5 | 1.9 | R-454B | 650
217940356 | ARCOAIRE | Q5H9V24*K*AAA* | EVD5X30M17A* | *80VSL0451412B* | Split System | 24400 | 19 | 8.5 | 1.9 | R-454B | 650
217941417 | ARCOAIRE | Q5H9V24*K*AAA* | EVD5X36M17A* | *80VSL0901716B* | Split System | 24400 | 19 | 8.5 | 1.9 | R-454B | 650
217939667 | ARCOAIRE | N5H9V24*K*AAA* | EVD5X25M17A* | *80VSL0901716B* | Split System | 24400 | 19 | 8.5 | 1.9 | R-454B | 650
217940401 | ARCOAIRE | Q5H9V24*K*AAA* | EVD5X30M17A* | *80VSL0901716B* | Split System | 24400 | 19 | 8.5 | 1.9 | R-454B | 650
217940394 | ARCOAIRE | N5H9V24*K*AAA* | EVD5X30M17A* | *80VSL0901716B* | Split System | 24400 | 19 | 8.5 | 1.9 | R-454B | 650
217941522 | ARCOAIRE | Q5H9V24*K*AAA* | EVD5X36M17A* | *80VTL0451412B* | Split System | 24400 | 19 | 8.5 | 1.9 | R-454B | 650
217942195 | ARCOAIRE | Q5H9V24*K*AAA* | EVD5X36M21A* | *95CSU0601716B* | Split System | 24400 | 19 | 8.5 | 1.9 | R-454B | 650
217943197 | ARCOAIRE | N5H9V24*K*AAA* | EVD5X37M21A* | *97CMN0601714B* | Split System | 24600 | 19 | 8.5 | 1.9 | R-454B | 650
217940431 | ARCOAIRE | Q5H9V24*K*AAA* | EVD5X30M17A* | *80MSU0601716A* | Split System | 24600 | 19 | 8.5 | 1.9 | R-454B | 650
217941440 | ARCOAIRE | N5H9V24*K*AAA* | EVD5X36M17A* | *80MSU0601716A* | Split System | 24600 | 19 | 8.5 | 1.9 | R-454B | 650
217939697 | ARCOAIRE | N5H9V24*K*AAA* | EVD5X25M17A* | *80MSU0601716A* | Split System | 24600 | 19 | 8.5 | 1.9 | R-454B | 650
217941447 | ARCOAIRE | Q5H9V24*K*AAA* | EVD5X36M17A* | *80MSU0601716A* | Split System | 24600 | 19 | 8.5 | 1.9 | R-454B | 650
217939704 | ARCOAIRE | Q5H9V24*K*AAA* | EVD5X25M17A* | *80MSU0601716A* | Split System | 24600 | 19 | 8.5 | 1.9 | R-454B | 650
217940424 | ARCOAIRE | N5H9V24*K*AAA* | EVD5X30M17A* | *80MSU0601716A* | Split System | 24600 | 19 | 8.5 | 1.9 | R-454B | 650
217942037 | ARCOAIRE | Q5H9V24*K*AAA* | EVD5X36M21A* | *80MSU1002120A* | Split System | 24600 | 19 | 8.5 | 1.9 | R-454B | 650
217942030 | ARCOAIRE | N5H9V24*K*AAA* | EVD5X36M21A* | *80MSU1002120A* | Split System | 24600 | 19 | 8.5 | 1.9 | R-454B | 650
217943204 | ARCOAIRE | Q5H9V24*K*AAA* | EVD5X37M21A* | *97CMN0601714B* | Split System | 24600 | 19 | 8.5 | 1.9 | R-454B | 650
217943152 | ARCOAIRE | N5H9V24*K*AAA* | EVD5X37M21A* | *95CSU0601716B* | Split System | 24600 | 19 | 8.5 | 1.9 | R-454B | 650
217943159 | ARCOAIRE | Q5H9V24*K*AAA* | EVD5X37M21A* | *95CSU0601716B* | Split System | 24600 | 19 | 8.5 | 1.9 | R-454B | 650
217938153 | ARCOAIRE | N5H9V24*K*AAA* | EVM5X36M17A* | *80CSU0601716B* | Split System | 24600 | 19 | 8.5 | 1.9 | R-454B | 650
217941477 | ARCOAIRE | Q5H9V24*K*AAA* | EVD5X36M17A* | *80CTL0701412B* | Split System | 24600 | 19 | 8.5 | 1.9 | R-454B | 650
217940014 | ARCOAIRE | N5H9V24*K*AAA* | EVD5X25M17A* | *97CTN0801716A* | Split System | 24600 | 19 | 8.5 | 1.9 | R-454B | 650
217939607 | ARCOAIRE | N5H9V24*K*AAA* | EVD5X25M17A* | *80CSU0601716B* | Split System | 24600 | 19 | 8.5 | 1.9 | R-454B | 650
217941470 | ARCOAIRE | N5H9V24*K*AAA* | EVD5X36M17A* | *80CTL0701412B* | Split System | 24600 | 19 | 8.5 | 1.9 | R-454B | 650
217940021 | ARCOAIRE | Q5H9V24*K*AAA* | EVD5X25M17A* | *97CTN0801716A* | Split System | 24600 | 19 | 8.5 | 1.9 | R-454B | 650
217938675 | ARCOAIRE | Q5H9V24*K*AAA* | EVM5X36M17A* | *97VTN0801716A* | Split System | 24600 | 19 | 8.5 | 1.9 | R-454B | 650
217940461 | ARCOAIRE | Q5H9V24*K*AAA* | EVD5X30M17A* | *80CTL0701412B* | Split System | 24600 | 19 | 8.5 | 1.9 | R-454B | 650
217940476 | ARCOAIRE | Q5H9V24*K*AAA* | EVD5X30M17A* | *80CTL0701716B* | Split System | 24600 | 19 | 8.5 | 1.9 | R-454B | 650
217939916 | ARCOAIRE | Q5H9V24*K*AAA* | EVD5X25M17A* | *96VSN0801716B* | Split System | 24600 | 19 | 8.5 | 1.9 | R-454B | 650
217941689 | ARCOAIRE | Q5H9V24*K*AAA* | EVD5X36M17A* | *96CTN0601714B* | Split System | 24600 | 19 | 8.5 | 1.9 | R-454B | 650
217943647 | ARCOAIRE | Q5H9V24*K*AAA* | EVD5X37M21A* | *97CTN0601716A* | Split System | 24600 | 19 | 8.5 | 1.9 | R-454B | 650
217940742 | ARCOAIRE | N5H9V24*K*AAA* | EVD5X30M17A* | *97CTN0801716A* | Split System | 24600 | 19 | 8.5 | 1.9 | R-454B | 650
217941357 | ARCOAIRE | Q5H9V24*K*AAA* | EVD5X36M17A* | *80CSU0601716B* | Split System | 24600 | 19 | 8.5 | 1.9 | R-454B | 650
217941402 | ARCOAIRE | Q5H9V24*K*AAA* | EVD5X36M17A* | *80VSL0701716B* | Split System | 24600 | 19 | 8.5 | 1.9 | R-454B | 650
217941485 | ARCOAIRE | N5H9V24*K*AAA* | EVD5X36M17A* | *80CTL0701716B* | Split System | 24600 | 19 | 8.5 | 1.9 | R-454B | 650
217940099 | ARCOAIRE | Q5H9V24*K*AAA* | EVD5X25M17A* | *96VTN0801716B* | Split System | 24600 | 19 | 8.5 | 1.9 | R-454B | 650
217938198 | ARCOAIRE | N5H9V24*K*AAA* | EVM5X36M17A* | *80VSL0701716B* | Split System | 24600 | 19 | 8.5 | 1.9 | R-454B | 650
217941507 | ARCOAIRE | Q5H9V24*K*AAA* | EVD5X36M17A* | *80CTL0901716B* | Split System | 24600 | 19 | 8.5 | 1.9 | R-454B | 650
217941492 | ARCOAIRE | Q5H9V24*K*AAA* | EVD5X36M17A* | *80CTL0701716B* | Split System | 24600 | 19 | 8.5 | 1.9 | R-454B | 650
217943633 | ARCOAIRE | N5H9V24*K*AAA* | EVD5X37M21A* | *97CTN0601716A* | Split System | 24600 | 19 | 8.5 | 1.9 | R-454B | 650
217939652 | ARCOAIRE | N5H9V24*K*AAA* | EVD5X25M17A* | *80VSL0701716B* | Split System | 24600 | 19 | 8.5 | 1.9 | R-454B | 650
217942843 | ARCOAIRE | Q5H9V24*K*AAA* | EVD5X36M21A* | OMV112K14A | Split System | 24600 | 19 | 8.5 | 1.9 | R-454B | 650
217942836 | ARCOAIRE | N5H9V24*K*AAA* | EVD5X36M21A* | OMV112K14A | Split System | 24600 | 19 | 8.5 | 1.9 | R-454B | 650
217941395 | ARCOAIRE | N5H9V24*K*AAA* | EVD5X36M17A* | *80VSL0701716B* | Split System | 24600 | 19 | 8.5 | 1.9 | R-454B | 650
217941622 | ARCOAIRE | N5H9V24*K*AAA* | EVD5X36M17A* | *96VSN0801716B* | Split System | 24600 | 19 | 8.5 | 1.9 | R-454B | 650
217941790 | ARCOAIRE | N5H9V24*K*AAA* | EVD5X36M17A* | *96VTN0801716B* | Split System | 24600 | 19 | 8.5 | 1.9 | R-454B | 650
217939727 | ARCOAIRE | N5H9V24*K*AAA* | EVD5X25M17A* | *80CTL0701412B* | Split System | 24600 | 19 | 8.5 | 1.9 | R-454B | 650
217940704 | ARCOAIRE | Q5H9V24*K*AAA* | EVD5X30M17A* | *96CTN0601714B* | Split System | 24600 | 19 | 8.5 | 1.9 | R-454B | 650
217941712 | ARCOAIRE | N5H9V24*K*AAA* | EVD5X36M17A* | *97CTN0801716A* | Split System | 24600 | 19 | 8.5 | 1.9 | R-454B | 650
217938668 | ARCOAIRE | N5H9V24*K*AAA* | EVM5X36M17A* | *97VTN0801716A* | Split System | 24600 | 19 | 8.5 | 1.9 | R-454B | 650
217943361 | ARCOAIRE | Q5H9V24*K*AAA* | EVD5X37M21A* | *95MSU0401712A* | Split System | 24600 | 19 | 8.5 | 1.9 | R-454B | 650
217941629 | ARCOAIRE | Q5H9V24*K*AAA* | EVD5X36M17A* | *96VSN0801716B* | Split System | 24600 | 19 | 8.5 | 1.9 | R-454B | 650
217941797 | ARCOAIRE | Q5H9V24*K*AAA* | EVD5X36M17A* | *96VTN0801716B* | Split System | 24600 | 19 | 8.5 | 1.9 | R-454B | 650
217940674 | ARCOAIRE | Q5H9V24*K*AAA* | EVD5X30M17A* | *95MSU0601716A* | Split System | 24600 | 19 | 8.5 | 1.9 | R-454B | 650
217940129 | ARCOAIRE | Q5H9V24*K*AAA* | EVD5X25M17A* | *97VTN0801716A* | Split System | 24600 | 19 | 8.5 | 1.9 | R-454B | 650
217940697 | ARCOAIRE | N5H9V24*K*AAA* | EVD5X30M17A* | *96CTN0601714B* | Split System | 24600 | 19 | 8.5 | 1.9 | R-454B | 650
217940122 | ARCOAIRE | N5H9V24*K*AAA* | EVD5X25M17A* | *97VTN0801716A* | Split System | 24600 | 19 | 8.5 | 1.9 | R-454B | 650
217940379 | ARCOAIRE | N5H9V24*K*AAA* | EVD5X30M17A* | *80VSL0701716B* | Split System | 24600 | 19 | 8.5 | 1.9 | R-454B | 650
217940454 | ARCOAIRE | N5H9V24*K*AAA* | EVD5X30M17A* | *80CTL0701412B* | Split System | 24600 | 19 | 8.5 | 1.9 | R-454B | 650
217940749 | ARCOAIRE | Q5H9V24*K*AAA* | EVD5X30M17A* | *97CTN0801716A* | Split System | 24600 | 19 | 8.5 | 1.9 | R-454B | 650
217943348 | ARCOAIRE | N5H9V24*K*AAA* | EVD5X37M21A* | *95MSU0401712A* | Split System | 24600 | 19 | 8.5 | 1.9 | R-454B | 650
217943023 | ARCOAIRE | Q5H9V24*K*AAA* | EVD5X37M21A* | *80CTL0451712B* | Split System | 24600 | 19 | 8.5 | 1.9 | R-454B | 650
217941719 | ARCOAIRE | Q5H9V24*K*AAA* | EVD5X36M17A* | *97CTN0801716A* | Split System | 24600 | 19 | 8.5 | 1.9 | R-454B | 650
217939734 | ARCOAIRE | Q5H9V24*K*AAA* | EVD5X25M17A* | *80CTL0701412B* | Split System | 24600 | 19 | 8.5 | 1.9 | R-454B | 650
217938205 | ARCOAIRE | Q5H9V24*K*AAA* | EVM5X36M17A* | *80VSL0701716B* | Split System | 24600 | 19 | 8.5 | 1.9 | R-454B | 650
217938455 | ARCOAIRE | N5H9V24*K*AAA* | EVM5X36M17A* | *96VSN0801716B* | Split System | 24600 | 19 | 8.5 | 1.9 | R-454B | 650
217939976 | ARCOAIRE | Q5H9V24*K*AAA* | EVD5X25M17A* | *96CTN0601714B* | Split System | 24600 | 19 | 8.5 | 1.9 | R-454B | 650
217941682 | ARCOAIRE | N5H9V24*K*AAA* | EVD5X36M17A* | *96CTN0601714B* | Split System | 24600 | 19 | 8.5 | 1.9 | R-454B | 650
217943016 | ARCOAIRE | N5H9V24*K*AAA* | EVD5X37M21A* | *80CTL0451712B* | Split System | 24600 | 19 | 8.5 | 1.9 | R-454B | 650
217938638 | ARCOAIRE | N5H9V24*K*AAA* | EVM5X36M17A* | *96VTN0801716B* | Split System | 24600 | 19 | 8.5 | 1.9 | R-454B | 650
217939757 | ARCOAIRE | N5H9V24*K*AAA* | EVD5X25M17A* | *80CTL0901716B* | Split System | 24600 | 19 | 8.5 | 1.9 | R-454B | 650
217940092 | ARCOAIRE | N5H9V24*K*AAA* | EVD5X25M17A* | *96VTN0801716B* | Split System | 24600 | 19 | 8.5 | 1.9 | R-454B | 650
217941820 | ARCOAIRE | N5H9V24*K*AAA* | EVD5X36M17A* | *97VTN0801716A* | Split System | 24600 | 19 | 8.5 | 1.9 | R-454B | 650
217935995 | ARCOAIRE | Q5H9V24*K*AAA* | EVM5X25M17A* | *80CTL0901716B* | Split System | 24600 | 19 | 8.5 | 1.9 | R-454B | 650
217938560 | ARCOAIRE | N5H9V24*K*AAA* | EVM5X36M17A* | *97CTN0801716A* | Split System | 24600 | 19 | 8.5 | 1.9 | R-454B | 650
217938492 | ARCOAIRE | Q5H9V24*K*AAA* | EVM5X36M17A* | *95MSU0601716A* | Split System | 24600 | 19 | 8.5 | 1.9 | R-454B | 650
217940491 | ARCOAIRE | Q5H9V24*K*AAA* | EVD5X30M17A* | *80CTL0901716B* | Split System | 24600 | 19 | 8.5 | 1.9 | R-454B | 650
217944026 | ARCOAIRE | Q5H9V24*K*AAA* | EVD5X37M21A* | OMV112K14A | Split System | 24800 | 19 | 8.5 | 1.9 | R-454B | 650
217944019 | ARCOAIRE | N5H9V24*K*AAA* | EVD5X37M21A* | OMV112K14A | Split System | 24800 | 19 | 8.5 | 1.9 | R-454B | 650
217941335 | ARCOAIRE | N5H9V24*K*AAA* | EVD5X31M17A* | OMV112K14A | Split System | 25000 | 19 | 8.5 | 1.9 | R-454B | 650
217941342 | ARCOAIRE | Q5H9V24*K*AAA* | EVD5X31M17A* | OMV112K14A | Split System | 25000 | 19 | 8.5 | 1.9 | R-454B | 650
217944306 | ARCOAIRE | N5H9V24*K*AAA* | EVD5X38M17A* | *97CTN0601716A* | Split System | 25200 | 19 | 8.5 | 1.9 | R-454B | 650
217944313 | ARCOAIRE | Q5H9V24*K*AAA* | EVD5X38M17A* | *97CTN0601716A* | Split System | 25200 | 19 | 8.5 | 1.9 | R-454B | 650
217941312 | ARCOAIRE | Q5H9V24*K*AAA* | EVD5X31M17A* | OLV098A12* | Split System | 24800 | 19 | 8.5 | 1.92 | R-454B | 650
217941305 | ARCOAIRE | N5H9V24*K*AAA* | EVD5X31M17A* | OLV098A12* | Split System | 24800 | 19 | 8.5 | 1.92 | R-454B | 650
217938100 | ARCOAIRE | Q5H9V24*K*AAA* | EVM5X32M17A* | OLV098A12* | Split System | 25000 | 19 | 8.5 | 1.92 | R-454B | 650
217941204 | ARCOAIRE | Q5H9V24*K*AAA* | EVD5X31M17A* | *97CTN0601716A* | Split System | 25000 | 19 | 8.5 | 1.92 | R-454B | 650
217941077 | ARCOAIRE | N5H9V24*K*AAA* | EVD5X31M17A* | *97CMN0601714B* | Split System | 25000 | 19 | 8.5 | 1.92 | R-454B | 650
217938093 | ARCOAIRE | N5H9V24*K*AAA* | EVM5X32M17A* | OLV098A12* | Split System | 25000 | 19 | 8.5 | 1.92 | R-454B | 650
217944413 | ARCOAIRE | N5H9V24*K*AAA* | EVD5X38M17A* | OLV098A12* | Split System | 25000 | 19 | 8.5 | 1.92 | R-454B | 650
217944420 | ARCOAIRE | Q5H9V24*K*AAA* | EVD5X38M17A* | OLV098A12* | Split System | 25000 | 19 | 8.5 | 1.92 | R-454B | 650
217941320 | ARCOAIRE | N5H9V24*K*AAA* | EVD5X31M17A* | OMV098J12* | Split System | 25000 | 19 | 8.5 | 1.92 | R-454B | 650
217941197 | ARCOAIRE | N5H9V24*K*AAA* | EVD5X31M17A* | *97CTN0601716A* | Split System | 25000 | 19 | 8.5 | 1.92 | R-454B | 650
217941327 | ARCOAIRE | Q5H9V24*K*AAA* | EVD5X31M17A* | OMV098J12* | Split System | 25000 | 19 | 8.5 | 1.92 | R-454B | 650
217944374 | ARCOAIRE | Q5H9V24*K*AAA* | EVD5X38M17A* | *96VTN0601412B* | Split System | 25000 | 19 | 8.5 | 1.92 | R-454B | 650
217944238 | ARCOAIRE | Q5H9V24*K*AAA* | EVD5X38M17A* | *96VSN0601412B* | Split System | 25000 | 19 | 8.5 | 1.92 | R-454B | 650
217944231 | ARCOAIRE | N5H9V24*K*AAA* | EVD5X38M17A* | *96VSN0601412B* | Split System | 25000 | 19 | 8.5 | 1.92 | R-454B | 650
217944367 | ARCOAIRE | N5H9V24*K*AAA* | EVD5X38M17A* | *96VTN0601412B* | Split System | 25000 | 19 | 8.5 | 1.92 | R-454B | 650
217944435 | ARCOAIRE | Q5H9V24*K*AAA* | EVD5X38M17A* | OMV098J12* | Split System | 25200 | 19 | 8.5 | 1.92 | R-454B | 650
217944428 | ARCOAIRE | N5H9V24*K*AAA* | EVD5X38M17A* | OMV098J12* | Split System | 25200 | 19 | 8.5 | 1.92 | R-454B | 650
217944268 | ARCOAIRE | Q5H9V24*K*AAA* | EVD5X38M17A* | *95MSU0401712A* | Split System | 25200 | 19 | 8.5 | 1.92 | R-454B | 650
217944261 | ARCOAIRE | N5H9V24*K*AAA* | EVD5X38M17A* | *95MSU0401712A* | Split System | 25200 | 19 | 8.5 | 1.92 | R-454B | 650
217942638 | BRYANT HEATING AND COOLING SYSTEMS | 249VAN024**AA* | CVAVA3621XMA* | 926TC48060V17*** | Split System | 24200 | 19 | 8.5 | 1.88 | R-454B | 650
217942715 | BRYANT HEATING AND COOLING SYSTEMS | 249VAN024**AA* | CVAVA3621XMA* | 927TA48060V17*** | Split System | 24200 | 19 | 8.5 | 1.88 | R-454B | 650
217942322 | BRYANT HEATING AND COOLING SYSTEMS | 249VAN024**AA* | CVAVA3621XMA* | 926SB48060V17*** | Split System | 24200 | 19 | 8.5 | 1.88 | R-454B | 650
217917045 | COMFORTMAKER | Q5H9V48*K*AAA* | EVD5X60M21A* | *80MSU1002120A* | Split System | 48500 | 16.5 | 9 | 2.1 | R-454B | 650
217915454 | COMFORTMAKER | Q5H9V48*K*AAA* | EVM5X49M21A* | *80MSU1002120A* | Split System | 48500 | 16.5 | 9 | 2.1 | R-454B | 650
217917019 | COMFORTMAKER | Q5H9V48*K*AAA* | EVD5X60M21A* | *80MSU0601716A* | Split System | 48500 | 16.5 | 9 | 2.1 | R-454B | 650
217917444 | COMFORTMAKER | Q5H9V48*K*AAA* | EVD5X61M21A* | *80MSU0601716A* | Split System | 49000 | 16.5 | 9 | 2.1 | R-454B | 650
217917439 | COMFORTMAKER | N5H9V48*K*AAA* | EVD5X61M21A* | *80MSU0601716A* | Split System | 49000 | 16.5 | 9 | 2.1 | R-454B | 650
217917400 | COMFORTMAKER | N5H9V48*K*AAA* | EVD5X61M21A* | *80CSU1002120B* | Split System | 49000 | 16.5 | 9 | 2.1 | R-454B | 650
217917405 | COMFORTMAKER | Q5H9V48*K*AAA* | EVD5X61M21A* | *80CSU1002120B* | Split System | 49000 | 16.5 | 9 | 2.1 | R-454B | 650
217917678 | COMFORTMAKER | Q5H9V48*K*AAA* | EVD5X61M21A* | *96CTN1002122B* | Split System | 49000 | 16.5 | 9 | 2.1 | R-454B | 650
217917699 | COMFORTMAKER | N5H9V48*K*AAA* | EVD5X61M21A* | *97CTN1002122A* | Split System | 49000 | 16.5 | 9 | 2.1 | R-454B | 650
217917704 | COMFORTMAKER | Q5H9V48*K*AAA* | EVD5X61M21A* | *97CTN1002122A* | Split System | 49000 | 16.5 | 9 | 2.1 | R-454B | 650
217916250 | DAY & NIGHT | Q5H9V48*K*AAA* | EVD5X48M21A* | *80CSU0802120B* | Split System | 47000 | 16.5 | 9 | 2.1 | R-454B | 650
217916245 | DAY & NIGHT | N5H9V48*K*AAA* | EVD5X48M21A* | *80CSU0802120B* | Split System | 47000 | 16.5 | 9 | 2.1 | R-454B | 650
217916302 | DAY & NIGHT | Q5H9V48*K*AAA* | EVD5X48M21A* | *80MSU0802120A* | Split System | 47000 | 16.5 | 9 | 2.1 | R-454B | 650
217916297 | DAY & NIGHT | N5H9V48*K*AAA* | EVD5X48M21A* | *80MSU0802120A* | Split System | 47000 | 16.5 | 9 | 2.1 | R-454B | 650
217915854 | DAY & NIGHT | N5H9V48*K*AAA* | EVM5X60M21A* | *80MSU0601716A* | Split System | 48500 | 16.5 | 9 | 2.1 | R-454B | 650
217915859 | DAY & NIGHT | Q5H9V48*K*AAA* | EVM5X60M21A* | *80MSU0601716A* | Split System | 48500 | 16.5 | 9 | 2.1 | R-454B | 650
217915880 | DAY & NIGHT | N5H9V48*K*AAA* | EVM5X60M21A* | *80MSU1002120A* | Split System | 48500 | 16.5 | 9 | 2.1 | R-454B | 650
217915885 | DAY & NIGHT | Q5H9V48*K*AAA* | EVM5X60M21A* | *80MSU1002120A* | Split System | 48500 | 16.5 | 9 | 2.1 | R-454B | 650
217915450 | DAY & NIGHT | N5H9V48*K*AAA* | EVM5X49M21A* | *80MSU1002120A* | Split System | 48500 | 16.5 | 9 | 2.1 | R-454B | 650
217915455 | DAY & NIGHT | Q5H9V48*K*AAA* | EVM5X49M21A* | *80MSU1002120A* | Split System | 48500 | 16.5 | 9 | 2.1 | R-454B | 650
217917015 | DAY & NIGHT | N5H9V48*K*AAA* | EVD5X60M21A* | *80MSU0601716A* | Split System | 48500 | 16.5 | 9 | 2.1 | R-454B | 650
217917046 | DAY & NIGHT | Q5H9V48*K*AAA* | EVD5X60M21A* | *80MSU1002120A* | Split System | 48500 | 16.5 | 9 | 2.1 | R-454B | 650
217917041 | DAY & NIGHT | N5H9V48*K*AAA* | EVD5X60M21A* | *80MSU1002120A* | Split System | 48500 | 16.5 | 9 | 2.1 | R-454B | 650
217917445 | DAY & NIGHT | Q5H9V48*K*AAA* | EVD5X61M21A* | *80MSU0601716A* | Split System | 49000 | 16.5 | 9 | 2.1 | R-454B | 650
217917440 | DAY & NIGHT | N5H9V48*K*AAA* | EVD5X61M21A* | *80MSU0601716A* | Split System | 49000 | 16.5 | 9 | 2.1 | R-454B | 650
217917401 | DAY & NIGHT | N5H9V48*K*AAA* | EVD5X61M21A* | *80CSU1002120B* | Split System | 49000 | 16.5 | 9 | 2.1 | R-454B | 650
217917406 | DAY & NIGHT | Q5H9V48*K*AAA* | EVD5X61M21A* | *80CSU1002120B* | Split System | 49000 | 16.5 | 9 | 2.1 | R-454B | 650
217917679 | DAY & NIGHT | Q5H9V48*K*AAA* | EVD5X61M21A* | *96CTN1002122B* | Split System | 49000 | 16.5 | 9 | 2.1 | R-454B | 650
217917583 | DAY & NIGHT | N5H9V48*K*AAA* | EVD5X61M21A* | *97CMN1002122B* | Split System | 49000 | 16.5 | 9 | 2.1 | R-454B | 650
217917588 | DAY & NIGHT | Q5H9V48*K*AAA* | EVD5X61M21A* | *97CMN1002122B* | Split System | 49000 | 16.5 | 9 | 2.1 | R-454B | 650
217917674 | DAY & NIGHT | N5H9V48*K*AAA* | EVD5X61M21A* | *96CTN1002122B* | Split System | 49000 | 16.5 | 9 | 2.1 | R-454B | 650
217917705 | DAY & NIGHT | Q5H9V48*K*AAA* | EVD5X61M21A* | *97CTN1002122A* | Split System | 49000 | 16.5 | 9 | 2.1 | R-454B | 650
217916251 | HEIL | Q5H9V48*K*AAA* | EVD5X48M21A* | *80CSU0802120B* | Split System | 47000 | 16.5 | 9 | 2.1 | R-454B | 650
217916246 | HEIL | N5H9V48*K*AAA* | EVD5X48M21A* | *80CSU0802120B* | Split System | 47000 | 16.5 | 9 | 2.1 | R-454B | 650
217916303 | HEIL | Q5H9V48*K*AAA* | EVD5X48M21A* | *80MSU0802120A* | Split System | 47000 | 16.5 | 9 | 2.1 | R-454B | 650
217916298 | HEIL | N5H9V48*K*AAA* | EVD5X48M21A* | *80MSU0802120A* | Split System | 47000 | 16.5 | 9 | 2.1 | R-454B | 650
217915860 | HEIL | Q5H9V48*K*AAA* | EVM5X60M21A* | *80MSU0601716A* | Split System | 48500 | 16.5 | 9 | 2.1 | R-454B | 650
217917016 | HEIL | N5H9V48*K*AAA* | EVD5X60M21A* | *80MSU0601716A* | Split System | 48500 | 16.5 | 9 | 2.1 | R-454B | 650
217915451 | HEIL | N5H9V48*K*AAA* | EVM5X49M21A* | *80MSU1002120A* | Split System | 48500 | 16.5 | 9 | 2.1 | R-454B | 650
217915456 | HEIL | Q5H9V48*K*AAA* | EVM5X49M21A* | *80MSU1002120A* | Split System | 48500 | 16.5 | 9 | 2.1 | R-454B | 650
217915881 | HEIL | N5H9V48*K*AAA* | EVM5X60M21A* | *80MSU1002120A* | Split System | 48500 | 16.5 | 9 | 2.1 | R-454B | 650
217915855 | HEIL | N5H9V48*K*AAA* | EVM5X60M21A* | *80MSU0601716A* | Split System | 48500 | 16.5 | 9 | 2.1 | R-454B | 650
217917042 | HEIL | N5H9V48*K*AAA* | EVD5X60M21A* | *80MSU1002120A* | Split System | 48500 | 16.5 | 9 | 2.1 | R-454B | 650
217917021 | HEIL | Q5H9V48*K*AAA* | EVD5X60M21A* | *80MSU0601716A* | Split System | 48500 | 16.5 | 9 | 2.1 | R-454B | 650
217917446 | HEIL | Q5H9V48*K*AAA* | EVD5X61M21A* | *80MSU0601716A* | Split System | 49000 | 16.5 | 9 | 2.1 | R-454B | 650
217917441 | HEIL | N5H9V48*K*AAA* | EVD5X61M21A* | *80MSU0601716A* | Split System | 49000 | 16.5 | 9 | 2.1 | R-454B | 650
217917402 | HEIL | N5H9V48*K*AAA* | EVD5X61M21A* | *80CSU1002120B* | Split System | 49000 | 16.5 | 9 | 2.1 | R-454B | 650
217917407 | HEIL | Q5H9V48*K*AAA* | EVD5X61M21A* | *80CSU1002120B* | Split System | 49000 | 16.5 | 9 | 2.1 | R-454B | 650
217917680 | HEIL | Q5H9V48*K*AAA* | EVD5X61M21A* | *96CTN1002122B* | Split System | 49000 | 16.5 | 9 | 2.1 | R-454B | 650
217917584 | HEIL | N5H9V48*K*AAA* | EVD5X61M21A* | *97CMN1002122B* | Split System | 49000 | 16.5 | 9 | 2.1 | R-454B | 650
217917675 | HEIL | N5H9V48*K*AAA* | EVD5X61M21A* | *96CTN1002122B* | Split System | 49000 | 16.5 | 9 | 2.1 | R-454B | 650
217917701 | HEIL | N5H9V48*K*AAA* | EVD5X61M21A* | *97CTN1002122A* | Split System | 49000 | 16.5 | 9 | 2.1 | R-454B | 650
217917706 | HEIL | Q5H9V48*K*AAA* | EVD5X61M21A* | *97CTN1002122A* | Split System | 49000 | 16.5 | 9 | 2.1 | R-454B | 650
217917589 | HEIL | Q5H9V48*K*AAA* | EVD5X61M21A* | *97CMN1002122B* | Split System | 49000 | 16.5 | 9 | 2.1 | R-454B | 650
217916252 | KEEPRITE | Q5H9V48*K*AAA* | EVD5X48M21A* | *80CSU0802120B* | Split System | 47000 | 16.5 | 9 | 2.1 | R-454B | 650
217916247 | KEEPRITE | N5H9V48*K*AAA* | EVD5X48M21A* | *80CSU0802120B* | Split System | 47000 | 16.5 | 9 | 2.1 | R-454B | 650
217916304 | KEEPRITE | Q5H9V48*K*AAA* | EVD5X48M21A* | *80MSU0802120A* | Split System | 47000 | 16.5 | 9 | 2.1 | R-454B | 650
217916299 | KEEPRITE | N5H9V48*K*AAA* | EVD5X48M21A* | *80MSU0802120A* | Split System | 47000 | 16.5 | 9 | 2.1 | R-454B | 650
217915856 | KEEPRITE | N5H9V48*K*AAA* | EVM5X60M21A* | *80MSU0601716A* | Split System | 48500 | 16.5 | 9 | 2.1 | R-454B | 650
217917022 | KEEPRITE | Q5H9V48*K*AAA* | EVD5X60M21A* | *80MSU0601716A* | Split System | 48500 | 16.5 | 9 | 2.1 | R-454B | 650
217917043 | KEEPRITE | N5H9V48*K*AAA* | EVD5X60M21A* | *80MSU1002120A* | Split System | 48500 | 16.5 | 9 | 2.1 | R-454B | 650
217917048 | KEEPRITE | Q5H9V48*K*AAA* | EVD5X60M21A* | *80MSU1002120A* | Split System | 48500 | 16.5 | 9 | 2.1 | R-454B | 650
217915452 | KEEPRITE | N5H9V48*K*AAA* | EVM5X49M21A* | *80MSU1002120A* | Split System | 48500 | 16.5 | 9 | 2.1 | R-454B | 650
217915887 | KEEPRITE | Q5H9V48*K*AAA* | EVM5X60M21A* | *80MSU1002120A* | Split System | 48500 | 16.5 | 9 | 2.1 | R-454B | 650
217915882 | KEEPRITE | N5H9V48*K*AAA* | EVM5X60M21A* | *80MSU1002120A* | Split System | 48500 | 16.5 | 9 | 2.1 | R-454B | 650
217917017 | KEEPRITE | N5H9V48*K*AAA* | EVD5X60M21A* | *80MSU0601716A* | Split System | 48500 | 16.5 | 9 | 2.1 | R-454B | 650
217917447 | KEEPRITE | Q5H9V48*K*AAA* | EVD5X61M21A* | *80MSU0601716A* | Split System | 49000 | 16.5 | 9 | 2.1 | R-454B | 650
217917442 | KEEPRITE | N5H9V48*K*AAA* | EVD5X61M21A* | *80MSU0601716A* | Split System | 49000 | 16.5 | 9 | 2.1 | R-454B | 650
217917403 | KEEPRITE | N5H9V48*K*AAA* | EVD5X61M21A* | *80CSU1002120B* | Split System | 49000 | 16.5 | 9 | 2.1 | R-454B | 650
217917408 | KEEPRITE | Q5H9V48*K*AAA* | EVD5X61M21A* | *80CSU1002120B* | Split System | 49000 | 16.5 | 9 | 2.1 | R-454B | 650
217917681 | KEEPRITE | Q5H9V48*K*AAA* | EVD5X61M21A* | *96CTN1002122B* | Split System | 49000 | 16.5 | 9 | 2.1 | R-454B | 650
217917676 | KEEPRITE | N5H9V48*K*AAA* | EVD5X61M21A* | *96CTN1002122B* | Split System | 49000 | 16.5 | 9 | 2.1 | R-454B | 650
217917585 | KEEPRITE | N5H9V48*K*AAA* | EVD5X61M21A* | *97CMN1002122B* | Split System | 49000 | 16.5 | 9 | 2.1 | R-454B | 650
217917590 | KEEPRITE | Q5H9V48*K*AAA* | EVD5X61M21A* | *97CMN1002122B* | Split System | 49000 | 16.5 | 9 | 2.1 | R-454B | 650
217917707 | KEEPRITE | Q5H9V48*K*AAA* | EVD5X61M21A* | *97CTN1002122A* | Split System | 49000 | 16.5 | 9 | 2.1 | R-454B | 650
217916248 | TEMPSTAR | N5H9V48*K*AAA* | EVD5X48M21A* | *80CSU0802120B* | Split System | 47000 | 16.5 | 9 | 2.1 | R-454B | 650
217916305 | TEMPSTAR | Q5H9V48*K*AAA* | EVD5X48M21A* | *80MSU0802120A* | Split System | 47000 | 16.5 | 9 | 2.1 | R-454B | 650
217916300 | TEMPSTAR | N5H9V48*K*AAA* | EVD5X48M21A* | *80MSU0802120A* | Split System | 47000 | 16.5 | 9 | 2.1 | R-454B | 650
217915883 | TEMPSTAR | N5H9V48*K*AAA* | EVM5X60M21A* | *80MSU1002120A* | Split System | 48500 | 16.5 | 9 | 2.1 | R-454B | 650
217915453 | TEMPSTAR | N5H9V48*K*AAA* | EVM5X49M21A* | *80MSU1002120A* | Split System | 48500 | 16.5 | 9 | 2.1 | R-454B | 650
217915862 | TEMPSTAR | Q5H9V48*K*AAA* | EVM5X60M21A* | *80MSU0601716A* | Split System | 48500 | 16.5 | 9 | 2.1 | R-454B | 650
217917018 | TEMPSTAR | N5H9V48*K*AAA* | EVD5X60M21A* | *80MSU0601716A* | Split System | 48500 | 16.5 | 9 | 2.1 | R-454B | 650
217915458 | TEMPSTAR | Q5H9V48*K*AAA* | EVM5X49M21A* | *80MSU1002120A* | Split System | 48500 | 16.5 | 9 | 2.1 | R-454B | 650
217915857 | TEMPSTAR | N5H9V48*K*AAA* | EVM5X60M21A* | *80MSU0601716A* | Split System | 48500 | 16.5 | 9 | 2.1 | R-454B | 650
217917023 | TEMPSTAR | Q5H9V48*K*AAA* | EVD5X60M21A* | *80MSU0601716A* | Split System | 48500 | 16.5 | 9 | 2.1 | R-454B | 650
217917049 | TEMPSTAR | Q5H9V48*K*AAA* | EVD5X60M21A* | *80MSU1002120A* | Split System | 48500 | 16.5 | 9 | 2.1 | R-454B | 650
217915888 | TEMPSTAR | Q5H9V48*K*AAA* | EVM5X60M21A* | *80MSU1002120A* | Split System | 48500 | 16.5 | 9 | 2.1 | R-454B | 650
217917448 | TEMPSTAR | Q5H9V48*K*AAA* | EVD5X61M21A* | *80MSU0601716A* | Split System | 49000 | 16.5 | 9 | 2.1 | R-454B | 650
217917443 | TEMPSTAR | N5H9V48*K*AAA* | EVD5X61M21A* | *80MSU0601716A* | Split System | 49000 | 16.5 | 9 | 2.1 | R-454B | 650
217917409 | TEMPSTAR | Q5H9V48*K*AAA* | EVD5X61M21A* | *80CSU1002120B* | Split System | 49000 | 16.5 | 9 | 2.1 | R-454B | 650
217917404 | TEMPSTAR | N5H9V48*K*AAA* | EVD5X61M21A* | *80CSU1002120B* | Split System | 49000 | 16.5 | 9 | 2.1 | R-454B | 650
217917682 | TEMPSTAR | Q5H9V48*K*AAA* | EVD5X61M21A* | *96CTN1002122B* | Split System | 49000 | 16.5 | 9 | 2.1 | R-454B | 650
217917677 | TEMPSTAR | N5H9V48*K*AAA* | EVD5X61M21A* | *96CTN1002122B* | Split System | 49000 | 16.5 | 9 | 2.1 | R-454B | 650
217917703 | TEMPSTAR | N5H9V48*K*AAA* | EVD5X61M21A* | *97CTN1002122A* | Split System | 49000 | 16.5 | 9 | 2.1 | R-454B | 650
217917591 | TEMPSTAR | Q5H9V48*K*AAA* | EVD5X61M21A* | *97CMN1002122B* | Split System | 49000 | 16.5 | 9 | 2.1 | R-454B | 650
217917708 | TEMPSTAR | Q5H9V48*K*AAA* | EVD5X61M21A* | *97CTN1002122A* | Split System | 49000 | 16.5 | 9 | 2.1 | R-454B | 650
217917586 | TEMPSTAR | N5H9V48*K*AAA* | EVD5X61M21A* | *97CMN1002122B* | Split System | 49000 | 16.5 | 9 | 2.1 | R-454B | 650
218016537 | ACIQ | N5H9V48*K*AAA* | EA*5X61M21A* | *80CSU0802120B* | Split System | 47000 | 17 | 9 | 2.1 | R-454B | 650
218016552 | ACIQ | N5H9V48*K*AAA* | EA*5X61M21A* | *80CTL0902120B* | Split System | 47000 | 17 | 9 | 2.1 | R-454B | 650
217955866 | AIRQUEST | Q5H9V48*K*AAA* | EA*5X61M21A* | *80CSU0802120B* | Split System | 47000 | 17 | 9 | 2.1 | R-454B | 650
217955888 | AIRQUEST | Q5H9V48*K*AAA* | EA*5X61M21A* | *80CTL0902120B* | Split System | 47000 | 17 | 9 | 2.1 | R-454B | 650
217955865 | ARCOAIRE | Q5H9V48*K*AAA* | EA*5X61M21A* | *80CSU0802120B* | Split System | 47000 | 17 | 9 | 2.1 | R-454B | 650
217955887 | ARCOAIRE | Q5H9V48*K*AAA* | EA*5X61M21A* | *80CTL0902120B* | Split System | 47000 | 17 | 9 | 2.1 | R-454B | 650
217914752 | CARRIER | 27VPA948A*030* | CAA**6121AM* | 58CU*B080C21**20 | Split System | 47000 | 17 | 9 | 2.1 | R-454B | 650
217914761 | CARRIER | 27VPA948A*030* | CAA**6121AM* | 58TN*B090C21**20 | Split System | 47000 | 17 | 9 | 2.1 | R-454B | 650
218016547 | ACIQ | N5H9V48*K*AAA* | EA*5X61M21A* | *80MSU0802120A* | Split System | 47000 | 17.5 | 9 | 2.1 | R-454B | 650
217955878 | AIRQUEST | Q5H9V48*K*AAA* | EA*5X61M21A* | *80MSU0802120A* | Split System | 47000 | 17.5 | 9 | 2.1 | R-454B | 650
217955877 | ARCOAIRE | Q5H9V48*K*AAA* | EA*5X61M21A* | *80MSU0802120A* | Split System | 47000 | 17.5 | 9 | 2.1 | R-454B | 650
217914758 | CARRIER | 27VPA948A*030* | CAA**6121AM* | 58SU*B080M21**20 | Split System | 47000 | 17.5 | 9 | 2.1 | R-454B | 650
217642564 | GE | NS21H48MA5-**A | NCU[C,U]60CT5*-**+TDR | NF95X100S5C* | Split System | 46500 | 17.5 | 9 | 2.08 | R-454B | 650
217642659 | GE | NS21H36MA5-**A | NCHC30BT5*-**+TDR | NF95X060S3B* | Split System | 33000 | 18 | 9 | 2.42 | R-454B | 650
217476460 | LENNOX | SL22KLV-036-230A** | CK40[C,U]T-60D-**+TDR | SL297UH080NV48C* | Split System | 33600 | 18.5 | 9 | 2.12 | R-454B | 650
218407377 | AIRQUEST | B5H3V24*K*AAA* | EVM5X25M17A*+WALLCON | *96CTN0401410B* | Split System | 22600 | 20 | 9 | 1.98 | R-454B | 650
218407378 | ARCOAIRE | B5H3V24*K*AAA* | EVM5X25M17A*+WALLCON | *96CTN0401410B* | Split System | 22600 | 20 | 9 | 1.98 | R-454B | 650
217624948 | BRYANT HEATING AND COOLING SYSTEMS | 293VAN024**AA* | CVAVA2517XMA*+UI | 986TD30040C14*** | Split System | 22600 | 20 | 9 | 1.98 | R-454B | 650
218407379 | COMFORTMAKER | B5H3V24*K*AAA* | EVM5X25M17A*+WALLCON | *96CTN0401410B* | Split System | 22600 | 20 | 9 | 1.98 | R-454B | 650
218407380 | DAY & NIGHT | B5H3V24*K*AAA* | EVM5X25M17A*+WALLCON | *96CTN0401410B* | Split System | 22600 | 20 | 9 | 1.98 | R-454B | 650
218407376 | HEIL | B5H3V24*K*AAA* | EVM5X25M17A*+WALLCON | *96CTN0401410B* | Split System | 22600 | 20 | 9 | 1.98 | R-454B | 650
218407381 | KEEPRITE | B5H3V24*K*AAA* | EVM5X25M17A*+WALLCON | *96CTN0401410B* | Split System | 22600 | 20 | 9 | 1.98 | R-454B | 650
218413809 | AIRQUEST | B5H3V48*K*AAA* | ESH5X60M12A*+WALLCON | *80CSU0601716B* | Split System | 45000 | 20.5 | 9 | 1.88 | R-454B | 650
218407489 | AIRQUEST | B5H3V24*K*AAA* | EVM5X30M17A*+WALLCON | *96CTN0401410B* | Split System | 22600 | 20.5 | 9 | 1.98 | R-454B | 650
218407490 | ARCOAIRE | B5H3V24*K*AAA* | EVM5X30M17A*+WALLCON | *96CTN0401410B* | Split System | 22600 | 20.5 | 9 | 1.98 | R-454B | 650
217624959 | CARRIER | 27VNA324A*030* | CVAVA4217XMA*+UI | 59TN6C040C14**10 | Split System | 22800 | 20.5 | 9 | 1.96 | R-454B | 650
218413811 | COMFORTMAKER | B5H3V48*K*AAA* | ESH5X60M12A*+WALLCON | *80CSU0601716B* | Split System | 45000 | 20.5 | 9 | 1.88 | R-454B | 650
218413843 | COMFORTMAKER | B5H3V48*K*AAA* | ESH5X60M12A*+WALLCON | *95CSU1002122B* | Split System | 45000 | 20.5 | 9 | 1.88 | R-454B | 650
218413844 | DAY & NIGHT | B5H3V48*K*AAA* | ESH5X60M12A*+WALLCON | *95CSU1002122B* | Split System | 45000 | 20.5 | 9 | 1.88 | R-454B | 650
218407492 | DAY & NIGHT | B5H3V24*K*AAA* | EVM5X30M17A*+WALLCON | *96CTN0401410B* | Split System | 22600 | 20.5 | 9 | 1.98 | R-454B | 650
218413808 | HEIL | B5H3V48*K*AAA* | ESH5X60M12A*+WALLCON | *80CSU0601716B* | Split System | 45000 | 20.5 | 9 | 1.88 | R-454B | 650
218407488 | HEIL | B5H3V24*K*AAA* | EVM5X30M17A*+WALLCON | *96CTN0401410B* | Split System | 22600 | 20.5 | 9 | 1.98 | R-454B | 650
218407493 | KEEPRITE | B5H3V24*K*AAA* | EVM5X30M17A*+WALLCON | *96CTN0401410B* | Split System | 22600 | 20.5 | 9 | 1.98 | R-454B | 650
218413815 | TEMPSTAR | B5H3V48*K*AAA* | ESH5X60M12A*+WALLCON | *80CSU0601716B* | Split System | 45000 | 20.5 | 9 | 1.88 | R-454B | 650
218413847 | TEMPSTAR | B5H3V48*K*AAA* | ESH5X60M12A*+WALLCON | *95CSU1002122B* | Split System | 45000 | 20.5 | 9 | 1.88 | R-454B | 650
218407495 | TEMPSTAR | B5H3V24*K*AAA* | EVM5X30M17A*+WALLCON | *96CTN0401410B* | Split System | 22600 | 20.5 | 9 | 1.98 | R-454B | 650
218019081 | ACIQ | N5H9V24*K*AAA* | ESH5X24M12A* | *96VTN0401712B* | Split System | 23200 | 15.2 | 9 | 1.82 | R-454B | 650
218019080 | ACIQ | N5H9V24*K*AAA* | ESH5X24M12A* | *96VSN0401712B* | Split System | 23200 | 15.2 | 9 | 1.82 | R-454B | 650
218017807 | ACIQ | N5H9V36*K*AAA* | EA*5X37M17A* | *80CSU0601716B* | Split System | 34600 | 15.2 | 9 | 2.1 | R-454B | 650
217948422 | AIRQUEST | Q5H9V24*K*AAA* | ESH5X24M12A* | *96VSN0401712B* | Split System | 23200 | 15.2 | 9 | 1.82 | R-454B | 650
217948437 | AIRQUEST | Q5H9V24*K*AAA* | ESH5X24M12A* | *96VTN0401712B* | Split System | 23200 | 15.2 | 9 | 1.82 | R-454B | 650
217948415 | AIRQUEST | N5H9V24*K*AAA* | ESH5X24M12A* | *96VSN0401712B* | Split System | 23200 | 15.2 | 9 | 1.82 | R-454B | 650
217948430 | AIRQUEST | N5H9V24*K*AAA* | ESH5X24M12A* | *96VTN0401712B* | Split System | 23200 | 15.2 | 9 | 1.82 | R-454B | 650
217922549 | AIRQUEST | N5H9V36*K*AAA* | EA*5X37M17A* | *80CSU0601716B* | Split System | 34600 | 15.2 | 9 | 2.1 | R-454B | 650
217948436 | ARCOAIRE | Q5H9V24*K*AAA* | ESH5X24M12A* | *96VTN0401712B* | Split System | 23200 | 15.2 | 9 | 1.82 | R-454B | 650
217948421 | ARCOAIRE | Q5H9V24*K*AAA* | ESH5X24M12A* | *96VSN0401712B* | Split System | 23200 | 15.2 | 9 | 1.82 | R-454B | 650
217948414 | ARCOAIRE | N5H9V24*K*AAA* | ESH5X24M12A* | *96VSN0401712B* | Split System | 23200 | 15.2 | 9 | 1.82 | R-454B | 650
217948429 | ARCOAIRE | N5H9V24*K*AAA* | ESH5X24M12A* | *96VTN0401712B* | Split System | 23200 | 15.2 | 9 | 1.82 | R-454B | 650
217948413 | BRYANT HEATING AND COOLING SYSTEMS | 249VAN024**AA* | CSAH*2412AM* | 926SB36040V17*** | Split System | 23200 | 15.2 | 9 | 1.82 | R-454B | 650
217948428 | BRYANT HEATING AND COOLING SYSTEMS | 249VAN024**AA* | CSAH*2412AM* | 926TC36040V17*** | Split System | 23200 | 15.2 | 9 | 1.82 | R-454B | 650
217908438 | CARRIER | 27VPA936A*030* | CAA**3717AM* | 58CU*B060C17**16 | Split System | 34600 | 15.2 | 9 | 2.1 | R-454B | 650
217948416 | COMFORTMAKER | N5H9V24*K*AAA* | ESH5X24M12A* | *96VSN0401712B* | Split System | 23200 | 15.2 | 9 | 1.82 | R-454B | 650
217948431 | COMFORTMAKER | N5H9V24*K*AAA* | ESH5X24M12A* | *96VTN0401712B* | Split System | 23200 | 15.2 | 9 | 1.82 | R-454B | 650
217948423 | COMFORTMAKER | Q5H9V24*K*AAA* | ESH5X24M12A* | *96VSN0401712B* | Split System | 23200 | 15.2 | 9 | 1.82 | R-454B | 650
217948438 | COMFORTMAKER | Q5H9V24*K*AAA* | ESH5X24M12A* | *96VTN0401712B* | Split System | 23200 | 15.2 | 9 | 1.82 | R-454B | 650
217922557 | COMFORTMAKER | Q5H9V36*K*AAA* | EA*5X37M17A* | *80CSU0601716B* | Split System | 34600 | 15.2 | 9 | 2.1 | R-454B | 650
217922550 | COMFORTMAKER | N5H9V36*K*AAA* | EA*5X37M17A* | *80CSU0601716B* | Split System | 34600 | 15.2 | 9 | 2.1 | R-454B | 650
217948424 | DAY & NIGHT | Q5H9V24*K*AAA* | ESH5X24M12A* | *96VSN0401712B* | Split System | 23200 | 15.2 | 9 | 1.82 | R-454B | 650
217948417 | DAY & NIGHT | N5H9V24*K*AAA* | ESH5X24M12A* | *96VSN0401712B* | Split System | 23200 | 15.2 | 9 | 1.82 | R-454B | 650
217948439 | DAY & NIGHT | Q5H9V24*K*AAA* | ESH5X24M12A* | *96VTN0401712B* | Split System | 23200 | 15.2 | 9 | 1.82 | R-454B | 650
217948432 | DAY & NIGHT | N5H9V24*K*AAA* | ESH5X24M12A* | *96VTN0401712B* | Split System | 23200 | 15.2 | 9 | 1.82 | R-454B | 650
217922551 | DAY & NIGHT | N5H9V36*K*AAA* | EA*5X37M17A* | *80CSU0601716B* | Split System | 34600 | 15.2 | 9 | 2.1 | R-454B | 650
217922558 | DAY & NIGHT | Q5H9V36*K*AAA* | EA*5X37M17A* | *80CSU0601716B* | Split System | 34600 | 15.2 | 9 | 2.1 | R-454B | 650
217948425 | HEIL | Q5H9V24*K*AAA* | ESH5X24M12A* | *96VSN0401712B* | Split System | 23200 | 15.2 | 9 | 1.82 | R-454B | 650
217948433 | HEIL | N5H9V24*K*AAA* | ESH5X24M12A* | *96VTN0401712B* | Split System | 23200 | 15.2 | 9 | 1.82 | R-454B | 650
217948440 | HEIL | Q5H9V24*K*AAA* | ESH5X24M12A* | *96VTN0401712B* | Split System | 23200 | 15.2 | 9 | 1.82 | R-454B | 650
217948418 | HEIL | N5H9V24*K*AAA* | ESH5X24M12A* | *96VSN0401712B* | Split System | 23200 | 15.2 | 9 | 1.82 | R-454B | 650
217922552 | HEIL | N5H9V36*K*AAA* | EA*5X37M17A* | *80CSU0601716B* | Split System | 34600 | 15.2 | 9 | 2.1 | R-454B | 650
217948426 | KEEPRITE | Q5H9V24*K*AAA* | ESH5X24M12A* | *96VSN0401712B* | Split System | 23200 | 15.2 | 9 | 1.82 | R-454B | 650
217948441 | KEEPRITE | Q5H9V24*K*AAA* | ESH5X24M12A* | *96VTN0401712B* | Split System | 23200 | 15.2 | 9 | 1.82 | R-454B | 650
217948419 | KEEPRITE | N5H9V24*K*AAA* | ESH5X24M12A* | *96VSN0401712B* | Split System | 23200 | 15.2 | 9 | 1.82 | R-454B | 650
217948434 | KEEPRITE | N5H9V24*K*AAA* | ESH5X24M12A* | *96VTN0401712B* | Split System | 23200 | 15.2 | 9 | 1.82 | R-454B | 650
217922553 | KEEPRITE | N5H9V36*K*AAA* | EA*5X37M17A* | *80CSU0601716B* | Split System | 34600 | 15.2 | 9 | 2.1 | R-454B | 650
217948420 | TEMPSTAR | N5H9V24*K*AAA* | ESH5X24M12A* | *96VSN0401712B* | Split System | 23200 | 15.2 | 9 | 1.82 | R-454B | 650
217948442 | TEMPSTAR | Q5H9V24*K*AAA* | ESH5X24M12A* | *96VTN0401712B* | Split System | 23200 | 15.2 | 9 | 1.82 | R-454B | 650
217948435 | TEMPSTAR | N5H9V24*K*AAA* | ESH5X24M12A* | *96VTN0401712B* | Split System | 23200 | 15.2 | 9 | 1.82 | R-454B | 650
217948427 | TEMPSTAR | Q5H9V24*K*AAA* | ESH5X24M12A* | *96VSN0401712B* | Split System | 23200 | 15.2 | 9 | 1.82 | R-454B | 650
217922554 | TEMPSTAR | N5H9V36*K*AAA* | EA*5X37M17A* | *80CSU0601716B* | Split System | 34600 | 15.2 | 9 | 2.1 | R-454B | 650
218019267 | ACIQ | N5H9V24*K*AAA* | ESH5X24M12A* | *96VTN0401410B* | Split System | 23200 | 15.5 | 9 | 1.82 | R-454B | 650
218017824 | ACIQ | N5H9V36*K*AAA* | EA*5X37M17A* | *80MSU0601716A* | Split System | 34800 | 15.5 | 9 | 2.08 | R-454B | 650
218018091 | ACIQ | N5H9V36*K*AAA* | EA*5X42M21A* | *80CSU0802120B* | Split System | 34400 | 15.5 | 9 | 2.1 | R-454B | 650
218021184 | ACIQ | N5H9V48*K*AAA* | EVD5X60M21A* | *80CSU0401712B* | Split System | 48000 | 15.5 | 9 | 2.1 | R-454B | 650
218020998 | ACIQ | N5H9V48*K*AAA* | EVM5X49M21A* | *95CSU1002122B* | Split System | 48500 | 15.5 | 9 | 2.15 | R-454B | 650
217950186 | AIRQUEST | Q5H9V24*K*AAA* | ESH5X24M12A* | *96VTN0401410B* | Split System | 23200 | 15.5 | 9 | 1.82 | R-454B | 650
217950179 | AIRQUEST | N5H9V24*K*AAA* | ESH5X24M12A* | *96VTN0401410B* | Split System | 23200 | 15.5 | 9 | 1.82 | R-454B | 650
217923872 | AIRQUEST | N5H9V36*K*AAA* | EA*5X42M21A* | *80CSU0802120B* | Split System | 34400 | 15.5 | 9 | 2.1 | R-454B | 650
217955470 | AIRQUEST | Q5H9V48*K*AAA* | EVD5X60M21A* | *80CSU0401712B* | Split System | 48000 | 15.5 | 9 | 2.1 | R-454B | 650
217916948 | AIRQUEST | N5H9V48*K*AAA* | EVD5X60M21A* | *80CSU0401712B* | Split System | 48000 | 15.5 | 9 | 2.1 | R-454B | 650
217955252 | AIRQUEST | Q5H9V48*K*AAA* | EVM5X49M21A* | *95CSU1002122B* | Split System | 48500 | 15.5 | 9 | 2.15 | R-454B | 650
217915539 | AIRQUEST | N5H9V48*K*AAA* | EVM5X49M21A* | *95CSU1002122B* | Split System | 48500 | 15.5 | 9 | 2.15 | R-454B | 650
217950178 | ARCOAIRE | N5H9V24*K*AAA* | ESH5X24M12A* | *96VTN0401410B* | Split System | 23200 | 15.5 | 9 | 1.82 | R-454B | 650
217950185 | ARCOAIRE | Q5H9V24*K*AAA* | ESH5X24M12A* | *96VTN0401410B* | Split System | 23200 | 15.5 | 9 | 1.82 | R-454B | 650
217922623 | ARCOAIRE | N5H9V36*K*AAA* | EA*5X37M17A* | *80MSU0601716A* | Split System | 34800 | 15.5 | 9 | 2.08 | R-454B | 650
217922630 | ARCOAIRE | Q5H9V36*K*AAA* | EA*5X37M17A* | *80MSU0601716A* | Split System | 34800 | 15.5 | 9 | 2.08 | R-454B | 650
217955469 | ARCOAIRE | Q5H9V48*K*AAA* | EVD5X60M21A* | *80CSU0401712B* | Split System | 48000 | 15.5 | 9 | 2.1 | R-454B | 650
217916947 | ARCOAIRE | N5H9V48*K*AAA* | EVD5X60M21A* | *80CSU0401712B* | Split System | 48000 | 15.5 | 9 | 2.1 | R-454B | 650
217915538 | ARCOAIRE | N5H9V48*K*AAA* | EVM5X49M21A* | *95CSU1002122B* | Split System | 48500 | 15.5 | 9 | 2.15 | R-454B | 650
217955251 | ARCOAIRE | Q5H9V48*K*AAA* | EVM5X49M21A* | *95CSU1002122B* | Split System | 48500 | 15.5 | 9 | 2.15 | R-454B | 650
217950177 | BRYANT HEATING AND COOLING SYSTEMS | 249VAN024**AA* | CSAH*2412AM* | 926TC30040V14*** | Split System | 23200 | 15.5 | 9 | 1.82 | R-454B | 650
217923870 | BRYANT HEATING AND COOLING SYSTEMS | 249VAN036**AA* | CAA**4221AM* | 83*CB60080C21*** | Split System | 34400 | 15.5 | 9 | 2.1 | R-454B | 650
217916946 | BRYANT HEATING AND COOLING SYSTEMS | 249VAN048**AA* | CVAVA6021XMA* | 83*CB36040C17*** | Split System | 48000 | 15.5 | 9 | 2.1 | R-454B | 650
217915537 | BRYANT HEATING AND COOLING SYSTEMS | 249VAN048**AA* | CVAMA4921XMA* | 935CB66100C21*** | Split System | 48500 | 15.5 | 9 | 2.15 | R-454B | 650
217908443 | CARRIER | 27VPA936A*030* | CAA**3717AM* | 58SU*B060M17**16 | Split System | 34800 | 15.5 | 9 | 2.08 | R-454B | 650
217908534 | CARRIER | 27VPA936A*030* | CAA**4221AM* | 58CU*B080C21**20 | Split System | 34400 | 15.5 | 9 | 2.1 | R-454B | 650
217908070 | CARRIER | 27VPA948A*030* | CVAVA6021XMA* | 58CU*B040C17**12 | Split System | 48000 | 15.5 | 9 | 2.1 | R-454B | 650
217907961 | CARRIER | 27VPA948A*030* | CVAMA4921XMA* | 59CU5B100C21**22 | Split System | 48500 | 15.5 | 9 | 2.15 | R-454B | 650
217950180 | COMFORTMAKER | N5H9V24*K*AAA* | ESH5X24M12A* | *96VTN0401410B* | Split System | 23200 | 15.5 | 9 | 1.82 | R-454B | 650
217950187 | COMFORTMAKER | Q5H9V24*K*AAA* | ESH5X24M12A* | *96VTN0401410B* | Split System | 23200 | 15.5 | 9 | 1.82 | R-454B | 650
217916954 | COMFORTMAKER | Q5H9V48*K*AAA* | EVD5X60M21A* | *80CSU0401712B* | Split System | 48000 | 15.5 | 9 | 2.1 | R-454B | 650
217916949 | COMFORTMAKER | N5H9V48*K*AAA* | EVD5X60M21A* | *80CSU0401712B* | Split System | 48000 | 15.5 | 9 | 2.1 | R-454B | 650
217915540 | COMFORTMAKER | N5H9V48*K*AAA* | EVM5X49M21A* | *95CSU1002122B* | Split System | 48500 | 15.5 | 9 | 2.15 | R-454B | 650
217915545 | COMFORTMAKER | Q5H9V48*K*AAA* | EVM5X49M21A* | *95CSU1002122B* | Split System | 48500 | 15.5 | 9 | 2.15 | R-454B | 650
217950181 | DAY & NIGHT | N5H9V24*K*AAA* | ESH5X24M12A* | *96VTN0401410B* | Split System | 23200 | 15.5 | 9 | 1.82 | R-454B | 650
217950188 | DAY & NIGHT | Q5H9V24*K*AAA* | ESH5X24M12A* | *96VTN0401410B* | Split System | 23200 | 15.5 | 9 | 1.82 | R-454B | 650
217922633 | DAY & NIGHT | Q5H9V36*K*AAA* | EA*5X37M17A* | *80MSU0601716A* | Split System | 34800 | 15.5 | 9 | 2.08 | R-454B | 650
217916955 | DAY & NIGHT | Q5H9V48*K*AAA* | EVD5X60M21A* | *80CSU0401712B* | Split System | 48000 | 15.5 | 9 | 2.1 | R-454B | 650
217916950 | DAY & NIGHT | N5H9V48*K*AAA* | EVD5X60M21A* | *80CSU0401712B* | Split System | 48000 | 15.5 | 9 | 2.1 | R-454B | 650
217915541 | DAY & NIGHT | N5H9V48*K*AAA* | EVM5X49M21A* | *95CSU1002122B* | Split System | 48500 | 15.5 | 9 | 2.15 | R-454B | 650
217915546 | DAY & NIGHT | Q5H9V48*K*AAA* | EVM5X49M21A* | *95CSU1002122B* | Split System | 48500 | 15.5 | 9 | 2.15 | R-454B | 650
217950189 | HEIL | Q5H9V24*K*AAA* | ESH5X24M12A* | *96VTN0401410B* | Split System | 23200 | 15.5 | 9 | 1.82 | R-454B | 650
217950182 | HEIL | N5H9V24*K*AAA* | ESH5X24M12A* | *96VTN0401410B* | Split System | 23200 | 15.5 | 9 | 1.82 | R-454B | 650
217916956 | HEIL | Q5H9V48*K*AAA* | EVD5X60M21A* | *80CSU0401712B* | Split System | 48000 | 15.5 | 9 | 2.1 | R-454B | 650
217916951 | HEIL | N5H9V48*K*AAA* | EVD5X60M21A* | *80CSU0401712B* | Split System | 48000 | 15.5 | 9 | 2.1 | R-454B | 650
217915547 | HEIL | Q5H9V48*K*AAA* | EVM5X49M21A* | *95CSU1002122B* | Split System | 48500 | 15.5 | 9 | 2.15 | R-454B | 650
217915542 | HEIL | N5H9V48*K*AAA* | EVM5X49M21A* | *95CSU1002122B* | Split System | 48500 | 15.5 | 9 | 2.15 | R-454B | 650
217950190 | KEEPRITE | Q5H9V24*K*AAA* | ESH5X24M12A* | *96VTN0401410B* | Split System | 23200 | 15.5 | 9 | 1.82 | R-454B | 650
217950183 | KEEPRITE | N5H9V24*K*AAA* | ESH5X24M12A* | *96VTN0401410B* | Split System | 23200 | 15.5 | 9 | 1.82 | R-454B | 650
217922635 | KEEPRITE | Q5H9V36*K*AAA* | EA*5X37M17A* | *80MSU0601716A* | Split System | 34800 | 15.5 | 9 | 2.08 | R-454B | 650
217916957 | KEEPRITE | Q5H9V48*K*AAA* | EVD5X60M21A* | *80CSU0401712B* | Split System | 48000 | 15.5 | 9 | 2.1 | R-454B | 650
217916952 | KEEPRITE | N5H9V48*K*AAA* | EVD5X60M21A* | *80CSU0401712B* | Split System | 48000 | 15.5 | 9 | 2.1 | R-454B | 650
217915548 | KEEPRITE | Q5H9V48*K*AAA* | EVM5X49M21A* | *95CSU1002122B* | Split System | 48500 | 15.5 | 9 | 2.15 | R-454B | 650
217915543 | KEEPRITE | N5H9V48*K*AAA* | EVM5X49M21A* | *95CSU1002122B* | Split System | 48500 | 15.5 | 9 | 2.15 | R-454B | 650
217950184 | TEMPSTAR | N5H9V24*K*AAA* | ESH5X24M12A* | *96VTN0401410B* | Split System | 23200 | 15.5 | 9 | 1.82 | R-454B | 650
217950191 | TEMPSTAR | Q5H9V24*K*AAA* | ESH5X24M12A* | *96VTN0401410B* | Split System | 23200 | 15.5 | 9 | 1.82 | R-454B | 650
217922636 | TEMPSTAR | Q5H9V36*K*AAA* | EA*5X37M17A* | *80MSU0601716A* | Split System | 34800 | 15.5 | 9 | 2.08 | R-454B | 650
217923884 | TEMPSTAR | Q5H9V36*K*AAA* | EA*5X42M21A* | *80CSU0802120B* | Split System | 34400 | 15.5 | 9 | 2.1 | R-454B | 650
217916958 | TEMPSTAR | Q5H9V48*K*AAA* | EVD5X60M21A* | *80CSU0401712B* | Split System | 48000 | 15.5 | 9 | 2.1 | R-454B | 650
217916953 | TEMPSTAR | N5H9V48*K*AAA* | EVD5X60M21A* | *80CSU0401712B* | Split System | 48000 | 15.5 | 9 | 2.1 | R-454B | 650
217915549 | TEMPSTAR | Q5H9V48*K*AAA* | EVM5X49M21A* | *95CSU1002122B* | Split System | 48500 | 15.5 | 9 | 2.15 | R-454B | 650
217915544 | TEMPSTAR | N5H9V48*K*AAA* | EVM5X49M21A* | *95CSU1002122B* | Split System | 48500 | 15.5 | 9 | 2.15 | R-454B | 650
218021165 | ACIQ | N5H9V48*K*AAA* | EVD5X49M24A* | *95MSU1002122A* | Split System | 48500 | 16 | 9 | 2.1 | R-454B | 650
218021034 | ACIQ | N5H9V48*K*AAA* | EVM5X60M21A* | *80CSU1002120B* | Split System | 48500 | 16 | 9 | 2.1 | R-454B | 650
218021188 | ACIQ | N5H9V48*K*AAA* | EVD5X60M21A* | *80CSU1002120B* | Split System | 48500 | 16 | 9 | 2.15 | R-454B | 650
218016359 | ACIQ | N5H9V48*K*AAA* | EVD5X61M24A* | *80CSU1002120B* | Split System | 49000 | 16 | 9 | 2.15 | R-454B | 650
217955448 | AIRQUEST | Q5H9V48*K*AAA* | EVD5X49M24A* | *95MSU1002122A* | Split System | 48500 | 16 | 9 | 2.1 | R-454B | 650
217955294 | AIRQUEST | Q5H9V48*K*AAA* | EVM5X60M21A* | *80CSU1002120B* | Split System | 48500 | 16 | 9 | 2.1 | R-454B | 650
217915813 | AIRQUEST | N5H9V48*K*AAA* | EVM5X60M21A* | *80CSU1002120B* | Split System | 48500 | 16 | 9 | 2.1 | R-454B | 650
217916804 | AIRQUEST | N5H9V48*K*AAA* | EVD5X49M24A* | *95MSU1002122A* | Split System | 48500 | 16 | 9 | 2.1 | R-454B | 650
217955474 | AIRQUEST | Q5H9V48*K*AAA* | EVD5X60M21A* | *80CSU1002120B* | Split System | 48500 | 16 | 9 | 2.15 | R-454B | 650
217916974 | AIRQUEST | N5H9V48*K*AAA* | EVD5X60M21A* | *80CSU1002120B* | Split System | 48500 | 16 | 9 | 2.15 | R-454B | 650
217955602 | AIRQUEST | Q5H9V48*K*AAA* | EVD5X61M24A* | *80CSU1002120B* | Split System | 49000 | 16 | 9 | 2.15 | R-454B | 650
217917803 | AIRQUEST | N5H9V48*K*AAA* | EVD5X61M24A* | *80CSU1002120B* | Split System | 49000 | 16 | 9 | 2.15 | R-454B | 650
217955447 | ARCOAIRE | Q5H9V48*K*AAA* | EVD5X49M24A* | *95MSU1002122A* | Split System | 48500 | 16 | 9 | 2.1 | R-454B | 650
217955293 | ARCOAIRE | Q5H9V48*K*AAA* | EVM5X60M21A* | *80CSU1002120B* | Split System | 48500 | 16 | 9 | 2.1 | R-454B | 650
217915812 | ARCOAIRE | N5H9V48*K*AAA* | EVM5X60M21A* | *80CSU1002120B* | Split System | 48500 | 16 | 9 | 2.1 | R-454B | 650
217916803 | ARCOAIRE | N5H9V48*K*AAA* | EVD5X49M24A* | *95MSU1002122A* | Split System | 48500 | 16 | 9 | 2.1 | R-454B | 650
217955473 | ARCOAIRE | Q5H9V48*K*AAA* | EVD5X60M21A* | *80CSU1002120B* | Split System | 48500 | 16 | 9 | 2.15 | R-454B | 650
217916973 | ARCOAIRE | N5H9V48*K*AAA* | EVD5X60M21A* | *80CSU1002120B* | Split System | 48500 | 16 | 9 | 2.15 | R-454B | 650
217955601 | ARCOAIRE | Q5H9V48*K*AAA* | EVD5X61M24A* | *80CSU1002120B* | Split System | 49000 | 16 | 9 | 2.15 | R-454B | 650
217917802 | ARCOAIRE | N5H9V48*K*AAA* | EVD5X61M24A* | *80CSU1002120B* | Split System | 49000 | 16 | 9 | 2.15 | R-454B | 650
217895305 | BOSCH | BOVB-24RTB-M15S | BICA-18RXB-M16X |  | Split System | 18000 | 16 | 9 | 1.81 | R-454B | 650
217915811 | BRYANT HEATING AND COOLING SYSTEMS | 249VAN048**AA* | CVAMA6021XMA* | 83*CB60100C21*** | Split System | 48500 | 16 | 9 | 2.1 | R-454B | 650
217916802 | BRYANT HEATING AND COOLING SYSTEMS | 249VAN048**AA* | CVAVA4924XMA* | 935SB66100M21*** | Split System | 48500 | 16 | 9 | 2.1 | R-454B | 650
217916972 | BRYANT HEATING AND COOLING SYSTEMS | 249VAN048**AA* | CVAVA6021XMA* | 83*CB60100C21*** | Split System | 48500 | 16 | 9 | 2.15 | R-454B | 650
217917801 | BRYANT HEATING AND COOLING SYSTEMS | 249VAN048**AA* | CVAVA6124XMA* | 83*CB60100C21*** | Split System | 49000 | 16 | 9 | 2.15 | R-454B | 650
217907982 | CARRIER | 27VPA948A*030* | CVAMA6021XMA* | 58CU*B100C21**20 | Split System | 48500 | 16 | 9 | 2.1 | R-454B | 650
217908059 | CARRIER | 27VPA948A*030* | CVAVA4924XMA* | 59SU5B100M21**22 | Split System | 48500 | 16 | 9 | 2.1 | R-454B | 650
217908072 | CARRIER | 27VPA948A*030* | CVAVA6021XMA* | 58CU*B100C21**20 | Split System | 48500 | 16 | 9 | 2.15 | R-454B | 650
217908135 | CARRIER | 27VPA948A*030* | CVAVA6124XMA* | 58CU*B100C21**20 | Split System | 49000 | 16 | 9 | 2.15 | R-454B | 650
217915819 | COMFORTMAKER | Q5H9V48*K*AAA* | EVM5X60M21A* | *80CSU1002120B* | Split System | 48500 | 16 | 9 | 2.1 | R-454B | 650
217915814 | COMFORTMAKER | N5H9V48*K*AAA* | EVM5X60M21A* | *80CSU1002120B* | Split System | 48500 | 16 | 9 | 2.1 | R-454B | 650
217916810 | COMFORTMAKER | Q5H9V48*K*AAA* | EVD5X49M24A* | *95MSU1002122A* | Split System | 48500 | 16 | 9 | 2.1 | R-454B | 650
217916975 | COMFORTMAKER | N5H9V48*K*AAA* | EVD5X60M21A* | *80CSU1002120B* | Split System | 48500 | 16 | 9 | 2.15 | R-454B | 650
217916980 | COMFORTMAKER | Q5H9V48*K*AAA* | EVD5X60M21A* | *80CSU1002120B* | Split System | 48500 | 16 | 9 | 2.15 | R-454B | 650
217917809 | COMFORTMAKER | Q5H9V48*K*AAA* | EVD5X61M24A* | *80CSU1002120B* | Split System | 49000 | 16 | 9 | 2.15 | R-454B | 650
217915820 | DAY & NIGHT | Q5H9V48*K*AAA* | EVM5X60M21A* | *80CSU1002120B* | Split System | 48500 | 16 | 9 | 2.1 | R-454B | 650
217916811 | DAY & NIGHT | Q5H9V48*K*AAA* | EVD5X49M24A* | *95MSU1002122A* | Split System | 48500 | 16 | 9 | 2.1 | R-454B | 650
217915815 | DAY & NIGHT | N5H9V48*K*AAA* | EVM5X60M21A* | *80CSU1002120B* | Split System | 48500 | 16 | 9 | 2.1 | R-454B | 650
217916806 | DAY & NIGHT | N5H9V48*K*AAA* | EVD5X49M24A* | *95MSU1002122A* | Split System | 48500 | 16 | 9 | 2.1 | R-454B | 650
217916976 | DAY & NIGHT | N5H9V48*K*AAA* | EVD5X60M21A* | *80CSU1002120B* | Split System | 48500 | 16 | 9 | 2.15 | R-454B | 650
217916981 | DAY & NIGHT | Q5H9V48*K*AAA* | EVD5X60M21A* | *80CSU1002120B* | Split System | 48500 | 16 | 9 | 2.15 | R-454B | 650
217917810 | DAY & NIGHT | Q5H9V48*K*AAA* | EVD5X61M24A* | *80CSU1002120B* | Split System | 49000 | 16 | 9 | 2.15 | R-454B | 650
217917805 | DAY & NIGHT | N5H9V48*K*AAA* | EVD5X61M24A* | *80CSU1002120B* | Split System | 49000 | 16 | 9 | 2.15 | R-454B | 650
217915816 | HEIL | N5H9V48*K*AAA* | EVM5X60M21A* | *80CSU1002120B* | Split System | 48500 | 16 | 9 | 2.1 | R-454B | 650
217915821 | HEIL | Q5H9V48*K*AAA* | EVM5X60M21A* | *80CSU1002120B* | Split System | 48500 | 16 | 9 | 2.1 | R-454B | 650
217916807 | HEIL | N5H9V48*K*AAA* | EVD5X49M24A* | *95MSU1002122A* | Split System | 48500 | 16 | 9 | 2.1 | R-454B | 650
217916812 | HEIL | Q5H9V48*K*AAA* | EVD5X49M24A* | *95MSU1002122A* | Split System | 48500 | 16 | 9 | 2.1 | R-454B | 650
217916982 | HEIL | Q5H9V48*K*AAA* | EVD5X60M21A* | *80CSU1002120B* | Split System | 48500 | 16 | 9 | 2.15 | R-454B | 650
217917811 | HEIL | Q5H9V48*K*AAA* | EVD5X61M24A* | *80CSU1002120B* | Split System | 49000 | 16 | 9 | 2.15 | R-454B | 650
217917806 | HEIL | N5H9V48*K*AAA* | EVD5X61M24A* | *80CSU1002120B* | Split System | 49000 | 16 | 9 | 2.15 | R-454B | 650
217915817 | KEEPRITE | N5H9V48*K*AAA* | EVM5X60M21A* | *80CSU1002120B* | Split System | 48500 | 16 | 9 | 2.1 | R-454B | 650
217916808 | KEEPRITE | N5H9V48*K*AAA* | EVD5X49M24A* | *95MSU1002122A* | Split System | 48500 | 16 | 9 | 2.1 | R-454B | 650
217915822 | KEEPRITE | Q5H9V48*K*AAA* | EVM5X60M21A* | *80CSU1002120B* | Split System | 48500 | 16 | 9 | 2.1 | R-454B | 650
217916813 | KEEPRITE | Q5H9V48*K*AAA* | EVD5X49M24A* | *95MSU1002122A* | Split System | 48500 | 16 | 9 | 2.1 | R-454B | 650
217916983 | KEEPRITE | Q5H9V48*K*AAA* | EVD5X60M21A* | *80CSU1002120B* | Split System | 48500 | 16 | 9 | 2.15 | R-454B | 650
217916978 | KEEPRITE | N5H9V48*K*AAA* | EVD5X60M21A* | *80CSU1002120B* | Split System | 48500 | 16 | 9 | 2.15 | R-454B | 650
217917812 | KEEPRITE | Q5H9V48*K*AAA* | EVD5X61M24A* | *80CSU1002120B* | Split System | 49000 | 16 | 9 | 2.15 | R-454B | 650
217917807 | KEEPRITE | N5H9V48*K*AAA* | EVD5X61M24A* | *80CSU1002120B* | Split System | 49000 | 16 | 9 | 2.15 | R-454B | 650
217915818 | TEMPSTAR | N5H9V48*K*AAA* | EVM5X60M21A* | *80CSU1002120B* | Split System | 48500 | 16 | 9 | 2.1 | R-454B | 650
217915823 | TEMPSTAR | Q5H9V48*K*AAA* | EVM5X60M21A* | *80CSU1002120B* | Split System | 48500 | 16 | 9 | 2.1 | R-454B | 650
217916809 | TEMPSTAR | N5H9V48*K*AAA* | EVD5X49M24A* | *95MSU1002122A* | Split System | 48500 | 16 | 9 | 2.1 | R-454B | 650
217916814 | TEMPSTAR | Q5H9V48*K*AAA* | EVD5X49M24A* | *95MSU1002122A* | Split System | 48500 | 16 | 9 | 2.1 | R-454B | 650
217916984 | TEMPSTAR | Q5H9V48*K*AAA* | EVD5X60M21A* | *80CSU1002120B* | Split System | 48500 | 16 | 9 | 2.15 | R-454B | 650
217917813 | TEMPSTAR | Q5H9V48*K*AAA* | EVD5X61M24A* | *80CSU1002120B* | Split System | 49000 | 16 | 9 | 2.15 | R-454B | 650
217917808 | TEMPSTAR | N5H9V48*K*AAA* | EVD5X61M24A* | *80CSU1002120B* | Split System | 49000 | 16 | 9 | 2.15 | R-454B | 650
217313394 | GE Appliances | NS18H24HA5*** | NCHC30BT5****+TDR | NF97U070T3BF*** | Split System | 24000 | 16.4 | 9 | 1.8 | R-454B | 650
218021149 | ACIQ | N5H9V48*K*AAA* | EVD5X49M24A* | *80MSU0802120A* | Split System | 48500 | 16.5 | 9 | 2.1 | R-454B | 650
218021208 | ACIQ | N5H9V48*K*AAA* | EVD5X60M21A* | *95CSU1002122B* | Split System | 48500 | 16.5 | 9 | 2.1 | R-454B | 650
218021012 | ACIQ | N5H9V48*K*AAA* | EVM5X49M21A* | *95MSU1002122A* | Split System | 48500 | 16.5 | 9 | 2.1 | R-454B | 650
218016337 | ACIQ | N5H9V48*K*AAA* | EVD5X61M21A* | *95MSU1002120A* | Split System | 49000 | 16.5 | 9 | 2.1 | R-454B | 650
218021251 | ACIQ | N5H9V48*K*AAA* | EVD5X61M21A* | *80MSU1002120A* | Split System | 49000 | 16.5 | 9 | 2.1 | R-454B | 650
218021054 | ACIQ | N5H9V48*K*AAA* | EVM5X60M21A* | *95CSU1002122B* | Split System | 48500 | 16.5 | 9 | 2.15 | R-454B | 650
218020976 | ACIQ | N5H9V48*K*AAA* | EVM5X49M21A* | *80CSU0802120B* | Split System | 49000 | 16.5 | 9 | 2.15 | R-454B | 650
217955430 | AIRQUEST | Q5H9V48*K*AAA* | EVD5X49M24A* | *80MSU0802120A* | Split System | 48500 | 16.5 | 9 | 2.1 | R-454B | 650
217955498 | AIRQUEST | Q5H9V48*K*AAA* | EVD5X60M21A* | *95CSU1002122B* | Split System | 48500 | 16.5 | 9 | 2.1 | R-454B | 650
217916686 | AIRQUEST | N5H9V48*K*AAA* | EVD5X49M24A* | *80MSU0802120A* | Split System | 48500 | 16.5 | 9 | 2.1 | R-454B | 650
217917130 | AIRQUEST | N5H9V48*K*AAA* | EVD5X60M21A* | *95CSU1002122B* | Split System | 48500 | 16.5 | 9 | 2.1 | R-454B | 650
217955268 | AIRQUEST | Q5H9V48*K*AAA* | EVM5X49M21A* | *95MSU1002122A* | Split System | 48500 | 16.5 | 9 | 2.1 | R-454B | 650
217915643 | AIRQUEST | N5H9V48*K*AAA* | EVM5X49M21A* | *95MSU1002122A* | Split System | 48500 | 16.5 | 9 | 2.1 | R-454B | 650
217955576 | AIRQUEST | Q5H9V48*K*AAA* | EVD5X61M21A* | *95MSU1002120A* | Split System | 49000 | 16.5 | 9 | 2.1 | R-454B | 650
217955548 | AIRQUEST | Q5H9V48*K*AAA* | EVD5X61M21A* | *80MSU1002120A* | Split System | 49000 | 16.5 | 9 | 2.1 | R-454B | 650
217917464 | AIRQUEST | N5H9V48*K*AAA* | EVD5X61M21A* | *80MSU1002120A* | Split System | 49000 | 16.5 | 9 | 2.1 | R-454B | 650
217917633 | AIRQUEST | N5H9V48*K*AAA* | EVD5X61M21A* | *95MSU1002120A* | Split System | 49000 | 16.5 | 9 | 2.1 | R-454B | 650
217915969 | AIRQUEST | N5H9V48*K*AAA* | EVM5X60M21A* | *95CSU1002122B* | Split System | 48500 | 16.5 | 9 | 2.15 | R-454B | 650
217955318 | AIRQUEST | Q5H9V48*K*AAA* | EVM5X60M21A* | *95CSU1002122B* | Split System | 48500 | 16.5 | 9 | 2.15 | R-454B | 650
217955226 | AIRQUEST | Q5H9V48*K*AAA* | EVM5X49M21A* | *80CSU0802120B* | Split System | 49000 | 16.5 | 9 | 2.15 | R-454B | 650
217915370 | AIRQUEST | N5H9V48*K*AAA* | EVM5X49M21A* | *80CSU0802120B* | Split System | 49000 | 16.5 | 9 | 2.15 | R-454B | 650
217955429 | ARCOAIRE | Q5H9V48*K*AAA* | EVD5X49M24A* | *80MSU0802120A* | Split System | 48500 | 16.5 | 9 | 2.1 | R-454B | 650
217955497 | ARCOAIRE | Q5H9V48*K*AAA* | EVD5X60M21A* | *95CSU1002122B* | Split System | 48500 | 16.5 | 9 | 2.1 | R-454B | 650
217916685 | ARCOAIRE | N5H9V48*K*AAA* | EVD5X49M24A* | *80MSU0802120A* | Split System | 48500 | 16.5 | 9 | 2.1 | R-454B | 650
217917129 | ARCOAIRE | N5H9V48*K*AAA* | EVD5X60M21A* | *95CSU1002122B* | Split System | 48500 | 16.5 | 9 | 2.1 | R-454B | 650
217955267 | ARCOAIRE | Q5H9V48*K*AAA* | EVM5X49M21A* | *95MSU1002122A* | Split System | 48500 | 16.5 | 9 | 2.1 | R-454B | 650
217915642 | ARCOAIRE | N5H9V48*K*AAA* | EVM5X49M21A* | *95MSU1002122A* | Split System | 48500 | 16.5 | 9 | 2.1 | R-454B | 650
217955547 | ARCOAIRE | Q5H9V48*K*AAA* | EVD5X61M21A* | *80MSU1002120A* | Split System | 49000 | 16.5 | 9 | 2.1 | R-454B | 650
217955575 | ARCOAIRE | Q5H9V48*K*AAA* | EVD5X61M21A* | *95MSU1002120A* | Split System | 49000 | 16.5 | 9 | 2.1 | R-454B | 650
217917463 | ARCOAIRE | N5H9V48*K*AAA* | EVD5X61M21A* | *80MSU1002120A* | Split System | 49000 | 16.5 | 9 | 2.1 | R-454B | 650
217917632 | ARCOAIRE | N5H9V48*K*AAA* | EVD5X61M21A* | *95MSU1002120A* | Split System | 49000 | 16.5 | 9 | 2.1 | R-454B | 650
217955317 | ARCOAIRE | Q5H9V48*K*AAA* | EVM5X60M21A* | *95CSU1002122B* | Split System | 48500 | 16.5 | 9 | 2.15 | R-454B | 650
217915968 | ARCOAIRE | N5H9V48*K*AAA* | EVM5X60M21A* | *95CSU1002122B* | Split System | 48500 | 16.5 | 9 | 2.15 | R-454B | 650
217955225 | ARCOAIRE | Q5H9V48*K*AAA* | EVM5X49M21A* | *80CSU0802120B* | Split System | 49000 | 16.5 | 9 | 2.15 | R-454B | 650
217915369 | ARCOAIRE | N5H9V48*K*AAA* | EVM5X49M21A* | *80CSU0802120B* | Split System | 49000 | 16.5 | 9 | 2.15 | R-454B | 650
217895386 | BOSCH | BOVA-60RTB-M20S | BMAC4248DBTA+BMXFDCTA |  | Split System | 44500 | 16.5 | 9 | 1.9 | R-454B | 650
217895349 | BOSCH | BOVB-60RTB-M20S | BMAC4248DBTA | BGH97M100D5A | Split System | 44500 | 16.5 | 9 | 1.9 | R-454B | 650
217895404 | BOSCH | BOVB-60RTB-M20S | BMAC4248DBTA+BMXFDCTA |  | Split System | 44500 | 16.5 | 9 | 1.9 | R-454B | 650
217916684 | BRYANT HEATING AND COOLING SYSTEMS | 249VAN048**AA* | CVAVA4924XMA* | 83*SB60080M21*** | Split System | 48500 | 16.5 | 9 | 2.1 | R-454B | 650
217917128 | BRYANT HEATING AND COOLING SYSTEMS | 249VAN048**AA* | CVAVA6021XMA* | 935CB66100C21*** | Split System | 48500 | 16.5 | 9 | 2.1 | R-454B | 650
217915641 | BRYANT HEATING AND COOLING SYSTEMS | 249VAN048**AA* | CVAMA4921XMA* | 935SB66100M21*** | Split System | 48500 | 16.5 | 9 | 2.1 | R-454B | 650
217917462 | BRYANT HEATING AND COOLING SYSTEMS | 249VAN048**AA* | CVAVA6121XMA* | 83*SB60100M21*** | Split System | 49000 | 16.5 | 9 | 2.1 | R-454B | 650
217915368 | BRYANT HEATING AND COOLING SYSTEMS | 249VAN048**AA* | CVAMA4921XMA* | 83*CB60080C21*** | Split System | 49000 | 16.5 | 9 | 2.15 | R-454B | 650
217908049 | CARRIER | 27VPA948A*030* | CVAVA4924XMA* | 58SU*B080M21**20 | Split System | 48500 | 16.5 | 9 | 2.1 | R-454B | 650
217908084 | CARRIER | 27VPA948A*030* | CVAVA6021XMA* | 59CU5B100C21**22 | Split System | 48500 | 16.5 | 9 | 2.1 | R-454B | 650
217907969 | CARRIER | 27VPA948A*030* | CVAMA4921XMA* | 59SU5B100M21**22 | Split System | 48500 | 16.5 | 9 | 2.1 | R-454B | 650
217908109 | CARRIER | 27VPA948A*030* | CVAVA6121XMA* | 58SU*B100M21**20 | Split System | 49000 | 16.5 | 9 | 2.1 | R-454B | 650
217908122 | CARRIER | 27VPA948A*030* | CVAVA6121XMA* | 59SU5B100M21**20 | Split System | 49000 | 16.5 | 9 | 2.1 | R-454B | 650
217907994 | CARRIER | 27VPA948A*030* | CVAMA6021XMA* | 59CU5B100C21**22 | Split System | 48500 | 16.5 | 9 | 2.15 | R-454B | 650
217907948 | CARRIER | 27VPA948A*030* | CVAMA4921XMA* | 58CU*B080C21**20 | Split System | 49000 | 16.5 | 9 | 2.15 | R-454B | 650
217917136 | COMFORTMAKER | Q5H9V48*K*AAA* | EVD5X60M21A* | *95CSU1002122B* | Split System | 48500 | 16.5 | 9 | 2.1 | R-454B | 650
217917131 | COMFORTMAKER | N5H9V48*K*AAA* | EVD5X60M21A* | *95CSU1002122B* | Split System | 48500 | 16.5 | 9 | 2.1 | R-454B | 650
217916692 | COMFORTMAKER | Q5H9V48*K*AAA* | EVD5X49M24A* | *80MSU0802120A* | Split System | 48500 | 16.5 | 9 | 2.1 | R-454B | 650
217915649 | COMFORTMAKER | Q5H9V48*K*AAA* | EVM5X49M21A* | *95MSU1002122A* | Split System | 48500 | 16.5 | 9 | 2.1 | R-454B | 650
217915644 | COMFORTMAKER | N5H9V48*K*AAA* | EVM5X49M21A* | *95MSU1002122A* | Split System | 48500 | 16.5 | 9 | 2.1 | R-454B | 650
217917465 | COMFORTMAKER | N5H9V48*K*AAA* | EVD5X61M21A* | *80MSU1002120A* | Split System | 49000 | 16.5 | 9 | 2.1 | R-454B | 650
217917634 | COMFORTMAKER | N5H9V48*K*AAA* | EVD5X61M21A* | *95MSU1002120A* | Split System | 49000 | 16.5 | 9 | 2.1 | R-454B | 650
217917470 | COMFORTMAKER | Q5H9V48*K*AAA* | EVD5X61M21A* | *80MSU1002120A* | Split System | 49000 | 16.5 | 9 | 2.1 | R-454B | 650
217915975 | COMFORTMAKER | Q5H9V48*K*AAA* | EVM5X60M21A* | *95CSU1002122B* | Split System | 48500 | 16.5 | 9 | 2.15 | R-454B | 650
217915970 | COMFORTMAKER | N5H9V48*K*AAA* | EVM5X60M21A* | *95CSU1002122B* | Split System | 48500 | 16.5 | 9 | 2.15 | R-454B | 650
217915371 | COMFORTMAKER | N5H9V48*K*AAA* | EVM5X49M21A* | *80CSU0802120B* | Split System | 49000 | 16.5 | 9 | 2.15 | R-454B | 650
217916688 | DAY & NIGHT | N5H9V48*K*AAA* | EVD5X49M24A* | *80MSU0802120A* | Split System | 48500 | 16.5 | 9 | 2.1 | R-454B | 650
217917132 | DAY & NIGHT | N5H9V48*K*AAA* | EVD5X60M21A* | *95CSU1002122B* | Split System | 48500 | 16.5 | 9 | 2.1 | R-454B | 650
217916693 | DAY & NIGHT | Q5H9V48*K*AAA* | EVD5X49M24A* | *80MSU0802120A* | Split System | 48500 | 16.5 | 9 | 2.1 | R-454B | 650
217917137 | DAY & NIGHT | Q5H9V48*K*AAA* | EVD5X60M21A* | *95CSU1002122B* | Split System | 48500 | 16.5 | 9 | 2.1 | R-454B | 650
217915645 | DAY & NIGHT | N5H9V48*K*AAA* | EVM5X49M21A* | *95MSU1002122A* | Split System | 48500 | 16.5 | 9 | 2.1 | R-454B | 650
217915650 | DAY & NIGHT | Q5H9V48*K*AAA* | EVM5X49M21A* | *95MSU1002122A* | Split System | 48500 | 16.5 | 9 | 2.1 | R-454B | 650
217917635 | DAY & NIGHT | N5H9V48*K*AAA* | EVD5X61M21A* | *95MSU1002120A* | Split System | 49000 | 16.5 | 9 | 2.1 | R-454B | 650
217917466 | DAY & NIGHT | N5H9V48*K*AAA* | EVD5X61M21A* | *80MSU1002120A* | Split System | 49000 | 16.5 | 9 | 2.1 | R-454B | 650
217917471 | DAY & NIGHT | Q5H9V48*K*AAA* | EVD5X61M21A* | *80MSU1002120A* | Split System | 49000 | 16.5 | 9 | 2.1 | R-454B | 650
217917640 | DAY & NIGHT | Q5H9V48*K*AAA* | EVD5X61M21A* | *95MSU1002120A* | Split System | 49000 | 16.5 | 9 | 2.1 | R-454B | 650
217915971 | DAY & NIGHT | N5H9V48*K*AAA* | EVM5X60M21A* | *95CSU1002122B* | Split System | 48500 | 16.5 | 9 | 2.15 | R-454B | 650
217915976 | DAY & NIGHT | Q5H9V48*K*AAA* | EVM5X60M21A* | *95CSU1002122B* | Split System | 48500 | 16.5 | 9 | 2.15 | R-454B | 650
217915377 | DAY & NIGHT | Q5H9V48*K*AAA* | EVM5X49M21A* | *80CSU0802120B* | Split System | 49000 | 16.5 | 9 | 2.15 | R-454B | 650
217915372 | DAY & NIGHT | N5H9V48*K*AAA* | EVM5X49M21A* | *80CSU0802120B* | Split System | 49000 | 16.5 | 9 | 2.15 | R-454B | 650
217270351 | HAIER | 1U24T3PS*HE | NCHC24BT5****+TDR | NF96U070S3B*** | Split System | 24000 | 16.5 | 9 | 1.8 | R-454B | 650
217270322 | HAIER | 1U24T3PS*HE | NCUC36BT5****+TDR | NF95X060S3B*** | Split System | 24000 | 16.5 | 9 | 1.8 | R-454B | 650
217916689 | HEIL | N5H9V48*K*AAA* | EVD5X49M24A* | *80MSU0802120A* | Split System | 48500 | 16.5 | 9 | 2.1 | R-454B | 650
217917138 | HEIL | Q5H9V48*K*AAA* | EVD5X60M21A* | *95CSU1002122B* | Split System | 48500 | 16.5 | 9 | 2.1 | R-454B | 650
217917133 | HEIL | N5H9V48*K*AAA* | EVD5X60M21A* | *95CSU1002122B* | Split System | 48500 | 16.5 | 9 | 2.1 | R-454B | 650
217916694 | HEIL | Q5H9V48*K*AAA* | EVD5X49M24A* | *80MSU0802120A* | Split System | 48500 | 16.5 | 9 | 2.1 | R-454B | 650
217915651 | HEIL | Q5H9V48*K*AAA* | EVM5X49M21A* | *95MSU1002122A* | Split System | 48500 | 16.5 | 9 | 2.1 | R-454B | 650
217915646 | HEIL | N5H9V48*K*AAA* | EVM5X49M21A* | *95MSU1002122A* | Split System | 48500 | 16.5 | 9 | 2.1 | R-454B | 650
217917636 | HEIL | N5H9V48*K*AAA* | EVD5X61M21A* | *95MSU1002120A* | Split System | 49000 | 16.5 | 9 | 2.1 | R-454B | 650
217917467 | HEIL | N5H9V48*K*AAA* | EVD5X61M21A* | *80MSU1002120A* | Split System | 49000 | 16.5 | 9 | 2.1 | R-454B | 650
217917472 | HEIL | Q5H9V48*K*AAA* | EVD5X61M21A* | *80MSU1002120A* | Split System | 49000 | 16.5 | 9 | 2.1 | R-454B | 650
217917641 | HEIL | Q5H9V48*K*AAA* | EVD5X61M21A* | *95MSU1002120A* | Split System | 49000 | 16.5 | 9 | 2.1 | R-454B | 650
217915977 | HEIL | Q5H9V48*K*AAA* | EVM5X60M21A* | *95CSU1002122B* | Split System | 48500 | 16.5 | 9 | 2.15 | R-454B | 650
217915972 | HEIL | N5H9V48*K*AAA* | EVM5X60M21A* | *95CSU1002122B* | Split System | 48500 | 16.5 | 9 | 2.15 | R-454B | 650
217915373 | HEIL | N5H9V48*K*AAA* | EVM5X49M21A* | *80CSU0802120B* | Split System | 49000 | 16.5 | 9 | 2.15 | R-454B | 650
217915378 | HEIL | Q5H9V48*K*AAA* | EVM5X49M21A* | *80CSU0802120B* | Split System | 49000 | 16.5 | 9 | 2.15 | R-454B | 650
217917134 | KEEPRITE | N5H9V48*K*AAA* | EVD5X60M21A* | *95CSU1002122B* | Split System | 48500 | 16.5 | 9 | 2.1 | R-454B | 650
217916690 | KEEPRITE | N5H9V48*K*AAA* | EVD5X49M24A* | *80MSU0802120A* | Split System | 48500 | 16.5 | 9 | 2.1 | R-454B | 650
217916695 | KEEPRITE | Q5H9V48*K*AAA* | EVD5X49M24A* | *80MSU0802120A* | Split System | 48500 | 16.5 | 9 | 2.1 | R-454B | 650
217917139 | KEEPRITE | Q5H9V48*K*AAA* | EVD5X60M21A* | *95CSU1002122B* | Split System | 48500 | 16.5 | 9 | 2.1 | R-454B | 650
217915652 | KEEPRITE | Q5H9V48*K*AAA* | EVM5X49M21A* | *95MSU1002122A* | Split System | 48500 | 16.5 | 9 | 2.1 | R-454B | 650
217915647 | KEEPRITE | N5H9V48*K*AAA* | EVM5X49M21A* | *95MSU1002122A* | Split System | 48500 | 16.5 | 9 | 2.1 | R-454B | 650
217917473 | KEEPRITE | Q5H9V48*K*AAA* | EVD5X61M21A* | *80MSU1002120A* | Split System | 49000 | 16.5 | 9 | 2.1 | R-454B | 650
217917468 | KEEPRITE | N5H9V48*K*AAA* | EVD5X61M21A* | *80MSU1002120A* | Split System | 49000 | 16.5 | 9 | 2.1 | R-454B | 650
217917637 | KEEPRITE | N5H9V48*K*AAA* | EVD5X61M21A* | *95MSU1002120A* | Split System | 49000 | 16.5 | 9 | 2.1 | R-454B | 650
217917642 | KEEPRITE | Q5H9V48*K*AAA* | EVD5X61M21A* | *95MSU1002120A* | Split System | 49000 | 16.5 | 9 | 2.1 | R-454B | 650
217915978 | KEEPRITE | Q5H9V48*K*AAA* | EVM5X60M21A* | *95CSU1002122B* | Split System | 48500 | 16.5 | 9 | 2.15 | R-454B | 650
217915973 | KEEPRITE | N5H9V48*K*AAA* | EVM5X60M21A* | *95CSU1002122B* | Split System | 48500 | 16.5 | 9 | 2.15 | R-454B | 650
217915379 | KEEPRITE | Q5H9V48*K*AAA* | EVM5X49M21A* | *80CSU0802120B* | Split System | 49000 | 16.5 | 9 | 2.15 | R-454B | 650
217915374 | KEEPRITE | N5H9V48*K*AAA* | EVM5X49M21A* | *80CSU0802120B* | Split System | 49000 | 16.5 | 9 | 2.15 | R-454B | 650
217916691 | TEMPSTAR | N5H9V48*K*AAA* | EVD5X49M24A* | *80MSU0802120A* | Split System | 48500 | 16.5 | 9 | 2.1 | R-454B | 650
217917140 | TEMPSTAR | Q5H9V48*K*AAA* | EVD5X60M21A* | *95CSU1002122B* | Split System | 48500 | 16.5 | 9 | 2.1 | R-454B | 650
217917135 | TEMPSTAR | N5H9V48*K*AAA* | EVD5X60M21A* | *95CSU1002122B* | Split System | 48500 | 16.5 | 9 | 2.1 | R-454B | 650
217915653 | TEMPSTAR | Q5H9V48*K*AAA* | EVM5X49M21A* | *95MSU1002122A* | Split System | 48500 | 16.5 | 9 | 2.1 | R-454B | 650
217915648 | TEMPSTAR | N5H9V48*K*AAA* | EVM5X49M21A* | *95MSU1002122A* | Split System | 48500 | 16.5 | 9 | 2.1 | R-454B | 650
217917643 | TEMPSTAR | Q5H9V48*K*AAA* | EVD5X61M21A* | *95MSU1002120A* | Split System | 49000 | 16.5 | 9 | 2.1 | R-454B | 650
217917469 | TEMPSTAR | N5H9V48*K*AAA* | EVD5X61M21A* | *80MSU1002120A* | Split System | 49000 | 16.5 | 9 | 2.1 | R-454B | 650
217917638 | TEMPSTAR | N5H9V48*K*AAA* | EVD5X61M21A* | *95MSU1002120A* | Split System | 49000 | 16.5 | 9 | 2.1 | R-454B | 650
217917474 | TEMPSTAR | Q5H9V48*K*AAA* | EVD5X61M21A* | *80MSU1002120A* | Split System | 49000 | 16.5 | 9 | 2.1 | R-454B | 650
217915979 | TEMPSTAR | Q5H9V48*K*AAA* | EVM5X60M21A* | *95CSU1002122B* | Split System | 48500 | 16.5 | 9 | 2.15 | R-454B | 650
217915974 | TEMPSTAR | N5H9V48*K*AAA* | EVM5X60M21A* | *95CSU1002122B* | Split System | 48500 | 16.5 | 9 | 2.15 | R-454B | 650
217915375 | TEMPSTAR | N5H9V48*K*AAA* | EVM5X49M21A* | *80CSU0802120B* | Split System | 49000 | 16.5 | 9 | 2.15 | R-454B | 650
217915380 | TEMPSTAR | Q5H9V48*K*AAA* | EVM5X49M21A* | *80CSU0802120B* | Split System | 49000 | 16.5 | 9 | 2.15 | R-454B | 650
217270366 | HAIER | 1U24T3PS*HE | NCHC30BT5****+TDR | NF95X060S3B*** | Split System | 24000 | 16.55 | 9 | 1.8 | R-454B | 650
217270299 | HAIER | 1U24T3PS*HE | NCUC30AT5****+TDR | NF80U045S3A*** | Split System | 24000 | 16.85 | 9 | 1.8 | R-454B | 650
217270613 | HAIER | 1U24T3PS*HE | NCUC30BT5****+TDR | NF96U045V3B*** | Split System | 23800 | 16.95 | 9 | 1.8 | R-454B | 650
217895284 | BOSCH | BOVB-60RTB-M20S | BMAC4248DBTA | BGH96M120D5C | Split System | 44500 | 17 | 9 | 1.9 | R-454B | 650
217895350 | BOSCH | BOVB-60RTB-M20S | BMAC4248DBTA | BGH97M120D5A | Split System | 44500 | 17 | 9 | 1.9 | R-454B | 650
217895239 | BOSCH | BOVA-60RTB-M20S | BMAC4248DBTA | BGH97M120D5A | Split System | 44500 | 17 | 9 | 1.9 | R-454B | 650
218328495 | FRIEDRICH | FRP17AY24AJVC | RH2TY2417STANN |  | Split System | 22600 | 17 | 9 | 2.1 | R-454B | 650
217270294 | HAIER | 1U24T3PS*HE | NCUC30AT5****+TDR | NF80X060S3A*** | Split System | 23800 | 17.05 | 9 | 1.8 | R-454B | 650
217270293 | HAIER | 1U24T3PS*HE | NCUC30AT5****+TDR | NF80X040S3A*** | Split System | 24000 | 17.05 | 9 | 1.8 | R-454B | 650
217313305 | GE Appliances | NS18H24HA5*** | NCUC36BT5****+TDR | NF93U030S3BF*** | Split System | 24000 | 17.2 | 9 | 1.8 | R-454B | 650
217270617 | HAIER | 1U24T3PS*HE | NCHC24BT5****+TDR | NF96U045V3B*** | Split System | 24000 | 17.3 | 9 | 1.8 | R-454B | 650
217313362 | GE Appliances | NS18H24HA5*** | NCHC24BT5****+TDR | NF93U070S3BF*** | Split System | 24000 | 17.35 | 9 | 1.8 | R-454B | 650
217270311 | HAIER | 1U24T3PS*HE | NCUC36AT5****+TDR | NF80X060S3A*** | Split System | 24000 | 17.45 | 9 | 1.85 | R-454B | 650
217895383 | BOSCH | BOVA-36RTB-M20S | BMAC4248CBTA+BMXFCCTA |  | Split System | 33000 | 17.5 | 9 | 1.9 | R-454B | 650
217903143 | BOSCH | BOVB-36MTB-M19E | BMAC4248CBTA | BGH97M100C5C | Split System | 34400 | 17.5 | 9 | 2 | R-454B | 650
217903135 | BOSCH | BOVB-36MTB-M19E | BMAC4248CBTA | BGH96M100C5C | Split System | 34400 | 17.5 | 9 | 2 | R-454B | 650
218066964 | ECOER | EODA19H-4860AB* | EACE3036BE* | MGV96U080B3C | Split System | 33000 | 17.5 | 9 | 1.95 | R-454B | 650
218066972 | ECOER | EODA19H-4860AB* | EACE3036BE* | MGV80M080B4A | Split System | 33000 | 17.5 | 9 | 1.95 | R-454B | 650
218066973 | ECOER | EODA19H-4860AB* | EACE3036BE* | MGV80M060B4A | Split System | 33000 | 17.5 | 9 | 1.95 | R-454B | 650
218066965 | ECOER | EODA19H-4860AB* | EACE3036BE* | MGV96U060B3C | Split System | 33000 | 17.5 | 9 | 1.95 | R-454B | 650
218066960 | ECOER | EODA19H-2436AB* | EACE2430BE* | MGV96U060B3C | Split System | 24000 | 17.5 | 9 | 2.05 | R-454B | 650
218066969 | ECOER | EODA19H-2436AB* | EACE2430BE* | MGV80M060B4A | Split System | 24000 | 17.5 | 9 | 2.05 | R-454B | 650
218066968 | ECOER | EODA19H-2436AB* | EACE2430BE* | MGV80M080B4A | Split System | 24000 | 17.5 | 9 | 2.05 | R-454B | 650
218066959 | ECOER | EODA19H-2436AB* | EACE2430BE* | MGV96U080B3C | Split System | 24000 | 17.5 | 9 | 2.05 | R-454B | 650
217752464 | MIDEA | MOVB-36HDN10-M20G | MC**4248CN10TH+MEME10C5B |  | Split System | 33000 | 17.5 | 9 | 1.9 | R-454B | 650
217901655 | MIDEA | MOVA-36HDN10-M20G | MC**4248CN10TH | MGV96U100C5C | Split System | 34400 | 17.5 | 9 | 2 | R-454B | 650
217901663 | MIDEA | MOVA-36HDN10-M20G | MC**4248CN10TH | MGV97U100C5A | Split System | 34400 | 17.5 | 9 | 2 | R-454B | 650
218066919 | YISO | YOHA2-60CB | YLCN4-3036BE | MGV96U080B3C | Split System | 33000 | 17.5 | 9 | 1.95 | R-454B | 650
218066920 | YISO | YOHA2-60CB | YLCN4-3036BE | MGV96U060B3C | Split System | 33000 | 17.5 | 9 | 1.95 | R-454B | 650
218066928 | YISO | YOHA2-60CB | YLCN4-3036BE | MGV80M060B4A | Split System | 33000 | 17.5 | 9 | 1.95 | R-454B | 650
218066927 | YISO | YOHA2-60CB | YLCN4-3036BE | MGV80M080B4A | Split System | 33000 | 17.5 | 9 | 1.95 | R-454B | 650
218004194 | YISO | YOHA2-36CB | YLCN4-2430BE | EVMF98M28080B3L | Split System | 24000 | 17.5 | 9 | 2.05 | R-454B | 650
218066924 | YISO | YOHA2-36CB | YLCN4-2430BE | MGV80M060B4A | Split System | 24000 | 17.5 | 9 | 2.05 | R-454B | 650
218066914 | YISO | YOHA2-36CB | YLCN4-2430BE | MGV96U080B3C | Split System | 24000 | 17.5 | 9 | 2.05 | R-454B | 650
218066923 | YISO | YOHA2-36CB | YLCN4-2430BE | MGV80M080B4A | Split System | 24000 | 17.5 | 9 | 2.05 | R-454B | 650
218066915 | YISO | YOHA2-36CB | YLCN4-2430BE | MGV96U060B3C | Split System | 24000 | 17.5 | 9 | 2.05 | R-454B | 650
217895223 | BOSCH | BOVA-36RTB-M20S | BMAC2430ABTA | BGH97M060B3A | Split System | 23800 | 18 | 9 | 1.85 | R-454B | 650
217895224 | BOSCH | BOVA-36RTB-M20S | BMAC2430ABTA | BGH97M080B3A | Split System | 23800 | 18 | 9 | 1.85 | R-454B | 650
217895329 | BOSCH | BOVB-36RTB-M20S | BMAC2430ABTA | BGH97M060B3A | Split System | 23800 | 18 | 9 | 1.85 | R-454B | 650
217895269 | BOSCH | BOVB-36RTB-M20S | BMAC2430ABTA | BGH96M080B3C | Split System | 23800 | 18 | 9 | 1.85 | R-454B | 650
217895234 | BOSCH | BOVA-36RTB-M20S | BMAC4248CBTA | BGH97M100C5A | Split System | 33000 | 18 | 9 | 1.9 | R-454B | 650
217903142 | BOSCH | BOVB-36MTB-M19E | BMAC4248BBTA | BGH97M080B3C | Split System | 34200 | 18 | 9 | 2 | R-454B | 650
217903134 | BOSCH | BOVB-36MTB-M19E | BMAC4248BBTA | BGH96M080B3C | Split System | 34200 | 18 | 9 | 2 | R-454B | 650
217998290 | ECOER | EODA19H-4860AB* | EBCT3036BB* | EVMF98M28080B3L | Split System | 33000 | 18 | 9 | 1.95 | R-454B | 650
218601894 | KENMORE | XH936E2C11 | CTM36C5ADS2+JMC16C2SN1+CC |  | Split System | 35000 | 18 | 9 | 2 | R-454B | 650
218601910 | KENMORE | XH936E2C11 | CTF36C5ADS2+JMC16C2SN1+CC |  | Split System | 35000 | 18 | 9 | 2 | R-454B | 650
217752882 | MIDEA | MOVD-36HDN10-M20G | MC**2430AN10TH | MGV96U080B3C | Split System | 23800 | 18 | 9 | 1.85 | R-454B | 650
217901662 | MIDEA | MOVA-36HDN10-M20G | MC**4248BN10TH | MGV97U080B3A | Split System | 34200 | 18 | 9 | 2 | R-454B | 650
217901654 | MIDEA | MOVA-36HDN10-M20G | MC**4248BN10TH | MGV96U080B3C | Split System | 34200 | 18 | 9 | 2 | R-454B | 650
217270174 | HAIER | 1U36T3PC*HE | NAM36E1TA5**** |  | Split System | 36000 | 18.5 | 9 | 1.9 | R-454B | 650
216801886 | CHAMPION HEATING AND COOLING | HH836E2S11 | CTM48C5CFS1 | Z8ET120C20LMPS1 | Split System | 32800 | 19 | 9 | 2 | R-454B | 650
216801879 | CHAMPION HEATING AND COOLING | HH836E2S11 | CTF48C5CFS1 | Z8ET100C16LMPS1 | Split System | 33600 | 19 | 9 | 2 | R-454B | 650
216801785 | FRASER-JOHNSTON | HH836E2S11 | CTM48C5CFS1 | Z8ET100C20LMPS1 | Split System | 33200 | 19 | 9 | 2 | R-454B | 650
218601914 | KENMORE | XH936E2C11 | CTM36B5ADS2+JMC12B2SN1+CC |  | Split System | 35000 | 19 | 9 | 2 | R-454B | 650
218601897 | KENMORE | XH936E2C11 | CTF36B5ADS2+JMC12B2SN1+CC |  | Split System | 35000 | 19 | 9 | 2 | R-454B | 650
216801812 | LUXAIRE | HH836E2S11 | CTF48C5CFS1 | Z8ET120C20LMPS1 | Split System | 32600 | 19 | 9 | 2 | R-454B | 650
217970387 | AC PRO | A7CP21V48P-**A | 7E[C,U]60CX-**+TDR | EFV16CCA* | Split System | 46500 | 20 | 9 | 2.12 | R-454B | 650
218018519 | ACIQ | N5H9V24*K*AAA* | ESH5X24M12A* | *97CTN0601716A* | Split System | 23200 | 15.2 | 9 | 1.82 | R-454B | 650
218019428 | ACIQ | N5H9V24*K*AAA* | EA*5X30M17A* | *96CTN0401410B* | Split System | 23200 | 15.2 | 9 | 1.82 | R-454B | 650
218018528 | ACIQ | N5H9V24*K*AAA* | ESH5X30M12A* | *96VSN0401410B* | Split System | 23200 | 15.2 | 9 | 1.82 | R-454B | 650
218018534 | ACIQ | N5H9V24*K*AAA* | ESH5X30M12A* | *96VTN0401410B* | Split System | 23400 | 15.2 | 9 | 1.82 | R-454B | 650
218020499 | ACIQ | N5H9V24*K*AAA* | ESH5X30M12A* | *96CTN0401410B* | Split System | 23200 | 15.2 | 9 | 1.84 | R-454B | 650
218020881 | ACIQ | N5H9V36*K*AAA* | F5MA5*36L*B* |  | Split System | 33600 | 15.2 | 9 | 2.18 | R-454B | 650
217946264 | AIRQUEST | N5H9V24*K*AAA* | ESH5X24M12A* | *97CTN0601716A* | Split System | 23200 | 15.2 | 9 | 1.82 | R-454B | 650
217946271 | AIRQUEST | Q5H9V24*K*AAA* | ESH5X24M12A* | *97CTN0601716A* | Split System | 23200 | 15.2 | 9 | 1.82 | R-454B | 650
217951659 | AIRQUEST | N5H9V24*K*AAA* | EA*5X30M17A* | *96CTN0401410B* | Split System | 23200 | 15.2 | 9 | 1.82 | R-454B | 650
217951666 | AIRQUEST | Q5H9V24*K*AAA* | EA*5X30M17A* | *96CTN0401410B* | Split System | 23200 | 15.2 | 9 | 1.82 | R-454B | 650
217946286 | AIRQUEST | Q5H9V24*K*AAA* | ESH5X30M12A* | *96VSN0401410B* | Split System | 23200 | 15.2 | 9 | 1.82 | R-454B | 650
217946279 | AIRQUEST | N5H9V24*K*AAA* | ESH5X30M12A* | *96VSN0401410B* | Split System | 23200 | 15.2 | 9 | 1.82 | R-454B | 650
217946301 | AIRQUEST | Q5H9V24*K*AAA* | ESH5X30M12A* | *96VTN0401410B* | Split System | 23400 | 15.2 | 9 | 1.82 | R-454B | 650
217946294 | AIRQUEST | N5H9V24*K*AAA* | ESH5X30M12A* | *96VTN0401410B* | Split System | 23400 | 15.2 | 9 | 1.82 | R-454B | 650
217944466 | AIRQUEST | Q5H9V24*K*AAA* | ESH5X30M12A* | *96CTN0401410B* | Split System | 23200 | 15.2 | 9 | 1.84 | R-454B | 650
217944459 | AIRQUEST | N5H9V24*K*AAA* | ESH5X30M12A* | *96CTN0401410B* | Split System | 23200 | 15.2 | 9 | 1.84 | R-454B | 650
217946270 | ARCOAIRE | Q5H9V24*K*AAA* | ESH5X24M12A* | *97CTN0601716A* | Split System | 23200 | 15.2 | 9 | 1.82 | R-454B | 650
217946263 | ARCOAIRE | N5H9V24*K*AAA* | ESH5X24M12A* | *97CTN0601716A* | Split System | 23200 | 15.2 | 9 | 1.82 | R-454B | 650
217951658 | ARCOAIRE | N5H9V24*K*AAA* | EA*5X30M17A* | *96CTN0401410B* | Split System | 23200 | 15.2 | 9 | 1.82 | R-454B | 650
217951665 | ARCOAIRE | Q5H9V24*K*AAA* | EA*5X30M17A* | *96CTN0401410B* | Split System | 23200 | 15.2 | 9 | 1.82 | R-454B | 650
217946285 | ARCOAIRE | Q5H9V24*K*AAA* | ESH5X30M12A* | *96VSN0401410B* | Split System | 23200 | 15.2 | 9 | 1.82 | R-454B | 650
217946278 | ARCOAIRE | N5H9V24*K*AAA* | ESH5X30M12A* | *96VSN0401410B* | Split System | 23200 | 15.2 | 9 | 1.82 | R-454B | 650
217946293 | ARCOAIRE | N5H9V24*K*AAA* | ESH5X30M12A* | *96VTN0401410B* | Split System | 23400 | 15.2 | 9 | 1.82 | R-454B | 650
217946300 | ARCOAIRE | Q5H9V24*K*AAA* | ESH5X30M12A* | *96VTN0401410B* | Split System | 23400 | 15.2 | 9 | 1.82 | R-454B | 650
217944465 | ARCOAIRE | Q5H9V24*K*AAA* | ESH5X30M12A* | *96CTN0401410B* | Split System | 23200 | 15.2 | 9 | 1.84 | R-454B | 650
217944458 | ARCOAIRE | N5H9V24*K*AAA* | ESH5X30M12A* | *96CTN0401410B* | Split System | 23200 | 15.2 | 9 | 1.84 | R-454B | 650
217946262 | BRYANT HEATING AND COOLING SYSTEMS | 249VAN024**AA* | CSAH*2412AM* | 987TA48060C17*** | Split System | 23200 | 15.2 | 9 | 1.82 | R-454B | 650
217951657 | BRYANT HEATING AND COOLING SYSTEMS | 249VAN024**AA* | CAA**3017AM* | 986TD30040C14*** | Split System | 23200 | 15.2 | 9 | 1.82 | R-454B | 650
217946277 | BRYANT HEATING AND COOLING SYSTEMS | 249VAN024**AA* | CSAH*3012AM* | 926SB30040V14*** | Split System | 23200 | 15.2 | 9 | 1.82 | R-454B | 650
217946292 | BRYANT HEATING AND COOLING SYSTEMS | 249VAN024**AA* | CSAH*3012AM* | 926TC30040V14*** | Split System | 23400 | 15.2 | 9 | 1.82 | R-454B | 650
217944457 | BRYANT HEATING AND COOLING SYSTEMS | 249VAN024**AA* | CSAH*3012AM* | 986TD30040C14*** | Split System | 23200 | 15.2 | 9 | 1.84 | R-454B | 650
217908868 | CARRIER | 27VPA936A*030* | F55AA*B36L* |  | Split System | 33600 | 15.2 | 9 | 2.18 | R-454B | 650
217946265 | COMFORTMAKER | N5H9V24*K*AAA* | ESH5X24M12A* | *97CTN0601716A* | Split System | 23200 | 15.2 | 9 | 1.82 | R-454B | 650
217946272 | COMFORTMAKER | Q5H9V24*K*AAA* | ESH5X24M12A* | *97CTN0601716A* | Split System | 23200 | 15.2 | 9 | 1.82 | R-454B | 650
217951660 | COMFORTMAKER | N5H9V24*K*AAA* | EA*5X30M17A* | *96CTN0401410B* | Split System | 23200 | 15.2 | 9 | 1.82 | R-454B | 650
217951667 | COMFORTMAKER | Q5H9V24*K*AAA* | EA*5X30M17A* | *96CTN0401410B* | Split System | 23200 | 15.2 | 9 | 1.82 | R-454B | 650
217946280 | COMFORTMAKER | N5H9V24*K*AAA* | ESH5X30M12A* | *96VSN0401410B* | Split System | 23200 | 15.2 | 9 | 1.82 | R-454B | 650
217946287 | COMFORTMAKER | Q5H9V24*K*AAA* | ESH5X30M12A* | *96VSN0401410B* | Split System | 23200 | 15.2 | 9 | 1.82 | R-454B | 650
217946295 | COMFORTMAKER | N5H9V24*K*AAA* | ESH5X30M12A* | *96VTN0401410B* | Split System | 23400 | 15.2 | 9 | 1.82 | R-454B | 650
217946302 | COMFORTMAKER | Q5H9V24*K*AAA* | ESH5X30M12A* | *96VTN0401410B* | Split System | 23400 | 15.2 | 9 | 1.82 | R-454B | 650
217944460 | COMFORTMAKER | N5H9V24*K*AAA* | ESH5X30M12A* | *96CTN0401410B* | Split System | 23200 | 15.2 | 9 | 1.84 | R-454B | 650
217944467 | COMFORTMAKER | Q5H9V24*K*AAA* | ESH5X30M12A* | *96CTN0401410B* | Split System | 23200 | 15.2 | 9 | 1.84 | R-454B | 650
217946273 | DAY & NIGHT | Q5H9V24*K*AAA* | ESH5X24M12A* | *97CTN0601716A* | Split System | 23200 | 15.2 | 9 | 1.82 | R-454B | 650
217946266 | DAY & NIGHT | N5H9V24*K*AAA* | ESH5X24M12A* | *97CTN0601716A* | Split System | 23200 | 15.2 | 9 | 1.82 | R-454B | 650
217951668 | DAY & NIGHT | Q5H9V24*K*AAA* | EA*5X30M17A* | *96CTN0401410B* | Split System | 23200 | 15.2 | 9 | 1.82 | R-454B | 650
217951661 | DAY & NIGHT | N5H9V24*K*AAA* | EA*5X30M17A* | *96CTN0401410B* | Split System | 23200 | 15.2 | 9 | 1.82 | R-454B | 650
217946281 | DAY & NIGHT | N5H9V24*K*AAA* | ESH5X30M12A* | *96VSN0401410B* | Split System | 23200 | 15.2 | 9 | 1.82 | R-454B | 650
217946288 | DAY & NIGHT | Q5H9V24*K*AAA* | ESH5X30M12A* | *96VSN0401410B* | Split System | 23200 | 15.2 | 9 | 1.82 | R-454B | 650
217946296 | DAY & NIGHT | N5H9V24*K*AAA* | ESH5X30M12A* | *96VTN0401410B* | Split System | 23400 | 15.2 | 9 | 1.82 | R-454B | 650
217946303 | DAY & NIGHT | Q5H9V24*K*AAA* | ESH5X30M12A* | *96VTN0401410B* | Split System | 23400 | 15.2 | 9 | 1.82 | R-454B | 650
217944461 | DAY & NIGHT | N5H9V24*K*AAA* | ESH5X30M12A* | *96CTN0401410B* | Split System | 23200 | 15.2 | 9 | 1.84 | R-454B | 650
217944468 | DAY & NIGHT | Q5H9V24*K*AAA* | ESH5X30M12A* | *96CTN0401410B* | Split System | 23200 | 15.2 | 9 | 1.84 | R-454B | 650
217946267 | HEIL | N5H9V24*K*AAA* | ESH5X24M12A* | *97CTN0601716A* | Split System | 23200 | 15.2 | 9 | 1.82 | R-454B | 650
217946274 | HEIL | Q5H9V24*K*AAA* | ESH5X24M12A* | *97CTN0601716A* | Split System | 23200 | 15.2 | 9 | 1.82 | R-454B | 650
217951669 | HEIL | Q5H9V24*K*AAA* | EA*5X30M17A* | *96CTN0401410B* | Split System | 23200 | 15.2 | 9 | 1.82 | R-454B | 650
217951662 | HEIL | N5H9V24*K*AAA* | EA*5X30M17A* | *96CTN0401410B* | Split System | 23200 | 15.2 | 9 | 1.82 | R-454B | 650
217946282 | HEIL | N5H9V24*K*AAA* | ESH5X30M12A* | *96VSN0401410B* | Split System | 23200 | 15.2 | 9 | 1.82 | R-454B | 650
217946289 | HEIL | Q5H9V24*K*AAA* | ESH5X30M12A* | *96VSN0401410B* | Split System | 23200 | 15.2 | 9 | 1.82 | R-454B | 650
217946297 | HEIL | N5H9V24*K*AAA* | ESH5X30M12A* | *96VTN0401410B* | Split System | 23400 | 15.2 | 9 | 1.82 | R-454B | 650
217946304 | HEIL | Q5H9V24*K*AAA* | ESH5X30M12A* | *96VTN0401410B* | Split System | 23400 | 15.2 | 9 | 1.82 | R-454B | 650
217944462 | HEIL | N5H9V24*K*AAA* | ESH5X30M12A* | *96CTN0401410B* | Split System | 23200 | 15.2 | 9 | 1.84 | R-454B | 650
217944469 | HEIL | Q5H9V24*K*AAA* | ESH5X30M12A* | *96CTN0401410B* | Split System | 23200 | 15.2 | 9 | 1.84 | R-454B | 650
217946268 | KEEPRITE | N5H9V24*K*AAA* | ESH5X24M12A* | *97CTN0601716A* | Split System | 23200 | 15.2 | 9 | 1.82 | R-454B | 650
217946275 | KEEPRITE | Q5H9V24*K*AAA* | ESH5X24M12A* | *97CTN0601716A* | Split System | 23200 | 15.2 | 9 | 1.82 | R-454B | 650
217951670 | KEEPRITE | Q5H9V24*K*AAA* | EA*5X30M17A* | *96CTN0401410B* | Split System | 23200 | 15.2 | 9 | 1.82 | R-454B | 650
217951663 | KEEPRITE | N5H9V24*K*AAA* | EA*5X30M17A* | *96CTN0401410B* | Split System | 23200 | 15.2 | 9 | 1.82 | R-454B | 650
217946283 | KEEPRITE | N5H9V24*K*AAA* | ESH5X30M12A* | *96VSN0401410B* | Split System | 23200 | 15.2 | 9 | 1.82 | R-454B | 650
217946290 | KEEPRITE | Q5H9V24*K*AAA* | ESH5X30M12A* | *96VSN0401410B* | Split System | 23200 | 15.2 | 9 | 1.82 | R-454B | 650
217946298 | KEEPRITE | N5H9V24*K*AAA* | ESH5X30M12A* | *96VTN0401410B* | Split System | 23400 | 15.2 | 9 | 1.82 | R-454B | 650
217946305 | KEEPRITE | Q5H9V24*K*AAA* | ESH5X30M12A* | *96VTN0401410B* | Split System | 23400 | 15.2 | 9 | 1.82 | R-454B | 650
217944463 | KEEPRITE | N5H9V24*K*AAA* | ESH5X30M12A* | *96CTN0401410B* | Split System | 23200 | 15.2 | 9 | 1.84 | R-454B | 650
217944470 | KEEPRITE | Q5H9V24*K*AAA* | ESH5X30M12A* | *96CTN0401410B* | Split System | 23200 | 15.2 | 9 | 1.84 | R-454B | 650
217946269 | TEMPSTAR | N5H9V24*K*AAA* | ESH5X24M12A* | *97CTN0601716A* | Split System | 23200 | 15.2 | 9 | 1.82 | R-454B | 650
217946276 | TEMPSTAR | Q5H9V24*K*AAA* | ESH5X24M12A* | *97CTN0601716A* | Split System | 23200 | 15.2 | 9 | 1.82 | R-454B | 650
217951671 | TEMPSTAR | Q5H9V24*K*AAA* | EA*5X30M17A* | *96CTN0401410B* | Split System | 23200 | 15.2 | 9 | 1.82 | R-454B | 650
217951664 | TEMPSTAR | N5H9V24*K*AAA* | EA*5X30M17A* | *96CTN0401410B* | Split System | 23200 | 15.2 | 9 | 1.82 | R-454B | 650
217946284 | TEMPSTAR | N5H9V24*K*AAA* | ESH5X30M12A* | *96VSN0401410B* | Split System | 23200 | 15.2 | 9 | 1.82 | R-454B | 650
217946291 | TEMPSTAR | Q5H9V24*K*AAA* | ESH5X30M12A* | *96VSN0401410B* | Split System | 23200 | 15.2 | 9 | 1.82 | R-454B | 650
217946299 | TEMPSTAR | N5H9V24*K*AAA* | ESH5X30M12A* | *96VTN0401410B* | Split System | 23400 | 15.2 | 9 | 1.82 | R-454B | 650
217946306 | TEMPSTAR | Q5H9V24*K*AAA* | ESH5X30M12A* | *96VTN0401410B* | Split System | 23400 | 15.2 | 9 | 1.82 | R-454B | 650
217944471 | TEMPSTAR | Q5H9V24*K*AAA* | ESH5X30M12A* | *96CTN0401410B* | Split System | 23200 | 15.2 | 9 | 1.84 | R-454B | 650
217944464 | TEMPSTAR | N5H9V24*K*AAA* | ESH5X30M12A* | *96CTN0401410B* | Split System | 23200 | 15.2 | 9 | 1.84 | R-454B | 650
218019265 | ACIQ | N5H9V24*K*AAA* | ESH5X24M12A* | *96VSN0401410B* | Split System | 23000 | 15.5 | 9 | 1.8 | R-454B | 650
218020544 | ACIQ | N5H9V24*K*AAA* | ESH5X24M12A* | *96VSN0601412B* | Split System | 23200 | 15.5 | 9 | 1.8 | R-454B | 650
218019034 | ACIQ | N5H9V24*K*AAA* | ESH5X24M12A* | OLV098A12* | Split System | 23200 | 15.5 | 9 | 1.8 | R-454B | 650
218020549 | ACIQ | N5H9V24*K*AAA* | ESH5X24M12A* | *96VTN0601412B* | Split System | 23200 | 15.5 | 9 | 1.8 | R-454B | 650
218018764 | ACIQ | N5H9V24*K*AAA* | ESH5X36M12A* | *96CTN0401410B* | Split System | 23600 | 15.5 | 9 | 1.82 | R-454B | 650
218019037 | ACIQ | N5H9V24*K*AAA* | ESH5X30M12A* | OLV098A12* | Split System | 23800 | 15.5 | 9 | 1.82 | R-454B | 650
218019036 | ACIQ | N5H9V24*K*AAA* | ESH5X24M12A* | OMV112K14A | Split System | 23600 | 15.5 | 9 | 1.84 | R-454B | 650
218019163 | ACIQ | N5H9V24*K*AAA* | ESH5X30M12A* | *96VSN0401712B* | Split System | 23400 | 15.5 | 9 | 1.85 | R-454B | 650
218019165 | ACIQ | N5H9V24*K*AAA* | ESH5X30M12A* | *96VTN0401712B* | Split System | 23400 | 15.5 | 9 | 1.85 | R-454B | 650
218017056 | ACIQ | N5H9V36*K*AAA* | EVD5X36M21A* | *80CTL0902120B* | Split System | 36200 | 15.5 | 9 | 2.12 | R-454B | 650
218017499 | ACIQ | N5H9V36*K*AAA* | EVD5X42M21A* | *80CTL0902120B* | Split System | 36200 | 15.5 | 9 | 2.12 | R-454B | 650
217950164 | AIRQUEST | N5H9V24*K*AAA* | ESH5X24M12A* | *96VSN0401410B* | Split System | 23000 | 15.5 | 9 | 1.8 | R-454B | 650
217950171 | AIRQUEST | Q5H9V24*K*AAA* | ESH5X24M12A* | *96VSN0401410B* | Split System | 23000 | 15.5 | 9 | 1.8 | R-454B | 650
217944902 | AIRQUEST | Q5H9V24*K*AAA* | ESH5X24M12A* | *96VTN0601412B* | Split System | 23200 | 15.5 | 9 | 1.8 | R-454B | 650
217944857 | AIRQUEST | Q5H9V24*K*AAA* | ESH5X24M12A* | *96VSN0601412B* | Split System | 23200 | 15.5 | 9 | 1.8 | R-454B | 650
217944850 | AIRQUEST | N5H9V24*K*AAA* | ESH5X24M12A* | *96VSN0601412B* | Split System | 23200 | 15.5 | 9 | 1.8 | R-454B | 650
217944895 | AIRQUEST | N5H9V24*K*AAA* | ESH5X24M12A* | *96VTN0601412B* | Split System | 23200 | 15.5 | 9 | 1.8 | R-454B | 650
217948023 | AIRQUEST | N5H9V24*K*AAA* | ESH5X24M12A* | OLV098A12* | Split System | 23200 | 15.5 | 9 | 1.8 | R-454B | 650
217948030 | AIRQUEST | Q5H9V24*K*AAA* | ESH5X24M12A* | OLV098A12* | Split System | 23200 | 15.5 | 9 | 1.8 | R-454B | 650
217946909 | AIRQUEST | N5H9V24*K*AAA* | ESH5X36M12A* | *96CTN0401410B* | Split System | 23600 | 15.5 | 9 | 1.82 | R-454B | 650
217946916 | AIRQUEST | Q5H9V24*K*AAA* | ESH5X36M12A* | *96CTN0401410B* | Split System | 23600 | 15.5 | 9 | 1.82 | R-454B | 650
217948053 | AIRQUEST | N5H9V24*K*AAA* | ESH5X30M12A* | OLV098A12* | Split System | 23800 | 15.5 | 9 | 1.82 | R-454B | 650
217948060 | AIRQUEST | Q5H9V24*K*AAA* | ESH5X30M12A* | OLV098A12* | Split System | 23800 | 15.5 | 9 | 1.82 | R-454B | 650
217948045 | AIRQUEST | Q5H9V24*K*AAA* | ESH5X24M12A* | OMV112K14A | Split System | 23600 | 15.5 | 9 | 1.84 | R-454B | 650
217948038 | AIRQUEST | N5H9V24*K*AAA* | ESH5X24M12A* | OMV112K14A | Split System | 23600 | 15.5 | 9 | 1.84 | R-454B | 650
217949203 | AIRQUEST | N5H9V24*K*AAA* | ESH5X30M12A* | *96VTN0401712B* | Split System | 23400 | 15.5 | 9 | 1.85 | R-454B | 650
217949195 | AIRQUEST | Q5H9V24*K*AAA* | ESH5X30M12A* | *96VSN0401712B* | Split System | 23400 | 15.5 | 9 | 1.85 | R-454B | 650
217949210 | AIRQUEST | Q5H9V24*K*AAA* | ESH5X30M12A* | *96VTN0401712B* | Split System | 23400 | 15.5 | 9 | 1.85 | R-454B | 650
217949188 | AIRQUEST | N5H9V24*K*AAA* | ESH5X30M12A* | *96VSN0401712B* | Split System | 23400 | 15.5 | 9 | 1.85 | R-454B | 650
217911753 | AIRQUEST | Q5H9V36*K*AAA* | EVD5X36M21A* | *80CTL0902120B* | Split System | 36200 | 15.5 | 9 | 2.12 | R-454B | 650
217913713 | AIRQUEST | N5H9V36*K*AAA* | EVD5X42M21A* | *80CTL0902120B* | Split System | 36200 | 15.5 | 9 | 2.12 | R-454B | 650
217913720 | AIRQUEST | Q5H9V36*K*AAA* | EVD5X42M21A* | *80CTL0902120B* | Split System | 36200 | 15.5 | 9 | 2.12 | R-454B | 650
217911746 | AIRQUEST | N5H9V36*K*AAA* | EVD5X36M21A* | *80CTL0902120B* | Split System | 36200 | 15.5 | 9 | 2.12 | R-454B | 650
217950170 | ARCOAIRE | Q5H9V24*K*AAA* | ESH5X24M12A* | *96VSN0401410B* | Split System | 23000 | 15.5 | 9 | 1.8 | R-454B | 650
217950163 | ARCOAIRE | N5H9V24*K*AAA* | ESH5X24M12A* | *96VSN0401410B* | Split System | 23000 | 15.5 | 9 | 1.8 | R-454B | 650
217944894 | ARCOAIRE | N5H9V24*K*AAA* | ESH5X24M12A* | *96VTN0601412B* | Split System | 23200 | 15.5 | 9 | 1.8 | R-454B | 650
217944849 | ARCOAIRE | N5H9V24*K*AAA* | ESH5X24M12A* | *96VSN0601412B* | Split System | 23200 | 15.5 | 9 | 1.8 | R-454B | 650
217944856 | ARCOAIRE | Q5H9V24*K*AAA* | ESH5X24M12A* | *96VSN0601412B* | Split System | 23200 | 15.5 | 9 | 1.8 | R-454B | 650
217948022 | ARCOAIRE | N5H9V24*K*AAA* | ESH5X24M12A* | OLV098A12* | Split System | 23200 | 15.5 | 9 | 1.8 | R-454B | 650
217948029 | ARCOAIRE | Q5H9V24*K*AAA* | ESH5X24M12A* | OLV098A12* | Split System | 23200 | 15.5 | 9 | 1.8 | R-454B | 650
217944901 | ARCOAIRE | Q5H9V24*K*AAA* | ESH5X24M12A* | *96VTN0601412B* | Split System | 23200 | 15.5 | 9 | 1.8 | R-454B | 650
217946908 | ARCOAIRE | N5H9V24*K*AAA* | ESH5X36M12A* | *96CTN0401410B* | Split System | 23600 | 15.5 | 9 | 1.82 | R-454B | 650
217946915 | ARCOAIRE | Q5H9V24*K*AAA* | ESH5X36M12A* | *96CTN0401410B* | Split System | 23600 | 15.5 | 9 | 1.82 | R-454B | 650
217948052 | ARCOAIRE | N5H9V24*K*AAA* | ESH5X30M12A* | OLV098A12* | Split System | 23800 | 15.5 | 9 | 1.82 | R-454B | 650
217948059 | ARCOAIRE | Q5H9V24*K*AAA* | ESH5X30M12A* | OLV098A12* | Split System | 23800 | 15.5 | 9 | 1.82 | R-454B | 650
217948044 | ARCOAIRE | Q5H9V24*K*AAA* | ESH5X24M12A* | OMV112K14A | Split System | 23600 | 15.5 | 9 | 1.84 | R-454B | 650
217948037 | ARCOAIRE | N5H9V24*K*AAA* | ESH5X24M12A* | OMV112K14A | Split System | 23600 | 15.5 | 9 | 1.84 | R-454B | 650
217949194 | ARCOAIRE | Q5H9V24*K*AAA* | ESH5X30M12A* | *96VSN0401712B* | Split System | 23400 | 15.5 | 9 | 1.85 | R-454B | 650
217949187 | ARCOAIRE | N5H9V24*K*AAA* | ESH5X30M12A* | *96VSN0401712B* | Split System | 23400 | 15.5 | 9 | 1.85 | R-454B | 650
217949209 | ARCOAIRE | Q5H9V24*K*AAA* | ESH5X30M12A* | *96VTN0401712B* | Split System | 23400 | 15.5 | 9 | 1.85 | R-454B | 650
217949202 | ARCOAIRE | N5H9V24*K*AAA* | ESH5X30M12A* | *96VTN0401712B* | Split System | 23400 | 15.5 | 9 | 1.85 | R-454B | 650
217911745 | ARCOAIRE | N5H9V36*K*AAA* | EVD5X36M21A* | *80CTL0902120B* | Split System | 36200 | 15.5 | 9 | 2.12 | R-454B | 650
217911752 | ARCOAIRE | Q5H9V36*K*AAA* | EVD5X36M21A* | *80CTL0902120B* | Split System | 36200 | 15.5 | 9 | 2.12 | R-454B | 650
217913712 | ARCOAIRE | N5H9V36*K*AAA* | EVD5X42M21A* | *80CTL0902120B* | Split System | 36200 | 15.5 | 9 | 2.12 | R-454B | 650
217913719 | ARCOAIRE | Q5H9V36*K*AAA* | EVD5X42M21A* | *80CTL0902120B* | Split System | 36200 | 15.5 | 9 | 2.12 | R-454B | 650
217950162 | BRYANT HEATING AND COOLING SYSTEMS | 249VAN024**AA* | CSAH*2412AM* | 926SB30040V14*** | Split System | 23000 | 15.5 | 9 | 1.8 | R-454B | 650
217944848 | BRYANT HEATING AND COOLING SYSTEMS | 249VAN024**AA* | CSAH*2412AM* | 926SB36060V14*** | Split System | 23200 | 15.5 | 9 | 1.8 | R-454B | 650
217944893 | BRYANT HEATING AND COOLING SYSTEMS | 249VAN024**AA* | CSAH*2412AM* | 926TC36060V14*** | Split System | 23200 | 15.5 | 9 | 1.8 | R-454B | 650
217948021 | BRYANT HEATING AND COOLING SYSTEMS | 249VAN024**AA* | CSAH*2412AM* | OVLAAB036098 | Split System | 23200 | 15.5 | 9 | 1.8 | R-454B | 650
217946907 | BRYANT HEATING AND COOLING SYSTEMS | 249VAN024**AA* | CSAH*3612AM* | 986TD30040C14*** | Split System | 23600 | 15.5 | 9 | 1.82 | R-454B | 650
217948051 | BRYANT HEATING AND COOLING SYSTEMS | 249VAN024**AA* | CSAH*3012AM* | OVLAAB036098 | Split System | 23800 | 15.5 | 9 | 1.82 | R-454B | 650
217948036 | BRYANT HEATING AND COOLING SYSTEMS | 249VAN024**AA* | CSAH*2412AM* | OVMAAB042112 | Split System | 23600 | 15.5 | 9 | 1.84 | R-454B | 650
217949186 | BRYANT HEATING AND COOLING SYSTEMS | 249VAN024**AA* | CSAH*3012AM* | 926SB36040V17*** | Split System | 23400 | 15.5 | 9 | 1.85 | R-454B | 650
217949201 | BRYANT HEATING AND COOLING SYSTEMS | 249VAN024**AA* | CSAH*3012AM* | 926TC36040V17*** | Split System | 23400 | 15.5 | 9 | 1.85 | R-454B | 650
217908872 | BRYANT HEATING AND COOLING SYSTEMS | 249VAN036**AA* | FG5ANXC36L* |  | Split System | 34600 | 15.5 | 9 | 2.08 | R-454B | 650
217908873 | BRYANT HEATING AND COOLING SYSTEMS | 249VAN036**AA* | PF5TNXC36L* |  | Split System | 34600 | 15.5 | 9 | 2.08 | R-454B | 650
217911744 | BRYANT HEATING AND COOLING SYSTEMS | 249VAN036**AA* | CVAVA3621XMA* | 88*TB60090C21*** | Split System | 36200 | 15.5 | 9 | 2.12 | R-454B | 650
217913711 | BRYANT HEATING AND COOLING SYSTEMS | 249VAN036**AA* | CVAVA4221XMA* | 88*TB60090C21*** | Split System | 36200 | 15.5 | 9 | 2.12 | R-454B | 650
217908870 | CARRIER | 27VPA936A*030* | FG5ANXC36L* |  | Split System | 34600 | 15.5 | 9 | 2.08 | R-454B | 650
217907713 | CARRIER | 27VPA936A*030* | CVAVA3621XMA* | 58TN*B090C21**20 | Split System | 36200 | 15.5 | 9 | 2.12 | R-454B | 650
217907848 | CARRIER | 27VPA936A*030* | CVAVA4221XMA* | 58TN*B090C21**20 | Split System | 36200 | 15.5 | 9 | 2.12 | R-454B | 650
217950165 | COMFORTMAKER | N5H9V24*K*AAA* | ESH5X24M12A* | *96VSN0401410B* | Split System | 23000 | 15.5 | 9 | 1.8 | R-454B | 650
217950172 | COMFORTMAKER | Q5H9V24*K*AAA* | ESH5X24M12A* | *96VSN0401410B* | Split System | 23000 | 15.5 | 9 | 1.8 | R-454B | 650
217944851 | COMFORTMAKER | N5H9V24*K*AAA* | ESH5X24M12A* | *96VSN0601412B* | Split System | 23200 | 15.5 | 9 | 1.8 | R-454B | 650
217944858 | COMFORTMAKER | Q5H9V24*K*AAA* | ESH5X24M12A* | *96VSN0601412B* | Split System | 23200 | 15.5 | 9 | 1.8 | R-454B | 650
217944903 | COMFORTMAKER | Q5H9V24*K*AAA* | ESH5X24M12A* | *96VTN0601412B* | Split System | 23200 | 15.5 | 9 | 1.8 | R-454B | 650
217944896 | COMFORTMAKER | N5H9V24*K*AAA* | ESH5X24M12A* | *96VTN0601412B* | Split System | 23200 | 15.5 | 9 | 1.8 | R-454B | 650
217948024 | COMFORTMAKER | N5H9V24*K*AAA* | ESH5X24M12A* | OLV098A12* | Split System | 23200 | 15.5 | 9 | 1.8 | R-454B | 650
217948031 | COMFORTMAKER | Q5H9V24*K*AAA* | ESH5X24M12A* | OLV098A12* | Split System | 23200 | 15.5 | 9 | 1.8 | R-454B | 650
217946917 | COMFORTMAKER | Q5H9V24*K*AAA* | ESH5X36M12A* | *96CTN0401410B* | Split System | 23600 | 15.5 | 9 | 1.82 | R-454B | 650
217946910 | COMFORTMAKER | N5H9V24*K*AAA* | ESH5X36M12A* | *96CTN0401410B* | Split System | 23600 | 15.5 | 9 | 1.82 | R-454B | 650
217948054 | COMFORTMAKER | N5H9V24*K*AAA* | ESH5X30M12A* | OLV098A12* | Split System | 23800 | 15.5 | 9 | 1.82 | R-454B | 650
217948061 | COMFORTMAKER | Q5H9V24*K*AAA* | ESH5X30M12A* | OLV098A12* | Split System | 23800 | 15.5 | 9 | 1.82 | R-454B | 650
217948046 | COMFORTMAKER | Q5H9V24*K*AAA* | ESH5X24M12A* | OMV112K14A | Split System | 23600 | 15.5 | 9 | 1.84 | R-454B | 650
217948039 | COMFORTMAKER | N5H9V24*K*AAA* | ESH5X24M12A* | OMV112K14A | Split System | 23600 | 15.5 | 9 | 1.84 | R-454B | 650
217949196 | COMFORTMAKER | Q5H9V24*K*AAA* | ESH5X30M12A* | *96VSN0401712B* | Split System | 23400 | 15.5 | 9 | 1.85 | R-454B | 650
217949211 | COMFORTMAKER | Q5H9V24*K*AAA* | ESH5X30M12A* | *96VTN0401712B* | Split System | 23400 | 15.5 | 9 | 1.85 | R-454B | 650
217949189 | COMFORTMAKER | N5H9V24*K*AAA* | ESH5X30M12A* | *96VSN0401712B* | Split System | 23400 | 15.5 | 9 | 1.85 | R-454B | 650
217949204 | COMFORTMAKER | N5H9V24*K*AAA* | ESH5X30M12A* | *96VTN0401712B* | Split System | 23400 | 15.5 | 9 | 1.85 | R-454B | 650
217911754 | COMFORTMAKER | Q5H9V36*K*AAA* | EVD5X36M21A* | *80CTL0902120B* | Split System | 36200 | 15.5 | 9 | 2.12 | R-454B | 650
217913714 | COMFORTMAKER | N5H9V36*K*AAA* | EVD5X42M21A* | *80CTL0902120B* | Split System | 36200 | 15.5 | 9 | 2.12 | R-454B | 650
217950166 | DAY & NIGHT | N5H9V24*K*AAA* | ESH5X24M12A* | *96VSN0401410B* | Split System | 23000 | 15.5 | 9 | 1.8 | R-454B | 650
217950173 | DAY & NIGHT | Q5H9V24*K*AAA* | ESH5X24M12A* | *96VSN0401410B* | Split System | 23000 | 15.5 | 9 | 1.8 | R-454B | 650
217944859 | DAY & NIGHT | Q5H9V24*K*AAA* | ESH5X24M12A* | *96VSN0601412B* | Split System | 23200 | 15.5 | 9 | 1.8 | R-454B | 650
217944852 | DAY & NIGHT | N5H9V24*K*AAA* | ESH5X24M12A* | *96VSN0601412B* | Split System | 23200 | 15.5 | 9 | 1.8 | R-454B | 650
217944897 | DAY & NIGHT | N5H9V24*K*AAA* | ESH5X24M12A* | *96VTN0601412B* | Split System | 23200 | 15.5 | 9 | 1.8 | R-454B | 650
217944904 | DAY & NIGHT | Q5H9V24*K*AAA* | ESH5X24M12A* | *96VTN0601412B* | Split System | 23200 | 15.5 | 9 | 1.8 | R-454B | 650
217948025 | DAY & NIGHT | N5H9V24*K*AAA* | ESH5X24M12A* | OLV098A12* | Split System | 23200 | 15.5 | 9 | 1.8 | R-454B | 650
217948032 | DAY & NIGHT | Q5H9V24*K*AAA* | ESH5X24M12A* | OLV098A12* | Split System | 23200 | 15.5 | 9 | 1.8 | R-454B | 650
217946911 | DAY & NIGHT | N5H9V24*K*AAA* | ESH5X36M12A* | *96CTN0401410B* | Split System | 23600 | 15.5 | 9 | 1.82 | R-454B | 650
217946918 | DAY & NIGHT | Q5H9V24*K*AAA* | ESH5X36M12A* | *96CTN0401410B* | Split System | 23600 | 15.5 | 9 | 1.82 | R-454B | 650
217948062 | DAY & NIGHT | Q5H9V24*K*AAA* | ESH5X30M12A* | OLV098A12* | Split System | 23800 | 15.5 | 9 | 1.82 | R-454B | 650
217948055 | DAY & NIGHT | N5H9V24*K*AAA* | ESH5X30M12A* | OLV098A12* | Split System | 23800 | 15.5 | 9 | 1.82 | R-454B | 650
217948040 | DAY & NIGHT | N5H9V24*K*AAA* | ESH5X24M12A* | OMV112K14A | Split System | 23600 | 15.5 | 9 | 1.84 | R-454B | 650
217948047 | DAY & NIGHT | Q5H9V24*K*AAA* | ESH5X24M12A* | OMV112K14A | Split System | 23600 | 15.5 | 9 | 1.84 | R-454B | 650
217949197 | DAY & NIGHT | Q5H9V24*K*AAA* | ESH5X30M12A* | *96VSN0401712B* | Split System | 23400 | 15.5 | 9 | 1.85 | R-454B | 650
217949205 | DAY & NIGHT | N5H9V24*K*AAA* | ESH5X30M12A* | *96VTN0401712B* | Split System | 23400 | 15.5 | 9 | 1.85 | R-454B | 650
217949212 | DAY & NIGHT | Q5H9V24*K*AAA* | ESH5X30M12A* | *96VTN0401712B* | Split System | 23400 | 15.5 | 9 | 1.85 | R-454B | 650
217949190 | DAY & NIGHT | N5H9V24*K*AAA* | ESH5X30M12A* | *96VSN0401712B* | Split System | 23400 | 15.5 | 9 | 1.85 | R-454B | 650
217911755 | DAY & NIGHT | Q5H9V36*K*AAA* | EVD5X36M21A* | *80CTL0902120B* | Split System | 36200 | 15.5 | 9 | 2.12 | R-454B | 650
217911748 | DAY & NIGHT | N5H9V36*K*AAA* | EVD5X36M21A* | *80CTL0902120B* | Split System | 36200 | 15.5 | 9 | 2.12 | R-454B | 650
217913715 | DAY & NIGHT | N5H9V36*K*AAA* | EVD5X42M21A* | *80CTL0902120B* | Split System | 36200 | 15.5 | 9 | 2.12 | R-454B | 650
217913722 | DAY & NIGHT | Q5H9V36*K*AAA* | EVD5X42M21A* | *80CTL0902120B* | Split System | 36200 | 15.5 | 9 | 2.12 | R-454B | 650
217950174 | HEIL | Q5H9V24*K*AAA* | ESH5X24M12A* | *96VSN0401410B* | Split System | 23000 | 15.5 | 9 | 1.8 | R-454B | 650
217950167 | HEIL | N5H9V24*K*AAA* | ESH5X24M12A* | *96VSN0401410B* | Split System | 23000 | 15.5 | 9 | 1.8 | R-454B | 650
217944853 | HEIL | N5H9V24*K*AAA* | ESH5X24M12A* | *96VSN0601412B* | Split System | 23200 | 15.5 | 9 | 1.8 | R-454B | 650
217944898 | HEIL | N5H9V24*K*AAA* | ESH5X24M12A* | *96VTN0601412B* | Split System | 23200 | 15.5 | 9 | 1.8 | R-454B | 650
217944905 | HEIL | Q5H9V24*K*AAA* | ESH5X24M12A* | *96VTN0601412B* | Split System | 23200 | 15.5 | 9 | 1.8 | R-454B | 650
217948033 | HEIL | Q5H9V24*K*AAA* | ESH5X24M12A* | OLV098A12* | Split System | 23200 | 15.5 | 9 | 1.8 | R-454B | 650
217948026 | HEIL | N5H9V24*K*AAA* | ESH5X24M12A* | OLV098A12* | Split System | 23200 | 15.5 | 9 | 1.8 | R-454B | 650
217944860 | HEIL | Q5H9V24*K*AAA* | ESH5X24M12A* | *96VSN0601412B* | Split System | 23200 | 15.5 | 9 | 1.8 | R-454B | 650
217946919 | HEIL | Q5H9V24*K*AAA* | ESH5X36M12A* | *96CTN0401410B* | Split System | 23600 | 15.5 | 9 | 1.82 | R-454B | 650
217946912 | HEIL | N5H9V24*K*AAA* | ESH5X36M12A* | *96CTN0401410B* | Split System | 23600 | 15.5 | 9 | 1.82 | R-454B | 650
217948056 | HEIL | N5H9V24*K*AAA* | ESH5X30M12A* | OLV098A12* | Split System | 23800 | 15.5 | 9 | 1.82 | R-454B | 650
217948063 | HEIL | Q5H9V24*K*AAA* | ESH5X30M12A* | OLV098A12* | Split System | 23800 | 15.5 | 9 | 1.82 | R-454B | 650
217948041 | HEIL | N5H9V24*K*AAA* | ESH5X24M12A* | OMV112K14A | Split System | 23600 | 15.5 | 9 | 1.84 | R-454B | 650
217948048 | HEIL | Q5H9V24*K*AAA* | ESH5X24M12A* | OMV112K14A | Split System | 23600 | 15.5 | 9 | 1.84 | R-454B | 650
217949191 | HEIL | N5H9V24*K*AAA* | ESH5X30M12A* | *96VSN0401712B* | Split System | 23400 | 15.5 | 9 | 1.85 | R-454B | 650
217949206 | HEIL | N5H9V24*K*AAA* | ESH5X30M12A* | *96VTN0401712B* | Split System | 23400 | 15.5 | 9 | 1.85 | R-454B | 650
217949213 | HEIL | Q5H9V24*K*AAA* | ESH5X30M12A* | *96VTN0401712B* | Split System | 23400 | 15.5 | 9 | 1.85 | R-454B | 650
217949198 | HEIL | Q5H9V24*K*AAA* | ESH5X30M12A* | *96VSN0401712B* | Split System | 23400 | 15.5 | 9 | 1.85 | R-454B | 650
217913723 | HEIL | Q5H9V36*K*AAA* | EVD5X42M21A* | *80CTL0902120B* | Split System | 36200 | 15.5 | 9 | 2.12 | R-454B | 650
217913716 | HEIL | N5H9V36*K*AAA* | EVD5X42M21A* | *80CTL0902120B* | Split System | 36200 | 15.5 | 9 | 2.12 | R-454B | 650
217911756 | HEIL | Q5H9V36*K*AAA* | EVD5X36M21A* | *80CTL0902120B* | Split System | 36200 | 15.5 | 9 | 2.12 | R-454B | 650
217911749 | HEIL | N5H9V36*K*AAA* | EVD5X36M21A* | *80CTL0902120B* | Split System | 36200 | 15.5 | 9 | 2.12 | R-454B | 650
217950168 | KEEPRITE | N5H9V24*K*AAA* | ESH5X24M12A* | *96VSN0401410B* | Split System | 23000 | 15.5 | 9 | 1.8 | R-454B | 650
217950175 | KEEPRITE | Q5H9V24*K*AAA* | ESH5X24M12A* | *96VSN0401410B* | Split System | 23000 | 15.5 | 9 | 1.8 | R-454B | 650
217948034 | KEEPRITE | Q5H9V24*K*AAA* | ESH5X24M12A* | OLV098A12* | Split System | 23200 | 15.5 | 9 | 1.8 | R-454B | 650
217944861 | KEEPRITE | Q5H9V24*K*AAA* | ESH5X24M12A* | *96VSN0601412B* | Split System | 23200 | 15.5 | 9 | 1.8 | R-454B | 650
217948027 | KEEPRITE | N5H9V24*K*AAA* | ESH5X24M12A* | OLV098A12* | Split System | 23200 | 15.5 | 9 | 1.8 | R-454B | 650
217944854 | KEEPRITE | N5H9V24*K*AAA* | ESH5X24M12A* | *96VSN0601412B* | Split System | 23200 | 15.5 | 9 | 1.8 | R-454B | 650
217944899 | KEEPRITE | N5H9V24*K*AAA* | ESH5X24M12A* | *96VTN0601412B* | Split System | 23200 | 15.5 | 9 | 1.8 | R-454B | 650
217944906 | KEEPRITE | Q5H9V24*K*AAA* | ESH5X24M12A* | *96VTN0601412B* | Split System | 23200 | 15.5 | 9 | 1.8 | R-454B | 650
217946913 | KEEPRITE | N5H9V24*K*AAA* | ESH5X36M12A* | *96CTN0401410B* | Split System | 23600 | 15.5 | 9 | 1.82 | R-454B | 650
217946920 | KEEPRITE | Q5H9V24*K*AAA* | ESH5X36M12A* | *96CTN0401410B* | Split System | 23600 | 15.5 | 9 | 1.82 | R-454B | 650
217948057 | KEEPRITE | N5H9V24*K*AAA* | ESH5X30M12A* | OLV098A12* | Split System | 23800 | 15.5 | 9 | 1.82 | R-454B | 650
217948064 | KEEPRITE | Q5H9V24*K*AAA* | ESH5X30M12A* | OLV098A12* | Split System | 23800 | 15.5 | 9 | 1.82 | R-454B | 650
217948042 | KEEPRITE | N5H9V24*K*AAA* | ESH5X24M12A* | OMV112K14A | Split System | 23600 | 15.5 | 9 | 1.84 | R-454B | 650
217948049 | KEEPRITE | Q5H9V24*K*AAA* | ESH5X24M12A* | OMV112K14A | Split System | 23600 | 15.5 | 9 | 1.84 | R-454B | 650
217949192 | KEEPRITE | N5H9V24*K*AAA* | ESH5X30M12A* | *96VSN0401712B* | Split System | 23400 | 15.5 | 9 | 1.85 | R-454B | 650
217949207 | KEEPRITE | N5H9V24*K*AAA* | ESH5X30M12A* | *96VTN0401712B* | Split System | 23400 | 15.5 | 9 | 1.85 | R-454B | 650
217949214 | KEEPRITE | Q5H9V24*K*AAA* | ESH5X30M12A* | *96VTN0401712B* | Split System | 23400 | 15.5 | 9 | 1.85 | R-454B | 650
217949199 | KEEPRITE | Q5H9V24*K*AAA* | ESH5X30M12A* | *96VSN0401712B* | Split System | 23400 | 15.5 | 9 | 1.85 | R-454B | 650
217913724 | KEEPRITE | Q5H9V36*K*AAA* | EVD5X42M21A* | *80CTL0902120B* | Split System | 36200 | 15.5 | 9 | 2.12 | R-454B | 650
217911757 | KEEPRITE | Q5H9V36*K*AAA* | EVD5X36M21A* | *80CTL0902120B* | Split System | 36200 | 15.5 | 9 | 2.12 | R-454B | 650
217911750 | KEEPRITE | N5H9V36*K*AAA* | EVD5X36M21A* | *80CTL0902120B* | Split System | 36200 | 15.5 | 9 | 2.12 | R-454B | 650
217913717 | KEEPRITE | N5H9V36*K*AAA* | EVD5X42M21A* | *80CTL0902120B* | Split System | 36200 | 15.5 | 9 | 2.12 | R-454B | 650
217950176 | TEMPSTAR | Q5H9V24*K*AAA* | ESH5X24M12A* | *96VSN0401410B* | Split System | 23000 | 15.5 | 9 | 1.8 | R-454B | 650
217950169 | TEMPSTAR | N5H9V24*K*AAA* | ESH5X24M12A* | *96VSN0401410B* | Split System | 23000 | 15.5 | 9 | 1.8 | R-454B | 650
217944862 | TEMPSTAR | Q5H9V24*K*AAA* | ESH5X24M12A* | *96VSN0601412B* | Split System | 23200 | 15.5 | 9 | 1.8 | R-454B | 650
217944900 | TEMPSTAR | N5H9V24*K*AAA* | ESH5X24M12A* | *96VTN0601412B* | Split System | 23200 | 15.5 | 9 | 1.8 | R-454B | 650
217944855 | TEMPSTAR | N5H9V24*K*AAA* | ESH5X24M12A* | *96VSN0601412B* | Split System | 23200 | 15.5 | 9 | 1.8 | R-454B | 650
217944907 | TEMPSTAR | Q5H9V24*K*AAA* | ESH5X24M12A* | *96VTN0601412B* | Split System | 23200 | 15.5 | 9 | 1.8 | R-454B | 650
217948035 | TEMPSTAR | Q5H9V24*K*AAA* | ESH5X24M12A* | OLV098A12* | Split System | 23200 | 15.5 | 9 | 1.8 | R-454B | 650
217948028 | TEMPSTAR | N5H9V24*K*AAA* | ESH5X24M12A* | OLV098A12* | Split System | 23200 | 15.5 | 9 | 1.8 | R-454B | 650
217946921 | TEMPSTAR | Q5H9V24*K*AAA* | ESH5X36M12A* | *96CTN0401410B* | Split System | 23600 | 15.5 | 9 | 1.82 | R-454B | 650
217946914 | TEMPSTAR | N5H9V24*K*AAA* | ESH5X36M12A* | *96CTN0401410B* | Split System | 23600 | 15.5 | 9 | 1.82 | R-454B | 650
217948058 | TEMPSTAR | N5H9V24*K*AAA* | ESH5X30M12A* | OLV098A12* | Split System | 23800 | 15.5 | 9 | 1.82 | R-454B | 650
217948065 | TEMPSTAR | Q5H9V24*K*AAA* | ESH5X30M12A* | OLV098A12* | Split System | 23800 | 15.5 | 9 | 1.82 | R-454B | 650
217948043 | TEMPSTAR | N5H9V24*K*AAA* | ESH5X24M12A* | OMV112K14A | Split System | 23600 | 15.5 | 9 | 1.84 | R-454B | 650
217948050 | TEMPSTAR | Q5H9V24*K*AAA* | ESH5X24M12A* | OMV112K14A | Split System | 23600 | 15.5 | 9 | 1.84 | R-454B | 650
217949215 | TEMPSTAR | Q5H9V24*K*AAA* | ESH5X30M12A* | *96VTN0401712B* | Split System | 23400 | 15.5 | 9 | 1.85 | R-454B | 650
217949193 | TEMPSTAR | N5H9V24*K*AAA* | ESH5X30M12A* | *96VSN0401712B* | Split System | 23400 | 15.5 | 9 | 1.85 | R-454B | 650
217949208 | TEMPSTAR | N5H9V24*K*AAA* | ESH5X30M12A* | *96VTN0401712B* | Split System | 23400 | 15.5 | 9 | 1.85 | R-454B | 650
217949200 | TEMPSTAR | Q5H9V24*K*AAA* | ESH5X30M12A* | *96VSN0401712B* | Split System | 23400 | 15.5 | 9 | 1.85 | R-454B | 650
217911751 | TEMPSTAR | N5H9V36*K*AAA* | EVD5X36M21A* | *80CTL0902120B* | Split System | 36200 | 15.5 | 9 | 2.12 | R-454B | 650
217911758 | TEMPSTAR | Q5H9V36*K*AAA* | EVD5X36M21A* | *80CTL0902120B* | Split System | 36200 | 15.5 | 9 | 2.12 | R-454B | 650
217913718 | TEMPSTAR | N5H9V36*K*AAA* | EVD5X42M21A* | *80CTL0902120B* | Split System | 36200 | 15.5 | 9 | 2.12 | R-454B | 650
217913725 | TEMPSTAR | Q5H9V36*K*AAA* | EVD5X42M21A* | *80CTL0902120B* | Split System | 36200 | 15.5 | 9 | 2.12 | R-454B | 650
218019257 | ACIQ | N5H9V24*K*AAA* | EA*5X30M14A* | *96CTN0401410B* | Split System | 23000 | 16 | 9 | 1.8 | R-454B | 650
218019343 | ACIQ | N5H9V24*K*AAA* | EA*5X30M17A* | *96VSN0401410B* | Split System | 23200 | 16 | 9 | 1.8 | R-454B | 650
218019345 | ACIQ | N5H9V24*K*AAA* | EA*5X30M17A* | *96VTN0401410B* | Split System | 23200 | 16 | 9 | 1.82 | R-454B | 650
218018611 | ACIQ | N5H9V24*K*AAA* | ESH5X24M12A* | *97VTN0601716A* | Split System | 23200 | 16 | 9 | 1.85 | R-454B | 650
218018593 | ACIQ | N5H9V24*K*AAA* | ESH5X24M12A* | *96VSN0601716B* | Split System | 23200 | 16 | 9 | 1.85 | R-454B | 650
218018607 | ACIQ | N5H9V24*K*AAA* | ESH5X24M12A* | *96VTN0601716B* | Split System | 23200 | 16 | 9 | 1.85 | R-454B | 650
218018992 | ACIQ | N5H9V24*K*AAA* | ESH5X30M12A* | *97CTN0601716A* | Split System | 23400 | 16 | 9 | 1.85 | R-454B | 650
218018979 | ACIQ | N5H9V24*K*AAA* | ESH5X24M12A* | *95MSU0401712A* | Split System | 23400 | 16 | 9 | 1.85 | R-454B | 650
218020513 | ACIQ | N5H9V24*K*AAA* | ESH5X36M12A* | *96VTN0601412B* | Split System | 23600 | 16 | 9 | 1.85 | R-454B | 650
218020511 | ACIQ | N5H9V24*K*AAA* | ESH5X36M12A* | *96VSN0601412B* | Split System | 23600 | 16 | 9 | 1.85 | R-454B | 650
218020606 | ACIQ | N5H9V24*K*AAA* | ESH5X24M12A* | *80VSL1352422B* | Split System | 23800 | 16 | 9 | 1.85 | R-454B | 650
218017275 | ACIQ | N5H9V36*K*AAA* | EVD5X38M17A* | *80VSL0701716B* | Split System | 36800 | 16 | 9 | 2.12 | R-454B | 650
218017305 | ACIQ | N5H9V36*K*AAA* | EVD5X38M17A* | *80VTL0701716B* | Split System | 36800 | 16 | 9 | 2.12 | R-454B | 650
218017348 | ACIQ | N5H9V36*K*AAA* | EVD5X38M17A* | *97VTN0801716A* | Split System | 36800 | 16 | 9 | 2.12 | R-454B | 650
218017322 | ACIQ | N5H9V36*K*AAA* | EVD5X38M17A* | *96VSN0801716B* | Split System | 36800 | 16 | 9 | 2.12 | R-454B | 650
218017343 | ACIQ | N5H9V36*K*AAA* | EVD5X38M17A* | *96VTN0801716B* | Split System | 36800 | 16 | 9 | 2.12 | R-454B | 650
218017294 | ACIQ | N5H9V36*K*AAA* | EVD5X38M17A* | *80CTL0701412B* | Split System | 36800 | 16 | 9 | 2.12 | R-454B | 650
218017557 | ACIQ | N5H9V36*K*AAA* | EVD5X42M21A* | *96VTN1002122B* | Split System | 36400 | 16 | 9 | 2.14 | R-454B | 650
218017137 | ACIQ | N5H9V36*K*AAA* | EVD5X36M21A* | *96VTN1002122B* | Split System | 36400 | 16 | 9 | 2.14 | R-454B | 650
218017572 | ACIQ | N5H9V36*K*AAA* | EVD5X42M21A* | *97VTN1002122A* | Split System | 36400 | 16 | 9 | 2.14 | R-454B | 650
218017635 | ACIQ | N5H9V36*K*AAA* | EVD5X48M21A* | *80CTL1102120B* | Split System | 36600 | 16 | 9 | 2.14 | R-454B | 650
218019676 | ACIQ | N5H9V36*K*AAA* | EVM5X48M21A* | *80VSL1102122B* | Split System | 36800 | 16 | 9 | 2.14 | R-454B | 650
218017180 | ACIQ | N5H9V36*K*AAA* | EVD5X37M21A* | *80VSL1102122B* | Split System | 36800 | 16 | 9 | 2.14 | R-454B | 650
218017299 | ACIQ | N5H9V36*K*AAA* | EVD5X38M17A* | *80CTL0701716B* | Split System | 36800 | 16 | 9 | 2.14 | R-454B | 650
218016327 | ACIQ | N5H9V48*K*AAA* | EVD5X61M21A* | *95CSU1002122B* | Split System | 49000 | 16 | 9 | 2.15 | R-454B | 650
218016366 | ACIQ | N5H9V48*K*AAA* | EVD5X61M24A* | *80MSU1002120A* | Split System | 49500 | 16 | 9 | 2.15 | R-454B | 650
217950095 | AIRQUEST | Q5H9V24*K*AAA* | EA*5X30M14A* | *96CTN0401410B* | Split System | 23000 | 16 | 9 | 1.8 | R-454B | 650
217950088 | AIRQUEST | N5H9V24*K*AAA* | EA*5X30M14A* | *96CTN0401410B* | Split System | 23000 | 16 | 9 | 1.8 | R-454B | 650
217950850 | AIRQUEST | Q5H9V24*K*AAA* | EA*5X30M17A* | *96VSN0401410B* | Split System | 23200 | 16 | 9 | 1.8 | R-454B | 650
217950843 | AIRQUEST | N5H9V24*K*AAA* | EA*5X30M17A* | *96VSN0401410B* | Split System | 23200 | 16 | 9 | 1.8 | R-454B | 650
217950858 | AIRQUEST | N5H9V24*K*AAA* | EA*5X30M17A* | *96VTN0401410B* | Split System | 23200 | 16 | 9 | 1.82 | R-454B | 650
217950865 | AIRQUEST | Q5H9V24*K*AAA* | EA*5X30M17A* | *96VTN0401410B* | Split System | 23200 | 16 | 9 | 1.82 | R-454B | 650
217946489 | AIRQUEST | N5H9V24*K*AAA* | ESH5X24M12A* | *96VTN0601716B* | Split System | 23200 | 16 | 9 | 1.85 | R-454B | 650
217946496 | AIRQUEST | Q5H9V24*K*AAA* | ESH5X24M12A* | *96VTN0601716B* | Split System | 23200 | 16 | 9 | 1.85 | R-454B | 650
217946444 | AIRQUEST | N5H9V24*K*AAA* | ESH5X24M12A* | *96VSN0601716B* | Split System | 23200 | 16 | 9 | 1.85 | R-454B | 650
217946451 | AIRQUEST | Q5H9V24*K*AAA* | ESH5X24M12A* | *96VSN0601716B* | Split System | 23200 | 16 | 9 | 1.85 | R-454B | 650
217946511 | AIRQUEST | Q5H9V24*K*AAA* | ESH5X24M12A* | *97VTN0601716A* | Split System | 23200 | 16 | 9 | 1.85 | R-454B | 650
217946504 | AIRQUEST | N5H9V24*K*AAA* | ESH5X24M12A* | *97VTN0601716A* | Split System | 23200 | 16 | 9 | 1.85 | R-454B | 650
217947662 | AIRQUEST | N5H9V24*K*AAA* | ESH5X30M12A* | *97CTN0601716A* | Split System | 23400 | 16 | 9 | 1.85 | R-454B | 650
217947669 | AIRQUEST | Q5H9V24*K*AAA* | ESH5X30M12A* | *97CTN0601716A* | Split System | 23400 | 16 | 9 | 1.85 | R-454B | 650
217947617 | AIRQUEST | N5H9V24*K*AAA* | ESH5X24M12A* | *95MSU0401712A* | Split System | 23400 | 16 | 9 | 1.85 | R-454B | 650
217947624 | AIRQUEST | Q5H9V24*K*AAA* | ESH5X24M12A* | *95MSU0401712A* | Split System | 23400 | 16 | 9 | 1.85 | R-454B | 650
217944565 | AIRQUEST | N5H9V24*K*AAA* | ESH5X36M12A* | *96VSN0601412B* | Split System | 23600 | 16 | 9 | 1.85 | R-454B | 650
217944580 | AIRQUEST | N5H9V24*K*AAA* | ESH5X36M12A* | *96VTN0601412B* | Split System | 23600 | 16 | 9 | 1.85 | R-454B | 650
217944572 | AIRQUEST | Q5H9V24*K*AAA* | ESH5X36M12A* | *96VSN0601412B* | Split System | 23600 | 16 | 9 | 1.85 | R-454B | 650
217944587 | AIRQUEST | Q5H9V24*K*AAA* | ESH5X36M12A* | *96VTN0601412B* | Split System | 23600 | 16 | 9 | 1.85 | R-454B | 650
217945398 | AIRQUEST | Q5H9V24*K*AAA* | ESH5X24M12A* | *80VSL1352422B* | Split System | 23800 | 16 | 9 | 1.85 | R-454B | 650
217945391 | AIRQUEST | N5H9V24*K*AAA* | ESH5X24M12A* | *80VSL1352422B* | Split System | 23800 | 16 | 9 | 1.85 | R-454B | 650
217912858 | AIRQUEST | Q5H9V36*K*AAA* | EVD5X38M17A* | *80VTL0701716B* | Split System | 36800 | 16 | 9 | 2.12 | R-454B | 650
217912851 | AIRQUEST | N5H9V36*K*AAA* | EVD5X38M17A* | *80VTL0701716B* | Split System | 36800 | 16 | 9 | 2.12 | R-454B | 650
217912737 | AIRQUEST | Q5H9V36*K*AAA* | EVD5X38M17A* | *80VSL0701716B* | Split System | 36800 | 16 | 9 | 2.12 | R-454B | 650
217912730 | AIRQUEST | N5H9V36*K*AAA* | EVD5X38M17A* | *80VSL0701716B* | Split System | 36800 | 16 | 9 | 2.12 | R-454B | 650
217912805 | AIRQUEST | N5H9V36*K*AAA* | EVD5X38M17A* | *80CTL0701412B* | Split System | 36800 | 16 | 9 | 2.12 | R-454B | 650
217912812 | AIRQUEST | Q5H9V36*K*AAA* | EVD5X38M17A* | *80CTL0701412B* | Split System | 36800 | 16 | 9 | 2.12 | R-454B | 650
217912927 | AIRQUEST | N5H9V36*K*AAA* | EVD5X38M17A* | *96VSN0801716B* | Split System | 36800 | 16 | 9 | 2.12 | R-454B | 650
217913019 | AIRQUEST | N5H9V36*K*AAA* | EVD5X38M17A* | *96VTN0801716B* | Split System | 36800 | 16 | 9 | 2.12 | R-454B | 650
217913056 | AIRQUEST | Q5H9V36*K*AAA* | EVD5X38M17A* | *97VTN0801716A* | Split System | 36800 | 16 | 9 | 2.12 | R-454B | 650
217913049 | AIRQUEST | N5H9V36*K*AAA* | EVD5X38M17A* | *97VTN0801716A* | Split System | 36800 | 16 | 9 | 2.12 | R-454B | 650
217913026 | AIRQUEST | Q5H9V36*K*AAA* | EVD5X38M17A* | *96VTN0801716B* | Split System | 36800 | 16 | 9 | 2.12 | R-454B | 650
217914009 | AIRQUEST | Q5H9V36*K*AAA* | EVD5X42M21A* | *96VTN1002122B* | Split System | 36400 | 16 | 9 | 2.14 | R-454B | 650
217914077 | AIRQUEST | N5H9V36*K*AAA* | EVD5X42M21A* | *97VTN1002122A* | Split System | 36400 | 16 | 9 | 2.14 | R-454B | 650
217912132 | AIRQUEST | Q5H9V36*K*AAA* | EVD5X36M21A* | *96VTN1002122B* | Split System | 36400 | 16 | 9 | 2.14 | R-454B | 650
217912125 | AIRQUEST | N5H9V36*K*AAA* | EVD5X36M21A* | *96VTN1002122B* | Split System | 36400 | 16 | 9 | 2.14 | R-454B | 650
217912200 | AIRQUEST | N5H9V36*K*AAA* | EVD5X36M21A* | *97VTN1002122A* | Split System | 36400 | 16 | 9 | 2.14 | R-454B | 650
217914002 | AIRQUEST | N5H9V36*K*AAA* | EVD5X42M21A* | *96VTN1002122B* | Split System | 36400 | 16 | 9 | 2.14 | R-454B | 650
217914084 | AIRQUEST | Q5H9V36*K*AAA* | EVD5X42M21A* | *97VTN1002122A* | Split System | 36400 | 16 | 9 | 2.14 | R-454B | 650
217912207 | AIRQUEST | Q5H9V36*K*AAA* | EVD5X36M21A* | *97VTN1002122A* | Split System | 36400 | 16 | 9 | 2.14 | R-454B | 650
217914339 | AIRQUEST | Q5H9V36*K*AAA* | EVD5X48M21A* | *80CTL1102120B* | Split System | 36600 | 16 | 9 | 2.14 | R-454B | 650
217914332 | AIRQUEST | N5H9V36*K*AAA* | EVD5X48M21A* | *80CTL1102120B* | Split System | 36600 | 16 | 9 | 2.14 | R-454B | 650
217912820 | AIRQUEST | N5H9V36*K*AAA* | EVD5X38M17A* | *80CTL0701716B* | Split System | 36800 | 16 | 9 | 2.14 | R-454B | 650
217910452 | AIRQUEST | Q5H9V36*K*AAA* | EVM5X48M21A* | *80VSL1102122B* | Split System | 36800 | 16 | 9 | 2.14 | R-454B | 650
217914212 | AIRQUEST | N5H9V36*K*AAA* | EVD5X48M21A* | *80VSL1102122B* | Split System | 36800 | 16 | 9 | 2.14 | R-454B | 650
217912827 | AIRQUEST | Q5H9V36*K*AAA* | EVD5X38M17A* | *80CTL0701716B* | Split System | 36800 | 16 | 9 | 2.14 | R-454B | 650
217912298 | AIRQUEST | Q5H9V36*K*AAA* | EVD5X37M21A* | *80VSL1102122B* | Split System | 36800 | 16 | 9 | 2.14 | R-454B | 650
217910445 | AIRQUEST | N5H9V36*K*AAA* | EVM5X48M21A* | *80VSL1102122B* | Split System | 36800 | 16 | 9 | 2.14 | R-454B | 650
217912291 | AIRQUEST | N5H9V36*K*AAA* | EVD5X37M21A* | *80VSL1102122B* | Split System | 36800 | 16 | 9 | 2.14 | R-454B | 650
217914219 | AIRQUEST | Q5H9V36*K*AAA* | EVD5X48M21A* | *80VSL1102122B* | Split System | 36800 | 16 | 9 | 2.14 | R-454B | 650
217955562 | AIRQUEST | Q5H9V48*K*AAA* | EVD5X61M21A* | *95CSU1002122B* | Split System | 49000 | 16 | 9 | 2.15 | R-454B | 650
217917555 | AIRQUEST | N5H9V48*K*AAA* | EVD5X61M21A* | *95CSU1002122B* | Split System | 49000 | 16 | 9 | 2.15 | R-454B | 650
217955610 | AIRQUEST | Q5H9V48*K*AAA* | EVD5X61M24A* | *80MSU1002120A* | Split System | 49500 | 16 | 9 | 2.15 | R-454B | 650
217950087 | ARCOAIRE | N5H9V24*K*AAA* | EA*5X30M14A* | *96CTN0401410B* | Split System | 23000 | 16 | 9 | 1.8 | R-454B | 650
217950094 | ARCOAIRE | Q5H9V24*K*AAA* | EA*5X30M14A* | *96CTN0401410B* | Split System | 23000 | 16 | 9 | 1.8 | R-454B | 650
217950849 | ARCOAIRE | Q5H9V24*K*AAA* | EA*5X30M17A* | *96VSN0401410B* | Split System | 23200 | 16 | 9 | 1.8 | R-454B | 650
217950842 | ARCOAIRE | N5H9V24*K*AAA* | EA*5X30M17A* | *96VSN0401410B* | Split System | 23200 | 16 | 9 | 1.8 | R-454B | 650
217950864 | ARCOAIRE | Q5H9V24*K*AAA* | EA*5X30M17A* | *96VTN0401410B* | Split System | 23200 | 16 | 9 | 1.82 | R-454B | 650
217950857 | ARCOAIRE | N5H9V24*K*AAA* | EA*5X30M17A* | *96VTN0401410B* | Split System | 23200 | 16 | 9 | 1.82 | R-454B | 650
217946450 | ARCOAIRE | Q5H9V24*K*AAA* | ESH5X24M12A* | *96VSN0601716B* | Split System | 23200 | 16 | 9 | 1.85 | R-454B | 650
217946503 | ARCOAIRE | N5H9V24*K*AAA* | ESH5X24M12A* | *97VTN0601716A* | Split System | 23200 | 16 | 9 | 1.85 | R-454B | 650
217946488 | ARCOAIRE | N5H9V24*K*AAA* | ESH5X24M12A* | *96VTN0601716B* | Split System | 23200 | 16 | 9 | 1.85 | R-454B | 650
217946443 | ARCOAIRE | N5H9V24*K*AAA* | ESH5X24M12A* | *96VSN0601716B* | Split System | 23200 | 16 | 9 | 1.85 | R-454B | 650
217946495 | ARCOAIRE | Q5H9V24*K*AAA* | ESH5X24M12A* | *96VTN0601716B* | Split System | 23200 | 16 | 9 | 1.85 | R-454B | 650
217946510 | ARCOAIRE | Q5H9V24*K*AAA* | ESH5X24M12A* | *97VTN0601716A* | Split System | 23200 | 16 | 9 | 1.85 | R-454B | 650
217947668 | ARCOAIRE | Q5H9V24*K*AAA* | ESH5X30M12A* | *97CTN0601716A* | Split System | 23400 | 16 | 9 | 1.85 | R-454B | 650
217947661 | ARCOAIRE | N5H9V24*K*AAA* | ESH5X30M12A* | *97CTN0601716A* | Split System | 23400 | 16 | 9 | 1.85 | R-454B | 650
217947616 | ARCOAIRE | N5H9V24*K*AAA* | ESH5X24M12A* | *95MSU0401712A* | Split System | 23400 | 16 | 9 | 1.85 | R-454B | 650
217947623 | ARCOAIRE | Q5H9V24*K*AAA* | ESH5X24M12A* | *95MSU0401712A* | Split System | 23400 | 16 | 9 | 1.85 | R-454B | 650
217944579 | ARCOAIRE | N5H9V24*K*AAA* | ESH5X36M12A* | *96VTN0601412B* | Split System | 23600 | 16 | 9 | 1.85 | R-454B | 650
217944564 | ARCOAIRE | N5H9V24*K*AAA* | ESH5X36M12A* | *96VSN0601412B* | Split System | 23600 | 16 | 9 | 1.85 | R-454B | 650
217944586 | ARCOAIRE | Q5H9V24*K*AAA* | ESH5X36M12A* | *96VTN0601412B* | Split System | 23600 | 16 | 9 | 1.85 | R-454B | 650
217944571 | ARCOAIRE | Q5H9V24*K*AAA* | ESH5X36M12A* | *96VSN0601412B* | Split System | 23600 | 16 | 9 | 1.85 | R-454B | 650
217945397 | ARCOAIRE | Q5H9V24*K*AAA* | ESH5X24M12A* | *80VSL1352422B* | Split System | 23800 | 16 | 9 | 1.85 | R-454B | 650
217945390 | ARCOAIRE | N5H9V24*K*AAA* | ESH5X24M12A* | *80VSL1352422B* | Split System | 23800 | 16 | 9 | 1.85 | R-454B | 650
217912857 | ARCOAIRE | Q5H9V36*K*AAA* | EVD5X38M17A* | *80VTL0701716B* | Split System | 36800 | 16 | 9 | 2.12 | R-454B | 650
217912850 | ARCOAIRE | N5H9V36*K*AAA* | EVD5X38M17A* | *80VTL0701716B* | Split System | 36800 | 16 | 9 | 2.12 | R-454B | 650
217912736 | ARCOAIRE | Q5H9V36*K*AAA* | EVD5X38M17A* | *80VSL0701716B* | Split System | 36800 | 16 | 9 | 2.12 | R-454B | 650
217912729 | ARCOAIRE | N5H9V36*K*AAA* | EVD5X38M17A* | *80VSL0701716B* | Split System | 36800 | 16 | 9 | 2.12 | R-454B | 650
217912804 | ARCOAIRE | N5H9V36*K*AAA* | EVD5X38M17A* | *80CTL0701412B* | Split System | 36800 | 16 | 9 | 2.12 | R-454B | 650
217912811 | ARCOAIRE | Q5H9V36*K*AAA* | EVD5X38M17A* | *80CTL0701412B* | Split System | 36800 | 16 | 9 | 2.12 | R-454B | 650
217913048 | ARCOAIRE | N5H9V36*K*AAA* | EVD5X38M17A* | *97VTN0801716A* | Split System | 36800 | 16 | 9 | 2.12 | R-454B | 650
217912926 | ARCOAIRE | N5H9V36*K*AAA* | EVD5X38M17A* | *96VSN0801716B* | Split System | 36800 | 16 | 9 | 2.12 | R-454B | 650
217913025 | ARCOAIRE | Q5H9V36*K*AAA* | EVD5X38M17A* | *96VTN0801716B* | Split System | 36800 | 16 | 9 | 2.12 | R-454B | 650
217912933 | ARCOAIRE | Q5H9V36*K*AAA* | EVD5X38M17A* | *96VSN0801716B* | Split System | 36800 | 16 | 9 | 2.12 | R-454B | 650
217913018 | ARCOAIRE | N5H9V36*K*AAA* | EVD5X38M17A* | *96VTN0801716B* | Split System | 36800 | 16 | 9 | 2.12 | R-454B | 650
217913055 | ARCOAIRE | Q5H9V36*K*AAA* | EVD5X38M17A* | *97VTN0801716A* | Split System | 36800 | 16 | 9 | 2.12 | R-454B | 650
217912206 | ARCOAIRE | Q5H9V36*K*AAA* | EVD5X36M21A* | *97VTN1002122A* | Split System | 36400 | 16 | 9 | 2.14 | R-454B | 650
217912124 | ARCOAIRE | N5H9V36*K*AAA* | EVD5X36M21A* | *96VTN1002122B* | Split System | 36400 | 16 | 9 | 2.14 | R-454B | 650
217912199 | ARCOAIRE | N5H9V36*K*AAA* | EVD5X36M21A* | *97VTN1002122A* | Split System | 36400 | 16 | 9 | 2.14 | R-454B | 650
217914083 | ARCOAIRE | Q5H9V36*K*AAA* | EVD5X42M21A* | *97VTN1002122A* | Split System | 36400 | 16 | 9 | 2.14 | R-454B | 650
217914001 | ARCOAIRE | N5H9V36*K*AAA* | EVD5X42M21A* | *96VTN1002122B* | Split System | 36400 | 16 | 9 | 2.14 | R-454B | 650
217914076 | ARCOAIRE | N5H9V36*K*AAA* | EVD5X42M21A* | *97VTN1002122A* | Split System | 36400 | 16 | 9 | 2.14 | R-454B | 650
217914008 | ARCOAIRE | Q5H9V36*K*AAA* | EVD5X42M21A* | *96VTN1002122B* | Split System | 36400 | 16 | 9 | 2.14 | R-454B | 650
217914331 | ARCOAIRE | N5H9V36*K*AAA* | EVD5X48M21A* | *80CTL1102120B* | Split System | 36600 | 16 | 9 | 2.14 | R-454B | 650
217914338 | ARCOAIRE | Q5H9V36*K*AAA* | EVD5X48M21A* | *80CTL1102120B* | Split System | 36600 | 16 | 9 | 2.14 | R-454B | 650
217910451 | ARCOAIRE | Q5H9V36*K*AAA* | EVM5X48M21A* | *80VSL1102122B* | Split System | 36800 | 16 | 9 | 2.14 | R-454B | 650
217914218 | ARCOAIRE | Q5H9V36*K*AAA* | EVD5X48M21A* | *80VSL1102122B* | Split System | 36800 | 16 | 9 | 2.14 | R-454B | 650
217914211 | ARCOAIRE | N5H9V36*K*AAA* | EVD5X48M21A* | *80VSL1102122B* | Split System | 36800 | 16 | 9 | 2.14 | R-454B | 650
217912290 | ARCOAIRE | N5H9V36*K*AAA* | EVD5X37M21A* | *80VSL1102122B* | Split System | 36800 | 16 | 9 | 2.14 | R-454B | 650
217912826 | ARCOAIRE | Q5H9V36*K*AAA* | EVD5X38M17A* | *80CTL0701716B* | Split System | 36800 | 16 | 9 | 2.14 | R-454B | 650
217912819 | ARCOAIRE | N5H9V36*K*AAA* | EVD5X38M17A* | *80CTL0701716B* | Split System | 36800 | 16 | 9 | 2.14 | R-454B | 650
217912297 | ARCOAIRE | Q5H9V36*K*AAA* | EVD5X37M21A* | *80VSL1102122B* | Split System | 36800 | 16 | 9 | 2.14 | R-454B | 650
217910444 | ARCOAIRE | N5H9V36*K*AAA* | EVM5X48M21A* | *80VSL1102122B* | Split System | 36800 | 16 | 9 | 2.14 | R-454B | 650
217955561 | ARCOAIRE | Q5H9V48*K*AAA* | EVD5X61M21A* | *95CSU1002122B* | Split System | 49000 | 16 | 9 | 2.15 | R-454B | 650
217917554 | ARCOAIRE | N5H9V48*K*AAA* | EVD5X61M21A* | *95CSU1002122B* | Split System | 49000 | 16 | 9 | 2.15 | R-454B | 650
217955609 | ARCOAIRE | Q5H9V48*K*AAA* | EVD5X61M24A* | *80MSU1002120A* | Split System | 49500 | 16 | 9 | 2.15 | R-454B | 650
217917854 | ARCOAIRE | N5H9V48*K*AAA* | EVD5X61M24A* | *80MSU1002120A* | Split System | 49500 | 16 | 9 | 2.15 | R-454B | 650
217950086 | BRYANT HEATING AND COOLING SYSTEMS | 249VAN024**AA* | CAA**3014AM* | 986TD30040C14*** | Split System | 23000 | 16 | 9 | 1.8 | R-454B | 650
217950841 | BRYANT HEATING AND COOLING SYSTEMS | 249VAN024**AA* | CAA**3017AM* | 926SB30040V14*** | Split System | 23200 | 16 | 9 | 1.8 | R-454B | 650
217950856 | BRYANT HEATING AND COOLING SYSTEMS | 249VAN024**AA* | CAA**3017AM* | 926TC30040V14*** | Split System | 23200 | 16 | 9 | 1.82 | R-454B | 650
217946487 | BRYANT HEATING AND COOLING SYSTEMS | 249VAN024**AA* | CSAH*2412AM* | 926TC48060V17*** | Split System | 23200 | 16 | 9 | 1.85 | R-454B | 650
217946442 | BRYANT HEATING AND COOLING SYSTEMS | 249VAN024**AA* | CSAH*2412AM* | 926SB48060V17*** | Split System | 23200 | 16 | 9 | 1.85 | R-454B | 650
217946502 | BRYANT HEATING AND COOLING SYSTEMS | 249VAN024**AA* | CSAH*2412AM* | 927TA48060V17*** | Split System | 23200 | 16 | 9 | 1.85 | R-454B | 650
217947660 | BRYANT HEATING AND COOLING SYSTEMS | 249VAN024**AA* | CSAH*3012AM* | 987TA48060C17*** | Split System | 23400 | 16 | 9 | 1.85 | R-454B | 650
217947615 | BRYANT HEATING AND COOLING SYSTEMS | 249VAN024**AA* | CSAH*2412AM* | 935SB36040M17*** | Split System | 23400 | 16 | 9 | 1.85 | R-454B | 650
217944563 | BRYANT HEATING AND COOLING SYSTEMS | 249VAN024**AA* | CSAH*3612AM* | 926SB36060V14*** | Split System | 23600 | 16 | 9 | 1.85 | R-454B | 650
217944578 | BRYANT HEATING AND COOLING SYSTEMS | 249VAN024**AA* | CSAH*3612AM* | 926TC36060V14*** | Split System | 23600 | 16 | 9 | 1.85 | R-454B | 650
217945389 | BRYANT HEATING AND COOLING SYSTEMS | 249VAN024**AA* | CSAH*2412AM* | 82*SB66135V24*** | Split System | 23800 | 16 | 9 | 1.85 | R-454B | 650
217912728 | BRYANT HEATING AND COOLING SYSTEMS | 249VAN036**AA* | CVAVA3817XMA* | 82*SB48070V17*** | Split System | 36800 | 16 | 9 | 2.12 | R-454B | 650
217912849 | BRYANT HEATING AND COOLING SYSTEMS | 249VAN036**AA* | CVAVA3817XMA* | 82*TB48070V17*** | Split System | 36800 | 16 | 9 | 2.12 | R-454B | 650
217912803 | BRYANT HEATING AND COOLING SYSTEMS | 249VAN036**AA* | CVAVA3817XMA* | 88*TB36070C14*** | Split System | 36800 | 16 | 9 | 2.12 | R-454B | 650
217913047 | BRYANT HEATING AND COOLING SYSTEMS | 249VAN036**AA* | CVAVA3817XMA* | 927TA48080V17*** | Split System | 36800 | 16 | 9 | 2.12 | R-454B | 650
217912925 | BRYANT HEATING AND COOLING SYSTEMS | 249VAN036**AA* | CVAVA3817XMA* | 926SB48080V17*** | Split System | 36800 | 16 | 9 | 2.12 | R-454B | 650
217913017 | BRYANT HEATING AND COOLING SYSTEMS | 249VAN036**AA* | CVAVA3817XMA* | 926TC48080V17*** | Split System | 36800 | 16 | 9 | 2.12 | R-454B | 650
217912123 | BRYANT HEATING AND COOLING SYSTEMS | 249VAN036**AA* | CVAVA3621XMA* | 926TC66100V21*** | Split System | 36400 | 16 | 9 | 2.14 | R-454B | 650
217914000 | BRYANT HEATING AND COOLING SYSTEMS | 249VAN036**AA* | CVAVA4221XMA* | 926TC66100V21*** | Split System | 36400 | 16 | 9 | 2.14 | R-454B | 650
217914075 | BRYANT HEATING AND COOLING SYSTEMS | 249VAN036**AA* | CVAVA4221XMA* | 927TA66100V21*** | Split System | 36400 | 16 | 9 | 2.14 | R-454B | 650
217914330 | BRYANT HEATING AND COOLING SYSTEMS | 249VAN036**AA* | CVAVA4821XMA* | 88*TB60110C21*** | Split System | 36600 | 16 | 9 | 2.14 | R-454B | 650
217910443 | BRYANT HEATING AND COOLING SYSTEMS | 249VAN036**AA* | CVAMA4821XMA* | 82*SB66110V21*** | Split System | 36800 | 16 | 9 | 2.14 | R-454B | 650
217912289 | BRYANT HEATING AND COOLING SYSTEMS | 249VAN036**AA* | CVAVA3721XMA* | 82*SB66110V21*** | Split System | 36800 | 16 | 9 | 2.14 | R-454B | 650
217912818 | BRYANT HEATING AND COOLING SYSTEMS | 249VAN036**AA* | CVAVA3817XMA* | 88*TB48070C17*** | Split System | 36800 | 16 | 9 | 2.14 | R-454B | 650
217914210 | BRYANT HEATING AND COOLING SYSTEMS | 249VAN036**AA* | CVAVA4821XMA* | 82*SB66110V21*** | Split System | 36800 | 16 | 9 | 2.14 | R-454B | 650
217917553 | BRYANT HEATING AND COOLING SYSTEMS | 249VAN048**AA* | CVAVA6121XMA* | 935CB66100C21*** | Split System | 49000 | 16 | 9 | 2.15 | R-454B | 650
217917853 | BRYANT HEATING AND COOLING SYSTEMS | 249VAN048**AA* | CVAVA6124XMA* | 83*SB60100M21*** | Split System | 49500 | 16 | 9 | 2.15 | R-454B | 650
217907788 | CARRIER | 27VPA936A*030* | CVAVA3817XMA* | 58TP*B070V17**16 | Split System | 36800 | 16 | 9 | 2.12 | R-454B | 650
217907779 | CARRIER | 27VPA936A*030* | CVAVA3817XMA* | 58SP*B070V17**16 | Split System | 36800 | 16 | 9 | 2.12 | R-454B | 650
217907802 | CARRIER | 27VPA936A*030* | CVAVA3817XMA* | 59TP7A080V17**16 | Split System | 36800 | 16 | 9 | 2.12 | R-454B | 650
217907800 | CARRIER | 27VPA936A*030* | CVAVA3817XMA* | 59TP6C080V17**16 | Split System | 36800 | 16 | 9 | 2.12 | R-454B | 650
217907784 | CARRIER | 27VPA936A*030* | CVAVA3817XMA* | 58TN*B070C14**12 | Split System | 36800 | 16 | 9 | 2.12 | R-454B | 650
217907794 | CARRIER | 27VPA936A*030* | CVAVA3817XMA* | 59SP6B080V17**16 | Split System | 36800 | 16 | 9 | 2.12 | R-454B | 650
217913016 | CARRIER | 27VPA936A*030* | CVAVA3817XMA* | GG96VTAB48080B** | Split System | 36800 | 16 | 9 | 2.12 | R-454B | 650
217907868 | CARRIER | 27VPA936A*030* | CVAVA4221XMA* | 59TP6C100V21**22 | Split System | 36400 | 16 | 9 | 2.14 | R-454B | 650
217907873 | CARRIER | 27VPA936A*030* | CVAVA4221XMA* | 59TP7A100V21**22 | Split System | 36400 | 16 | 9 | 2.14 | R-454B | 650
217907739 | CARRIER | 27VPA936A*030* | CVAVA3621XMA* | 59TP6C100V21**22 | Split System | 36400 | 16 | 9 | 2.14 | R-454B | 650
217907744 | CARRIER | 27VPA936A*030* | CVAVA3621XMA* | 59TP7A100V21**22 | Split System | 36400 | 16 | 9 | 2.14 | R-454B | 650
217907890 | CARRIER | 27VPA936A*030* | CVAVA4821XMA* | 58TN*B110C21**20 | Split System | 36600 | 16 | 9 | 2.14 | R-454B | 650
217907882 | CARRIER | 27VPA936A*030* | CVAVA4821XMA* | 58SP*B110V21**22 | Split System | 36800 | 16 | 9 | 2.14 | R-454B | 650
217907623 | CARRIER | 27VPA936A*030* | CVAMA4821XMA* | 58SP*B110V21**22 | Split System | 36800 | 16 | 9 | 2.14 | R-454B | 650
217907785 | CARRIER | 27VPA936A*030* | CVAVA3817XMA* | 58TN*B070C17**16 | Split System | 36800 | 16 | 9 | 2.14 | R-454B | 650
217907750 | CARRIER | 27VPA936A*030* | CVAVA3721XMA* | 58SP*B110V21**22 | Split System | 36800 | 16 | 9 | 2.14 | R-454B | 650
217908116 | CARRIER | 27VPA948A*030* | CVAVA6121XMA* | 59CU5B100C21**22 | Split System | 49000 | 16 | 9 | 2.15 | R-454B | 650
217908139 | CARRIER | 27VPA948A*030* | CVAVA6124XMA* | 58SU*B100M21**20 | Split System | 49500 | 16 | 9 | 2.15 | R-454B | 650
217950096 | COMFORTMAKER | Q5H9V24*K*AAA* | EA*5X30M14A* | *96CTN0401410B* | Split System | 23000 | 16 | 9 | 1.8 | R-454B | 650
217950089 | COMFORTMAKER | N5H9V24*K*AAA* | EA*5X30M14A* | *96CTN0401410B* | Split System | 23000 | 16 | 9 | 1.8 | R-454B | 650
217950851 | COMFORTMAKER | Q5H9V24*K*AAA* | EA*5X30M17A* | *96VSN0401410B* | Split System | 23200 | 16 | 9 | 1.8 | R-454B | 650
217950844 | COMFORTMAKER | N5H9V24*K*AAA* | EA*5X30M17A* | *96VSN0401410B* | Split System | 23200 | 16 | 9 | 1.8 | R-454B | 650
217950866 | COMFORTMAKER | Q5H9V24*K*AAA* | EA*5X30M17A* | *96VTN0401410B* | Split System | 23200 | 16 | 9 | 1.82 | R-454B | 650
217950859 | COMFORTMAKER | N5H9V24*K*AAA* | EA*5X30M17A* | *96VTN0401410B* | Split System | 23200 | 16 | 9 | 1.82 | R-454B | 650
217946452 | COMFORTMAKER | Q5H9V24*K*AAA* | ESH5X24M12A* | *96VSN0601716B* | Split System | 23200 | 16 | 9 | 1.85 | R-454B | 650
217946490 | COMFORTMAKER | N5H9V24*K*AAA* | ESH5X24M12A* | *96VTN0601716B* | Split System | 23200 | 16 | 9 | 1.85 | R-454B | 650
217946512 | COMFORTMAKER | Q5H9V24*K*AAA* | ESH5X24M12A* | *97VTN0601716A* | Split System | 23200 | 16 | 9 | 1.85 | R-454B | 650
217946505 | COMFORTMAKER | N5H9V24*K*AAA* | ESH5X24M12A* | *97VTN0601716A* | Split System | 23200 | 16 | 9 | 1.85 | R-454B | 650
217946445 | COMFORTMAKER | N5H9V24*K*AAA* | ESH5X24M12A* | *96VSN0601716B* | Split System | 23200 | 16 | 9 | 1.85 | R-454B | 650
217946497 | COMFORTMAKER | Q5H9V24*K*AAA* | ESH5X24M12A* | *96VTN0601716B* | Split System | 23200 | 16 | 9 | 1.85 | R-454B | 650
217947663 | COMFORTMAKER | N5H9V24*K*AAA* | ESH5X30M12A* | *97CTN0601716A* | Split System | 23400 | 16 | 9 | 1.85 | R-454B | 650
217947670 | COMFORTMAKER | Q5H9V24*K*AAA* | ESH5X30M12A* | *97CTN0601716A* | Split System | 23400 | 16 | 9 | 1.85 | R-454B | 650
217947625 | COMFORTMAKER | Q5H9V24*K*AAA* | ESH5X24M12A* | *95MSU0401712A* | Split System | 23400 | 16 | 9 | 1.85 | R-454B | 650
217947618 | COMFORTMAKER | N5H9V24*K*AAA* | ESH5X24M12A* | *95MSU0401712A* | Split System | 23400 | 16 | 9 | 1.85 | R-454B | 650
217944566 | COMFORTMAKER | N5H9V24*K*AAA* | ESH5X36M12A* | *96VSN0601412B* | Split System | 23600 | 16 | 9 | 1.85 | R-454B | 650
217944588 | COMFORTMAKER | Q5H9V24*K*AAA* | ESH5X36M12A* | *96VTN0601412B* | Split System | 23600 | 16 | 9 | 1.85 | R-454B | 650
217944581 | COMFORTMAKER | N5H9V24*K*AAA* | ESH5X36M12A* | *96VTN0601412B* | Split System | 23600 | 16 | 9 | 1.85 | R-454B | 650
217944573 | COMFORTMAKER | Q5H9V24*K*AAA* | ESH5X36M12A* | *96VSN0601412B* | Split System | 23600 | 16 | 9 | 1.85 | R-454B | 650
217945399 | COMFORTMAKER | Q5H9V24*K*AAA* | ESH5X24M12A* | *80VSL1352422B* | Split System | 23800 | 16 | 9 | 1.85 | R-454B | 650
217945392 | COMFORTMAKER | N5H9V24*K*AAA* | ESH5X24M12A* | *80VSL1352422B* | Split System | 23800 | 16 | 9 | 1.85 | R-454B | 650
217912852 | COMFORTMAKER | N5H9V36*K*AAA* | EVD5X38M17A* | *80VTL0701716B* | Split System | 36800 | 16 | 9 | 2.12 | R-454B | 650
217912731 | COMFORTMAKER | N5H9V36*K*AAA* | EVD5X38M17A* | *80VSL0701716B* | Split System | 36800 | 16 | 9 | 2.12 | R-454B | 650
217912738 | COMFORTMAKER | Q5H9V36*K*AAA* | EVD5X38M17A* | *80VSL0701716B* | Split System | 36800 | 16 | 9 | 2.12 | R-454B | 650
217912859 | COMFORTMAKER | Q5H9V36*K*AAA* | EVD5X38M17A* | *80VTL0701716B* | Split System | 36800 | 16 | 9 | 2.12 | R-454B | 650
217912806 | COMFORTMAKER | N5H9V36*K*AAA* | EVD5X38M17A* | *80CTL0701412B* | Split System | 36800 | 16 | 9 | 2.12 | R-454B | 650
217913057 | COMFORTMAKER | Q5H9V36*K*AAA* | EVD5X38M17A* | *97VTN0801716A* | Split System | 36800 | 16 | 9 | 2.12 | R-454B | 650
217913027 | COMFORTMAKER | Q5H9V36*K*AAA* | EVD5X38M17A* | *96VTN0801716B* | Split System | 36800 | 16 | 9 | 2.12 | R-454B | 650
217912928 | COMFORTMAKER | N5H9V36*K*AAA* | EVD5X38M17A* | *96VSN0801716B* | Split System | 36800 | 16 | 9 | 2.12 | R-454B | 650
217913050 | COMFORTMAKER | N5H9V36*K*AAA* | EVD5X38M17A* | *97VTN0801716A* | Split System | 36800 | 16 | 9 | 2.12 | R-454B | 650
217912935 | COMFORTMAKER | Q5H9V36*K*AAA* | EVD5X38M17A* | *96VSN0801716B* | Split System | 36800 | 16 | 9 | 2.12 | R-454B | 650
217912813 | COMFORTMAKER | Q5H9V36*K*AAA* | EVD5X38M17A* | *80CTL0701412B* | Split System | 36800 | 16 | 9 | 2.12 | R-454B | 650
217913020 | COMFORTMAKER | N5H9V36*K*AAA* | EVD5X38M17A* | *96VTN0801716B* | Split System | 36800 | 16 | 9 | 2.12 | R-454B | 650
217912208 | COMFORTMAKER | Q5H9V36*K*AAA* | EVD5X36M21A* | *97VTN1002122A* | Split System | 36400 | 16 | 9 | 2.14 | R-454B | 650
217914078 | COMFORTMAKER | N5H9V36*K*AAA* | EVD5X42M21A* | *97VTN1002122A* | Split System | 36400 | 16 | 9 | 2.14 | R-454B | 650
217914010 | COMFORTMAKER | Q5H9V36*K*AAA* | EVD5X42M21A* | *96VTN1002122B* | Split System | 36400 | 16 | 9 | 2.14 | R-454B | 650
217912201 | COMFORTMAKER | N5H9V36*K*AAA* | EVD5X36M21A* | *97VTN1002122A* | Split System | 36400 | 16 | 9 | 2.14 | R-454B | 650
217912133 | COMFORTMAKER | Q5H9V36*K*AAA* | EVD5X36M21A* | *96VTN1002122B* | Split System | 36400 | 16 | 9 | 2.14 | R-454B | 650
217912126 | COMFORTMAKER | N5H9V36*K*AAA* | EVD5X36M21A* | *96VTN1002122B* | Split System | 36400 | 16 | 9 | 2.14 | R-454B | 650
217914003 | COMFORTMAKER | N5H9V36*K*AAA* | EVD5X42M21A* | *96VTN1002122B* | Split System | 36400 | 16 | 9 | 2.14 | R-454B | 650
217914085 | COMFORTMAKER | Q5H9V36*K*AAA* | EVD5X42M21A* | *97VTN1002122A* | Split System | 36400 | 16 | 9 | 2.14 | R-454B | 650
217914340 | COMFORTMAKER | Q5H9V36*K*AAA* | EVD5X48M21A* | *80CTL1102120B* | Split System | 36600 | 16 | 9 | 2.14 | R-454B | 650
217914333 | COMFORTMAKER | N5H9V36*K*AAA* | EVD5X48M21A* | *80CTL1102120B* | Split System | 36600 | 16 | 9 | 2.14 | R-454B | 650
217910453 | COMFORTMAKER | Q5H9V36*K*AAA* | EVM5X48M21A* | *80VSL1102122B* | Split System | 36800 | 16 | 9 | 2.14 | R-454B | 650
217912828 | COMFORTMAKER | Q5H9V36*K*AAA* | EVD5X38M17A* | *80CTL0701716B* | Split System | 36800 | 16 | 9 | 2.14 | R-454B | 650
217914220 | COMFORTMAKER | Q5H9V36*K*AAA* | EVD5X48M21A* | *80VSL1102122B* | Split System | 36800 | 16 | 9 | 2.14 | R-454B | 650
217912821 | COMFORTMAKER | N5H9V36*K*AAA* | EVD5X38M17A* | *80CTL0701716B* | Split System | 36800 | 16 | 9 | 2.14 | R-454B | 650
217912292 | COMFORTMAKER | N5H9V36*K*AAA* | EVD5X37M21A* | *80VSL1102122B* | Split System | 36800 | 16 | 9 | 2.14 | R-454B | 650
217910446 | COMFORTMAKER | N5H9V36*K*AAA* | EVM5X48M21A* | *80VSL1102122B* | Split System | 36800 | 16 | 9 | 2.14 | R-454B | 650
217914213 | COMFORTMAKER | N5H9V36*K*AAA* | EVD5X48M21A* | *80VSL1102122B* | Split System | 36800 | 16 | 9 | 2.14 | R-454B | 650
217917561 | COMFORTMAKER | Q5H9V48*K*AAA* | EVD5X61M21A* | *95CSU1002122B* | Split System | 49000 | 16 | 9 | 2.15 | R-454B | 650
217917556 | COMFORTMAKER | N5H9V48*K*AAA* | EVD5X61M21A* | *95CSU1002122B* | Split System | 49000 | 16 | 9 | 2.15 | R-454B | 650
217917861 | COMFORTMAKER | Q5H9V48*K*AAA* | EVD5X61M24A* | *80MSU1002120A* | Split System | 49500 | 16 | 9 | 2.15 | R-454B | 650
217950090 | DAY & NIGHT | N5H9V24*K*AAA* | EA*5X30M14A* | *96CTN0401410B* | Split System | 23000 | 16 | 9 | 1.8 | R-454B | 650
217950097 | DAY & NIGHT | Q5H9V24*K*AAA* | EA*5X30M14A* | *96CTN0401410B* | Split System | 23000 | 16 | 9 | 1.8 | R-454B | 650
217950845 | DAY & NIGHT | N5H9V24*K*AAA* | EA*5X30M17A* | *96VSN0401410B* | Split System | 23200 | 16 | 9 | 1.8 | R-454B | 650
217950852 | DAY & NIGHT | Q5H9V24*K*AAA* | EA*5X30M17A* | *96VSN0401410B* | Split System | 23200 | 16 | 9 | 1.8 | R-454B | 650
217950860 | DAY & NIGHT | N5H9V24*K*AAA* | EA*5X30M17A* | *96VTN0401410B* | Split System | 23200 | 16 | 9 | 1.82 | R-454B | 650
217950867 | DAY & NIGHT | Q5H9V24*K*AAA* | EA*5X30M17A* | *96VTN0401410B* | Split System | 23200 | 16 | 9 | 1.82 | R-454B | 650
217946498 | DAY & NIGHT | Q5H9V24*K*AAA* | ESH5X24M12A* | *96VTN0601716B* | Split System | 23200 | 16 | 9 | 1.85 | R-454B | 650
217946446 | DAY & NIGHT | N5H9V24*K*AAA* | ESH5X24M12A* | *96VSN0601716B* | Split System | 23200 | 16 | 9 | 1.85 | R-454B | 650
217946491 | DAY & NIGHT | N5H9V24*K*AAA* | ESH5X24M12A* | *96VTN0601716B* | Split System | 23200 | 16 | 9 | 1.85 | R-454B | 650
217946453 | DAY & NIGHT | Q5H9V24*K*AAA* | ESH5X24M12A* | *96VSN0601716B* | Split System | 23200 | 16 | 9 | 1.85 | R-454B | 650
217946513 | DAY & NIGHT | Q5H9V24*K*AAA* | ESH5X24M12A* | *97VTN0601716A* | Split System | 23200 | 16 | 9 | 1.85 | R-454B | 650
217946506 | DAY & NIGHT | N5H9V24*K*AAA* | ESH5X24M12A* | *97VTN0601716A* | Split System | 23200 | 16 | 9 | 1.85 | R-454B | 650
217947664 | DAY & NIGHT | N5H9V24*K*AAA* | ESH5X30M12A* | *97CTN0601716A* | Split System | 23400 | 16 | 9 | 1.85 | R-454B | 650
217947671 | DAY & NIGHT | Q5H9V24*K*AAA* | ESH5X30M12A* | *97CTN0601716A* | Split System | 23400 | 16 | 9 | 1.85 | R-454B | 650
217947619 | DAY & NIGHT | N5H9V24*K*AAA* | ESH5X24M12A* | *95MSU0401712A* | Split System | 23400 | 16 | 9 | 1.85 | R-454B | 650
217947626 | DAY & NIGHT | Q5H9V24*K*AAA* | ESH5X24M12A* | *95MSU0401712A* | Split System | 23400 | 16 | 9 | 1.85 | R-454B | 650
217944567 | DAY & NIGHT | N5H9V24*K*AAA* | ESH5X36M12A* | *96VSN0601412B* | Split System | 23600 | 16 | 9 | 1.85 | R-454B | 650
217944574 | DAY & NIGHT | Q5H9V24*K*AAA* | ESH5X36M12A* | *96VSN0601412B* | Split System | 23600 | 16 | 9 | 1.85 | R-454B | 650
217944582 | DAY & NIGHT | N5H9V24*K*AAA* | ESH5X36M12A* | *96VTN0601412B* | Split System | 23600 | 16 | 9 | 1.85 | R-454B | 650
217944589 | DAY & NIGHT | Q5H9V24*K*AAA* | ESH5X36M12A* | *96VTN0601412B* | Split System | 23600 | 16 | 9 | 1.85 | R-454B | 650
217945400 | DAY & NIGHT | Q5H9V24*K*AAA* | ESH5X24M12A* | *80VSL1352422B* | Split System | 23800 | 16 | 9 | 1.85 | R-454B | 650
217945393 | DAY & NIGHT | N5H9V24*K*AAA* | ESH5X24M12A* | *80VSL1352422B* | Split System | 23800 | 16 | 9 | 1.85 | R-454B | 650
217912860 | DAY & NIGHT | Q5H9V36*K*AAA* | EVD5X38M17A* | *80VTL0701716B* | Split System | 36800 | 16 | 9 | 2.12 | R-454B | 650
217912853 | DAY & NIGHT | N5H9V36*K*AAA* | EVD5X38M17A* | *80VTL0701716B* | Split System | 36800 | 16 | 9 | 2.12 | R-454B | 650
217912739 | DAY & NIGHT | Q5H9V36*K*AAA* | EVD5X38M17A* | *80VSL0701716B* | Split System | 36800 | 16 | 9 | 2.12 | R-454B | 650
217913021 | DAY & NIGHT | N5H9V36*K*AAA* | EVD5X38M17A* | *96VTN0801716B* | Split System | 36800 | 16 | 9 | 2.12 | R-454B | 650
217913058 | DAY & NIGHT | Q5H9V36*K*AAA* | EVD5X38M17A* | *97VTN0801716A* | Split System | 36800 | 16 | 9 | 2.12 | R-454B | 650
217912807 | DAY & NIGHT | N5H9V36*K*AAA* | EVD5X38M17A* | *80CTL0701412B* | Split System | 36800 | 16 | 9 | 2.12 | R-454B | 650
217912814 | DAY & NIGHT | Q5H9V36*K*AAA* | EVD5X38M17A* | *80CTL0701412B* | Split System | 36800 | 16 | 9 | 2.12 | R-454B | 650
217913028 | DAY & NIGHT | Q5H9V36*K*AAA* | EVD5X38M17A* | *96VTN0801716B* | Split System | 36800 | 16 | 9 | 2.12 | R-454B | 650
217912929 | DAY & NIGHT | N5H9V36*K*AAA* | EVD5X38M17A* | *96VSN0801716B* | Split System | 36800 | 16 | 9 | 2.12 | R-454B | 650
217913051 | DAY & NIGHT | N5H9V36*K*AAA* | EVD5X38M17A* | *97VTN0801716A* | Split System | 36800 | 16 | 9 | 2.12 | R-454B | 650
217914011 | DAY & NIGHT | Q5H9V36*K*AAA* | EVD5X42M21A* | *96VTN1002122B* | Split System | 36400 | 16 | 9 | 2.14 | R-454B | 650
217914086 | DAY & NIGHT | Q5H9V36*K*AAA* | EVD5X42M21A* | *97VTN1002122A* | Split System | 36400 | 16 | 9 | 2.14 | R-454B | 650
217912209 | DAY & NIGHT | Q5H9V36*K*AAA* | EVD5X36M21A* | *97VTN1002122A* | Split System | 36400 | 16 | 9 | 2.14 | R-454B | 650
217912134 | DAY & NIGHT | Q5H9V36*K*AAA* | EVD5X36M21A* | *96VTN1002122B* | Split System | 36400 | 16 | 9 | 2.14 | R-454B | 650
217914079 | DAY & NIGHT | N5H9V36*K*AAA* | EVD5X42M21A* | *97VTN1002122A* | Split System | 36400 | 16 | 9 | 2.14 | R-454B | 650
217912127 | DAY & NIGHT | N5H9V36*K*AAA* | EVD5X36M21A* | *96VTN1002122B* | Split System | 36400 | 16 | 9 | 2.14 | R-454B | 650
217912202 | DAY & NIGHT | N5H9V36*K*AAA* | EVD5X36M21A* | *97VTN1002122A* | Split System | 36400 | 16 | 9 | 2.14 | R-454B | 650
217914004 | DAY & NIGHT | N5H9V36*K*AAA* | EVD5X42M21A* | *96VTN1002122B* | Split System | 36400 | 16 | 9 | 2.14 | R-454B | 650
217914334 | DAY & NIGHT | N5H9V36*K*AAA* | EVD5X48M21A* | *80CTL1102120B* | Split System | 36600 | 16 | 9 | 2.14 | R-454B | 650
217914341 | DAY & NIGHT | Q5H9V36*K*AAA* | EVD5X48M21A* | *80CTL1102120B* | Split System | 36600 | 16 | 9 | 2.14 | R-454B | 650
217912822 | DAY & NIGHT | N5H9V36*K*AAA* | EVD5X38M17A* | *80CTL0701716B* | Split System | 36800 | 16 | 9 | 2.14 | R-454B | 650
217910454 | DAY & NIGHT | Q5H9V36*K*AAA* | EVM5X48M21A* | *80VSL1102122B* | Split System | 36800 | 16 | 9 | 2.14 | R-454B | 650
217910447 | DAY & NIGHT | N5H9V36*K*AAA* | EVM5X48M21A* | *80VSL1102122B* | Split System | 36800 | 16 | 9 | 2.14 | R-454B | 650
217912293 | DAY & NIGHT | N5H9V36*K*AAA* | EVD5X37M21A* | *80VSL1102122B* | Split System | 36800 | 16 | 9 | 2.14 | R-454B | 650
217914214 | DAY & NIGHT | N5H9V36*K*AAA* | EVD5X48M21A* | *80VSL1102122B* | Split System | 36800 | 16 | 9 | 2.14 | R-454B | 650
217912829 | DAY & NIGHT | Q5H9V36*K*AAA* | EVD5X38M17A* | *80CTL0701716B* | Split System | 36800 | 16 | 9 | 2.14 | R-454B | 650
217912300 | DAY & NIGHT | Q5H9V36*K*AAA* | EVD5X37M21A* | *80VSL1102122B* | Split System | 36800 | 16 | 9 | 2.14 | R-454B | 650
217914221 | DAY & NIGHT | Q5H9V36*K*AAA* | EVD5X48M21A* | *80VSL1102122B* | Split System | 36800 | 16 | 9 | 2.14 | R-454B | 650
217917562 | DAY & NIGHT | Q5H9V48*K*AAA* | EVD5X61M21A* | *95CSU1002122B* | Split System | 49000 | 16 | 9 | 2.15 | R-454B | 650
217917557 | DAY & NIGHT | N5H9V48*K*AAA* | EVD5X61M21A* | *95CSU1002122B* | Split System | 49000 | 16 | 9 | 2.15 | R-454B | 650
217917862 | DAY & NIGHT | Q5H9V48*K*AAA* | EVD5X61M24A* | *80MSU1002120A* | Split System | 49500 | 16 | 9 | 2.15 | R-454B | 650
217917857 | DAY & NIGHT | N5H9V48*K*AAA* | EVD5X61M24A* | *80MSU1002120A* | Split System | 49500 | 16 | 9 | 2.15 | R-454B | 650
217950098 | HEIL | Q5H9V24*K*AAA* | EA*5X30M14A* | *96CTN0401410B* | Split System | 23000 | 16 | 9 | 1.8 | R-454B | 650
217950091 | HEIL | N5H9V24*K*AAA* | EA*5X30M14A* | *96CTN0401410B* | Split System | 23000 | 16 | 9 | 1.8 | R-454B | 650
217950853 | HEIL | Q5H9V24*K*AAA* | EA*5X30M17A* | *96VSN0401410B* | Split System | 23200 | 16 | 9 | 1.8 | R-454B | 650
217950846 | HEIL | N5H9V24*K*AAA* | EA*5X30M17A* | *96VSN0401410B* | Split System | 23200 | 16 | 9 | 1.8 | R-454B | 650
217950868 | HEIL | Q5H9V24*K*AAA* | EA*5X30M17A* | *96VTN0401410B* | Split System | 23200 | 16 | 9 | 1.82 | R-454B | 650
217950861 | HEIL | N5H9V24*K*AAA* | EA*5X30M17A* | *96VTN0401410B* | Split System | 23200 | 16 | 9 | 1.82 | R-454B | 650
217946447 | HEIL | N5H9V24*K*AAA* | ESH5X24M12A* | *96VSN0601716B* | Split System | 23200 | 16 | 9 | 1.85 | R-454B | 650
217946499 | HEIL | Q5H9V24*K*AAA* | ESH5X24M12A* | *96VTN0601716B* | Split System | 23200 | 16 | 9 | 1.85 | R-454B | 650
217946492 | HEIL | N5H9V24*K*AAA* | ESH5X24M12A* | *96VTN0601716B* | Split System | 23200 | 16 | 9 | 1.85 | R-454B | 650
217946454 | HEIL | Q5H9V24*K*AAA* | ESH5X24M12A* | *96VSN0601716B* | Split System | 23200 | 16 | 9 | 1.85 | R-454B | 650
217946514 | HEIL | Q5H9V24*K*AAA* | ESH5X24M12A* | *97VTN0601716A* | Split System | 23200 | 16 | 9 | 1.85 | R-454B | 650
217946507 | HEIL | N5H9V24*K*AAA* | ESH5X24M12A* | *97VTN0601716A* | Split System | 23200 | 16 | 9 | 1.85 | R-454B | 650
217947672 | HEIL | Q5H9V24*K*AAA* | ESH5X30M12A* | *97CTN0601716A* | Split System | 23400 | 16 | 9 | 1.85 | R-454B | 650
217947665 | HEIL | N5H9V24*K*AAA* | ESH5X30M12A* | *97CTN0601716A* | Split System | 23400 | 16 | 9 | 1.85 | R-454B | 650
217947627 | HEIL | Q5H9V24*K*AAA* | ESH5X24M12A* | *95MSU0401712A* | Split System | 23400 | 16 | 9 | 1.85 | R-454B | 650
217947620 | HEIL | N5H9V24*K*AAA* | ESH5X24M12A* | *95MSU0401712A* | Split System | 23400 | 16 | 9 | 1.85 | R-454B | 650
217944583 | HEIL | N5H9V24*K*AAA* | ESH5X36M12A* | *96VTN0601412B* | Split System | 23600 | 16 | 9 | 1.85 | R-454B | 650
217944568 | HEIL | N5H9V24*K*AAA* | ESH5X36M12A* | *96VSN0601412B* | Split System | 23600 | 16 | 9 | 1.85 | R-454B | 650
217944590 | HEIL | Q5H9V24*K*AAA* | ESH5X36M12A* | *96VTN0601412B* | Split System | 23600 | 16 | 9 | 1.85 | R-454B | 650
217944575 | HEIL | Q5H9V24*K*AAA* | ESH5X36M12A* | *96VSN0601412B* | Split System | 23600 | 16 | 9 | 1.85 | R-454B | 650
217945401 | HEIL | Q5H9V24*K*AAA* | ESH5X24M12A* | *80VSL1352422B* | Split System | 23800 | 16 | 9 | 1.85 | R-454B | 650
217945394 | HEIL | N5H9V24*K*AAA* | ESH5X24M12A* | *80VSL1352422B* | Split System | 23800 | 16 | 9 | 1.85 | R-454B | 650
217912740 | HEIL | Q5H9V36*K*AAA* | EVD5X38M17A* | *80VSL0701716B* | Split System | 36800 | 16 | 9 | 2.12 | R-454B | 650
217912861 | HEIL | Q5H9V36*K*AAA* | EVD5X38M17A* | *80VTL0701716B* | Split System | 36800 | 16 | 9 | 2.12 | R-454B | 650
217912733 | HEIL | N5H9V36*K*AAA* | EVD5X38M17A* | *80VSL0701716B* | Split System | 36800 | 16 | 9 | 2.12 | R-454B | 650
217912854 | HEIL | N5H9V36*K*AAA* | EVD5X38M17A* | *80VTL0701716B* | Split System | 36800 | 16 | 9 | 2.12 | R-454B | 650
217912815 | HEIL | Q5H9V36*K*AAA* | EVD5X38M17A* | *80CTL0701412B* | Split System | 36800 | 16 | 9 | 2.12 | R-454B | 650
217912808 | HEIL | N5H9V36*K*AAA* | EVD5X38M17A* | *80CTL0701412B* | Split System | 36800 | 16 | 9 | 2.12 | R-454B | 650
217913059 | HEIL | Q5H9V36*K*AAA* | EVD5X38M17A* | *97VTN0801716A* | Split System | 36800 | 16 | 9 | 2.12 | R-454B | 650
217912930 | HEIL | N5H9V36*K*AAA* | EVD5X38M17A* | *96VSN0801716B* | Split System | 36800 | 16 | 9 | 2.12 | R-454B | 650
217913029 | HEIL | Q5H9V36*K*AAA* | EVD5X38M17A* | *96VTN0801716B* | Split System | 36800 | 16 | 9 | 2.12 | R-454B | 650
217912937 | HEIL | Q5H9V36*K*AAA* | EVD5X38M17A* | *96VSN0801716B* | Split System | 36800 | 16 | 9 | 2.12 | R-454B | 650
217913022 | HEIL | N5H9V36*K*AAA* | EVD5X38M17A* | *96VTN0801716B* | Split System | 36800 | 16 | 9 | 2.12 | R-454B | 650
217912203 | HEIL | N5H9V36*K*AAA* | EVD5X36M21A* | *97VTN1002122A* | Split System | 36400 | 16 | 9 | 2.14 | R-454B | 650
217912210 | HEIL | Q5H9V36*K*AAA* | EVD5X36M21A* | *97VTN1002122A* | Split System | 36400 | 16 | 9 | 2.14 | R-454B | 650
217912128 | HEIL | N5H9V36*K*AAA* | EVD5X36M21A* | *96VTN1002122B* | Split System | 36400 | 16 | 9 | 2.14 | R-454B | 650
217914087 | HEIL | Q5H9V36*K*AAA* | EVD5X42M21A* | *97VTN1002122A* | Split System | 36400 | 16 | 9 | 2.14 | R-454B | 650
217912135 | HEIL | Q5H9V36*K*AAA* | EVD5X36M21A* | *96VTN1002122B* | Split System | 36400 | 16 | 9 | 2.14 | R-454B | 650
217914012 | HEIL | Q5H9V36*K*AAA* | EVD5X42M21A* | *96VTN1002122B* | Split System | 36400 | 16 | 9 | 2.14 | R-454B | 650
217914080 | HEIL | N5H9V36*K*AAA* | EVD5X42M21A* | *97VTN1002122A* | Split System | 36400 | 16 | 9 | 2.14 | R-454B | 650
217914005 | HEIL | N5H9V36*K*AAA* | EVD5X42M21A* | *96VTN1002122B* | Split System | 36400 | 16 | 9 | 2.14 | R-454B | 650
217914342 | HEIL | Q5H9V36*K*AAA* | EVD5X48M21A* | *80CTL1102120B* | Split System | 36600 | 16 | 9 | 2.14 | R-454B | 650
217914335 | HEIL | N5H9V36*K*AAA* | EVD5X48M21A* | *80CTL1102120B* | Split System | 36600 | 16 | 9 | 2.14 | R-454B | 650
217910455 | HEIL | Q5H9V36*K*AAA* | EVM5X48M21A* | *80VSL1102122B* | Split System | 36800 | 16 | 9 | 2.14 | R-454B | 650
217912830 | HEIL | Q5H9V36*K*AAA* | EVD5X38M17A* | *80CTL0701716B* | Split System | 36800 | 16 | 9 | 2.14 | R-454B | 650
217912294 | HEIL | N5H9V36*K*AAA* | EVD5X37M21A* | *80VSL1102122B* | Split System | 36800 | 16 | 9 | 2.14 | R-454B | 650
217910448 | HEIL | N5H9V36*K*AAA* | EVM5X48M21A* | *80VSL1102122B* | Split System | 36800 | 16 | 9 | 2.14 | R-454B | 650
217912823 | HEIL | N5H9V36*K*AAA* | EVD5X38M17A* | *80CTL0701716B* | Split System | 36800 | 16 | 9 | 2.14 | R-454B | 650
217914222 | HEIL | Q5H9V36*K*AAA* | EVD5X48M21A* | *80VSL1102122B* | Split System | 36800 | 16 | 9 | 2.14 | R-454B | 650
217914215 | HEIL | N5H9V36*K*AAA* | EVD5X48M21A* | *80VSL1102122B* | Split System | 36800 | 16 | 9 | 2.14 | R-454B | 650
217917558 | HEIL | N5H9V48*K*AAA* | EVD5X61M21A* | *95CSU1002122B* | Split System | 49000 | 16 | 9 | 2.15 | R-454B | 650
217917863 | HEIL | Q5H9V48*K*AAA* | EVD5X61M24A* | *80MSU1002120A* | Split System | 49500 | 16 | 9 | 2.15 | R-454B | 650
217917858 | HEIL | N5H9V48*K*AAA* | EVD5X61M24A* | *80MSU1002120A* | Split System | 49500 | 16 | 9 | 2.15 | R-454B | 650
217950092 | KEEPRITE | N5H9V24*K*AAA* | EA*5X30M14A* | *96CTN0401410B* | Split System | 23000 | 16 | 9 | 1.8 | R-454B | 650
217950099 | KEEPRITE | Q5H9V24*K*AAA* | EA*5X30M14A* | *96CTN0401410B* | Split System | 23000 | 16 | 9 | 1.8 | R-454B | 650
217950854 | KEEPRITE | Q5H9V24*K*AAA* | EA*5X30M17A* | *96VSN0401410B* | Split System | 23200 | 16 | 9 | 1.8 | R-454B | 650
217950847 | KEEPRITE | N5H9V24*K*AAA* | EA*5X30M17A* | *96VSN0401410B* | Split System | 23200 | 16 | 9 | 1.8 | R-454B | 650
217950869 | KEEPRITE | Q5H9V24*K*AAA* | EA*5X30M17A* | *96VTN0401410B* | Split System | 23200 | 16 | 9 | 1.82 | R-454B | 650
217950862 | KEEPRITE | N5H9V24*K*AAA* | EA*5X30M17A* | *96VTN0401410B* | Split System | 23200 | 16 | 9 | 1.82 | R-454B | 650
217946448 | KEEPRITE | N5H9V24*K*AAA* | ESH5X24M12A* | *96VSN0601716B* | Split System | 23200 | 16 | 9 | 1.85 | R-454B | 650
217946455 | KEEPRITE | Q5H9V24*K*AAA* | ESH5X24M12A* | *96VSN0601716B* | Split System | 23200 | 16 | 9 | 1.85 | R-454B | 650
217946500 | KEEPRITE | Q5H9V24*K*AAA* | ESH5X24M12A* | *96VTN0601716B* | Split System | 23200 | 16 | 9 | 1.85 | R-454B | 650
217946493 | KEEPRITE | N5H9V24*K*AAA* | ESH5X24M12A* | *96VTN0601716B* | Split System | 23200 | 16 | 9 | 1.85 | R-454B | 650
217946515 | KEEPRITE | Q5H9V24*K*AAA* | ESH5X24M12A* | *97VTN0601716A* | Split System | 23200 | 16 | 9 | 1.85 | R-454B | 650
217946508 | KEEPRITE | N5H9V24*K*AAA* | ESH5X24M12A* | *97VTN0601716A* | Split System | 23200 | 16 | 9 | 1.85 | R-454B | 650
217947666 | KEEPRITE | N5H9V24*K*AAA* | ESH5X30M12A* | *97CTN0601716A* | Split System | 23400 | 16 | 9 | 1.85 | R-454B | 650
217947673 | KEEPRITE | Q5H9V24*K*AAA* | ESH5X30M12A* | *97CTN0601716A* | Split System | 23400 | 16 | 9 | 1.85 | R-454B | 650
217947628 | KEEPRITE | Q5H9V24*K*AAA* | ESH5X24M12A* | *95MSU0401712A* | Split System | 23400 | 16 | 9 | 1.85 | R-454B | 650
217947621 | KEEPRITE | N5H9V24*K*AAA* | ESH5X24M12A* | *95MSU0401712A* | Split System | 23400 | 16 | 9 | 1.85 | R-454B | 650
217944584 | KEEPRITE | N5H9V24*K*AAA* | ESH5X36M12A* | *96VTN0601412B* | Split System | 23600 | 16 | 9 | 1.85 | R-454B | 650
217944569 | KEEPRITE | N5H9V24*K*AAA* | ESH5X36M12A* | *96VSN0601412B* | Split System | 23600 | 16 | 9 | 1.85 | R-454B | 650
217944591 | KEEPRITE | Q5H9V24*K*AAA* | ESH5X36M12A* | *96VTN0601412B* | Split System | 23600 | 16 | 9 | 1.85 | R-454B | 650
217944576 | KEEPRITE | Q5H9V24*K*AAA* | ESH5X36M12A* | *96VSN0601412B* | Split System | 23600 | 16 | 9 | 1.85 | R-454B | 650
217945402 | KEEPRITE | Q5H9V24*K*AAA* | ESH5X24M12A* | *80VSL1352422B* | Split System | 23800 | 16 | 9 | 1.85 | R-454B | 650
217945395 | KEEPRITE | N5H9V24*K*AAA* | ESH5X24M12A* | *80VSL1352422B* | Split System | 23800 | 16 | 9 | 1.85 | R-454B | 650
217912741 | KEEPRITE | Q5H9V36*K*AAA* | EVD5X38M17A* | *80VSL0701716B* | Split System | 36800 | 16 | 9 | 2.12 | R-454B | 650
217912855 | KEEPRITE | N5H9V36*K*AAA* | EVD5X38M17A* | *80VTL0701716B* | Split System | 36800 | 16 | 9 | 2.12 | R-454B | 650
217912862 | KEEPRITE | Q5H9V36*K*AAA* | EVD5X38M17A* | *80VTL0701716B* | Split System | 36800 | 16 | 9 | 2.12 | R-454B | 650
217913030 | KEEPRITE | Q5H9V36*K*AAA* | EVD5X38M17A* | *96VTN0801716B* | Split System | 36800 | 16 | 9 | 2.12 | R-454B | 650
217913053 | KEEPRITE | N5H9V36*K*AAA* | EVD5X38M17A* | *97VTN0801716A* | Split System | 36800 | 16 | 9 | 2.12 | R-454B | 650
217913023 | KEEPRITE | N5H9V36*K*AAA* | EVD5X38M17A* | *96VTN0801716B* | Split System | 36800 | 16 | 9 | 2.12 | R-454B | 650
217913060 | KEEPRITE | Q5H9V36*K*AAA* | EVD5X38M17A* | *97VTN0801716A* | Split System | 36800 | 16 | 9 | 2.12 | R-454B | 650
217912809 | KEEPRITE | N5H9V36*K*AAA* | EVD5X38M17A* | *80CTL0701412B* | Split System | 36800 | 16 | 9 | 2.12 | R-454B | 650
217912931 | KEEPRITE | N5H9V36*K*AAA* | EVD5X38M17A* | *96VSN0801716B* | Split System | 36800 | 16 | 9 | 2.12 | R-454B | 650
217912938 | KEEPRITE | Q5H9V36*K*AAA* | EVD5X38M17A* | *96VSN0801716B* | Split System | 36800 | 16 | 9 | 2.12 | R-454B | 650
217912816 | KEEPRITE | Q5H9V36*K*AAA* | EVD5X38M17A* | *80CTL0701412B* | Split System | 36800 | 16 | 9 | 2.12 | R-454B | 650
217912212 | KEEPRITE | Q5H9V36*K*AAA* | EVD5X36M21A* | *97VTN1002122A* | Split System | 36400 | 16 | 9 | 2.14 | R-454B | 650
217912204 | KEEPRITE | N5H9V36*K*AAA* | EVD5X36M21A* | *97VTN1002122A* | Split System | 36400 | 16 | 9 | 2.14 | R-454B | 650
217912136 | KEEPRITE | Q5H9V36*K*AAA* | EVD5X36M21A* | *96VTN1002122B* | Split System | 36400 | 16 | 9 | 2.14 | R-454B | 650
217912129 | KEEPRITE | N5H9V36*K*AAA* | EVD5X36M21A* | *96VTN1002122B* | Split System | 36400 | 16 | 9 | 2.14 | R-454B | 650
217914081 | KEEPRITE | N5H9V36*K*AAA* | EVD5X42M21A* | *97VTN1002122A* | Split System | 36400 | 16 | 9 | 2.14 | R-454B | 650
217914013 | KEEPRITE | Q5H9V36*K*AAA* | EVD5X42M21A* | *96VTN1002122B* | Split System | 36400 | 16 | 9 | 2.14 | R-454B | 650
217914006 | KEEPRITE | N5H9V36*K*AAA* | EVD5X42M21A* | *96VTN1002122B* | Split System | 36400 | 16 | 9 | 2.14 | R-454B | 650
217914088 | KEEPRITE | Q5H9V36*K*AAA* | EVD5X42M21A* | *97VTN1002122A* | Split System | 36400 | 16 | 9 | 2.14 | R-454B | 650
217914343 | KEEPRITE | Q5H9V36*K*AAA* | EVD5X48M21A* | *80CTL1102120B* | Split System | 36600 | 16 | 9 | 2.14 | R-454B | 650
217914336 | KEEPRITE | N5H9V36*K*AAA* | EVD5X48M21A* | *80CTL1102120B* | Split System | 36600 | 16 | 9 | 2.14 | R-454B | 650
217910456 | KEEPRITE | Q5H9V36*K*AAA* | EVM5X48M21A* | *80VSL1102122B* | Split System | 36800 | 16 | 9 | 2.14 | R-454B | 650
217910449 | KEEPRITE | N5H9V36*K*AAA* | EVM5X48M21A* | *80VSL1102122B* | Split System | 36800 | 16 | 9 | 2.14 | R-454B | 650
217914223 | KEEPRITE | Q5H9V36*K*AAA* | EVD5X48M21A* | *80VSL1102122B* | Split System | 36800 | 16 | 9 | 2.14 | R-454B | 650
217914216 | KEEPRITE | N5H9V36*K*AAA* | EVD5X48M21A* | *80VSL1102122B* | Split System | 36800 | 16 | 9 | 2.14 | R-454B | 650
217912295 | KEEPRITE | N5H9V36*K*AAA* | EVD5X37M21A* | *80VSL1102122B* | Split System | 36800 | 16 | 9 | 2.14 | R-454B | 650
217912302 | KEEPRITE | Q5H9V36*K*AAA* | EVD5X37M21A* | *80VSL1102122B* | Split System | 36800 | 16 | 9 | 2.14 | R-454B | 650
217912831 | KEEPRITE | Q5H9V36*K*AAA* | EVD5X38M17A* | *80CTL0701716B* | Split System | 36800 | 16 | 9 | 2.14 | R-454B | 650
217912824 | KEEPRITE | N5H9V36*K*AAA* | EVD5X38M17A* | *80CTL0701716B* | Split System | 36800 | 16 | 9 | 2.14 | R-454B | 650
217917559 | KEEPRITE | N5H9V48*K*AAA* | EVD5X61M21A* | *95CSU1002122B* | Split System | 49000 | 16 | 9 | 2.15 | R-454B | 650
217917564 | KEEPRITE | Q5H9V48*K*AAA* | EVD5X61M21A* | *95CSU1002122B* | Split System | 49000 | 16 | 9 | 2.15 | R-454B | 650
217917864 | KEEPRITE | Q5H9V48*K*AAA* | EVD5X61M24A* | *80MSU1002120A* | Split System | 49500 | 16 | 9 | 2.15 | R-454B | 650
217950093 | TEMPSTAR | N5H9V24*K*AAA* | EA*5X30M14A* | *96CTN0401410B* | Split System | 23000 | 16 | 9 | 1.8 | R-454B | 650
217950100 | TEMPSTAR | Q5H9V24*K*AAA* | EA*5X30M14A* | *96CTN0401410B* | Split System | 23000 | 16 | 9 | 1.8 | R-454B | 650
217950848 | TEMPSTAR | N5H9V24*K*AAA* | EA*5X30M17A* | *96VSN0401410B* | Split System | 23200 | 16 | 9 | 1.8 | R-454B | 650
217950855 | TEMPSTAR | Q5H9V24*K*AAA* | EA*5X30M17A* | *96VSN0401410B* | Split System | 23200 | 16 | 9 | 1.8 | R-454B | 650
217950863 | TEMPSTAR | N5H9V24*K*AAA* | EA*5X30M17A* | *96VTN0401410B* | Split System | 23200 | 16 | 9 | 1.82 | R-454B | 650
217950870 | TEMPSTAR | Q5H9V24*K*AAA* | EA*5X30M17A* | *96VTN0401410B* | Split System | 23200 | 16 | 9 | 1.82 | R-454B | 650
217946516 | TEMPSTAR | Q5H9V24*K*AAA* | ESH5X24M12A* | *97VTN0601716A* | Split System | 23200 | 16 | 9 | 1.85 | R-454B | 650
217946449 | TEMPSTAR | N5H9V24*K*AAA* | ESH5X24M12A* | *96VSN0601716B* | Split System | 23200 | 16 | 9 | 1.85 | R-454B | 650
217946509 | TEMPSTAR | N5H9V24*K*AAA* | ESH5X24M12A* | *97VTN0601716A* | Split System | 23200 | 16 | 9 | 1.85 | R-454B | 650
217946456 | TEMPSTAR | Q5H9V24*K*AAA* | ESH5X24M12A* | *96VSN0601716B* | Split System | 23200 | 16 | 9 | 1.85 | R-454B | 650
217946501 | TEMPSTAR | Q5H9V24*K*AAA* | ESH5X24M12A* | *96VTN0601716B* | Split System | 23200 | 16 | 9 | 1.85 | R-454B | 650
217946494 | TEMPSTAR | N5H9V24*K*AAA* | ESH5X24M12A* | *96VTN0601716B* | Split System | 23200 | 16 | 9 | 1.85 | R-454B | 650
217947667 | TEMPSTAR | N5H9V24*K*AAA* | ESH5X30M12A* | *97CTN0601716A* | Split System | 23400 | 16 | 9 | 1.85 | R-454B | 650
217947674 | TEMPSTAR | Q5H9V24*K*AAA* | ESH5X30M12A* | *97CTN0601716A* | Split System | 23400 | 16 | 9 | 1.85 | R-454B | 650
217947629 | TEMPSTAR | Q5H9V24*K*AAA* | ESH5X24M12A* | *95MSU0401712A* | Split System | 23400 | 16 | 9 | 1.85 | R-454B | 650
217947622 | TEMPSTAR | N5H9V24*K*AAA* | ESH5X24M12A* | *95MSU0401712A* | Split System | 23400 | 16 | 9 | 1.85 | R-454B | 650
217944570 | TEMPSTAR | N5H9V24*K*AAA* | ESH5X36M12A* | *96VSN0601412B* | Split System | 23600 | 16 | 9 | 1.85 | R-454B | 650
217944592 | TEMPSTAR | Q5H9V24*K*AAA* | ESH5X36M12A* | *96VTN0601412B* | Split System | 23600 | 16 | 9 | 1.85 | R-454B | 650
217944577 | TEMPSTAR | Q5H9V24*K*AAA* | ESH5X36M12A* | *96VSN0601412B* | Split System | 23600 | 16 | 9 | 1.85 | R-454B | 650
217944585 | TEMPSTAR | N5H9V24*K*AAA* | ESH5X36M12A* | *96VTN0601412B* | Split System | 23600 | 16 | 9 | 1.85 | R-454B | 650
217945396 | TEMPSTAR | N5H9V24*K*AAA* | ESH5X24M12A* | *80VSL1352422B* | Split System | 23800 | 16 | 9 | 1.85 | R-454B | 650
217945403 | TEMPSTAR | Q5H9V24*K*AAA* | ESH5X24M12A* | *80VSL1352422B* | Split System | 23800 | 16 | 9 | 1.85 | R-454B | 650
217912742 | TEMPSTAR | Q5H9V36*K*AAA* | EVD5X38M17A* | *80VSL0701716B* | Split System | 36800 | 16 | 9 | 2.12 | R-454B | 650
217912735 | TEMPSTAR | N5H9V36*K*AAA* | EVD5X38M17A* | *80VSL0701716B* | Split System | 36800 | 16 | 9 | 2.12 | R-454B | 650
217912863 | TEMPSTAR | Q5H9V36*K*AAA* | EVD5X38M17A* | *80VTL0701716B* | Split System | 36800 | 16 | 9 | 2.12 | R-454B | 650
217912856 | TEMPSTAR | N5H9V36*K*AAA* | EVD5X38M17A* | *80VTL0701716B* | Split System | 36800 | 16 | 9 | 2.12 | R-454B | 650
217912810 | TEMPSTAR | N5H9V36*K*AAA* | EVD5X38M17A* | *80CTL0701412B* | Split System | 36800 | 16 | 9 | 2.12 | R-454B | 650
217913024 | TEMPSTAR | N5H9V36*K*AAA* | EVD5X38M17A* | *96VTN0801716B* | Split System | 36800 | 16 | 9 | 2.12 | R-454B | 650
217913054 | TEMPSTAR | N5H9V36*K*AAA* | EVD5X38M17A* | *97VTN0801716A* | Split System | 36800 | 16 | 9 | 2.12 | R-454B | 650
217912939 | TEMPSTAR | Q5H9V36*K*AAA* | EVD5X38M17A* | *96VSN0801716B* | Split System | 36800 | 16 | 9 | 2.12 | R-454B | 650
217912932 | TEMPSTAR | N5H9V36*K*AAA* | EVD5X38M17A* | *96VSN0801716B* | Split System | 36800 | 16 | 9 | 2.12 | R-454B | 650
217912817 | TEMPSTAR | Q5H9V36*K*AAA* | EVD5X38M17A* | *80CTL0701412B* | Split System | 36800 | 16 | 9 | 2.12 | R-454B | 650
217913031 | TEMPSTAR | Q5H9V36*K*AAA* | EVD5X38M17A* | *96VTN0801716B* | Split System | 36800 | 16 | 9 | 2.12 | R-454B | 650
217913061 | TEMPSTAR | Q5H9V36*K*AAA* | EVD5X38M17A* | *97VTN0801716A* | Split System | 36800 | 16 | 9 | 2.12 | R-454B | 650
217912205 | TEMPSTAR | N5H9V36*K*AAA* | EVD5X36M21A* | *97VTN1002122A* | Split System | 36400 | 16 | 9 | 2.14 | R-454B | 650
217912137 | TEMPSTAR | Q5H9V36*K*AAA* | EVD5X36M21A* | *96VTN1002122B* | Split System | 36400 | 16 | 9 | 2.14 | R-454B | 650
217914007 | TEMPSTAR | N5H9V36*K*AAA* | EVD5X42M21A* | *96VTN1002122B* | Split System | 36400 | 16 | 9 | 2.14 | R-454B | 650
217912130 | TEMPSTAR | N5H9V36*K*AAA* | EVD5X36M21A* | *96VTN1002122B* | Split System | 36400 | 16 | 9 | 2.14 | R-454B | 650
217912213 | TEMPSTAR | Q5H9V36*K*AAA* | EVD5X36M21A* | *97VTN1002122A* | Split System | 36400 | 16 | 9 | 2.14 | R-454B | 650
217914014 | TEMPSTAR | Q5H9V36*K*AAA* | EVD5X42M21A* | *96VTN1002122B* | Split System | 36400 | 16 | 9 | 2.14 | R-454B | 650
217914089 | TEMPSTAR | Q5H9V36*K*AAA* | EVD5X42M21A* | *97VTN1002122A* | Split System | 36400 | 16 | 9 | 2.14 | R-454B | 650
217914082 | TEMPSTAR | N5H9V36*K*AAA* | EVD5X42M21A* | *97VTN1002122A* | Split System | 36400 | 16 | 9 | 2.14 | R-454B | 650
217914344 | TEMPSTAR | Q5H9V36*K*AAA* | EVD5X48M21A* | *80CTL1102120B* | Split System | 36600 | 16 | 9 | 2.14 | R-454B | 650
217914337 | TEMPSTAR | N5H9V36*K*AAA* | EVD5X48M21A* | *80CTL1102120B* | Split System | 36600 | 16 | 9 | 2.14 | R-454B | 650
217912303 | TEMPSTAR | Q5H9V36*K*AAA* | EVD5X37M21A* | *80VSL1102122B* | Split System | 36800 | 16 | 9 | 2.14 | R-454B | 650
217912296 | TEMPSTAR | N5H9V36*K*AAA* | EVD5X37M21A* | *80VSL1102122B* | Split System | 36800 | 16 | 9 | 2.14 | R-454B | 650
217910450 | TEMPSTAR | N5H9V36*K*AAA* | EVM5X48M21A* | *80VSL1102122B* | Split System | 36800 | 16 | 9 | 2.14 | R-454B | 650
217910457 | TEMPSTAR | Q5H9V36*K*AAA* | EVM5X48M21A* | *80VSL1102122B* | Split System | 36800 | 16 | 9 | 2.14 | R-454B | 650
217912832 | TEMPSTAR | Q5H9V36*K*AAA* | EVD5X38M17A* | *80CTL0701716B* | Split System | 36800 | 16 | 9 | 2.14 | R-454B | 650
217912825 | TEMPSTAR | N5H9V36*K*AAA* | EVD5X38M17A* | *80CTL0701716B* | Split System | 36800 | 16 | 9 | 2.14 | R-454B | 650
217914217 | TEMPSTAR | N5H9V36*K*AAA* | EVD5X48M21A* | *80VSL1102122B* | Split System | 36800 | 16 | 9 | 2.14 | R-454B | 650
217914224 | TEMPSTAR | Q5H9V36*K*AAA* | EVD5X48M21A* | *80VSL1102122B* | Split System | 36800 | 16 | 9 | 2.14 | R-454B | 650
217917560 | TEMPSTAR | N5H9V48*K*AAA* | EVD5X61M21A* | *95CSU1002122B* | Split System | 49000 | 16 | 9 | 2.15 | R-454B | 650
217917865 | TEMPSTAR | Q5H9V48*K*AAA* | EVD5X61M24A* | *80MSU1002120A* | Split System | 49500 | 16 | 9 | 2.15 | R-454B | 650
217917860 | TEMPSTAR | N5H9V48*K*AAA* | EVD5X61M24A* | *80MSU1002120A* | Split System | 49500 | 16 | 9 | 2.15 | R-454B | 650
217270302 | HAIER | 1U24T3PS*HE | NCUC30BT5****+TDR | NF80L070S3B*** | Split System | 23800 | 16.4 | 9 | 1.8 | R-454B | 650
218018458 | ACIQ | N5H9V24*K*AAA* | EA*5X30M14A* | *96VSN0401410B* | Split System | 23000 | 16.5 | 9 | 1.8 | R-454B | 650
218019039 | ACIQ | N5H9V24*K*AAA* | EA*5X24M17A* | OLV098A12* | Split System | 23200 | 16.5 | 9 | 1.82 | R-454B | 650
218019230 | ACIQ | N5H9V24*K*AAA* | EA*5X36M17A* | *96CTN0401410B* | Split System | 23200 | 16.5 | 9 | 1.84 | R-454B | 650
218019137 | ACIQ | N5H9V24*K*AAA* | EA*5X36M17A* | *96VTN0401410B* | Split System | 23200 | 16.5 | 9 | 1.84 | R-454B | 650
218018489 | ACIQ | N5H9V24*K*AAA* | ESH5X30M12A* | *97CMN0801714B* | Split System | 23600 | 16.5 | 9 | 1.85 | R-454B | 650
218021222 | ACIQ | N5H9V48*K*AAA* | EVD5X60M21A* | *95MSU1002122A* | Split System | 48500 | 16.5 | 9 | 2.1 | R-454B | 650
218021068 | ACIQ | N5H9V48*K*AAA* | EVM5X60M21A* | *95MSU1002122A* | Split System | 48500 | 16.5 | 9 | 2.1 | R-454B | 650
218020984 | ACIQ | N5H9V48*K*AAA* | EVM5X49M21A* | *80MSU0802120A* | Split System | 48500 | 16.5 | 9 | 2.15 | R-454B | 650
218016392 | ACIQ | N5H9V48*K*AAA* | EVD5X61M24A* | *95MSU1002122A* | Split System | 49500 | 16.5 | 9 | 2.15 | R-454B | 650
217946098 | AIRQUEST | N5H9V24*K*AAA* | EA*5X30M14A* | *96VSN0401410B* | Split System | 23000 | 16.5 | 9 | 1.8 | R-454B | 650
217946105 | AIRQUEST | Q5H9V24*K*AAA* | EA*5X30M14A* | *96VSN0401410B* | Split System | 23000 | 16.5 | 9 | 1.8 | R-454B | 650
217948068 | AIRQUEST | N5H9V24*K*AAA* | EA*5X24M17A* | OLV098A12* | Split System | 23200 | 16.5 | 9 | 1.82 | R-454B | 650
217948075 | AIRQUEST | Q5H9V24*K*AAA* | EA*5X24M17A* | OLV098A12* | Split System | 23200 | 16.5 | 9 | 1.82 | R-454B | 650
217949783 | AIRQUEST | Q5H9V24*K*AAA* | EA*5X36M17A* | *96CTN0401410B* | Split System | 23200 | 16.5 | 9 | 1.84 | R-454B | 650
217948926 | AIRQUEST | N5H9V24*K*AAA* | EA*5X36M17A* | *96VTN0401410B* | Split System | 23200 | 16.5 | 9 | 1.84 | R-454B | 650
217949776 | AIRQUEST | N5H9V24*K*AAA* | EA*5X36M17A* | *96CTN0401410B* | Split System | 23200 | 16.5 | 9 | 1.84 | R-454B | 650
217948933 | AIRQUEST | Q5H9V24*K*AAA* | EA*5X36M17A* | *96VTN0401410B* | Split System | 23200 | 16.5 | 9 | 1.84 | R-454B | 650
217946196 | AIRQUEST | Q5H9V24*K*AAA* | ESH5X30M12A* | *97CMN0801714B* | Split System | 23600 | 16.5 | 9 | 1.85 | R-454B | 650
217946189 | AIRQUEST | N5H9V24*K*AAA* | ESH5X30M12A* | *97CMN0801714B* | Split System | 23600 | 16.5 | 9 | 1.85 | R-454B | 650
217955514 | AIRQUEST | Q5H9V48*K*AAA* | EVD5X60M21A* | *95MSU1002122A* | Split System | 48500 | 16.5 | 9 | 2.1 | R-454B | 650
217916073 | AIRQUEST | N5H9V48*K*AAA* | EVM5X60M21A* | *95MSU1002122A* | Split System | 48500 | 16.5 | 9 | 2.1 | R-454B | 650
217955334 | AIRQUEST | Q5H9V48*K*AAA* | EVM5X60M21A* | *95MSU1002122A* | Split System | 48500 | 16.5 | 9 | 2.1 | R-454B | 650
217917234 | AIRQUEST | N5H9V48*K*AAA* | EVD5X60M21A* | *95MSU1002122A* | Split System | 48500 | 16.5 | 9 | 2.1 | R-454B | 650
217955236 | AIRQUEST | Q5H9V48*K*AAA* | EVM5X49M21A* | *80MSU0802120A* | Split System | 48500 | 16.5 | 9 | 2.15 | R-454B | 650
217915435 | AIRQUEST | N5H9V48*K*AAA* | EVM5X49M21A* | *80MSU0802120A* | Split System | 48500 | 16.5 | 9 | 2.15 | R-454B | 650
217955578 | AIRQUEST | Q5H9V48*K*AAA* | EVD5X61M21A* | *95MSU1002122A* | Split System | 49000 | 16.5 | 9 | 2.15 | R-454B | 650
217917646 | AIRQUEST | N5H9V48*K*AAA* | EVD5X61M21A* | *95MSU1002122A* | Split System | 49000 | 16.5 | 9 | 2.15 | R-454B | 650
217955600 | AIRQUEST | Q5H9V48*K*AAA* | EVD5X61M24A* | *80CSU0802120B* | Split System | 49500 | 16.5 | 9 | 2.15 | R-454B | 650
217955640 | AIRQUEST | Q5H9V48*K*AAA* | EVD5X61M24A* | *95MSU1002122A* | Split System | 49500 | 16.5 | 9 | 2.15 | R-454B | 650
217918051 | AIRQUEST | N5H9V48*K*AAA* | EVD5X61M24A* | *95MSU1002122A* | Split System | 49500 | 16.5 | 9 | 2.15 | R-454B | 650
217946104 | ARCOAIRE | Q5H9V24*K*AAA* | EA*5X30M14A* | *96VSN0401410B* | Split System | 23000 | 16.5 | 9 | 1.8 | R-454B | 650
217946097 | ARCOAIRE | N5H9V24*K*AAA* | EA*5X30M14A* | *96VSN0401410B* | Split System | 23000 | 16.5 | 9 | 1.8 | R-454B | 650
217948067 | ARCOAIRE | N5H9V24*K*AAA* | EA*5X24M17A* | OLV098A12* | Split System | 23200 | 16.5 | 9 | 1.82 | R-454B | 650
217948074 | ARCOAIRE | Q5H9V24*K*AAA* | EA*5X24M17A* | OLV098A12* | Split System | 23200 | 16.5 | 9 | 1.82 | R-454B | 650
217948925 | ARCOAIRE | N5H9V24*K*AAA* | EA*5X36M17A* | *96VTN0401410B* | Split System | 23200 | 16.5 | 9 | 1.84 | R-454B | 650
217948932 | ARCOAIRE | Q5H9V24*K*AAA* | EA*5X36M17A* | *96VTN0401410B* | Split System | 23200 | 16.5 | 9 | 1.84 | R-454B | 650
217949775 | ARCOAIRE | N5H9V24*K*AAA* | EA*5X36M17A* | *96CTN0401410B* | Split System | 23200 | 16.5 | 9 | 1.84 | R-454B | 650
217949782 | ARCOAIRE | Q5H9V24*K*AAA* | EA*5X36M17A* | *96CTN0401410B* | Split System | 23200 | 16.5 | 9 | 1.84 | R-454B | 650
217946195 | ARCOAIRE | Q5H9V24*K*AAA* | ESH5X30M12A* | *97CMN0801714B* | Split System | 23600 | 16.5 | 9 | 1.85 | R-454B | 650
217946188 | ARCOAIRE | N5H9V24*K*AAA* | ESH5X30M12A* | *97CMN0801714B* | Split System | 23600 | 16.5 | 9 | 1.85 | R-454B | 650
217955513 | ARCOAIRE | Q5H9V48*K*AAA* | EVD5X60M21A* | *95MSU1002122A* | Split System | 48500 | 16.5 | 9 | 2.1 | R-454B | 650
217955333 | ARCOAIRE | Q5H9V48*K*AAA* | EVM5X60M21A* | *95MSU1002122A* | Split System | 48500 | 16.5 | 9 | 2.1 | R-454B | 650
217916072 | ARCOAIRE | N5H9V48*K*AAA* | EVM5X60M21A* | *95MSU1002122A* | Split System | 48500 | 16.5 | 9 | 2.1 | R-454B | 650
217917233 | ARCOAIRE | N5H9V48*K*AAA* | EVD5X60M21A* | *95MSU1002122A* | Split System | 48500 | 16.5 | 9 | 2.1 | R-454B | 650
217915434 | ARCOAIRE | N5H9V48*K*AAA* | EVM5X49M21A* | *80MSU0802120A* | Split System | 48500 | 16.5 | 9 | 2.15 | R-454B | 650
217955235 | ARCOAIRE | Q5H9V48*K*AAA* | EVM5X49M21A* | *80MSU0802120A* | Split System | 48500 | 16.5 | 9 | 2.15 | R-454B | 650
217955577 | ARCOAIRE | Q5H9V48*K*AAA* | EVD5X61M21A* | *95MSU1002122A* | Split System | 49000 | 16.5 | 9 | 2.15 | R-454B | 650
217917645 | ARCOAIRE | N5H9V48*K*AAA* | EVD5X61M21A* | *95MSU1002122A* | Split System | 49000 | 16.5 | 9 | 2.15 | R-454B | 650
217955599 | ARCOAIRE | Q5H9V48*K*AAA* | EVD5X61M24A* | *80CSU0802120B* | Split System | 49500 | 16.5 | 9 | 2.15 | R-454B | 650
217917789 | ARCOAIRE | N5H9V48*K*AAA* | EVD5X61M24A* | *80CSU0802120B* | Split System | 49500 | 16.5 | 9 | 2.15 | R-454B | 650
217955639 | ARCOAIRE | Q5H9V48*K*AAA* | EVD5X61M24A* | *95MSU1002122A* | Split System | 49500 | 16.5 | 9 | 2.15 | R-454B | 650
217918050 | ARCOAIRE | N5H9V48*K*AAA* | EVD5X61M24A* | *95MSU1002122A* | Split System | 49500 | 16.5 | 9 | 2.15 | R-454B | 650
217946096 | BRYANT HEATING AND COOLING SYSTEMS | 249VAN024**AA* | CAA**3014AM* | 926SB30040V14*** | Split System | 23000 | 16.5 | 9 | 1.8 | R-454B | 650
217948066 | BRYANT HEATING AND COOLING SYSTEMS | 249VAN024**AA* | CAA**2417AM* | OVLAAB036098 | Split System | 23200 | 16.5 | 9 | 1.82 | R-454B | 650
217948924 | BRYANT HEATING AND COOLING SYSTEMS | 249VAN024**AA* | CAA**3617AM* | 926TC30040V14*** | Split System | 23200 | 16.5 | 9 | 1.84 | R-454B | 650
217949774 | BRYANT HEATING AND COOLING SYSTEMS | 249VAN024**AA* | CAA**3617AM* | 986TD30040C14*** | Split System | 23200 | 16.5 | 9 | 1.84 | R-454B | 650
217946187 | BRYANT HEATING AND COOLING SYSTEMS | 249VAN024**AA* | CSAH*3012AM* | 987MC42080C17*** | Split System | 23600 | 16.5 | 9 | 1.85 | R-454B | 650
217916071 | BRYANT HEATING AND COOLING SYSTEMS | 249VAN048**AA* | CVAMA6021XMA* | 935SB66100M21*** | Split System | 48500 | 16.5 | 9 | 2.1 | R-454B | 650
217917232 | BRYANT HEATING AND COOLING SYSTEMS | 249VAN048**AA* | CVAVA6021XMA* | 935SB66100M21*** | Split System | 48500 | 16.5 | 9 | 2.1 | R-454B | 650
217917644 | BRYANT HEATING AND COOLING SYSTEMS | 249VAN048**AA* | CVAVA6121XMA* | 935SB66100M21*** | Split System | 49000 | 16.5 | 9 | 2.15 | R-454B | 650
217917788 | BRYANT HEATING AND COOLING SYSTEMS | 249VAN048**AA* | CVAVA6124XMA* | 83*CB60080C21*** | Split System | 49500 | 16.5 | 9 | 2.15 | R-454B | 650
217918049 | BRYANT HEATING AND COOLING SYSTEMS | 249VAN048**AA* | CVAVA6124XMA* | 935SB66100M21*** | Split System | 49500 | 16.5 | 9 | 2.15 | R-454B | 650
217908002 | CARRIER | 27VPA948A*030* | CVAMA6021XMA* | 59SU5B100M21**22 | Split System | 48500 | 16.5 | 9 | 2.1 | R-454B | 650
217908092 | CARRIER | 27VPA948A*030* | CVAVA6021XMA* | 59SU5B100M21**22 | Split System | 48500 | 16.5 | 9 | 2.1 | R-454B | 650
217907953 | CARRIER | 27VPA948A*030* | CVAMA4921XMA* | 58SU*B080M21**20 | Split System | 48500 | 16.5 | 9 | 2.15 | R-454B | 650
217908123 | CARRIER | 27VPA948A*030* | CVAVA6121XMA* | 59SU5B100M21**22 | Split System | 49000 | 16.5 | 9 | 2.15 | R-454B | 650
217908134 | CARRIER | 27VPA948A*030* | CVAVA6124XMA* | 58CU*B080C21**20 | Split System | 49500 | 16.5 | 9 | 2.15 | R-454B | 650
217908155 | CARRIER | 27VPA948A*030* | CVAVA6124XMA* | 59SU5B100M21**22 | Split System | 49500 | 16.5 | 9 | 2.15 | R-454B | 650
217946106 | COMFORTMAKER | Q5H9V24*K*AAA* | EA*5X30M14A* | *96VSN0401410B* | Split System | 23000 | 16.5 | 9 | 1.8 | R-454B | 650
217946099 | COMFORTMAKER | N5H9V24*K*AAA* | EA*5X30M14A* | *96VSN0401410B* | Split System | 23000 | 16.5 | 9 | 1.8 | R-454B | 650
217948076 | COMFORTMAKER | Q5H9V24*K*AAA* | EA*5X24M17A* | OLV098A12* | Split System | 23200 | 16.5 | 9 | 1.82 | R-454B | 650
217948069 | COMFORTMAKER | N5H9V24*K*AAA* | EA*5X24M17A* | OLV098A12* | Split System | 23200 | 16.5 | 9 | 1.82 | R-454B | 650
217948927 | COMFORTMAKER | N5H9V24*K*AAA* | EA*5X36M17A* | *96VTN0401410B* | Split System | 23200 | 16.5 | 9 | 1.84 | R-454B | 650
217949777 | COMFORTMAKER | N5H9V24*K*AAA* | EA*5X36M17A* | *96CTN0401410B* | Split System | 23200 | 16.5 | 9 | 1.84 | R-454B | 650
217948934 | COMFORTMAKER | Q5H9V24*K*AAA* | EA*5X36M17A* | *96VTN0401410B* | Split System | 23200 | 16.5 | 9 | 1.84 | R-454B | 650
217949784 | COMFORTMAKER | Q5H9V24*K*AAA* | EA*5X36M17A* | *96CTN0401410B* | Split System | 23200 | 16.5 | 9 | 1.84 | R-454B | 650
217946190 | COMFORTMAKER | N5H9V24*K*AAA* | ESH5X30M12A* | *97CMN0801714B* | Split System | 23600 | 16.5 | 9 | 1.85 | R-454B | 650
217946197 | COMFORTMAKER | Q5H9V24*K*AAA* | ESH5X30M12A* | *97CMN0801714B* | Split System | 23600 | 16.5 | 9 | 1.85 | R-454B | 650
217916074 | COMFORTMAKER | N5H9V48*K*AAA* | EVM5X60M21A* | *95MSU1002122A* | Split System | 48500 | 16.5 | 9 | 2.1 | R-454B | 650
217917235 | COMFORTMAKER | N5H9V48*K*AAA* | EVD5X60M21A* | *95MSU1002122A* | Split System | 48500 | 16.5 | 9 | 2.1 | R-454B | 650
217916079 | COMFORTMAKER | Q5H9V48*K*AAA* | EVM5X60M21A* | *95MSU1002122A* | Split System | 48500 | 16.5 | 9 | 2.1 | R-454B | 650
217915441 | COMFORTMAKER | Q5H9V48*K*AAA* | EVM5X49M21A* | *80MSU0802120A* | Split System | 48500 | 16.5 | 9 | 2.15 | R-454B | 650
217915436 | COMFORTMAKER | N5H9V48*K*AAA* | EVM5X49M21A* | *80MSU0802120A* | Split System | 48500 | 16.5 | 9 | 2.15 | R-454B | 650
217917652 | COMFORTMAKER | Q5H9V48*K*AAA* | EVD5X61M21A* | *95MSU1002122A* | Split System | 49000 | 16.5 | 9 | 2.15 | R-454B | 650
217917796 | COMFORTMAKER | Q5H9V48*K*AAA* | EVD5X61M24A* | *80CSU0802120B* | Split System | 49500 | 16.5 | 9 | 2.15 | R-454B | 650
217917791 | COMFORTMAKER | N5H9V48*K*AAA* | EVD5X61M24A* | *80CSU0802120B* | Split System | 49500 | 16.5 | 9 | 2.15 | R-454B | 650
217918052 | COMFORTMAKER | N5H9V48*K*AAA* | EVD5X61M24A* | *95MSU1002122A* | Split System | 49500 | 16.5 | 9 | 2.15 | R-454B | 650
217918057 | COMFORTMAKER | Q5H9V48*K*AAA* | EVD5X61M24A* | *95MSU1002122A* | Split System | 49500 | 16.5 | 9 | 2.15 | R-454B | 650
217946100 | DAY & NIGHT | N5H9V24*K*AAA* | EA*5X30M14A* | *96VSN0401410B* | Split System | 23000 | 16.5 | 9 | 1.8 | R-454B | 650
217946107 | DAY & NIGHT | Q5H9V24*K*AAA* | EA*5X30M14A* | *96VSN0401410B* | Split System | 23000 | 16.5 | 9 | 1.8 | R-454B | 650
217948077 | DAY & NIGHT | Q5H9V24*K*AAA* | EA*5X24M17A* | OLV098A12* | Split System | 23200 | 16.5 | 9 | 1.82 | R-454B | 650
217948070 | DAY & NIGHT | N5H9V24*K*AAA* | EA*5X24M17A* | OLV098A12* | Split System | 23200 | 16.5 | 9 | 1.82 | R-454B | 650
217948928 | DAY & NIGHT | N5H9V24*K*AAA* | EA*5X36M17A* | *96VTN0401410B* | Split System | 23200 | 16.5 | 9 | 1.84 | R-454B | 650
217949778 | DAY & NIGHT | N5H9V24*K*AAA* | EA*5X36M17A* | *96CTN0401410B* | Split System | 23200 | 16.5 | 9 | 1.84 | R-454B | 650
217949785 | DAY & NIGHT | Q5H9V24*K*AAA* | EA*5X36M17A* | *96CTN0401410B* | Split System | 23200 | 16.5 | 9 | 1.84 | R-454B | 650
217948935 | DAY & NIGHT | Q5H9V24*K*AAA* | EA*5X36M17A* | *96VTN0401410B* | Split System | 23200 | 16.5 | 9 | 1.84 | R-454B | 650
217946198 | DAY & NIGHT | Q5H9V24*K*AAA* | ESH5X30M12A* | *97CMN0801714B* | Split System | 23600 | 16.5 | 9 | 1.85 | R-454B | 650
217946191 | DAY & NIGHT | N5H9V24*K*AAA* | ESH5X30M12A* | *97CMN0801714B* | Split System | 23600 | 16.5 | 9 | 1.85 | R-454B | 650
217916080 | DAY & NIGHT | Q5H9V48*K*AAA* | EVM5X60M21A* | *95MSU1002122A* | Split System | 48500 | 16.5 | 9 | 2.1 | R-454B | 650
217917241 | DAY & NIGHT | Q5H9V48*K*AAA* | EVD5X60M21A* | *95MSU1002122A* | Split System | 48500 | 16.5 | 9 | 2.1 | R-454B | 650
217915437 | DAY & NIGHT | N5H9V48*K*AAA* | EVM5X49M21A* | *80MSU0802120A* | Split System | 48500 | 16.5 | 9 | 2.15 | R-454B | 650
217915442 | DAY & NIGHT | Q5H9V48*K*AAA* | EVM5X49M21A* | *80MSU0802120A* | Split System | 48500 | 16.5 | 9 | 2.15 | R-454B | 650
217917648 | DAY & NIGHT | N5H9V48*K*AAA* | EVD5X61M21A* | *95MSU1002122A* | Split System | 49000 | 16.5 | 9 | 2.15 | R-454B | 650
217917653 | DAY & NIGHT | Q5H9V48*K*AAA* | EVD5X61M21A* | *95MSU1002122A* | Split System | 49000 | 16.5 | 9 | 2.15 | R-454B | 650
217917797 | DAY & NIGHT | Q5H9V48*K*AAA* | EVD5X61M24A* | *80CSU0802120B* | Split System | 49500 | 16.5 | 9 | 2.15 | R-454B | 650
217917792 | DAY & NIGHT | N5H9V48*K*AAA* | EVD5X61M24A* | *80CSU0802120B* | Split System | 49500 | 16.5 | 9 | 2.15 | R-454B | 650
217918053 | DAY & NIGHT | N5H9V48*K*AAA* | EVD5X61M24A* | *95MSU1002122A* | Split System | 49500 | 16.5 | 9 | 2.15 | R-454B | 650
217918058 | DAY & NIGHT | Q5H9V48*K*AAA* | EVD5X61M24A* | *95MSU1002122A* | Split System | 49500 | 16.5 | 9 | 2.15 | R-454B | 650
217946101 | HEIL | N5H9V24*K*AAA* | EA*5X30M14A* | *96VSN0401410B* | Split System | 23000 | 16.5 | 9 | 1.8 | R-454B | 650
217946108 | HEIL | Q5H9V24*K*AAA* | EA*5X30M14A* | *96VSN0401410B* | Split System | 23000 | 16.5 | 9 | 1.8 | R-454B | 650
217948071 | HEIL | N5H9V24*K*AAA* | EA*5X24M17A* | OLV098A12* | Split System | 23200 | 16.5 | 9 | 1.82 | R-454B | 650
217948078 | HEIL | Q5H9V24*K*AAA* | EA*5X24M17A* | OLV098A12* | Split System | 23200 | 16.5 | 9 | 1.82 | R-454B | 650
217948929 | HEIL | N5H9V24*K*AAA* | EA*5X36M17A* | *96VTN0401410B* | Split System | 23200 | 16.5 | 9 | 1.84 | R-454B | 650
217948936 | HEIL | Q5H9V24*K*AAA* | EA*5X36M17A* | *96VTN0401410B* | Split System | 23200 | 16.5 | 9 | 1.84 | R-454B | 650
217949786 | HEIL | Q5H9V24*K*AAA* | EA*5X36M17A* | *96CTN0401410B* | Split System | 23200 | 16.5 | 9 | 1.84 | R-454B | 650
217949779 | HEIL | N5H9V24*K*AAA* | EA*5X36M17A* | *96CTN0401410B* | Split System | 23200 | 16.5 | 9 | 1.84 | R-454B | 650
217946199 | HEIL | Q5H9V24*K*AAA* | ESH5X30M12A* | *97CMN0801714B* | Split System | 23600 | 16.5 | 9 | 1.85 | R-454B | 650
217946192 | HEIL | N5H9V24*K*AAA* | ESH5X30M12A* | *97CMN0801714B* | Split System | 23600 | 16.5 | 9 | 1.85 | R-454B | 650
217917242 | HEIL | Q5H9V48*K*AAA* | EVD5X60M21A* | *95MSU1002122A* | Split System | 48500 | 16.5 | 9 | 2.1 | R-454B | 650
217916076 | HEIL | N5H9V48*K*AAA* | EVM5X60M21A* | *95MSU1002122A* | Split System | 48500 | 16.5 | 9 | 2.1 | R-454B | 650
217916081 | HEIL | Q5H9V48*K*AAA* | EVM5X60M21A* | *95MSU1002122A* | Split System | 48500 | 16.5 | 9 | 2.1 | R-454B | 650
217915438 | HEIL | N5H9V48*K*AAA* | EVM5X49M21A* | *80MSU0802120A* | Split System | 48500 | 16.5 | 9 | 2.15 | R-454B | 650
217915443 | HEIL | Q5H9V48*K*AAA* | EVM5X49M21A* | *80MSU0802120A* | Split System | 48500 | 16.5 | 9 | 2.15 | R-454B | 650
217917649 | HEIL | N5H9V48*K*AAA* | EVD5X61M21A* | *95MSU1002122A* | Split System | 49000 | 16.5 | 9 | 2.15 | R-454B | 650
217917654 | HEIL | Q5H9V48*K*AAA* | EVD5X61M21A* | *95MSU1002122A* | Split System | 49000 | 16.5 | 9 | 2.15 | R-454B | 650
217917798 | HEIL | Q5H9V48*K*AAA* | EVD5X61M24A* | *80CSU0802120B* | Split System | 49500 | 16.5 | 9 | 2.15 | R-454B | 650
217918054 | HEIL | N5H9V48*K*AAA* | EVD5X61M24A* | *95MSU1002122A* | Split System | 49500 | 16.5 | 9 | 2.15 | R-454B | 650
217918059 | HEIL | Q5H9V48*K*AAA* | EVD5X61M24A* | *95MSU1002122A* | Split System | 49500 | 16.5 | 9 | 2.15 | R-454B | 650
217946102 | KEEPRITE | N5H9V24*K*AAA* | EA*5X30M14A* | *96VSN0401410B* | Split System | 23000 | 16.5 | 9 | 1.8 | R-454B | 650
217946109 | KEEPRITE | Q5H9V24*K*AAA* | EA*5X30M14A* | *96VSN0401410B* | Split System | 23000 | 16.5 | 9 | 1.8 | R-454B | 650
217948072 | KEEPRITE | N5H9V24*K*AAA* | EA*5X24M17A* | OLV098A12* | Split System | 23200 | 16.5 | 9 | 1.82 | R-454B | 650
217948079 | KEEPRITE | Q5H9V24*K*AAA* | EA*5X24M17A* | OLV098A12* | Split System | 23200 | 16.5 | 9 | 1.82 | R-454B | 650
217948930 | KEEPRITE | N5H9V24*K*AAA* | EA*5X36M17A* | *96VTN0401410B* | Split System | 23200 | 16.5 | 9 | 1.84 | R-454B | 650
217948937 | KEEPRITE | Q5H9V24*K*AAA* | EA*5X36M17A* | *96VTN0401410B* | Split System | 23200 | 16.5 | 9 | 1.84 | R-454B | 650
217949787 | KEEPRITE | Q5H9V24*K*AAA* | EA*5X36M17A* | *96CTN0401410B* | Split System | 23200 | 16.5 | 9 | 1.84 | R-454B | 650
217949780 | KEEPRITE | N5H9V24*K*AAA* | EA*5X36M17A* | *96CTN0401410B* | Split System | 23200 | 16.5 | 9 | 1.84 | R-454B | 650
217946200 | KEEPRITE | Q5H9V24*K*AAA* | ESH5X30M12A* | *97CMN0801714B* | Split System | 23600 | 16.5 | 9 | 1.85 | R-454B | 650
217946193 | KEEPRITE | N5H9V24*K*AAA* | ESH5X30M12A* | *97CMN0801714B* | Split System | 23600 | 16.5 | 9 | 1.85 | R-454B | 650
217916077 | KEEPRITE | N5H9V48*K*AAA* | EVM5X60M21A* | *95MSU1002122A* | Split System | 48500 | 16.5 | 9 | 2.1 | R-454B | 650
217917243 | KEEPRITE | Q5H9V48*K*AAA* | EVD5X60M21A* | *95MSU1002122A* | Split System | 48500 | 16.5 | 9 | 2.1 | R-454B | 650
217917238 | KEEPRITE | N5H9V48*K*AAA* | EVD5X60M21A* | *95MSU1002122A* | Split System | 48500 | 16.5 | 9 | 2.1 | R-454B | 650
217916082 | KEEPRITE | Q5H9V48*K*AAA* | EVM5X60M21A* | *95MSU1002122A* | Split System | 48500 | 16.5 | 9 | 2.1 | R-454B | 650
217915439 | KEEPRITE | N5H9V48*K*AAA* | EVM5X49M21A* | *80MSU0802120A* | Split System | 48500 | 16.5 | 9 | 2.15 | R-454B | 650
217915444 | KEEPRITE | Q5H9V48*K*AAA* | EVM5X49M21A* | *80MSU0802120A* | Split System | 48500 | 16.5 | 9 | 2.15 | R-454B | 650
217917650 | KEEPRITE | N5H9V48*K*AAA* | EVD5X61M21A* | *95MSU1002122A* | Split System | 49000 | 16.5 | 9 | 2.15 | R-454B | 650
217917655 | KEEPRITE | Q5H9V48*K*AAA* | EVD5X61M21A* | *95MSU1002122A* | Split System | 49000 | 16.5 | 9 | 2.15 | R-454B | 650
217917794 | KEEPRITE | N5H9V48*K*AAA* | EVD5X61M24A* | *80CSU0802120B* | Split System | 49500 | 16.5 | 9 | 2.15 | R-454B | 650
217918060 | KEEPRITE | Q5H9V48*K*AAA* | EVD5X61M24A* | *95MSU1002122A* | Split System | 49500 | 16.5 | 9 | 2.15 | R-454B | 650
217918055 | KEEPRITE | N5H9V48*K*AAA* | EVD5X61M24A* | *95MSU1002122A* | Split System | 49500 | 16.5 | 9 | 2.15 | R-454B | 650
217946103 | TEMPSTAR | N5H9V24*K*AAA* | EA*5X30M14A* | *96VSN0401410B* | Split System | 23000 | 16.5 | 9 | 1.8 | R-454B | 650
217946110 | TEMPSTAR | Q5H9V24*K*AAA* | EA*5X30M14A* | *96VSN0401410B* | Split System | 23000 | 16.5 | 9 | 1.8 | R-454B | 650
217948080 | TEMPSTAR | Q5H9V24*K*AAA* | EA*5X24M17A* | OLV098A12* | Split System | 23200 | 16.5 | 9 | 1.82 | R-454B | 650
217948073 | TEMPSTAR | N5H9V24*K*AAA* | EA*5X24M17A* | OLV098A12* | Split System | 23200 | 16.5 | 9 | 1.82 | R-454B | 650
217949781 | TEMPSTAR | N5H9V24*K*AAA* | EA*5X36M17A* | *96CTN0401410B* | Split System | 23200 | 16.5 | 9 | 1.84 | R-454B | 650
217948938 | TEMPSTAR | Q5H9V24*K*AAA* | EA*5X36M17A* | *96VTN0401410B* | Split System | 23200 | 16.5 | 9 | 1.84 | R-454B | 650
217949788 | TEMPSTAR | Q5H9V24*K*AAA* | EA*5X36M17A* | *96CTN0401410B* | Split System | 23200 | 16.5 | 9 | 1.84 | R-454B | 650
217948931 | TEMPSTAR | N5H9V24*K*AAA* | EA*5X36M17A* | *96VTN0401410B* | Split System | 23200 | 16.5 | 9 | 1.84 | R-454B | 650
217946201 | TEMPSTAR | Q5H9V24*K*AAA* | ESH5X30M12A* | *97CMN0801714B* | Split System | 23600 | 16.5 | 9 | 1.85 | R-454B | 650
217946194 | TEMPSTAR | N5H9V24*K*AAA* | ESH5X30M12A* | *97CMN0801714B* | Split System | 23600 | 16.5 | 9 | 1.85 | R-454B | 650
217916078 | TEMPSTAR | N5H9V48*K*AAA* | EVM5X60M21A* | *95MSU1002122A* | Split System | 48500 | 16.5 | 9 | 2.1 | R-454B | 650
217916083 | TEMPSTAR | Q5H9V48*K*AAA* | EVM5X60M21A* | *95MSU1002122A* | Split System | 48500 | 16.5 | 9 | 2.1 | R-454B | 650
217917239 | TEMPSTAR | N5H9V48*K*AAA* | EVD5X60M21A* | *95MSU1002122A* | Split System | 48500 | 16.5 | 9 | 2.1 | R-454B | 650
217917244 | TEMPSTAR | Q5H9V48*K*AAA* | EVD5X60M21A* | *95MSU1002122A* | Split System | 48500 | 16.5 | 9 | 2.1 | R-454B | 650
217915440 | TEMPSTAR | N5H9V48*K*AAA* | EVM5X49M21A* | *80MSU0802120A* | Split System | 48500 | 16.5 | 9 | 2.15 | R-454B | 650
217915445 | TEMPSTAR | Q5H9V48*K*AAA* | EVM5X49M21A* | *80MSU0802120A* | Split System | 48500 | 16.5 | 9 | 2.15 | R-454B | 650
217917651 | TEMPSTAR | N5H9V48*K*AAA* | EVD5X61M21A* | *95MSU1002122A* | Split System | 49000 | 16.5 | 9 | 2.15 | R-454B | 650
217917795 | TEMPSTAR | N5H9V48*K*AAA* | EVD5X61M24A* | *80CSU0802120B* | Split System | 49500 | 16.5 | 9 | 2.15 | R-454B | 650
217918061 | TEMPSTAR | Q5H9V48*K*AAA* | EVD5X61M24A* | *95MSU1002122A* | Split System | 49500 | 16.5 | 9 | 2.15 | R-454B | 650
217918056 | TEMPSTAR | N5H9V48*K*AAA* | EVD5X61M24A* | *95MSU1002122A* | Split System | 49500 | 16.5 | 9 | 2.15 | R-454B | 650
217270362 | HAIER | 1U24T3PS*HE | NCHC30BT5****+TDR | NF80U070S3B*** | Split System | 24000 | 16.65 | 9 | 1.8 | R-454B | 650
217270319 | HAIER | 1U24T3PS*HE | NCUC36BT5****+TDR | NF80L070S3B*** | Split System | 24000 | 16.7 | 9 | 1.85 | R-454B | 650
218019248 | ACIQ | N5H9V24*K*AAA* | ESH5X36M12A* | OMV112K14A | Split System | 24200 | 17 | 9 | 1.85 | R-454B | 650
218021241 | ACIQ | N5H9V48*K*AAA* | EVD5X61M21A* | *80CSU0802120B* | Split System | 49500 | 17 | 9 | 2.1 | R-454B | 650
217949976 | AIRQUEST | N5H9V24*K*AAA* | ESH5X36M12A* | OMV112K14A | Split System | 24200 | 17 | 9 | 1.85 | R-454B | 650
217949987 | AIRQUEST | Q5H9V24*K*AAA* | ESH5X36M12A* | OMV112K14A | Split System | 24200 | 17 | 9 | 1.85 | R-454B | 650
217955536 | AIRQUEST | Q5H9V48*K*AAA* | EVD5X61M21A* | *80CSU0802120B* | Split System | 49500 | 17 | 9 | 2.1 | R-454B | 650
217917386 | AIRQUEST | N5H9V48*K*AAA* | EVD5X61M21A* | *80CSU0802120B* | Split System | 49500 | 17 | 9 | 2.1 | R-454B | 650
217949973 | ARCOAIRE | N5H9V24*K*AAA* | ESH5X36M12A* | OMV112K14A | Split System | 24200 | 17 | 9 | 1.85 | R-454B | 650
217949985 | ARCOAIRE | Q5H9V24*K*AAA* | ESH5X36M12A* | OMV112K14A | Split System | 24200 | 17 | 9 | 1.85 | R-454B | 650
217955535 | ARCOAIRE | Q5H9V48*K*AAA* | EVD5X61M21A* | *80CSU0802120B* | Split System | 49500 | 17 | 9 | 2.1 | R-454B | 650
217917385 | ARCOAIRE | N5H9V48*K*AAA* | EVD5X61M21A* | *80CSU0802120B* | Split System | 49500 | 17 | 9 | 2.1 | R-454B | 650
217949972 | BRYANT HEATING AND COOLING SYSTEMS | 249VAN024**AA* | CSAH*3612AM* | OVMAAB042112 | Split System | 24200 | 17 | 9 | 1.85 | R-454B | 650
217917384 | BRYANT HEATING AND COOLING SYSTEMS | 249VAN048**AA* | CVAVA6121XMA* | 83*CB60080C21*** | Split System | 49500 | 17 | 9 | 2.1 | R-454B | 650
217918384 | BRYANT HEATING AND COOLING SYSTEMS | 249VAN060**AA* | PF5TNBD60L* |  | Split System | 57500 | 17 | 9 | 2.12 | R-454B | 650
217908103 | CARRIER | 27VPA948A*030* | CVAVA6121XMA* | 58CU*B080C21**20 | Split System | 49500 | 17 | 9 | 2.1 | R-454B | 650
217918381 | CARRIER | 27VPA960A*030* | FG5ANBD60L* |  | Split System | 57500 | 17 | 9 | 2.12 | R-454B | 650
217949977 | COMFORTMAKER | N5H9V24*K*AAA* | ESH5X36M12A* | OMV112K14A | Split System | 24200 | 17 | 9 | 1.85 | R-454B | 650
217949989 | COMFORTMAKER | Q5H9V24*K*AAA* | ESH5X36M12A* | OMV112K14A | Split System | 24200 | 17 | 9 | 1.85 | R-454B | 650
217917392 | COMFORTMAKER | Q5H9V48*K*AAA* | EVD5X61M21A* | *80CSU0802120B* | Split System | 49500 | 17 | 9 | 2.1 | R-454B | 650
217917387 | COMFORTMAKER | N5H9V48*K*AAA* | EVD5X61M21A* | *80CSU0802120B* | Split System | 49500 | 17 | 9 | 2.1 | R-454B | 650
217949990 | DAY & NIGHT | Q5H9V24*K*AAA* | ESH5X36M12A* | OMV112K14A | Split System | 24200 | 17 | 9 | 1.85 | R-454B | 650
217949979 | DAY & NIGHT | N5H9V24*K*AAA* | ESH5X36M12A* | OMV112K14A | Split System | 24200 | 17 | 9 | 1.85 | R-454B | 650
217917393 | DAY & NIGHT | Q5H9V48*K*AAA* | EVD5X61M21A* | *80CSU0802120B* | Split System | 49500 | 17 | 9 | 2.1 | R-454B | 650
217917388 | DAY & NIGHT | N5H9V48*K*AAA* | EVD5X61M21A* | *80CSU0802120B* | Split System | 49500 | 17 | 9 | 2.1 | R-454B | 650
217949992 | HEIL | Q5H9V24*K*AAA* | ESH5X36M12A* | OMV112K14A | Split System | 24200 | 17 | 9 | 1.85 | R-454B | 650
217949980 | HEIL | N5H9V24*K*AAA* | ESH5X36M12A* | OMV112K14A | Split System | 24200 | 17 | 9 | 1.85 | R-454B | 650
217917394 | HEIL | Q5H9V48*K*AAA* | EVD5X61M21A* | *80CSU0802120B* | Split System | 49500 | 17 | 9 | 2.1 | R-454B | 650
217949982 | KEEPRITE | N5H9V24*K*AAA* | ESH5X36M12A* | OMV112K14A | Split System | 24200 | 17 | 9 | 1.85 | R-454B | 650
217949993 | KEEPRITE | Q5H9V24*K*AAA* | ESH5X36M12A* | OMV112K14A | Split System | 24200 | 17 | 9 | 1.85 | R-454B | 650
217917395 | KEEPRITE | Q5H9V48*K*AAA* | EVD5X61M21A* | *80CSU0802120B* | Split System | 49500 | 17 | 9 | 2.1 | R-454B | 650
217917390 | KEEPRITE | N5H9V48*K*AAA* | EVD5X61M21A* | *80CSU0802120B* | Split System | 49500 | 17 | 9 | 2.1 | R-454B | 650
217949995 | TEMPSTAR | Q5H9V24*K*AAA* | ESH5X36M12A* | OMV112K14A | Split System | 24200 | 17 | 9 | 1.85 | R-454B | 650
217949984 | TEMPSTAR | N5H9V24*K*AAA* | ESH5X36M12A* | OMV112K14A | Split System | 24200 | 17 | 9 | 1.85 | R-454B | 650
217917396 | TEMPSTAR | Q5H9V48*K*AAA* | EVD5X61M21A* | *80CSU0802120B* | Split System | 49500 | 17 | 9 | 2.1 | R-454B | 650
217917391 | TEMPSTAR | N5H9V48*K*AAA* | EVD5X61M21A* | *80CSU0802120B* | Split System | 49500 | 17 | 9 | 2.1 | R-454B | 650
217270303 | HAIER | 1U24T3PS*HE | NCUC30BT5****+TDR | NF98U070M3B*** | Split System | 23800 | 17.15 | 9 | 1.8 | R-454B | 650
217313296 | GE Appliances | NS18H24HA5*** | NCUC36BT5****+TDR | NF96U030E3BF*** | Split System | 23800 | 17.25 | 9 | 1.85 | R-454B | 650
217313237 | GE Appliances | NS18H24HA5*** | NCUC30BT5****+TDR | NF80U090V3BF*** | Split System | 24000 | 17.4 | 9 | 1.8 | R-454B | 650
217895395 | BOSCH | BOVB-36RTB-M20S | BMAC2430ABTA+BMXFACTA |  | Split System | 23800 | 18 | 9 | 1.85 | R-454B | 650
217914921 | BRYANT HEATING AND COOLING SYSTEMS | 249VAN048**AA* | FG5ANXC48L* |  | Split System | 46500 | 18 | 9 | 2.1 | R-454B | 650
217914922 | BRYANT HEATING AND COOLING SYSTEMS | 249VAN048**AA* | PF5TNXC48L* |  | Split System | 46500 | 18 | 9 | 2.1 | R-454B | 650
217914919 | CARRIER | 27VPA948A*030* | FG5ANXC48L* |  | Split System | 46500 | 18 | 9 | 2.1 | R-454B | 650
217970373 | AC PRO | A7CP21V24P-**A | 7E[C,U]30BX-**+TDR | EFV08BCA* | Split System | 22800 | 18.5 | 9 | 2.06 | R-454B | 650
217895225 | BOSCH | BOVA-36RTB-M20S | BMAC2430BBTA | BGH97M060B3A | Split System | 24000 | 18.5 | 9 | 1.9 | R-454B | 650
217895226 | BOSCH | BOVA-36RTB-M20S | BMAC2430BBTA | BGH97M080B3A | Split System | 24000 | 18.5 | 9 | 1.9 | R-454B | 650
217895332 | BOSCH | BOVB-36RTB-M20S | BMAC2430BBTA | BGH97M080B3A | Split System | 24000 | 18.5 | 9 | 1.9 | R-454B | 650
216801893 | CHAMPION HEATING AND COOLING | HH860E2S11 | CTF60C5CGS1 | Z8ET120C20LMPS1 | Split System | 44500 | 19 | 9 | 2 | R-454B | 650
216801845 | COLEMAN | HH860E2S11 | CTF60C5CGS1 | Z8ET120C20LMPS1 | Split System | 44500 | 19 | 9 | 2 | R-454B | 650
218407289 | AIRQUEST | B5H3V24*K*AAA* | EVM5X24M17A*+WALLCON | *97CTN0601716A* | Split System | 22400 | 20 | 9 | 2.02 | R-454B | 650
218407290 | ARCOAIRE | B5H3V24*K*AAA* | EVM5X24M17A*+WALLCON | *97CTN0601716A* | Split System | 22400 | 20 | 9 | 2.02 | R-454B | 650
218407291 | COMFORTMAKER | B5H3V24*K*AAA* | EVM5X24M17A*+WALLCON | *97CTN0601716A* | Split System | 22400 | 20 | 9 | 2.02 | R-454B | 650
218407292 | DAY & NIGHT | B5H3V24*K*AAA* | EVM5X24M17A*+WALLCON | *97CTN0601716A* | Split System | 22400 | 20 | 9 | 2.02 | R-454B | 650
217642475 | GE | NS21H48MA5-**A | NCU[C,U]60DT5*-**+TDR | NF97X080V5C* | Split System | 47500 | 20 | 9 | 1.98 | R-454B | 650
217642557 | GE | NS21H48MA5-**A | NCU[C,U]60CT5*-**+TDR | NF97U110V5C* | Split System | 47000 | 20 | 9 | 2.12 | R-454B | 650
218407288 | HEIL | B5H3V24*K*AAA* | EVM5X24M17A*+WALLCON | *97CTN0601716A* | Split System | 22400 | 20 | 9 | 2.02 | R-454B | 650
218407293 | KEEPRITE | B5H3V24*K*AAA* | EVM5X24M17A*+WALLCON | *97CTN0601716A* | Split System | 22400 | 20 | 9 | 2.02 | R-454B | 650
218407295 | TEMPSTAR | B5H3V24*K*AAA* | EVM5X24M17A*+WALLCON | *97CTN0601716A* | Split System | 22400 | 20 | 9 | 2.02 | R-454B | 650
218407601 | AIRQUEST | B5H3V24*K*AAA* | EVM5X31M17A*+WALLCON | *96CTN0401410B* | Split System | 23000 | 20.5 | 9 | 1.94 | R-454B | 650
218407209 | AIRQUEST | B5H3V24*K*AAA* | EVM5X24M17A*+WALLCON | *80CTL0451712B* | Split System | 22200 | 20.5 | 9 | 2.02 | R-454B | 650
218407257 | AIRQUEST | B5H3V24*K*AAA* | EVM5X24M17A*+WALLCON | *97CMN0801714B* | Split System | 22400 | 20.5 | 9 | 2.02 | R-454B | 650
218407241 | AIRQUEST | B5H3V24*K*AAA* | EVM5X24M17A*+WALLCON | *95CSU0601716B* | Split System | 22400 | 20.5 | 9 | 2.02 | R-454B | 650
218407273 | AIRQUEST | B5H3V24*K*AAA* | EVM5X24M17A*+WALLCON | *96CTN0601714B* | Split System | 22400 | 20.5 | 9 | 2.02 | R-454B | 650
218407297 | AIRQUEST | B5H3V24*K*AAA* | EVM5X24M17A*+WALLCON | *97CTN0801716A* | Split System | 22400 | 20.5 | 9 | 2.02 | R-454B | 650
218407185 | AIRQUEST | B5H3V24*K*AAA* | EVM5X24M14A*+WALLCON | *80CTL0701412B* | Split System | 22200 | 20.5 | 9 | 2.04 | R-454B | 650
218407602 | ARCOAIRE | B5H3V24*K*AAA* | EVM5X31M17A*+WALLCON | *96CTN0401410B* | Split System | 23000 | 20.5 | 9 | 1.94 | R-454B | 650
218407210 | ARCOAIRE | B5H3V24*K*AAA* | EVM5X24M17A*+WALLCON | *80CTL0451712B* | Split System | 22200 | 20.5 | 9 | 2.02 | R-454B | 650
218407298 | ARCOAIRE | B5H3V24*K*AAA* | EVM5X24M17A*+WALLCON | *97CTN0801716A* | Split System | 22400 | 20.5 | 9 | 2.02 | R-454B | 650
218407258 | ARCOAIRE | B5H3V24*K*AAA* | EVM5X24M17A*+WALLCON | *97CMN0801714B* | Split System | 22400 | 20.5 | 9 | 2.02 | R-454B | 650
218407250 | ARCOAIRE | B5H3V24*K*AAA* | EVM5X24M17A*+WALLCON | *97CMN0601714B* | Split System | 22400 | 20.5 | 9 | 2.02 | R-454B | 650
218407274 | ARCOAIRE | B5H3V24*K*AAA* | EVM5X24M17A*+WALLCON | *96CTN0601714B* | Split System | 22400 | 20.5 | 9 | 2.02 | R-454B | 650
218407242 | ARCOAIRE | B5H3V24*K*AAA* | EVM5X24M17A*+WALLCON | *95CSU0601716B* | Split System | 22400 | 20.5 | 9 | 2.02 | R-454B | 650
218407186 | ARCOAIRE | B5H3V24*K*AAA* | EVM5X24M14A*+WALLCON | *80CTL0701412B* | Split System | 22200 | 20.5 | 9 | 2.04 | R-454B | 650
218407603 | COMFORTMAKER | B5H3V24*K*AAA* | EVM5X31M17A*+WALLCON | *96CTN0401410B* | Split System | 23000 | 20.5 | 9 | 1.94 | R-454B | 650
218407211 | COMFORTMAKER | B5H3V24*K*AAA* | EVM5X24M17A*+WALLCON | *80CTL0451712B* | Split System | 22200 | 20.5 | 9 | 2.02 | R-454B | 650
218407259 | COMFORTMAKER | B5H3V24*K*AAA* | EVM5X24M17A*+WALLCON | *97CMN0801714B* | Split System | 22400 | 20.5 | 9 | 2.02 | R-454B | 650
218407251 | COMFORTMAKER | B5H3V24*K*AAA* | EVM5X24M17A*+WALLCON | *97CMN0601714B* | Split System | 22400 | 20.5 | 9 | 2.02 | R-454B | 650
218407243 | COMFORTMAKER | B5H3V24*K*AAA* | EVM5X24M17A*+WALLCON | *95CSU0601716B* | Split System | 22400 | 20.5 | 9 | 2.02 | R-454B | 650
218407275 | COMFORTMAKER | B5H3V24*K*AAA* | EVM5X24M17A*+WALLCON | *96CTN0601714B* | Split System | 22400 | 20.5 | 9 | 2.02 | R-454B | 650
218407187 | COMFORTMAKER | B5H3V24*K*AAA* | EVM5X24M14A*+WALLCON | *80CTL0701412B* | Split System | 22200 | 20.5 | 9 | 2.04 | R-454B | 650
218407604 | DAY & NIGHT | B5H3V24*K*AAA* | EVM5X31M17A*+WALLCON | *96CTN0401410B* | Split System | 23000 | 20.5 | 9 | 1.94 | R-454B | 650
218407212 | DAY & NIGHT | B5H3V24*K*AAA* | EVM5X24M17A*+WALLCON | *80CTL0451712B* | Split System | 22200 | 20.5 | 9 | 2.02 | R-454B | 650
218407244 | DAY & NIGHT | B5H3V24*K*AAA* | EVM5X24M17A*+WALLCON | *95CSU0601716B* | Split System | 22400 | 20.5 | 9 | 2.02 | R-454B | 650
218407252 | DAY & NIGHT | B5H3V24*K*AAA* | EVM5X24M17A*+WALLCON | *97CMN0601714B* | Split System | 22400 | 20.5 | 9 | 2.02 | R-454B | 650
218407300 | DAY & NIGHT | B5H3V24*K*AAA* | EVM5X24M17A*+WALLCON | *97CTN0801716A* | Split System | 22400 | 20.5 | 9 | 2.02 | R-454B | 650
218407260 | DAY & NIGHT | B5H3V24*K*AAA* | EVM5X24M17A*+WALLCON | *97CMN0801714B* | Split System | 22400 | 20.5 | 9 | 2.02 | R-454B | 650
218407276 | DAY & NIGHT | B5H3V24*K*AAA* | EVM5X24M17A*+WALLCON | *96CTN0601714B* | Split System | 22400 | 20.5 | 9 | 2.02 | R-454B | 650
218407188 | DAY & NIGHT | B5H3V24*K*AAA* | EVM5X24M14A*+WALLCON | *80CTL0701412B* | Split System | 22200 | 20.5 | 9 | 2.04 | R-454B | 650
218407600 | HEIL | B5H3V24*K*AAA* | EVM5X31M17A*+WALLCON | *96CTN0401410B* | Split System | 23000 | 20.5 | 9 | 1.94 | R-454B | 650
218407208 | HEIL | B5H3V24*K*AAA* | EVM5X24M17A*+WALLCON | *80CTL0451712B* | Split System | 22200 | 20.5 | 9 | 2.02 | R-454B | 650
218407248 | HEIL | B5H3V24*K*AAA* | EVM5X24M17A*+WALLCON | *97CMN0601714B* | Split System | 22400 | 20.5 | 9 | 2.02 | R-454B | 650
218407256 | HEIL | B5H3V24*K*AAA* | EVM5X24M17A*+WALLCON | *97CMN0801714B* | Split System | 22400 | 20.5 | 9 | 2.02 | R-454B | 650
218407272 | HEIL | B5H3V24*K*AAA* | EVM5X24M17A*+WALLCON | *96CTN0601714B* | Split System | 22400 | 20.5 | 9 | 2.02 | R-454B | 650
218407240 | HEIL | B5H3V24*K*AAA* | EVM5X24M17A*+WALLCON | *95CSU0601716B* | Split System | 22400 | 20.5 | 9 | 2.02 | R-454B | 650
218407184 | HEIL | B5H3V24*K*AAA* | EVM5X24M14A*+WALLCON | *80CTL0701412B* | Split System | 22200 | 20.5 | 9 | 2.04 | R-454B | 650
218407605 | KEEPRITE | B5H3V24*K*AAA* | EVM5X31M17A*+WALLCON | *96CTN0401410B* | Split System | 23000 | 20.5 | 9 | 1.94 | R-454B | 650
218407277 | KEEPRITE | B5H3V24*K*AAA* | EVM5X24M17A*+WALLCON | *96CTN0601714B* | Split System | 22400 | 20.5 | 9 | 2.02 | R-454B | 650
218407301 | KEEPRITE | B5H3V24*K*AAA* | EVM5X24M17A*+WALLCON | *97CTN0801716A* | Split System | 22400 | 20.5 | 9 | 2.02 | R-454B | 650
218407245 | KEEPRITE | B5H3V24*K*AAA* | EVM5X24M17A*+WALLCON | *95CSU0601716B* | Split System | 22400 | 20.5 | 9 | 2.02 | R-454B | 650
218407261 | KEEPRITE | B5H3V24*K*AAA* | EVM5X24M17A*+WALLCON | *97CMN0801714B* | Split System | 22400 | 20.5 | 9 | 2.02 | R-454B | 650
218407253 | KEEPRITE | B5H3V24*K*AAA* | EVM5X24M17A*+WALLCON | *97CMN0601714B* | Split System | 22400 | 20.5 | 9 | 2.02 | R-454B | 650
218407607 | TEMPSTAR | B5H3V24*K*AAA* | EVM5X31M17A*+WALLCON | *96CTN0401410B* | Split System | 23000 | 20.5 | 9 | 1.94 | R-454B | 650
218407215 | TEMPSTAR | B5H3V24*K*AAA* | EVM5X24M17A*+WALLCON | *80CTL0451712B* | Split System | 22200 | 20.5 | 9 | 2.02 | R-454B | 650
218407247 | TEMPSTAR | B5H3V24*K*AAA* | EVM5X24M17A*+WALLCON | *95CSU0601716B* | Split System | 22400 | 20.5 | 9 | 2.02 | R-454B | 650
218407279 | TEMPSTAR | B5H3V24*K*AAA* | EVM5X24M17A*+WALLCON | *96CTN0601714B* | Split System | 22400 | 20.5 | 9 | 2.02 | R-454B | 650
218407303 | TEMPSTAR | B5H3V24*K*AAA* | EVM5X24M17A*+WALLCON | *97CTN0801716A* | Split System | 22400 | 20.5 | 9 | 2.02 | R-454B | 650
218407255 | TEMPSTAR | B5H3V24*K*AAA* | EVM5X24M17A*+WALLCON | *97CMN0601714B* | Split System | 22400 | 20.5 | 9 | 2.02 | R-454B | 650
218407191 | TEMPSTAR | B5H3V24*K*AAA* | EVM5X24M14A*+WALLCON | *80CTL0701412B* | Split System | 22200 | 20.5 | 9 | 2.04 | R-454B | 650
218407705 | AIRQUEST | B5H3V24*K*AAA* | EVM5X32M17A*+WALLCON | *96CTN0401410B* | Split System | 23200 | 21 | 9 | 1.94 | R-454B | 650
218407706 | ARCOAIRE | B5H3V24*K*AAA* | EVM5X32M17A*+WALLCON | *96CTN0401410B* | Split System | 23200 | 21 | 9 | 1.94 | R-454B | 650
218407707 | COMFORTMAKER | B5H3V24*K*AAA* | EVM5X32M17A*+WALLCON | *96CTN0401410B* | Split System | 23200 | 21 | 9 | 1.94 | R-454B | 650
218407708 | DAY & NIGHT | B5H3V24*K*AAA* | EVM5X32M17A*+WALLCON | *96CTN0401410B* | Split System | 23200 | 21 | 9 | 1.94 | R-454B | 650
218407704 | HEIL | B5H3V24*K*AAA* | EVM5X32M17A*+WALLCON | *96CTN0401410B* | Split System | 23200 | 21 | 9 | 1.94 | R-454B | 650
218407709 | KEEPRITE | B5H3V24*K*AAA* | EVM5X32M17A*+WALLCON | *96CTN0401410B* | Split System | 23200 | 21 | 9 | 1.94 | R-454B | 650
218407711 | TEMPSTAR | B5H3V24*K*AAA* | EVM5X32M17A*+WALLCON | *96CTN0401410B* | Split System | 23200 | 21 | 9 | 1.94 | R-454B | 650
218601889 | KENMORE | XH960E2C11 | CTM60C5CGS2+JMC17C2SN1+CC |  | Split System | 48000 | 22 | 9 | 2 | R-454B | 650
218159803 | GE | NS21H48MA5-**A | NCU[C,U]60DT5*-**+TDR | NF97U135T5D* | Split System | 47500 | 18 | 9 | 2 | R-454B | 650
217642476 | GE | NS21H48MA5-**A | NCU[C,U]60DT5*-**+TDR | NF98U135M5D* | Split System | 48000 | 20 | 9 | 1.98 | R-454B | 650
217642528 | GE | NS21H36MA5-**A | NAM42V1TA5*-** |  | Split System | 34800 | 20 | 9 | 2.08 | R-454B | 650
217642521 | GE | NS21H24MA5-**A | NAM30P1TA5*-** |  | Split System | 23800 | 17 | 9 | 2.12 | R-454B | 650
218020591 | ACIQ | N5H9V24*K*AAA* | ESH5X24M12A* | *97CMN1202422B* | Split System | 23200 | 15.2 | 9 | 1.82 | R-454B | 650
218018896 | ACIQ | N5H9V24*K*AAA* | ESH5X24M12A* | *97CMN0602120B* | Split System | 23200 | 15.2 | 9 | 1.85 | R-454B | 650
217945262 | AIRQUEST | Q5H9V24*K*AAA* | ESH5X24M12A* | *97CMN1202422B* | Split System | 23200 | 15.2 | 9 | 1.82 | R-454B | 650
217945255 | AIRQUEST | N5H9V24*K*AAA* | ESH5X24M12A* | *97CMN1202422B* | Split System | 23200 | 15.2 | 9 | 1.82 | R-454B | 650
217947293 | AIRQUEST | Q5H9V24*K*AAA* | ESH5X24M12A* | *97CMN0602120B* | Split System | 23200 | 15.2 | 9 | 1.85 | R-454B | 650
217947286 | AIRQUEST | N5H9V24*K*AAA* | ESH5X24M12A* | *97CMN0602120B* | Split System | 23200 | 15.2 | 9 | 1.85 | R-454B | 650
217945254 | ARCOAIRE | N5H9V24*K*AAA* | ESH5X24M12A* | *97CMN1202422B* | Split System | 23200 | 15.2 | 9 | 1.82 | R-454B | 650
217945261 | ARCOAIRE | Q5H9V24*K*AAA* | ESH5X24M12A* | *97CMN1202422B* | Split System | 23200 | 15.2 | 9 | 1.82 | R-454B | 650
217947285 | ARCOAIRE | N5H9V24*K*AAA* | ESH5X24M12A* | *97CMN0602120B* | Split System | 23200 | 15.2 | 9 | 1.85 | R-454B | 650
217947292 | ARCOAIRE | Q5H9V24*K*AAA* | ESH5X24M12A* | *97CMN0602120B* | Split System | 23200 | 15.2 | 9 | 1.85 | R-454B | 650
217945253 | BRYANT HEATING AND COOLING SYSTEMS | 249VAN024**AA* | CSAH*2412AM* | 987MC66120C24*** | Split System | 23200 | 15.2 | 9 | 1.82 | R-454B | 650
217947284 | BRYANT HEATING AND COOLING SYSTEMS | 249VAN024**AA* | CSAH*2412AM* | 987MC60060C21*** | Split System | 23200 | 15.2 | 9 | 1.85 | R-454B | 650
217945263 | COMFORTMAKER | Q5H9V24*K*AAA* | ESH5X24M12A* | *97CMN1202422B* | Split System | 23200 | 15.2 | 9 | 1.82 | R-454B | 650
217945256 | COMFORTMAKER | N5H9V24*K*AAA* | ESH5X24M12A* | *97CMN1202422B* | Split System | 23200 | 15.2 | 9 | 1.82 | R-454B | 650
217947294 | COMFORTMAKER | Q5H9V24*K*AAA* | ESH5X24M12A* | *97CMN0602120B* | Split System | 23200 | 15.2 | 9 | 1.85 | R-454B | 650
217947287 | COMFORTMAKER | N5H9V24*K*AAA* | ESH5X24M12A* | *97CMN0602120B* | Split System | 23200 | 15.2 | 9 | 1.85 | R-454B | 650
217945264 | DAY & NIGHT | Q5H9V24*K*AAA* | ESH5X24M12A* | *97CMN1202422B* | Split System | 23200 | 15.2 | 9 | 1.82 | R-454B | 650
217945257 | DAY & NIGHT | N5H9V24*K*AAA* | ESH5X24M12A* | *97CMN1202422B* | Split System | 23200 | 15.2 | 9 | 1.82 | R-454B | 650
217947288 | DAY & NIGHT | N5H9V24*K*AAA* | ESH5X24M12A* | *97CMN0602120B* | Split System | 23200 | 15.2 | 9 | 1.85 | R-454B | 650
217947295 | DAY & NIGHT | Q5H9V24*K*AAA* | ESH5X24M12A* | *97CMN0602120B* | Split System | 23200 | 15.2 | 9 | 1.85 | R-454B | 650
217945265 | HEIL | Q5H9V24*K*AAA* | ESH5X24M12A* | *97CMN1202422B* | Split System | 23200 | 15.2 | 9 | 1.82 | R-454B | 650
217945258 | HEIL | N5H9V24*K*AAA* | ESH5X24M12A* | *97CMN1202422B* | Split System | 23200 | 15.2 | 9 | 1.82 | R-454B | 650
217947289 | HEIL | N5H9V24*K*AAA* | ESH5X24M12A* | *97CMN0602120B* | Split System | 23200 | 15.2 | 9 | 1.85 | R-454B | 650
217947296 | HEIL | Q5H9V24*K*AAA* | ESH5X24M12A* | *97CMN0602120B* | Split System | 23200 | 15.2 | 9 | 1.85 | R-454B | 650
217945259 | KEEPRITE | N5H9V24*K*AAA* | ESH5X24M12A* | *97CMN1202422B* | Split System | 23200 | 15.2 | 9 | 1.82 | R-454B | 650
217945266 | KEEPRITE | Q5H9V24*K*AAA* | ESH5X24M12A* | *97CMN1202422B* | Split System | 23200 | 15.2 | 9 | 1.82 | R-454B | 650
217947297 | KEEPRITE | Q5H9V24*K*AAA* | ESH5X24M12A* | *97CMN0602120B* | Split System | 23200 | 15.2 | 9 | 1.85 | R-454B | 650
217947290 | KEEPRITE | N5H9V24*K*AAA* | ESH5X24M12A* | *97CMN0602120B* | Split System | 23200 | 15.2 | 9 | 1.85 | R-454B | 650
217945267 | TEMPSTAR | Q5H9V24*K*AAA* | ESH5X24M12A* | *97CMN1202422B* | Split System | 23200 | 15.2 | 9 | 1.82 | R-454B | 650
217945260 | TEMPSTAR | N5H9V24*K*AAA* | ESH5X24M12A* | *97CMN1202422B* | Split System | 23200 | 15.2 | 9 | 1.82 | R-454B | 650
217947291 | TEMPSTAR | N5H9V24*K*AAA* | ESH5X24M12A* | *97CMN0602120B* | Split System | 23200 | 15.2 | 9 | 1.85 | R-454B | 650
217947298 | TEMPSTAR | Q5H9V24*K*AAA* | ESH5X24M12A* | *97CMN0602120B* | Split System | 23200 | 15.2 | 9 | 1.85 | R-454B | 650
218019031 | ACIQ | N5H9V24*K*AAA* | ESH5X24M12A* | *80CTL0451712B* | Split System | 23200 | 15.5 | 9 | 1.8 | R-454B | 650
218018510 | ACIQ | N5H9V24*K*AAA* | ESH5X24M12A* | *95CSU0802120B* | Split System | 23200 | 15.5 | 9 | 1.82 | R-454B | 650
218020598 | ACIQ | N5H9V24*K*AAA* | ESH5X24M12A* | *95CSU0601716B* | Split System | 23200 | 15.5 | 9 | 1.85 | R-454B | 650
218020545 | ACIQ | N5H9V24*K*AAA* | ESH5X24M12A* | *96CTN0802120B* | Split System | 23200 | 15.5 | 9 | 1.85 | R-454B | 650
218020547 | ACIQ | N5H9V24*K*AAA* | ESH5X24M12A* | *97CTN0802120A* | Split System | 23200 | 15.5 | 9 | 1.85 | R-454B | 650
218020540 | ACIQ | N5H9V24*K*AAA* | ESH5X24M12A* | *80CTL0902120B* | Split System | 23400 | 15.5 | 9 | 1.85 | R-454B | 650
218019029 | ACIQ | N5H9V24*K*AAA* | ESH5X24M12A* | *80CSU1002120B* | Split System | 23400 | 15.5 | 9 | 1.85 | R-454B | 650
218020542 | ACIQ | N5H9V24*K*AAA* | ESH5X24M12A* | *97CMN0802120B* | Split System | 23400 | 15.5 | 9 | 1.85 | R-454B | 650
218019033 | ACIQ | N5H9V24*K*AAA* | ESH5X24M12A* | *80CTL1352422B* | Split System | 23400 | 15.5 | 9 | 1.85 | R-454B | 650
217948000 | AIRQUEST | Q5H9V24*K*AAA* | ESH5X24M12A* | *80CTL0451712B* | Split System | 23200 | 15.5 | 9 | 1.8 | R-454B | 650
217947993 | AIRQUEST | N5H9V24*K*AAA* | ESH5X24M12A* | *80CTL0451712B* | Split System | 23200 | 15.5 | 9 | 1.8 | R-454B | 650
217946249 | AIRQUEST | N5H9V24*K*AAA* | ESH5X24M12A* | *95CSU0802120B* | Split System | 23200 | 15.5 | 9 | 1.82 | R-454B | 650
217946256 | AIRQUEST | Q5H9V24*K*AAA* | ESH5X24M12A* | *95CSU0802120B* | Split System | 23200 | 15.5 | 9 | 1.82 | R-454B | 650
217944865 | AIRQUEST | N5H9V24*K*AAA* | ESH5X24M12A* | *96CTN0802120B* | Split System | 23200 | 15.5 | 9 | 1.85 | R-454B | 650
217944872 | AIRQUEST | Q5H9V24*K*AAA* | ESH5X24M12A* | *96CTN0802120B* | Split System | 23200 | 15.5 | 9 | 1.85 | R-454B | 650
217945316 | AIRQUEST | N5H9V24*K*AAA* | ESH5X24M12A* | *95CSU0601716B* | Split System | 23200 | 15.5 | 9 | 1.85 | R-454B | 650
217944887 | AIRQUEST | Q5H9V24*K*AAA* | ESH5X24M12A* | *97CTN0802120A* | Split System | 23200 | 15.5 | 9 | 1.85 | R-454B | 650
217944880 | AIRQUEST | N5H9V24*K*AAA* | ESH5X24M12A* | *97CTN0802120A* | Split System | 23200 | 15.5 | 9 | 1.85 | R-454B | 650
217945323 | AIRQUEST | Q5H9V24*K*AAA* | ESH5X24M12A* | *95CSU0601716B* | Split System | 23200 | 15.5 | 9 | 1.85 | R-454B | 650
217944842 | AIRQUEST | Q5H9V24*K*AAA* | ESH5X24M12A* | *97CMN0802120B* | Split System | 23400 | 15.5 | 9 | 1.85 | R-454B | 650
217944820 | AIRQUEST | N5H9V24*K*AAA* | ESH5X24M12A* | *80CTL0902120B* | Split System | 23400 | 15.5 | 9 | 1.85 | R-454B | 650
217944827 | AIRQUEST | Q5H9V24*K*AAA* | ESH5X24M12A* | *80CTL0902120B* | Split System | 23400 | 15.5 | 9 | 1.85 | R-454B | 650
217947978 | AIRQUEST | N5H9V24*K*AAA* | ESH5X24M12A* | *80CSU1002120B* | Split System | 23400 | 15.5 | 9 | 1.85 | R-454B | 650
217947985 | AIRQUEST | Q5H9V24*K*AAA* | ESH5X24M12A* | *80CSU1002120B* | Split System | 23400 | 15.5 | 9 | 1.85 | R-454B | 650
217948008 | AIRQUEST | N5H9V24*K*AAA* | ESH5X24M12A* | *80CTL1352422B* | Split System | 23400 | 15.5 | 9 | 1.85 | R-454B | 650
217948015 | AIRQUEST | Q5H9V24*K*AAA* | ESH5X24M12A* | *80CTL1352422B* | Split System | 23400 | 15.5 | 9 | 1.85 | R-454B | 650
217944835 | AIRQUEST | N5H9V24*K*AAA* | ESH5X24M12A* | *97CMN0802120B* | Split System | 23400 | 15.5 | 9 | 1.85 | R-454B | 650
217947999 | ARCOAIRE | Q5H9V24*K*AAA* | ESH5X24M12A* | *80CTL0451712B* | Split System | 23200 | 15.5 | 9 | 1.8 | R-454B | 650
217947992 | ARCOAIRE | N5H9V24*K*AAA* | ESH5X24M12A* | *80CTL0451712B* | Split System | 23200 | 15.5 | 9 | 1.8 | R-454B | 650
217946255 | ARCOAIRE | Q5H9V24*K*AAA* | ESH5X24M12A* | *95CSU0802120B* | Split System | 23200 | 15.5 | 9 | 1.82 | R-454B | 650
217946248 | ARCOAIRE | N5H9V24*K*AAA* | ESH5X24M12A* | *95CSU0802120B* | Split System | 23200 | 15.5 | 9 | 1.82 | R-454B | 650
217944886 | ARCOAIRE | Q5H9V24*K*AAA* | ESH5X24M12A* | *97CTN0802120A* | Split System | 23200 | 15.5 | 9 | 1.85 | R-454B | 650
217945315 | ARCOAIRE | N5H9V24*K*AAA* | ESH5X24M12A* | *95CSU0601716B* | Split System | 23200 | 15.5 | 9 | 1.85 | R-454B | 650
217944864 | ARCOAIRE | N5H9V24*K*AAA* | ESH5X24M12A* | *96CTN0802120B* | Split System | 23200 | 15.5 | 9 | 1.85 | R-454B | 650
217945322 | ARCOAIRE | Q5H9V24*K*AAA* | ESH5X24M12A* | *95CSU0601716B* | Split System | 23200 | 15.5 | 9 | 1.85 | R-454B | 650
217944879 | ARCOAIRE | N5H9V24*K*AAA* | ESH5X24M12A* | *97CTN0802120A* | Split System | 23200 | 15.5 | 9 | 1.85 | R-454B | 650
217944871 | ARCOAIRE | Q5H9V24*K*AAA* | ESH5X24M12A* | *96CTN0802120B* | Split System | 23200 | 15.5 | 9 | 1.85 | R-454B | 650
217944819 | ARCOAIRE | N5H9V24*K*AAA* | ESH5X24M12A* | *80CTL0902120B* | Split System | 23400 | 15.5 | 9 | 1.85 | R-454B | 650
217944841 | ARCOAIRE | Q5H9V24*K*AAA* | ESH5X24M12A* | *97CMN0802120B* | Split System | 23400 | 15.5 | 9 | 1.85 | R-454B | 650
217944834 | ARCOAIRE | N5H9V24*K*AAA* | ESH5X24M12A* | *97CMN0802120B* | Split System | 23400 | 15.5 | 9 | 1.85 | R-454B | 650
217947984 | ARCOAIRE | Q5H9V24*K*AAA* | ESH5X24M12A* | *80CSU1002120B* | Split System | 23400 | 15.5 | 9 | 1.85 | R-454B | 650
217948007 | ARCOAIRE | N5H9V24*K*AAA* | ESH5X24M12A* | *80CTL1352422B* | Split System | 23400 | 15.5 | 9 | 1.85 | R-454B | 650
217948014 | ARCOAIRE | Q5H9V24*K*AAA* | ESH5X24M12A* | *80CTL1352422B* | Split System | 23400 | 15.5 | 9 | 1.85 | R-454B | 650
217944826 | ARCOAIRE | Q5H9V24*K*AAA* | ESH5X24M12A* | *80CTL0902120B* | Split System | 23400 | 15.5 | 9 | 1.85 | R-454B | 650
217947977 | ARCOAIRE | N5H9V24*K*AAA* | ESH5X24M12A* | *80CSU1002120B* | Split System | 23400 | 15.5 | 9 | 1.85 | R-454B | 650
217947991 | BRYANT HEATING AND COOLING SYSTEMS | 249VAN024**AA* | CSAH*2412AM* | 88*TB36045C17*** | Split System | 23200 | 15.5 | 9 | 1.8 | R-454B | 650
217946247 | BRYANT HEATING AND COOLING SYSTEMS | 249VAN024**AA* | CSAH*2412AM* | 935CB60080C21*** | Split System | 23200 | 15.5 | 9 | 1.82 | R-454B | 650
217944878 | BRYANT HEATING AND COOLING SYSTEMS | 249VAN024**AA* | CSAH*2412AM* | 987TA60080C21*** | Split System | 23200 | 15.5 | 9 | 1.85 | R-454B | 650
217945314 | BRYANT HEATING AND COOLING SYSTEMS | 249VAN024**AA* | CSAH*2412AM* | 935CB48060C17*** | Split System | 23200 | 15.5 | 9 | 1.85 | R-454B | 650
217944863 | BRYANT HEATING AND COOLING SYSTEMS | 249VAN024**AA* | CSAH*2412AM* | 986TD60080C21*** | Split System | 23200 | 15.5 | 9 | 1.85 | R-454B | 650
217944833 | BRYANT HEATING AND COOLING SYSTEMS | 249VAN024**AA* | CSAH*2412AM* | 987MC60080C21*** | Split System | 23400 | 15.5 | 9 | 1.85 | R-454B | 650
217944818 | BRYANT HEATING AND COOLING SYSTEMS | 249VAN024**AA* | CSAH*2412AM* | 88*TB60090C21*** | Split System | 23400 | 15.5 | 9 | 1.85 | R-454B | 650
217947976 | BRYANT HEATING AND COOLING SYSTEMS | 249VAN024**AA* | CSAH*2412AM* | 83*CB60100C21*** | Split System | 23400 | 15.5 | 9 | 1.85 | R-454B | 650
217948006 | BRYANT HEATING AND COOLING SYSTEMS | 249VAN024**AA* | CSAH*2412AM* | 88*TB66135C24*** | Split System | 23400 | 15.5 | 9 | 1.85 | R-454B | 650
217947994 | COMFORTMAKER | N5H9V24*K*AAA* | ESH5X24M12A* | *80CTL0451712B* | Split System | 23200 | 15.5 | 9 | 1.8 | R-454B | 650
217948001 | COMFORTMAKER | Q5H9V24*K*AAA* | ESH5X24M12A* | *80CTL0451712B* | Split System | 23200 | 15.5 | 9 | 1.8 | R-454B | 650
217946250 | COMFORTMAKER | N5H9V24*K*AAA* | ESH5X24M12A* | *95CSU0802120B* | Split System | 23200 | 15.5 | 9 | 1.82 | R-454B | 650
217946257 | COMFORTMAKER | Q5H9V24*K*AAA* | ESH5X24M12A* | *95CSU0802120B* | Split System | 23200 | 15.5 | 9 | 1.82 | R-454B | 650
217944866 | COMFORTMAKER | N5H9V24*K*AAA* | ESH5X24M12A* | *96CTN0802120B* | Split System | 23200 | 15.5 | 9 | 1.85 | R-454B | 650
218520501 | CHAMPION HEATING AND COOLING | HH824E2S11 | CTF36B5ADS2+JMC12B2SN1 |  | Split System | 23000 | 19 | 9.5 | 2 | R-454B | 650
218520517 | CHAMPION HEATING AND COOLING | HH824E2S11 | CTF36B5ADS2 | Z8ET080B12LMPS1 | Split System | 23000 | 19 | 9.5 | 2 | R-454B | 650
218520505 | CHAMPION HEATING AND COOLING | HH824E2S11 | CTU36B5XDS2+JMC12B2SN1+TXV |  | Split System | 23000 | 19 | 9.5 | 2 | R-454B | 650
218520521 | CHAMPION HEATING AND COOLING | HH824E2S11 | CTU36B5XDS2+TXV | Z8ET080B12LMPS1 | Split System | 23000 | 19 | 9.5 | 2 | R-454B | 650
218520417 | CHAMPION HEATING AND COOLING | HH824E2S11 | CTU36B5XDS2+TXV | Z8ES100B12LMPS1 | Split System | 23000 | 19 | 9.5 | 2 | R-454B | 650
218520449 | CHAMPION HEATING AND COOLING | HH824E2S11 | CTF36B5ADS2 | Z8ES080B12SMPS1 | Split System | 23000 | 19 | 9.5 | 2 | R-454B | 650
218520409 | CHAMPION HEATING AND COOLING | HH824E2S11 | CTF36B5ADS2 | Z8ES100B12LMPS1 | Split System | 23000 | 19 | 9.5 | 2 | R-454B | 650
218520457 | CHAMPION HEATING AND COOLING | HH824E2S11 | CTU36B5XDS2+TXV | Z8ES080B12SMPS1 | Split System | 23000 | 19 | 9.5 | 2 | R-454B | 650
218520461 | CHAMPION HEATING AND COOLING | HH824E2S11 | CTU36B5XDS2+TXV | Z8ES080B12LMPS1 | Split System | 23000 | 19 | 9.5 | 2 | R-454B | 650
218520453 | CHAMPION HEATING AND COOLING | HH824E2S11 | CTF36B5ADS2 | Z8ES080B12LMPS1 | Split System | 23000 | 19 | 9.5 | 2 | R-454B | 650
218520617 | CHAMPION HEATING AND COOLING | HH824E2S11 | CTM36B5ADS2 | Z8ET080B12LMPS1 | Split System | 23000 | 19 | 9.5 | 2 | R-454B | 650
218520225 | CHAMPION HEATING AND COOLING | HH824E2S11 | CTF30A5ADS2 | Z8ET060A12LMPS1 | Split System | 23000 | 19 | 9.5 | 2 | R-454B | 650
218520493 | CHAMPION HEATING AND COOLING | HH824E2S11 | CTF36B5ADS2+JMVT12BC2N1 |  | Split System | 23000 | 19 | 9.5 | 2 | R-454B | 650
218520413 | CHAMPION HEATING AND COOLING | HH824E2S11 | CTU36B5XDS2+TXV | Z8ES100B12SMPS1 | Split System | 23000 | 19 | 9.5 | 2 | R-454B | 650
218520497 | CHAMPION HEATING AND COOLING | HH824E2S11 | CTU36B5XDS2+JMVT12BC2N1+TXV |  | Split System | 23000 | 19 | 9.5 | 2 | R-454B | 650
218520529 | CHAMPION HEATING AND COOLING | HH824E2S11 | CTU36B5XDS2+TXV | Z8VT080B12SMPC1 | Split System | 23000 | 19 | 9.5 | 2 | R-454B | 650
218524561 | CHAMPION HEATING AND COOLING | HH860E2S11 | CTM60C5CGS2+JMVT17CC2N1 |  | Split System | 45000 | 19 | 9.5 | 2 | R-454B | 650
218524529 | CHAMPION HEATING AND COOLING | HH860E2S11 | CTF60D5CGS2+JMVT20DC2N1 |  | Split System | 45500 | 19 | 9.5 | 2 | R-454B | 650
218524497 | CHAMPION HEATING AND COOLING | HH860E2S11 | CTF60D5CGS2+JMC20D2SN1 |  | Split System | 46000 | 19 | 9.5 | 2 | R-454B | 650
218520410 | COLEMAN | HH824E2S11 | CTU36B5XDS2+TXV | Z8ES100B12SMPS1 | Split System | 23000 | 19 | 9.5 | 2 | R-454B | 650
218520514 | COLEMAN | HH824E2S11 | CTF36B5ADS2 | Z8ET080B12LMPS1 | Split System | 23000 | 19 | 9.5 | 2 | R-454B | 650
218520614 | COLEMAN | HH824E2S11 | CTM36B5ADS2 | Z8ET080B12LMPS1 | Split System | 23000 | 19 | 9.5 | 2 | R-454B | 650
218520222 | COLEMAN | HH824E2S11 | CTF30A5ADS2 | Z8ET060A12LMPS1 | Split System | 23000 | 19 | 9.5 | 2 | R-454B | 650
218520490 | COLEMAN | HH824E2S11 | CTF36B5ADS2+JMVT12BC2N1 |  | Split System | 23000 | 19 | 9.5 | 2 | R-454B | 650
218520414 | COLEMAN | HH824E2S11 | CTU36B5XDS2+TXV | Z8ES100B12LMPS1 | Split System | 23000 | 19 | 9.5 | 2 | R-454B | 650
218520494 | COLEMAN | HH824E2S11 | CTU36B5XDS2+JMVT12BC2N1+TXV |  | Split System | 23000 | 19 | 9.5 | 2 | R-454B | 650
218520458 | COLEMAN | HH824E2S11 | CTU36B5XDS2+TXV | Z8ES080B12LMPS1 | Split System | 23000 | 19 | 9.5 | 2 | R-454B | 650
218520526 | COLEMAN | HH824E2S11 | CTU36B5XDS2+TXV | Z8VT080B12SMPC1 | Split System | 23000 | 19 | 9.5 | 2 | R-454B | 650
218520406 | COLEMAN | HH824E2S11 | CTF36B5ADS2 | Z8ES100B12LMPS1 | Split System | 23000 | 19 | 9.5 | 2 | R-454B | 650
218520498 | COLEMAN | HH824E2S11 | CTF36B5ADS2+JMC12B2SN1 |  | Split System | 23000 | 19 | 9.5 | 2 | R-454B | 650
218520502 | COLEMAN | HH824E2S11 | CTU36B5XDS2+JMC12B2SN1+TXV |  | Split System | 23000 | 19 | 9.5 | 2 | R-454B | 650
218520402 | COLEMAN | HH824E2S11 | CTF36B5ADS2 | Z8ES100B12SMPS1 | Split System | 23000 | 19 | 9.5 | 2 | R-454B | 650
218520522 | COLEMAN | HH824E2S11 | CTF36B5ADS2 | Z8VT080B12SMPC1 | Split System | 23000 | 19 | 9.5 | 2 | R-454B | 650
218520686 | COLEMAN | HH824E2S11 | CTM36B5ADS2 | Z8VT080B12SMPC1 | Split System | 23000 | 19 | 9.5 | 2 | R-454B | 650
218520454 | COLEMAN | HH824E2S11 | CTU36B5XDS2+TXV | Z8ES080B12SMPS1 | Split System | 23000 | 19 | 9.5 | 2 | R-454B | 650
218520446 | COLEMAN | HH824E2S11 | CTF36B5ADS2 | Z8ES080B12SMPS1 | Split System | 23000 | 19 | 9.5 | 2 | R-454B | 650
218520450 | COLEMAN | HH824E2S11 | CTF36B5ADS2 | Z8ES080B12LMPS1 | Split System | 23000 | 19 | 9.5 | 2 | R-454B | 650
218524558 | COLEMAN | HH860E2S11 | CTM60C5CGS2+JMVT17CC2N1 |  | Split System | 45000 | 19 | 9.5 | 2 | R-454B | 650
218524526 | COLEMAN | HH860E2S11 | CTF60D5CGS2+JMVT20DC2N1 |  | Split System | 45500 | 19 | 9.5 | 2 | R-454B | 650
218524494 | COLEMAN | HH860E2S11 | CTF60D5CGS2+JMC20D2SN1 |  | Split System | 46000 | 19 | 9.5 | 2 | R-454B | 650
218520412 | FRASER-JOHNSTON | HH824E2S11 | CTU36B5XDS2+TXV | Z8ES100B12SMPS1 | Split System | 23000 | 19 | 9.5 | 2 | R-454B | 650
218520492 | FRASER-JOHNSTON | HH824E2S11 | CTF36B5ADS2+JMVT12BC2N1 |  | Split System | 23000 | 19 | 9.5 | 2 | R-454B | 650
218520416 | FRASER-JOHNSTON | HH824E2S11 | CTU36B5XDS2+TXV | Z8ES100B12LMPS1 | Split System | 23000 | 19 | 9.5 | 2 | R-454B | 650
218520448 | FRASER-JOHNSTON | HH824E2S11 | CTF36B5ADS2 | Z8ES080B12SMPS1 | Split System | 23000 | 19 | 9.5 | 2 | R-454B | 650
218520528 | FRASER-JOHNSTON | HH824E2S11 | CTU36B5XDS2+TXV | Z8VT080B12SMPC1 | Split System | 23000 | 19 | 9.5 | 2 | R-454B | 650
218520224 | FRASER-JOHNSTON | HH824E2S11 | CTF30A5ADS2 | Z8ET060A12LMPS1 | Split System | 23000 | 19 | 9.5 | 2 | R-454B | 650
218520516 | FRASER-JOHNSTON | HH824E2S11 | CTF36B5ADS2 | Z8ET080B12LMPS1 | Split System | 23000 | 19 | 9.5 | 2 | R-454B | 650
218520616 | FRASER-JOHNSTON | HH824E2S11 | CTM36B5ADS2 | Z8ET080B12LMPS1 | Split System | 23000 | 19 | 9.5 | 2 | R-454B | 650
218520408 | FRASER-JOHNSTON | HH824E2S11 | CTF36B5ADS2 | Z8ES100B12LMPS1 | Split System | 23000 | 19 | 9.5 | 2 | R-454B | 650
218520456 | FRASER-JOHNSTON | HH824E2S11 | CTU36B5XDS2+TXV | Z8ES080B12SMPS1 | Split System | 23000 | 19 | 9.5 | 2 | R-454B | 650
218520524 | FRASER-JOHNSTON | HH824E2S11 | CTF36B5ADS2 | Z8VT080B12SMPC1 | Split System | 23000 | 19 | 9.5 | 2 | R-454B | 650
218520404 | FRASER-JOHNSTON | HH824E2S11 | CTF36B5ADS2 | Z8ES100B12SMPS1 | Split System | 23000 | 19 | 9.5 | 2 | R-454B | 650
218520520 | FRASER-JOHNSTON | HH824E2S11 | CTU36B5XDS2+TXV | Z8ET080B12LMPS1 | Split System | 23000 | 19 | 9.5 | 2 | R-454B | 650
218520688 | FRASER-JOHNSTON | HH824E2S11 | CTM36B5ADS2 | Z8VT080B12SMPC1 | Split System | 23000 | 19 | 9.5 | 2 | R-454B | 650
218520504 | FRASER-JOHNSTON | HH824E2S11 | CTU36B5XDS2+JMC12B2SN1+TXV |  | Split System | 23000 | 19 | 9.5 | 2 | R-454B | 650
218520460 | FRASER-JOHNSTON | HH824E2S11 | CTU36B5XDS2+TXV | Z8ES080B12LMPS1 | Split System | 23000 | 19 | 9.5 | 2 | R-454B | 650
218520496 | FRASER-JOHNSTON | HH824E2S11 | CTU36B5XDS2+JMVT12BC2N1+TXV |  | Split System | 23000 | 19 | 9.5 | 2 | R-454B | 650
218520500 | FRASER-JOHNSTON | HH824E2S11 | CTF36B5ADS2+JMC12B2SN1 |  | Split System | 23000 | 19 | 9.5 | 2 | R-454B | 650
218520452 | FRASER-JOHNSTON | HH824E2S11 | CTF36B5ADS2 | Z8ES080B12LMPS1 | Split System | 23000 | 19 | 9.5 | 2 | R-454B | 650
218524560 | FRASER-JOHNSTON | HH860E2S11 | CTM60C5CGS2+JMVT17CC2N1 |  | Split System | 45000 | 19 | 9.5 | 2 | R-454B | 650
218524496 | FRASER-JOHNSTON | HH860E2S11 | CTF60D5CGS2+JMC20D2SN1 |  | Split System | 46000 | 19 | 9.5 | 2 | R-454B | 650
218599829 | KENMORE | HH824E2S11* | CTU36B5XDS2+TXV | Z8VT080B12SMPC1 | Split System | 23000 | 19 | 9.5 | 2 | R-454B | 650
218599825 | KENMORE | HH824E2S11* | CTF36B5ADS2+JMC12B2SN1 |  | Split System | 23000 | 19 | 9.5 | 2 | R-454B | 650
218599827 | KENMORE | HH824E2S11* | CTU36B5XDS2+TXV | Z8ET080B12LMPS1* | Split System | 23000 | 19 | 9.5 | 2 | R-454B | 650
218599785 | KENMORE | HH824E2S11* | CTF30A5ADS2 | Z8ET060A12LMPS1* | Split System | 23000 | 19 | 9.5 | 2 | R-454B | 650
218599826 | KENMORE | HH824E2S11* | CTF36B5ADS2 | Z8ET080B12LMPS1* | Split System | 23000 | 19 | 9.5 | 2 | R-454B | 650
218599843 | KENMORE | HH824E2S11* | CTM36B5ADS2 | Z8ET080B12LMPS1* | Split System | 23000 | 19 | 9.5 | 2 | R-454B | 650
218599818 | KENMORE | HH824E2S11* | CTF36B5ADS2 | Z8ES080B12SMPS1* | Split System | 23000 | 19 | 9.5 | 2 | R-454B | 650
218599824 | KENMORE | HH824E2S11* | CTU36B5XDS2+JMC12B2SN1+TXV |  | Split System | 23000 | 19 | 9.5 | 2 | R-454B | 650
218599816 | KENMORE | HH824E2S11* | CTU36B5XDS2+TXV | Z8ES100B12LMPS1* | Split System | 23000 | 19 | 9.5 | 2 | R-454B | 650
218520503 | LUXAIRE | HH824E2S11 | CTU36B5XDS2+JMC12B2SN1+TXV |  | Split System | 23000 | 19 | 9.5 | 2 | R-454B | 650
218520519 | LUXAIRE | HH824E2S11 | CTU36B5XDS2+TXV | Z8ET080B12LMPS1 | Split System | 23000 | 19 | 9.5 | 2 | R-454B | 650
218520407 | LUXAIRE | HH824E2S11 | CTF36B5ADS2 | Z8ES100B12LMPS1 | Split System | 23000 | 19 | 9.5 | 2 | R-454B | 650
218520459 | LUXAIRE | HH824E2S11 | CTU36B5XDS2+TXV | Z8ES080B12LMPS1 | Split System | 23000 | 19 | 9.5 | 2 | R-454B | 650
218520415 | LUXAIRE | HH824E2S11 | CTU36B5XDS2+TXV | Z8ES100B12LMPS1 | Split System | 23000 | 19 | 9.5 | 2 | R-454B | 650
218520499 | LUXAIRE | HH824E2S11 | CTF36B5ADS2+JMC12B2SN1 |  | Split System | 23000 | 19 | 9.5 | 2 | R-454B | 650
218520515 | LUXAIRE | HH824E2S11 | CTF36B5ADS2 | Z8ET080B12LMPS1 | Split System | 23000 | 19 | 9.5 | 2 | R-454B | 650
218520615 | LUXAIRE | HH824E2S11 | CTM36B5ADS2 | Z8ET080B12LMPS1 | Split System | 23000 | 19 | 9.5 | 2 | R-454B | 650
218520223 | LUXAIRE | HH824E2S11 | CTF30A5ADS2 | Z8ET060A12LMPS1 | Split System | 23000 | 19 | 9.5 | 2 | R-454B | 650
218520523 | LUXAIRE | HH824E2S11 | CTF36B5ADS2 | Z8VT080B12SMPC1 | Split System | 23000 | 19 | 9.5 | 2 | R-454B | 650
218520411 | LUXAIRE | HH824E2S11 | CTU36B5XDS2+TXV | Z8ES100B12SMPS1 | Split System | 23000 | 19 | 9.5 | 2 | R-454B | 650
218520495 | LUXAIRE | HH824E2S11 | CTU36B5XDS2+JMVT12BC2N1+TXV |  | Split System | 23000 | 19 | 9.5 | 2 | R-454B | 650
218520527 | LUXAIRE | HH824E2S11 | CTU36B5XDS2+TXV | Z8VT080B12SMPC1 | Split System | 23000 | 19 | 9.5 | 2 | R-454B | 650
218520447 | LUXAIRE | HH824E2S11 | CTF36B5ADS2 | Z8ES080B12SMPS1 | Split System | 23000 | 19 | 9.5 | 2 | R-454B | 650
218520403 | LUXAIRE | HH824E2S11 | CTF36B5ADS2 | Z8ES100B12SMPS1 | Split System | 23000 | 19 | 9.5 | 2 | R-454B | 650
218520455 | LUXAIRE | HH824E2S11 | CTU36B5XDS2+TXV | Z8ES080B12SMPS1 | Split System | 23000 | 19 | 9.5 | 2 | R-454B | 650
218520687 | LUXAIRE | HH824E2S11 | CTM36B5ADS2 | Z8VT080B12SMPC1 | Split System | 23000 | 19 | 9.5 | 2 | R-454B | 650
218520491 | LUXAIRE | HH824E2S11 | CTF36B5ADS2+JMVT12BC2N1 |  | Split System | 23000 | 19 | 9.5 | 2 | R-454B | 650
218524559 | LUXAIRE | HH860E2S11 | CTM60C5CGS2+JMVT17CC2N1 |  | Split System | 45000 | 19 | 9.5 | 2 | R-454B | 650
218524527 | LUXAIRE | HH860E2S11 | CTF60D5CGS2+JMVT20DC2N1 |  | Split System | 45500 | 19 | 9.5 | 2 | R-454B | 650
218524495 | LUXAIRE | HH860E2S11 | CTF60D5CGS2+JMC20D2SN1 |  | Split System | 46000 | 19 | 9.5 | 2 | R-454B | 650
218214197 | Grandaire | W5H9V60AKAAA | W5HM60X24EA |  | Split System | 47000 | 15.2 | 8.1 | 1.83 | R-454B | 650
218159906 | SAMSUNG | AC048FCUPCG | HG50A60D210B2705R |  | Split System | 45000 | 15.3 | 8.2 | 1.95 | R-454B | 650
218160009 | HAXXAIR | HVHDZ-24V2D | DC31D2J |  | Split System | 24000 | 16 | 8.2 | 1.95 | R-454B | 650
218160005 | SUM X | SM-24HSM2-CU | DC31D2J |  | Split System | 24000 | 16 | 8.2 | 1.95 | R-454B | 650
218160013 | ZEPHYR | ZE-624HPA | DC31D2J |  | Split System | 24000 | 16 | 8.2 | 1.95 | R-454B | 650
218160016 | ZEPHYR | ZE-660HPA | DC61C4J |  | Split System | 54000 | 16.4 | 8.2 | 2 | R-454B | 650
218160014 | ZEPHYR | ZE-636HPA | DC37D3J |  | Split System | 34000 | 16.5 | 8.2 | 1.8 | R-454B | 650
218214196 | Grandaire | W5H9V60AKAAA | W5HM60X21EA |  | Split System | 52000 | 16 | 8.5 | 1.8 | R-454B | 650
218450371 | YORK | YDC60E2D11 | CDM48B5XXS1 |  | Split System | 42500 | 15.2 | 8.5 | 1.8 | R-454B | 650
218450374 | YORK | YDC60E2D11 | CDM60C5XXS1 |  | Split System | 52000 | 15.2 | 8.5 | 1.8 | R-454B | 650
218158140 | SAMSUNG | AC036FCUPCG | HG48A60D210B2720L |  | Split System | 34000 | 16 | 8.5 | 1.87 | R-454B | 650
218158141 | SAMSUNG | AC036FCUPCG | HC48MBC021H1 |  | Split System | 34000 | 16 | 8.5 | 1.87 | R-454B | 650
218214195 | Grandaire | W5H9V48AKAAA | W5HM60X21EA |  | Split System | 45000 | 15.2 | 8.8 | 1.85 | R-454B | 650
218450287 | CHAMPION HEATING AND COOLING | XDV36E2D11 | CDM48B5XXS1 |  | Split System | 32000 | 15.2 | 9 | 1.85 | R-454B | 650
218450288 | CHAMPION HEATING AND COOLING | XDV36E2D11 | CDM48C5XXS1 |  | Split System | 32000 | 15.2 | 9 | 1.85 | R-454B | 650
218450306 | Coleman | XDV36E2D11 | CDM48B5XXS1 |  | Split System | 32000 | 15.2 | 9 | 1.85 | R-454B | 650
218450307 | Coleman | XDV36E2D11 | CDM48C5XXS1 |  | Split System | 32000 | 15.2 | 9 | 1.85 | R-454B | 650
218450308 | Coleman | XDV36E2D11 | CDM48D5XXS1 |  | Split System | 32000 | 15.2 | 9 | 1.85 | R-454B | 650
218450325 | Fraser-Johnston | XDV36E2D11 | CDM48B5XXS1 |  | Split System | 32000 | 15.2 | 9 | 1.85 | R-454B | 650
218450326 | Fraser-Johnston | XDV36E2D11 | CDM48C5XXS1 |  | Split System | 32000 | 15.2 | 9 | 1.85 | R-454B | 650
218450327 | Fraser-Johnston | XDV36E2D11 | CDM48D5XXS1 |  | Split System | 32000 | 15.2 | 9 | 1.85 | R-454B | 650
218450344 | Luxaire | XDV36E2D11 | CDM48B5XXS1 |  | Split System | 32000 | 15.2 | 9 | 1.85 | R-454B | 650
218450345 | Luxaire | XDV36E2D11 | CDM48C5XXS1 |  | Split System | 32000 | 15.2 | 9 | 1.85 | R-454B | 650
218450346 | Luxaire | XDV36E2D11 | CDM48D5XXS1 |  | Split System | 32000 | 15.2 | 9 | 1.85 | R-454B | 650
218450364 | YORK | YDV36E2D11 | CDM48B5XXS1 |  | Split System | 32000 | 15.2 | 9 | 1.85 | R-454B | 650
218450365 | YORK | YDV36E2D11 | CDM48C5XXS1 |  | Split System | 32000 | 15.2 | 9 | 1.85 | R-454B | 650
218450366 | YORK | YDV36E2D11 | CDM48D5XXS1 |  | Split System | 32000 | 15.2 | 9 | 1.85 | R-454B | 650
218214193 | Grandaire | W5H9V36AKAAA | W5HM36X17EA |  | Split System | 36000 | 15.8 | 9.4 | 1.9 | R-454B | 650
218214194 | Grandaire | W5H9V36AKAAA | W5HM36X21EA |  | Split System | 36000 | 15.8 | 9.4 | 1.9 | R-454B | 650
218214191 | Grandaire | W5H9V24AKAAA | W5HM24X14EA |  | Split System | 24000 | 16 | 9.5 | 1.8 | R-454B | 650
218214192 | Grandaire | W5H9V24AKAAA | W5HM24X17EA |  | Split System | 24000 | 16 | 9.5 | 1.8 | R-454B | 650
218355719 | ACIQ | B5H0V60*K*AAA* | ESH5X60M12A*+WALLCON | *97CMN0602120B* | Split System | 54500 | 16.5 | 8.1 | 1.88 | R-454B | 650
218444699 | MDV | MOX630-60HFN10-M3F | MVBC-60HWFN50-MC3F |  | Split System | 54000 | 16 | 8.1 | 1.82 | R-454B | 650
218451222 | MIDEA | MO1AE-H60B-2A | MAUAE-H60B-2A |  | Split System | 54000 | 16 | 8.1 | 1.82 | R-454B | 650
218325262 | SAMSUNG | AC048FCUDCG | FEMTT7A60S001R |  | Split System | 47000 | 15.2 | 8.1 | 2.04 | R-454B | 650
218325265 | SAMSUNG | AC060FCUDCG | 7AH2AV60PXC** |  | Split System | 55000 | 15.5 | 8.1 | 1.85 | R-454B | 650
218325264 | SAMSUNG | AC060FCUDCG | FEMUU1A60S001R |  | Split System | 55000 | 16 | 8.1 | 1.97 | R-454B | 650
218323874 | TCL | THH36HES2NAGOH24 | 5TXCB006AS3 | S9V2B060D3VSB | Split System | 33000 | 16 | 8.1 | 1.8 | R-454B | 650
218325261 | SAMSUNG | AC036FCUDCG | FEMTT3A37S001R |  | Split System | 36000 | 15.2 | 8.2 | 1.88 | R-454B | 650
218155868 | MIDEA | MO1BE-H36B-2A | MAAHE-H36B-BA-UC | MGV96U060B3C | Split System | 36000 | 15.4 | 8.2 | 1.9 | R-454B | 650
218155816 | MIDEA | MO1BE-H48B-2A | MAAHE-H60B-CA | ML193DF090XE48C* | Split System | 45000 | 15.9 | 8.2 | 1.75 | R-454B | 650
218156578 | MIDEA | MO1HE-H48B-2A | MAAHE-H60B-CA-UC | ML193UH090XE48C* | Split System | 45000 | 16.1 | 8.2 | 1.8 | R-454B | 650
218156485 | MIDEA | MO1BE-H48B-2A | MAAHE-H60B-CA-UC | ML193UH110XE48B* | Split System | 45000 | 16.2 | 8.2 | 1.8 | R-454B | 650
218156579 | MIDEA | MO1BE-H48B-2A | MAAHE-H60B-CA-UC | ML193UH110XE48C* | Split System | 45000 | 16.2 | 8.2 | 1.8 | R-454B | 650
218156492 | MIDEA | MO1BE-H48B-2A | MAAHE-H60B-CA-UC | ML296UH090XV48B* | Split System | 44000 | 15.9 | 8.2 | 1.8 | R-454B | 650
218325259 | SAMSUNG | AC024FCUDCG | FEMG33A25S001R |  | Split System | 24000 | 16 | 8.2 | 1.82 | R-454B | 650
218325260 | SAMSUNG | AC024FCUDCG | 7AH2AV24PXC** |  | Split System | 24000 | 16.5 | 8.2 | 1.88 | R-454B | 650
218156486 | MIDEA | MO1BE-H48B-2A | MAAHE-H60B-CA-UC | ML193UH110XE60C* | Split System | 45000 | 15.2 | 8.3 | 1.8 | R-454B | 650
218156218 | MIDEA | MO1HE-H48B-2A | MAAHE-H60B-CA-UC | RG19100C20MPS1 | Split System | 44000 | 15.8 | 8.3 | 1.8 | R-454B | 650
218156509 | MIDEA | MO1HE-H30B-2A | MAAHE-H36B-BA-UC | ML193UH045XE36B* | Split System | 29000 | 15.3 | 8.3 | 1.75 | R-454B | 650
218155884 | MIDEA | MO1HE-H48B-2A | MAAHE-H60B-CA-UC | MGV96U100C5C | Split System | 45000 | 15.5 | 8.3 | 1.75 | R-454B | 650
218155735 | MIDEA | MO1BE-H48B-2A | MAAHE-H60B-CA | ML296UH110XV60C* | Split System | 44000 | 16.5 | 8.3 | 1.8 | R-454B | 650
218155741 | MIDEA | MO1HE-H48B-2A | MAAHE-H60B-CA | ML196UH110XE60C* | Split System | 45000 | 15.3 | 8.3 | 1.8 | R-454B | 650
218155765 | MIDEA | MO1HE-H30B-2A | MAAHE-H36B-CA | ML296UH090XV48B* | Split System | 29000 | 16 | 8.3 | 1.75 | R-454B | 650
218444694 | MDV | MOD30-48HFN10-M3F | MVBC-48HWFN50-MC3F |  | Split System | 48000 | 15.2 | 8.4 | 1.85 | R-454B | 650
218451221 | MIDEA | MO1AE-H48B-2A | MAUAE-H48B-2A |  | Split System | 48000 | 15.2 | 8.4 | 1.85 | R-454B | 650
215866703 | AI AIR CONDITIONING | AUO18-60N2-M3 | AUH2-60N2-DM3E |  | Split System | 54000 | 15.2 | 8.4 | 1.8 | R-454B | 650
215853868 | BLUERIDGE | BMSAHS6015C | BMS2AH60I |  | Split System | 54000 | 15.2 | 8.4 | 1.8 | R-454B | 650
215865888 | MDV | MOX630-60HFN10-M3 | MVBC-60HWFPN10-MD3E |  | Split System | 54000 | 15.2 | 8.4 | 1.8 | R-454B | 650
215864026 | Wells | WDHP-60RH | WDAH-60MOC |  | Split System | 54000 | 15.2 | 8.4 | 1.8 | R-454B | 650
218155138 | MIDEA | MO1HE-H60B-2A | MAAHE-H60B-CA | MGV96U100C5C | Split System | 53000 | 15.9 | 8.4 | 1.8 | R-454B | 650
218155766 | MIDEA | MO1HE-H30B-2A | MAAHE-H36B-CA | GR9T961004CN | Split System | 29000 | 15.9 | 8.4 | 1.75 | R-454B | 650
218425151 | MRCOOL | CENTRAL-30-HP-C-230B00-O | **AECMPT36D2AA | GR9T961004CN | Split System | 29000 | 15.9 | 8.4 | 1.75 | R-454B | 650
218355823 | ACIQ | B5H0V60*K*AAA* | EA*5X60M24A*+WALLCON | *97CMN0602120B* | Split System | 54000 | 17.5 | 8.5 | 1.86 | R-454B | 650
218355845 | ACIQ | B5H0V60*K*AAA* | EA*5X61M24A*+WALLCON | *97CMN0602120B* | Split System | 55000 | 17.5 | 8.5 | 1.88 | R-454B | 650
218355718 | ACIQ | B5H0V60*K*AAA* | ESH5X60M12A*+WALLCON | *95CSU0802120B* | Split System | 55500 | 16.5 | 8.5 | 1.9 | R-454B | 650
215678103 | CARRIER | 27VNA060A*030* | CSAH*6012AM*+UI | 59CU5B080C21**20 | Split System | 55500 | 16.5 | 8.5 | 1.9 | R-454B | 650
218355760 | ACIQ | B5H0V60*K*AAA* | ESH5X60M12A*+WALLCON | *97CTN0802120A* | Split System | 55500 | 17 | 8.5 | 1.9 | R-454B | 650
218355753 | ACIQ | B5H0V60*K*AAA* | ESH5X60M12A*+WALLCON | *96CTN0802120B* | Split System | 55500 | 17 | 8.5 | 1.9 | R-454B | 650
218355723 | ACIQ | B5H0V60*K*AAA* | ESH5X60M12A*+WALLCON | *96CTN1002122B* | Split System | 55500 | 17 | 8.5 | 1.9 | R-454B | 650
218355721 | ACIQ | B5H0V60*K*AAA* | ESH5X60M12A*+WALLCON | *97CMN1002122B* | Split System | 55500 | 17 | 8.5 | 1.9 | R-454B | 650
218355722 | ACIQ | B5H0V60*K*AAA* | ESH5X60M12A*+WALLCON | *97CMN1202422B* | Split System | 55500 | 17 | 8.5 | 1.9 | R-454B | 650
218355720 | ACIQ | B5H0V60*K*AAA* | ESH5X60M12A*+WALLCON | *97CMN0802120B* | Split System | 55500 | 17 | 8.5 | 1.9 | R-454B | 650
215682714 | BRYANT HEATING AND COOLING SYSTEMS | 290VAN060**AA* | CSAH*6012AM*+UI | 986TD60080C21*** | Split System | 55500 | 17 | 8.5 | 1.9 | R-454B | 650
215682764 | BRYANT HEATING AND COOLING SYSTEMS | 290VAN060**AA* | CSAH*6012AM*+UI | 987TA60080C21*** | Split System | 55500 | 17 | 8.5 | 1.9 | R-454B | 650
215678143 | CARRIER | 27VNA060A*030* | CSAH*6012AM*+UI | 59MN7C100C21**22 | Split System | 55500 | 17 | 8.5 | 1.9 | R-454B | 650
218355870 | ACIQ | B5H0V60*K*AAA* | EVM5X60M24A*+WALLCON | *97CMN0602120B* | Split System | 55500 | 17.5 | 8.5 | 1.94 | R-454B | 650
218355773 | ACIQ | B5H0V60*K*AAA* | EVD5X60M24A*+WALLCON | *97CMN0602120B* | Split System | 55500 | 17.5 | 8.5 | 1.94 | R-454B | 650
218355758 | ACIQ | B5H0V60*K*AAA* | EVD5X60M21A*+WALLCON | *97CMN0602120B* | Split System | 55500 | 17.5 | 8.5 | 1.94 | R-454B | 650
218355860 | ACIQ | B5H0V60*K*AAA* | EVM5X60M21A*+WALLCON | *97CMN0602120B* | Split System | 55500 | 17.5 | 8.5 | 1.94 | R-454B | 650
218355811 | ACIQ | B5H0V60*K*AAA* | EA*5X60M24A*+WALLCON | *80CTL0702120B* | Split System | 54500 | 18 | 8.5 | 1.88 | R-454B | 650
218355819 | ACIQ | B5H0V60*K*AAA* | EA*5X60M24A*+WALLCON | *95CSU0802120B* | Split System | 54500 | 18 | 8.5 | 1.9 | R-454B | 650
218355825 | ACIQ | B5H0V60*K*AAA* | EA*5X60M24A*+WALLCON | *97CMN0802120B* | Split System | 54500 | 18 | 8.5 | 1.9 | R-454B | 650
218355843 | ACIQ | B5H0V60*K*AAA* | EA*5X61M24A*+WALLCON | *95CSU0802120B* | Split System | 56000 | 18 | 8.5 | 2.02 | R-454B | 650
218155309 | MIDEA | MO1BE-H60B-2A | MAAHE-H60B-CA | S9V2C100D5VS*** | Split System | 51000 | 16.2 | 8.5 | 1.8 | R-454B | 650
218160446 | RHEEM | RP17AY48AJVC | RCFY4821STANM | R801V0504A17UHN | Split System | 44000 | 15.2 | 8.5 | 2 | R-454B | 650
218160447 | RHEEM | RP17AY48AJVC | RCFY4821STANM | R801V0504A17UHS | Split System | 44000 | 15.2 | 8.5 | 2 | R-454B | 650
218160481 | RHEEM | RP17AY48AJVC | RCFY4821STANM | R802V0504A17UHS | Split System | 44000 | 15.2 | 8.5 | 2 | R-454B | 650
218356012 | ACIQ | B5H0V24*K*AAA* | EA*5X24M17A*+WALLCON | *96CTN0401410B* | Split System | 22400 | 15.5 | 8.5 | 1.82 | R-454B | 650
218356005 | ACIQ | B5H0V24*K*AAA* | EA*5X24M14A*+WALLCON | *96CTN0401410B* | Split System | 22400 | 15.5 | 8.5 | 1.82 | R-454B | 650
218356024 | ACIQ | B5H0V24*K*AAA* | EA*5X30M14A*+WALLCON | *96CTN0401410B* | Split System | 22600 | 15.5 | 8.5 | 1.84 | R-454B | 650
218356032 | ACIQ | B5H0V24*K*AAA* | EA*5X30M17A*+WALLCON | *96CTN0401410B* | Split System | 22600 | 15.5 | 8.5 | 1.84 | R-454B | 650
218355386 | ACIQ | B5H0V48*K*AAA* | ESH5X48M12A*+WALLCON | *80CTL0451712B* | Split System | 44000 | 15.5 | 8.5 | 1.92 | R-454B | 650
218161417 | AIRQUEST | B5H0V24*K*AAA* | EA*5X24M17A*+WALLCON | *96CTN0401410B* | Split System | 22400 | 15.5 | 8.5 | 1.82 | R-454B | 650
215683594 | BRYANT HEATING AND COOLING SYSTEMS | 290VAN024**AA* | CAA**2417AM*+UI | 986TD30040C14*** | Split System | 22400 | 15.5 | 8.5 | 1.82 | R-454B | 650
215683619 | CARRIER | 27VNA024A*030* | CAA**3014AM*+UI | 59TN6C040C14**10 | Split System | 22600 | 15.5 | 8.5 | 1.84 | R-454B | 650
215675153 | CARRIER | 27VNA048A*030* | CSAH*6012AM*+UI | 58TN*B045C17**12 | Split System | 45000 | 15.5 | 8.5 | 1.94 | R-454B | 650
218356137 | ACIQ | B5H0V36*K*AAA* | ESH5X36M12A*+WALLCON | *97CMN0801714B* | Split System | 33400 | 16 | 8.5 | 1.76 | R-454B | 650
218355901 | ACIQ | B5H0V36*K*AAA* | ESH5X36M12A*+WALLCON | *97CTN0601716A* | Split System | 33400 | 16 | 8.5 | 1.76 | R-454B | 650
218355902 | ACIQ | B5H0V36*K*AAA* | ESH5X36M12A*+WALLCON | *97CTN0801716A* | Split System | 33400 | 16 | 8.5 | 1.76 | R-454B | 650
218356147 | ACIQ | B5H0V36*K*AAA* | ESH5X36M12A*+WALLCON | *96CTN0601714B* | Split System | 33400 | 16 | 8.5 | 1.76 | R-454B | 650
218356128 | ACIQ | B5H0V36*K*AAA* | ESH5X36M12A*+WALLCON | *95CSU0601716B* | Split System | 33600 | 16 | 8.5 | 1.76 | R-454B | 650
218356153 | ACIQ | B5H0V36*K*AAA* | ESH5X42M12A*+WALLCON | *80CTL0451712B* | Split System | 33600 | 16 | 8.5 | 1.76 | R-454B | 650
218356135 | ACIQ | B5H0V36*K*AAA* | ESH5X36M12A*+WALLCON | *97CMN0602120B* | Split System | 33600 | 16 | 8.5 | 1.76 | R-454B | 650
218356183 | ACIQ | B5H0V36*K*AAA* | ESH5X42M12A*+WALLCON | *97CMN0601714B* | Split System | 33600 | 16 | 8.5 | 1.76 | R-454B | 650
218355909 | ACIQ | B5H0V36*K*AAA* | ESH5X42M12A*+WALLCON | *97CTN0601716A* | Split System | 33600 | 16 | 8.5 | 1.76 | R-454B | 650
218355910 | ACIQ | B5H0V36*K*AAA* | ESH5X42M12A*+WALLCON | *97CTN0801716A* | Split System | 33800 | 16 | 8.5 | 1.76 | R-454B | 650
218356180 | ACIQ | B5H0V36*K*AAA* | ESH5X42M12A*+WALLCON | *95CSU0601716B* | Split System | 33800 | 16 | 8.5 | 1.78 | R-454B | 650
218356212 | ACIQ | B5H0V36*K*AAA* | ESH5X48M12A*+WALLCON | *96CTN0601714B* | Split System | 33800 | 16 | 8.5 | 1.78 | R-454B | 650
218355917 | ACIQ | B5H0V36*K*AAA* | ESH5X48M12A*+WALLCON | *97CTN0601716A* | Split System | 33800 | 16 | 8.5 | 1.78 | R-454B | 650
218355924 | ACIQ | B5H0V36*K*AAA* | ESH5X60M12A*+WALLCON | *97CTN0601716A* | Split System | 34200 | 16 | 8.5 | 1.8 | R-454B | 650
218355394 | ACIQ | B5H0V48*K*AAA* | ESH5X48M12A*+WALLCON | *97CMN0801714B* | Split System | 44500 | 16 | 8.5 | 1.92 | R-454B | 650
218355593 | ACIQ | B5H0V48*K*AAA* | ESH5X48M12A*+WALLCON | *97CTN0801716A* | Split System | 44500 | 16 | 8.5 | 1.92 | R-454B | 650
218355391 | ACIQ | B5H0V48*K*AAA* | ESH5X48M12A*+WALLCON | *95CSU0601716B* | Split System | 44500 | 16 | 8.5 | 1.92 | R-454B | 650
218355393 | ACIQ | B5H0V48*K*AAA* | ESH5X48M12A*+WALLCON | *97CMN0602120B* | Split System | 44500 | 16 | 8.5 | 1.92 | R-454B | 650
218355387 | ACIQ | B5H0V48*K*AAA* | ESH5X48M12A*+WALLCON | *80CTL0701716B* | Split System | 44500 | 16 | 8.5 | 1.94 | R-454B | 650
218355397 | ACIQ | B5H0V48*K*AAA* | ESH5X60M12A*+WALLCON | *80CTL0701716B* | Split System | 45000 | 16 | 8.5 | 1.94 | R-454B | 650
218355403 | ACIQ | B5H0V48*K*AAA* | ESH5X60M12A*+WALLCON | *95CSU0601716B* | Split System | 45000 | 16 | 8.5 | 1.94 | R-454B | 650
218355407 | ACIQ | B5H0V48*K*AAA* | ESH5X60M12A*+WALLCON | *97CMN0801714B* | Split System | 45000 | 16 | 8.5 | 1.94 | R-454B | 650
218355608 | ACIQ | B5H0V48*K*AAA* | ESH5X60M12A*+WALLCON | *97CTN0801716A* | Split System | 45000 | 16 | 8.5 | 1.94 | R-454B | 650
218355406 | ACIQ | B5H0V48*K*AAA* | ESH5X60M12A*+WALLCON | *97CMN0602120B* | Split System | 45000 | 16 | 8.5 | 1.96 | R-454B | 650
218355589 | ACIQ | B5H0V48*K*AAA* | ESH5X48M12A*+WALLCON | *80CSU0601716B* | Split System | 45000 | 16 | 8.5 | 2.04 | R-454B | 650
218162294 | ARCOAIRE | B5H0V36*K*AAA* | ESH5X42M12A*+WALLCON | *95CSU0601716B* | Split System | 33800 | 16 | 8.5 | 1.78 | R-454B | 650
215684084 | BRYANT HEATING AND COOLING SYSTEMS | 290VAN036**AA* | CSAH*4212AM*+UI | 987MC42060C17*** | Split System | 33600 | 16 | 8.5 | 1.76 | R-454B | 650
215675234 | BRYANT HEATING AND COOLING SYSTEMS | 290VAN048**AA* | CSAH*6012AM*+UI | 935CB48060C17*** | Split System | 45000 | 16 | 8.5 | 1.94 | R-454B | 650
215684039 | CARRIER | 27VNA036A*030* | CSAH*3612AM*+UI | 59MN7C080C17**14 | Split System | 33400 | 16 | 8.5 | 1.76 | R-454B | 650
215681593 | CARRIER | 27VNA048A*030* | CSAH*4812AM*+UI | 58CU*B060C17**16 | Split System | 45000 | 16 | 8.5 | 2.04 | R-454B | 650
218162229 | HEIL | B5H0V36*K*AAA* | ESH5X36M12A*+WALLCON | *95CSU0601716B* | Split System | 33600 | 16 | 8.5 | 1.76 | R-454B | 650
218162385 | HEIL | B5H0V36*K*AAA* | ESH5X48M12A*+WALLCON | *96CTN0601714B* | Split System | 33800 | 16 | 8.5 | 1.78 | R-454B | 650
218356118 | ACIQ | B5H0V36*K*AAA* | ESH5X36M12A*+WALLCON | *80CTL0701412B* | Split System | 33400 | 16.5 | 8.5 | 1.76 | R-454B | 650
218356190 | ACIQ | B5H0V36*K*AAA* | ESH5X42M12A*+WALLCON | *96CTN0601714B* | Split System | 33600 | 16.5 | 8.5 | 1.76 | R-454B | 650
218356207 | ACIQ | B5H0V36*K*AAA* | ESH5X48M12A*+WALLCON | *97CMN0801714B* | Split System | 34000 | 16.5 | 8.5 | 1.76 | R-454B | 650
218356120 | ACIQ | B5H0V36*K*AAA* | ESH5X36M12A*+WALLCON | *80CTL0701716B* | Split System | 33600 | 16.5 | 8.5 | 1.78 | R-454B | 650
218356194 | ACIQ | B5H0V36*K*AAA* | ESH5X48M12A*+WALLCON | *80CTL0451712B* | Split System | 33800 | 16.5 | 8.5 | 1.78 | R-454B | 650
218356205 | ACIQ | B5H0V36*K*AAA* | ESH5X48M12A*+WALLCON | *97CMN0601714B* | Split System | 33800 | 16.5 | 8.5 | 1.78 | R-454B | 650
218356155 | ACIQ | B5H0V36*K*AAA* | ESH5X42M12A*+WALLCON | *80CTL0701412B* | Split System | 33800 | 16.5 | 8.5 | 1.78 | R-454B | 650
218356184 | ACIQ | B5H0V36*K*AAA* | ESH5X42M12A*+WALLCON | *97CMN0801714B* | Split System | 33800 | 16.5 | 8.5 | 1.78 | R-454B | 650
218356216 | ACIQ | B5H0V36*K*AAA* | ESH5X60M12A*+WALLCON | *80CTL0451712B* | Split System | 34200 | 16.5 | 8.5 | 1.78 | R-454B | 650
218355587 | ACIQ | B5H0V48*K*AAA* | ESH5X48M12A*+WALLCON | *80CSU0401712B* | Split System | 45000 | 16.5 | 8.5 | 2.06 | R-454B | 650
218162320 | AIRQUEST | B5H0V36*K*AAA* | ESH5X42M12A*+WALLCON | *96CTN0601714B* | Split System | 33600 | 16.5 | 8.5 | 1.76 | R-454B | 650
218162372 | ARCOAIRE | B5H0V36*K*AAA* | ESH5X48M12A*+WALLCON | *97CMN0801714B* | Split System | 34000 | 16.5 | 8.5 | 1.76 | R-454B | 650
218162333 | ARCOAIRE | B5H0V36*K*AAA* | ESH5X48M12A*+WALLCON | *80CTL0451712B* | Split System | 33800 | 16.5 | 8.5 | 1.78 | R-454B | 650
218162306 | ARCOAIRE | B5H0V36*K*AAA* | ESH5X42M12A*+WALLCON | *97CMN0801714B* | Split System | 33800 | 16.5 | 8.5 | 1.78 | R-454B | 650
215684085 | CARRIER | 27VNA036A*030* | CSAH*4212AM*+UI | 59MN7C080C17**14 | Split System | 33800 | 16.5 | 8.5 | 1.78 | R-454B | 650
218162211 | HEIL | B5H0V36*K*AAA* | ESH5X36M12A*+WALLCON | *80CTL0701716B* | Split System | 33600 | 16.5 | 8.5 | 1.78 | R-454B | 650
218355762 | ACIQ | B5H0V60*K*AAA* | ESH5X60M12A*+WALLCON | *97CTN1002122A* | Split System | 55500 | 17 | 8.5 | 1.9 | R-454B | 650
218355852 | ACIQ | B5H0V60*K*AAA* | ESH5X60M12A*+WALLCON | *80CTL1352422B* | Split System | 56000 | 17 | 8.5 | 1.9 | R-454B | 650
215678094 | BRYANT HEATING AND COOLING SYSTEMS | 290VAN060**AA* | CSAH*6012AM*+UI | 88*TB66135C24*** | Split System | 56000 | 17 | 8.5 | 1.9 | R-454B | 650
218355730 | ACIQ | B5H0V60*K*AAA* | EA*5X60M24A*+WALLCON | *80CSU1002120B* | Split System | 55000 | 18 | 8.5 | 2.02 | R-454B | 650
218355745 | ACIQ | B5H0V60*K*AAA* | EA*5X61M24A*+WALLCON | *80CSU1002120B* | Split System | 56500 | 18 | 8.5 | 2.02 | R-454B | 650
218355827 | ACIQ | B5H0V60*K*AAA* | EA*5X60M24A*+WALLCON | *97CMN1002122B* | Split System | 55000 | 18.5 | 8.5 | 1.9 | R-454B | 650
218355829 | ACIQ | B5H0V60*K*AAA* | EA*5X60M24A*+WALLCON | *97CMN1202422B* | Split System | 55000 | 18.5 | 8.5 | 1.9 | R-454B | 650
218355830 | ACIQ | B5H0V60*K*AAA* | EA*5X60M24A*+WALLCON | *96CTN1002122B* | Split System | 55000 | 18.5 | 8.5 | 1.9 | R-454B | 650
218355821 | ACIQ | B5H0V60*K*AAA* | EA*5X60M24A*+WALLCON | *95CSU1002122B* | Split System | 55000 | 18.5 | 8.5 | 2.04 | R-454B | 650
218355728 | ACIQ | B5H0V60*K*AAA* | EA*5X60M24A*+WALLCON | *80CSU0802120B* | Split System | 55500 | 18.5 | 8.5 | 2.04 | R-454B | 650
215677843 | CARRIER | 27VNA060A*030* | CAA**6024AM*+UI | 59MN7C100C21**22 | Split System | 55000 | 18.5 | 8.5 | 1.9 | R-454B | 650
218355898 | ACIQ | B5H0V36*K*AAA* | ESH5X36M12A*+WALLCON | *96CTN0802120B* | Split System | 33600 | 16 | 8.5 | 1.76 | R-454B | 650
218355903 | ACIQ | B5H0V36*K*AAA* | ESH5X36M12A*+WALLCON | *97CTN0802120A* | Split System | 33600 | 16 | 8.5 | 1.76 | R-454B | 650
218356130 | ACIQ | B5H0V36*K*AAA* | ESH5X36M12A*+WALLCON | *95CSU0802120B* | Split System | 33600 | 16 | 8.5 | 1.76 | R-454B | 650
218356123 | ACIQ | B5H0V36*K*AAA* | ESH5X36M12A*+WALLCON | *80CTL0901716B* | Split System | 33600 | 16 | 8.5 | 1.76 | R-454B | 650
218356127 | ACIQ | B5H0V36*K*AAA* | ESH5X36M12A*+WALLCON | *80CTL1352422B* | Split System | 33800 | 16 | 8.5 | 1.76 | R-454B | 650
218356126 | ACIQ | B5H0V36*K*AAA* | ESH5X36M12A*+WALLCON | *80CTL1102120B* | Split System | 33800 | 16 | 8.5 | 1.76 | R-454B | 650
218356151 | ACIQ | B5H0V36*K*AAA* | ESH5X36M12A*+WALLCON | *96CTN1202422B* | Split System | 33800 | 16 | 8.5 | 1.76 | R-454B | 650
218355904 | ACIQ | B5H0V36*K*AAA* | ESH5X36M12A*+WALLCON | *97CTN1002122A* | Split System | 33800 | 16 | 8.5 | 1.76 | R-454B | 650
218355911 | ACIQ | B5H0V36*K*AAA* | ESH5X42M12A*+WALLCON | *97CTN0802120A* | Split System | 34000 | 16 | 8.5 | 1.76 | R-454B | 650
218355906 | ACIQ | B5H0V36*K*AAA* | ESH5X42M12A*+WALLCON | *96CTN0802120B* | Split System | 34000 | 16 | 8.5 | 1.76 | R-454B | 650
218355899 | ACIQ | B5H0V36*K*AAA* | ESH5X36M12A*+WALLCON | *80CSU0401712B* | Split System | 33800 | 16 | 8.5 | 1.78 | R-454B | 650
218355913 | ACIQ | B5H0V36*K*AAA* | ESH5X42M12A*+WALLCON | *97CTN1202422A* | Split System | 34000 | 16 | 8.5 | 1.78 | R-454B | 650
218356181 | ACIQ | B5H0V36*K*AAA* | ESH5X42M12A*+WALLCON | *95CSU0802120B* | Split System | 34000 | 16 | 8.5 | 1.78 | R-454B | 650
218356227 | ACIQ | B5H0V36*K*AAA* | ESH5X60M12A*+WALLCON | *97CMN0602120B* | Split System | 34400 | 16 | 8.5 | 1.78 | R-454B | 650
218355925 | ACIQ | B5H0V36*K*AAA* | ESH5X60M12A*+WALLCON | *97CTN0801716A* | Split System | 34400 | 16 | 8.5 | 1.78 | R-454B | 650
218355954 | ACIQ | B5H0V24*K*AAA* | EA*5X36M17A*+WALLCON | *96CTN0401410B* | Split System | 22600 | 16 | 8.5 | 1.84 | R-454B | 650
218355918 | ACIQ | B5H0V36*K*AAA* | ESH5X48M12A*+WALLCON | *97CTN0802120A* | Split System | 34200 | 16 | 8.5 | 1.88 | R-454B | 650
218162266 | AIRQUEST | B5H0V36*K*AAA* | ESH5X36M12A*+WALLCON | *96CTN1202422B* | Split System | 33800 | 16 | 8.5 | 1.76 | R-454B | 650
218162431 | AIRQUEST | B5H0V36*K*AAA* | ESH5X60M12A*+WALLCON | *97CMN0602120B* | Split System | 34400 | 16 | 8.5 | 1.78 | R-454B | 650
218162234 | ARCOAIRE | B5H0V36*K*AAA* | ESH5X36M12A*+WALLCON | *95CSU0802120B* | Split System | 33600 | 16 | 8.5 | 1.76 | R-454B | 650
215684032 | BRYANT HEATING AND COOLING SYSTEMS | 290VAN036**AA* | CSAH*3612AM*+UI | 935CB60080C21*** | Split System | 33600 | 16 | 8.5 | 1.76 | R-454B | 650
215679764 | BRYANT HEATING AND COOLING SYSTEMS | 290VAN036**AA* | CSAH*3612AM*+UI | 987TA66100C21*** | Split System | 33800 | 16 | 8.5 | 1.76 | R-454B | 650
215679864 | BRYANT HEATING AND COOLING SYSTEMS | 290VAN036**AA* | CSAH*4812AM*+UI | 986TD60080C21*** | Split System | 34200 | 16 | 8.5 | 1.88 | R-454B | 650
215679833 | CARRIER | 27VNA036A*030* | CSAH*4212AM*+UI | 59TN7A080C21**20 | Split System | 34000 | 16 | 8.5 | 1.76 | R-454B | 650
215679713 | CARRIER | 27VNA036A*030* | CSAH*3612AM*+UI | 58CU*B040C17**12 | Split System | 33800 | 16 | 8.5 | 1.78 | R-454B | 650
215670506 | CARRIER | 27VNA036A*030* | CSAH*6012AM*+UI | 59MN7C060C21**20 | Split System | 34400 | 16 | 8.5 | 1.78 | R-454B | 650
215683659 | CARRIER | 27VNA024A*030* | CAA**3617AM*+UI | 59TN6C040C14**10 | Split System | 22600 | 16 | 8.5 | 1.84 | R-454B | 650
218356121 | ACIQ | B5H0V36*K*AAA* | ESH5X36M12A*+WALLCON | *80CTL0702120B* | Split System | 33600 | 16.5 | 8.5 | 1.76 | R-454B | 650
218355900 | ACIQ | B5H0V36*K*AAA* | ESH5X36M12A*+WALLCON | *80CSU0601716B* | Split System | 33800 | 16.5 | 8.5 | 1.76 | R-454B | 650
218356125 | ACIQ | B5H0V36*K*AAA* | ESH5X36M12A*+WALLCON | *80CTL0902120B* | Split System | 33800 | 16.5 | 8.5 | 1.76 | R-454B | 650
218356132 | ACIQ | B5H0V36*K*AAA* | ESH5X36M12A*+WALLCON | *95CSU1002122B* | Split System | 33800 | 16.5 | 8.5 | 1.76 | R-454B | 650
218356141 | ACIQ | B5H0V36*K*AAA* | ESH5X36M12A*+WALLCON | *97CMN1002122B* | Split System | 33800 | 16.5 | 8.5 | 1.76 | R-454B | 650
218356149 | ACIQ | B5H0V36*K*AAA* | ESH5X36M12A*+WALLCON | *96CTN1002122B* | Split System | 33800 | 16.5 | 8.5 | 1.76 | R-454B | 650
218355905 | ACIQ | B5H0V36*K*AAA* | ESH5X36M12A*+WALLCON | *97CTN1202422A* | Split System | 33800 | 16.5 | 8.5 | 1.76 | R-454B | 650
218356139 | ACIQ | B5H0V36*K*AAA* | ESH5X36M12A*+WALLCON | *97CMN0802120B* | Split System | 33800 | 16.5 | 8.5 | 1.76 | R-454B | 650
218356143 | ACIQ | B5H0V36*K*AAA* | ESH5X36M12A*+WALLCON | *97CMN1202422B* | Split System | 33800 | 16.5 | 8.5 | 1.76 | R-454B | 650
218356161 | ACIQ | B5H0V36*K*AAA* | ESH5X42M12A*+WALLCON | *80CTL0901716B* | Split System | 34000 | 16.5 | 8.5 | 1.76 | R-454B | 650
218356195 | ACIQ | B5H0V36*K*AAA* | ESH5X48M12A*+WALLCON | *80CTL0701412B* | Split System | 34000 | 16.5 | 8.5 | 1.76 | R-454B | 650
218356202 | ACIQ | B5H0V36*K*AAA* | ESH5X48M12A*+WALLCON | *95CSU0601716B* | Split System | 34000 | 16.5 | 8.5 | 1.76 | R-454B | 650
218356159 | ACIQ | B5H0V36*K*AAA* | ESH5X42M12A*+WALLCON | *80CTL0702120B* | Split System | 34000 | 16.5 | 8.5 | 1.76 | R-454B | 650
218356206 | ACIQ | B5H0V36*K*AAA* | ESH5X48M12A*+WALLCON | *97CMN0602120B* | Split System | 34000 | 16.5 | 8.5 | 1.76 | R-454B | 650
218356157 | ACIQ | B5H0V36*K*AAA* | ESH5X42M12A*+WALLCON | *80CTL0701716B* | Split System | 33800 | 16.5 | 8.5 | 1.78 | R-454B | 650
218356191 | ACIQ | B5H0V36*K*AAA* | ESH5X42M12A*+WALLCON | *96CTN0801714B* | Split System | 33800 | 16.5 | 8.5 | 1.78 | R-454B | 650
218355912 | ACIQ | B5H0V36*K*AAA* | ESH5X42M12A*+WALLCON | *97CTN1002122A* | Split System | 34000 | 16.5 | 8.5 | 1.78 | R-454B | 650
218356196 | ACIQ | B5H0V36*K*AAA* | ESH5X48M12A*+WALLCON | *80CTL0701716B* | Split System | 34000 | 16.5 | 8.5 | 1.78 | R-454B | 650
218356163 | ACIQ | B5H0V36*K*AAA* | ESH5X42M12A*+WALLCON | *80CTL0902120B* | Split System | 34000 | 16.5 | 8.5 | 1.78 | R-454B | 650
218356187 | ACIQ | B5H0V36*K*AAA* | ESH5X42M12A*+WALLCON | *97CMN1002122B* | Split System | 34000 | 16.5 | 8.5 | 1.78 | R-454B | 650
218356165 | ACIQ | B5H0V36*K*AAA* | ESH5X42M12A*+WALLCON | *80CTL1102120B* | Split System | 34000 | 16.5 | 8.5 | 1.78 | R-454B | 650
218356188 | ACIQ | B5H0V36*K*AAA* | ESH5X42M12A*+WALLCON | *97CMN1202422B* | Split System | 34000 | 16.5 | 8.5 | 1.78 | R-454B | 650
218356186 | ACIQ | B5H0V36*K*AAA* | ESH5X42M12A*+WALLCON | *97CMN0802120B* | Split System | 34000 | 16.5 | 8.5 | 1.78 | R-454B | 650
218355908 | ACIQ | B5H0V36*K*AAA* | ESH5X42M12A*+WALLCON | *80CSU0601716B* | Split System | 34000 | 16.5 | 8.5 | 1.78 | R-454B | 650
218356192 | ACIQ | B5H0V36*K*AAA* | ESH5X42M12A*+WALLCON | *96CTN1002122B* | Split System | 34000 | 16.5 | 8.5 | 1.78 | R-454B | 650
218356179 | ACIQ | B5H0V36*K*AAA* | ESH5X42M12A*+WALLCON | *80CTL1352422B* | Split System | 34000 | 16.5 | 8.5 | 1.78 | R-454B | 650
218356193 | ACIQ | B5H0V36*K*AAA* | ESH5X42M12A*+WALLCON | *96CTN1202422B* | Split System | 34000 | 16.5 | 8.5 | 1.78 | R-454B | 650
218355907 | ACIQ | B5H0V36*K*AAA* | ESH5X42M12A*+WALLCON | *80CSU0401712B* | Split System | 34000 | 16.5 | 8.5 | 1.78 | R-454B | 650
218356213 | ACIQ | B5H0V36*K*AAA* | ESH5X48M12A*+WALLCON | *96CTN0801714B* | Split System | 34000 | 16.5 | 8.5 | 1.78 | R-454B | 650
218356233 | ACIQ | B5H0V36*K*AAA* | ESH5X60M12A*+WALLCON | *96CTN0601714B* | Split System | 34200 | 16.5 | 8.5 | 1.78 | R-454B | 650
218356217 | ACIQ | B5H0V36*K*AAA* | ESH5X60M12A*+WALLCON | *80CTL0701412B* | Split System | 34400 | 16.5 | 8.5 | 1.78 | R-454B | 650
218356228 | ACIQ | B5H0V36*K*AAA* | ESH5X60M12A*+WALLCON | *97CMN0801714B* | Split System | 34400 | 16.5 | 8.5 | 1.78 | R-454B | 650
218356224 | ACIQ | B5H0V36*K*AAA* | ESH5X60M12A*+WALLCON | *95CSU0601716B* | Split System | 34400 | 16.5 | 8.5 | 1.78 | R-454B | 650
218356226 | ACIQ | B5H0V36*K*AAA* | ESH5X60M12A*+WALLCON | *97CMN0601714B* | Split System | 34200 | 16.5 | 8.5 | 1.8 | R-454B | 650
218355921 | ACIQ | B5H0V36*K*AAA* | ESH5X60M12A*+WALLCON | *96CTN0802120B* | Split System | 34600 | 16.5 | 8.5 | 1.8 | R-454B | 650
218355926 | ACIQ | B5H0V36*K*AAA* | ESH5X60M12A*+WALLCON | *97CTN0802120A* | Split System | 34600 | 16.5 | 8.5 | 1.8 | R-454B | 650
218356203 | ACIQ | B5H0V36*K*AAA* | ESH5X48M12A*+WALLCON | *95CSU0802120B* | Split System | 34200 | 16.5 | 8.5 | 1.88 | R-454B | 650
218356208 | ACIQ | B5H0V36*K*AAA* | ESH5X48M12A*+WALLCON | *97CMN0802120B* | Split System | 34200 | 16.5 | 8.5 | 1.88 | R-454B | 650
218355919 | ACIQ | B5H0V36*K*AAA* | ESH5X48M12A*+WALLCON | *97CTN1002122A* | Split System | 34200 | 16.5 | 8.5 | 1.9 | R-454B | 650
218356204 | ACIQ | B5H0V36*K*AAA* | ESH5X48M12A*+WALLCON | *95CSU1002122B* | Split System | 34200 | 16.5 | 8.5 | 1.9 | R-454B | 650
218355390 | ACIQ | B5H0V48*K*AAA* | ESH5X48M12A*+WALLCON | *80CTL1352422B* | Split System | 45000 | 16.5 | 8.5 | 2.06 | R-454B | 650
218355392 | ACIQ | B5H0V48*K*AAA* | ESH5X48M12A*+WALLCON | *95CSU1002122B* | Split System | 45000 | 16.5 | 8.5 | 2.06 | R-454B | 650
218355388 | ACIQ | B5H0V48*K*AAA* | ESH5X48M12A*+WALLCON | *80CTL0902120B* | Split System | 45000 | 16.5 | 8.5 | 2.06 | R-454B | 650
218355395 | ACIQ | B5H0V48*K*AAA* | ESH5X48M12A*+WALLCON | *96CTN1202422B* | Split System | 45000 | 16.5 | 8.5 | 2.06 | R-454B | 650
218355389 | ACIQ | B5H0V48*K*AAA* | ESH5X48M12A*+WALLCON | *80CTL1102120B* | Split System | 45000 | 16.5 | 8.5 | 2.06 | R-454B | 650
218355401 | ACIQ | B5H0V48*K*AAA* | ESH5X60M12A*+WALLCON | *80CTL1102120B* | Split System | 45500 | 16.5 | 8.5 | 2.06 | R-454B | 650
218355610 | ACIQ | B5H0V48*K*AAA* | ESH5X60M12A*+WALLCON | *97CTN0802120A* | Split System | 45500 | 16.5 | 8.5 | 2.06 | R-454B | 650
218355408 | ACIQ | B5H0V48*K*AAA* | ESH5X60M12A*+WALLCON | *97CMN0802120B* | Split System | 45500 | 16.5 | 8.5 | 2.06 | R-454B | 650
218355402 | ACIQ | B5H0V48*K*AAA* | ESH5X60M12A*+WALLCON | *80CTL1352422B* | Split System | 45500 | 16.5 | 8.5 | 2.06 | R-454B | 650
218355404 | ACIQ | B5H0V48*K*AAA* | ESH5X60M12A*+WALLCON | *95CSU0802120B* | Split System | 45500 | 16.5 | 8.5 | 2.06 | R-454B | 650
218355398 | ACIQ | B5H0V48*K*AAA* | ESH5X60M12A*+WALLCON | *80CTL0702120B* | Split System | 45500 | 16.5 | 8.5 | 2.06 | R-454B | 650
218355598 | ACIQ | B5H0V48*K*AAA* | ESH5X60M12A*+WALLCON | *96CTN0802120B* | Split System | 45500 | 16.5 | 8.5 | 2.06 | R-454B | 650
218355400 | ACIQ | B5H0V48*K*AAA* | ESH5X60M12A*+WALLCON | *80CTL0902120B* | Split System | 45500 | 16.5 | 8.5 | 2.06 | R-454B | 650
218355405 | ACIQ | B5H0V48*K*AAA* | ESH5X60M12A*+WALLCON | *95CSU1002122B* | Split System | 45500 | 16.5 | 8.5 | 2.06 | R-454B | 650
218355612 | ACIQ | B5H0V48*K*AAA* | ESH5X60M12A*+WALLCON | *97CTN1002122A* | Split System | 45500 | 16.5 | 8.5 | 2.08 | R-454B | 650
218355600 | ACIQ | B5H0V48*K*AAA* | ESH5X60M12A*+WALLCON | *80CSU0401712B* | Split System | 45500 | 16.5 | 8.5 | 2.08 | R-454B | 650
218355606 | ACIQ | B5H0V48*K*AAA* | ESH5X60M12A*+WALLCON | *80CSU1002120B* | Split System | 45500 | 16.5 | 8.5 | 2.08 | R-454B | 650
218355411 | ACIQ | B5H0V48*K*AAA* | ESH5X60M12A*+WALLCON | *97CMN1202422B* | Split System | 45500 | 16.5 | 8.5 | 2.08 | R-454B | 650
218355414 | ACIQ | B5H0V48*K*AAA* | ESH5X60M12A*+WALLCON | *96CTN1002122B* | Split System | 45500 | 16.5 | 8.5 | 2.08 | R-454B | 650
218355409 | ACIQ | B5H0V48*K*AAA* | ESH5X60M12A*+WALLCON | *97CMN1002122B* | Split System | 45500 | 16.5 | 8.5 | 2.08 | R-454B | 650
218355416 | ACIQ | B5H0V48*K*AAA* | ESH5X60M12A*+WALLCON | *96CTN1202422B* | Split System | 45500 | 16.5 | 8.5 | 2.08 | R-454B | 650
218162236 | AIRQUEST | B5H0V36*K*AAA* | ESH5X36M12A*+WALLCON | *95CSU1002122B* | Split System | 33800 | 16.5 | 8.5 | 1.76 | R-454B | 650
218162356 | AIRQUEST | B5H0V36*K*AAA* | ESH5X48M12A*+WALLCON | *95CSU0601716B* | Split System | 34000 | 16.5 | 8.5 | 1.76 | R-454B | 650
218162335 | AIRQUEST | B5H0V36*K*AAA* | ESH5X48M12A*+WALLCON | *80CTL0701412B* | Split System | 34000 | 16.5 | 8.5 | 1.76 | R-454B | 650
218162338 | AIRQUEST | B5H0V36*K*AAA* | ESH5X48M12A*+WALLCON | *80CTL0701716B* | Split System | 34000 | 16.5 | 8.5 | 1.78 | R-454B | 650
218162401 | AIRQUEST | B5H0V36*K*AAA* | ESH5X60M12A*+WALLCON | *80CTL0701412B* | Split System | 34400 | 16.5 | 8.5 | 1.78 | R-454B | 650
218162428 | AIRQUEST | B5H0V36*K*AAA* | ESH5X60M12A*+WALLCON | *97CMN0601714B* | Split System | 34200 | 16.5 | 8.5 | 1.8 | R-454B | 650
218162359 | AIRQUEST | B5H0V36*K*AAA* | ESH5X48M12A*+WALLCON | *95CSU0802120B* | Split System | 34200 | 16.5 | 8.5 | 1.88 | R-454B | 650
218162216 | ARCOAIRE | B5H0V36*K*AAA* | ESH5X36M12A*+WALLCON | *80CTL0702120B* | Split System | 33600 | 16.5 | 8.5 | 1.76 | R-454B | 650
218162249 | ARCOAIRE | B5H0V36*K*AAA* | ESH5X36M12A*+WALLCON | *97CMN0802120B* | Split System | 33800 | 16.5 | 8.5 | 1.76 | R-454B | 650
218162327 | ARCOAIRE | B5H0V36*K*AAA* | ESH5X42M12A*+WALLCON | *96CTN1002122B* | Split System | 34000 | 16.5 | 8.5 | 1.78 | R-454B | 650
215684034 | BRYANT HEATING AND COOLING SYSTEMS | 290VAN036**AA* | CSAH*3612AM*+UI | 935CB66100C21*** | Split System | 33800 | 16.5 | 8.5 | 1.76 | R-454B | 650
215670237 | BRYANT HEATING AND COOLING SYSTEMS | 290VAN036**AA* | CSAH*4812AM*+UI | 935CB48060C17*** | Split System | 34000 | 16.5 | 8.5 | 1.76 | R-454B | 650
215684070 | BRYANT HEATING AND COOLING SYSTEMS | 290VAN036**AA* | CSAH*4212AM*+UI | 88*TB48090C17*** | Split System | 34000 | 16.5 | 8.5 | 1.76 | R-454B | 650
215684082 | BRYANT HEATING AND COOLING SYSTEMS | 290VAN036**AA* | CSAH*4212AM*+UI | 935CB66100C21*** | Split System | 34000 | 16.5 | 8.5 | 1.78 | R-454B | 650
215675194 | BRYANT HEATING AND COOLING SYSTEMS | 290VAN048**AA* | CSAH*6012AM*+UI | 88*TB48090C17*** | Split System | 45500 | 16.5 | 8.5 | 2.06 | R-454B | 650
215675304 | BRYANT HEATING AND COOLING SYSTEMS | 290VAN048**AA* | CSAH*6012AM*+UI | 987MC66120C24*** | Split System | 45500 | 16.5 | 8.5 | 2.08 | R-454B | 650
215679723 | CARRIER | 27VNA036A*030* | CSAH*3612AM*+UI | 58CU*B060C17**16 | Split System | 33800 | 16.5 | 8.5 | 1.76 | R-454B | 650
215684033 | CARRIER | 27VNA036A*030* | CSAH*3612AM*+UI | 59CU5B100C21**22 | Split System | 33800 | 16.5 | 8.5 | 1.76 | R-454B | 650
215684045 | CARRIER | 27VNA036A*030* | CSAH*3612AM*+UI | 59MN7C120C24**22 | Split System | 33800 | 16.5 | 8.5 | 1.76 | R-454B | 650
215684067 | CARRIER | 27VNA036A*030* | CSAH*4212AM*+UI | 58TN*B070C21**20 | Split System | 34000 | 16.5 | 8.5 | 1.76 | R-454B | 650
215684073 | CARRIER | 27VNA036A*030* | CSAH*4212AM*+UI | 58TN*B110C21**20 | Split System | 34000 | 16.5 | 8.5 | 1.78 | R-454B | 650
215684087 | CARRIER | 27VNA036A*030* | CSAH*4212AM*+UI | 59MN7C080C21**20 | Split System | 34000 | 16.5 | 8.5 | 1.78 | R-454B | 650
215684101 | CARRIER | 27VNA036A*030* | CSAH*4212AM*+UI | 59TN6C120C24**22 | Split System | 34000 | 16.5 | 8.5 | 1.78 | R-454B | 650
218162235 | HEIL | B5H0V36*K*AAA* | ESH5X36M12A*+WALLCON | *95CSU1002122B* | Split System | 33800 | 16.5 | 8.5 | 1.76 | R-454B | 650
218162334 | HEIL | B5H0V36*K*AAA* | ESH5X48M12A*+WALLCON | *80CTL0701412B* | Split System | 34000 | 16.5 | 8.5 | 1.76 | R-454B | 650
218162367 | HEIL | B5H0V36*K*AAA* | ESH5X48M12A*+WALLCON | *97CMN0602120B* | Split System | 34000 | 16.5 | 8.5 | 1.76 | R-454B | 650
218162277 | HEIL | B5H0V36*K*AAA* | ESH5X42M12A*+WALLCON | *80CTL0702120B* | Split System | 34000 | 16.5 | 8.5 | 1.76 | R-454B | 650
218162313 | HEIL | B5H0V36*K*AAA* | ESH5X42M12A*+WALLCON | *97CMN1202422B* | Split System | 34000 | 16.5 | 8.5 | 1.78 | R-454B | 650
218162433 | HEIL | B5H0V36*K*AAA* | ESH5X60M12A*+WALLCON | *97CMN0801714B* | Split System | 34400 | 16.5 | 8.5 | 1.78 | R-454B | 650
218162361 | HEIL | B5H0V36*K*AAA* | ESH5X48M12A*+WALLCON | *95CSU1002122B* | Split System | 34200 | 16.5 | 8.5 | 1.9 | R-454B | 650
218355929 | ACIQ | B5H0V36*K*AAA* | EA*5X36M17A*+WALLCON | *80CSU0401712B* | Split System | 32800 | 17 | 8.5 | 1.76 | R-454B | 650
218356234 | ACIQ | B5H0V36*K*AAA* | ESH5X60M12A*+WALLCON | *96CTN0801714B* | Split System | 34400 | 17 | 8.5 | 1.78 | R-454B | 650
218356218 | ACIQ | B5H0V36*K*AAA* | ESH5X60M12A*+WALLCON | *80CTL0701716B* | Split System | 34400 | 17 | 8.5 | 1.8 | R-454B | 650
218356219 | ACIQ | B5H0V36*K*AAA* | ESH5X60M12A*+WALLCON | *80CTL0702120B* | Split System | 34600 | 17 | 8.5 | 1.8 | R-454B | 650
218356220 | ACIQ | B5H0V36*K*AAA* | ESH5X60M12A*+WALLCON | *80CTL0901716B* | Split System | 34600 | 17 | 8.5 | 1.8 | R-454B | 650
218356210 | ACIQ | B5H0V36*K*AAA* | ESH5X48M12A*+WALLCON | *97CMN1202422B* | Split System | 34200 | 17 | 8.5 | 1.88 | R-454B | 650
218356197 | ACIQ | B5H0V36*K*AAA* | ESH5X48M12A*+WALLCON | *80CTL0702120B* | Split System | 34200 | 17 | 8.5 | 1.88 | R-454B | 650
218356198 | ACIQ | B5H0V36*K*AAA* | ESH5X48M12A*+WALLCON | *80CTL0901716B* | Split System | 34200 | 17 | 8.5 | 1.88 | R-454B | 650
218356201 | ACIQ | B5H0V36*K*AAA* | ESH5X48M12A*+WALLCON | *80CTL1352422B* | Split System | 34200 | 17 | 8.5 | 1.9 | R-454B | 650
218356209 | ACIQ | B5H0V36*K*AAA* | ESH5X48M12A*+WALLCON | *97CMN1002122B* | Split System | 34200 | 17 | 8.5 | 1.9 | R-454B | 650
218356199 | ACIQ | B5H0V36*K*AAA* | ESH5X48M12A*+WALLCON | *80CTL0902120B* | Split System | 34200 | 17 | 8.5 | 1.9 | R-454B | 650
218356214 | ACIQ | B5H0V36*K*AAA* | ESH5X48M12A*+WALLCON | *96CTN1002122B* | Split System | 34200 | 17 | 8.5 | 1.9 | R-454B | 650
218355920 | ACIQ | B5H0V36*K*AAA* | ESH5X48M12A*+WALLCON | *97CTN1202422A* | Split System | 34200 | 17 | 8.5 | 1.9 | R-454B | 650
218355915 | ACIQ | B5H0V36*K*AAA* | ESH5X48M12A*+WALLCON | *80CSU0401712B* | Split System | 34200 | 17 | 8.5 | 1.9 | R-454B | 650
218356215 | ACIQ | B5H0V36*K*AAA* | ESH5X48M12A*+WALLCON | *96CTN1202422B* | Split System | 34200 | 17 | 8.5 | 1.9 | R-454B | 650
218355916 | ACIQ | B5H0V36*K*AAA* | ESH5X48M12A*+WALLCON | *80CSU0601716B* | Split System | 34200 | 17 | 8.5 | 1.9 | R-454B | 650
218355604 | ACIQ | B5H0V48*K*AAA* | ESH5X60M12A*+WALLCON | *80CSU0802120B* | Split System | 45500 | 17 | 8.5 | 2.06 | R-454B | 650
218355602 | ACIQ | B5H0V48*K*AAA* | ESH5X60M12A*+WALLCON | *80CSU0601716B* | Split System | 45500 | 17 | 8.5 | 2.08 | R-454B | 650
218162350 | AIRQUEST | B5H0V36*K*AAA* | ESH5X48M12A*+WALLCON | *80CTL1102120B* | Split System | 34200 | 17 | 8.5 | 1.9 | R-454B | 650
218162381 | ARCOAIRE | B5H0V36*K*AAA* | ESH5X48M12A*+WALLCON | *97CMN1202422B* | Split System | 34200 | 17 | 8.5 | 1.88 | R-454B | 650
218162354 | ARCOAIRE | B5H0V36*K*AAA* | ESH5X48M12A*+WALLCON | *80CTL1352422B* | Split System | 34200 | 17 | 8.5 | 1.9 | R-454B | 650
218162351 | ARCOAIRE | B5H0V36*K*AAA* | ESH5X48M12A*+WALLCON | *80CTL1102120B* | Split System | 34200 | 17 | 8.5 | 1.9 | R-454B | 650
218162378 | ARCOAIRE | B5H0V36*K*AAA* | ESH5X48M12A*+WALLCON | *97CMN1002122B* | Split System | 34200 | 17 | 8.5 | 1.9 | R-454B | 650
215679924 | BRYANT HEATING AND COOLING SYSTEMS | 290VAN036**AA* | CSAH*4812AM*+UI | 987TA66120C24*** | Split System | 34200 | 17 | 8.5 | 1.9 | R-454B | 650
215670356 | CARRIER | 27VNA036A*030* | CSAH*4812AM*+UI | 59TN6C100C21**22 | Split System | 34200 | 17 | 8.5 | 1.9 | R-454B | 650
215679883 | CARRIER | 27VNA036A*030* | CSAH*4812AM*+UI | 58CU*B060C17**16 | Split System | 34200 | 17 | 8.5 | 1.9 | R-454B | 650
218162349 | HEIL | B5H0V36*K*AAA* | ESH5X48M12A*+WALLCON | *80CTL1102120B* | Split System | 34200 | 17 | 8.5 | 1.9 | R-454B | 650
218355943 | ACIQ | B5H0V36*K*AAA* | EA*5X42M21A*+WALLCON | *80CSU0601716B* | Split System | 33200 | 17.5 | 8.5 | 1.84 | R-454B | 650
218356122 | ACIQ | B5H0V36*K*AAA* | EA*5X42M21A*+WALLCON | *95CSU0802120B* | Split System | 33200 | 17.5 | 8.5 | 1.86 | R-454B | 650
218355942 | ACIQ | B5H0V36*K*AAA* | EA*5X42M21A*+WALLCON | *80CSU0401712B* | Split System | 33200 | 17.5 | 8.5 | 1.86 | R-454B | 650
215869145 | AMERICAN STANDARD | 5A6V8X60A1 | 5TXCC007AS3 | S9V2C100D5VSB+LRP | Split System | 50500 | 18.1 | 8.5 | 1.9 | R-454B | 650
215869144 | TRANE | 5TWV8X60A1 | 5TXCC007AS3 | S9V2C100D5VSB+LRP | Split System | 50500 | 18.1 | 8.5 | 1.9 | R-454B | 650
218356133 | ACIQ | B5H0V36*K*AAA* | ESH5X36M12A*+WALLCON | *97CMN0601714B* | Split System | 33400 | 16 | 8.5 | 1.8 | R-454B | 650
215684036 | BRYANT HEATING AND COOLING SYSTEMS | 290VAN036**AA* | CSAH*3612AM*+UI | 987MC42060C17*** | Split System | 33400 | 16 | 8.5 | 1.8 | R-454B | 650
218160578 | RHEEM | RP17AY60AJVC | RCFY6024STANM | R921V0705A21M4S | Split System | 56000 | 16 | 8.5 | 2 | R-454B | 650
218155324 | MIDEA | MO1HE-H48B-2A | MAAHE-H60B-DA | S9V2D120U5VS*** | Split System | 48000 | 16.1 | 8.5 | 1.8 | R-454B | 650
215864758 | AMERICAN STANDARD | 5A6V8X60A1 | 5TXCD010AS3 | *DHMD120CCV5+LRP | Split System | 50500 | 17.5 | 8.5 | 1.9 | R-454B | 650
215864757 | TRANE | 5TWV8X60A1 | 5TXCD010AS3 | *DHMD120CCV5+LRP | Split System | 50500 | 17.5 | 8.5 | 1.9 | R-454B | 650
215869159 | AMERICAN STANDARD | 5A6V8X60A1 | 5TXCD010AS3 | S9V2C100D5VSB+LRP | Split System | 51000 | 18 | 8.5 | 1.9 | R-454B | 650
215869158 | TRANE | 5TWV8X60A1 | 5TXCD010AS3 | S9V2C100D5VSB+LRP | Split System | 51000 | 18 | 8.5 | 1.9 | R-454B | 650
215869155 | AMERICAN STANDARD | 5A6V8X60A1 | 5TXCD010AS3 | S9V2D120D5VSB+LRP | Split System | 50500 | 18.1 | 8.5 | 1.9 | R-454B | 650
215869154 | TRANE | 5TWV8X60A1 | 5TXCD010AS3 | S9V2D120D5VSB+LRP | Split System | 50500 | 18.1 | 8.5 | 1.9 | R-454B | 650
218156469 | MIDEA | MO1BE-H36B-2A | MAAHE-H36B-CA-UC | ML296UH110XV60C* | Split System | 35000 | 15.5 | 8.5 | 1.8 | R-454B | 650
218156042 | MIDEA | MO1BE-H36B-2A | MAAHE-H36B-CA-UC | S9V2C100U5VS*** | Split System | 35000 | 15.6 | 8.5 | 1.8 | R-454B | 650
215853867 | BLUERIDGE | BMSAHS4816C | BMS2AH48I |  | Split System | 48000 | 16 | 8.5 | 1.85 | R-454B | 650
215865887 | MDV | MOX630-48HFN10-M3 | MVBC-48HWFPN10-MD3E |  | Split System | 48000 | 16 | 8.5 | 1.85 | R-454B | 650
218114522 | LENNOX | EL18KSLV-036-230A** | CK40DT-30/36B-***+TDR | ML296DF045XV36B* | Split System | 34000 | 16.4 | 8.5 | 1.85 | R-454B | 650
218356026 | ACIQ | B5H0V24*K*AAA* | EA*5X30M17A*+WALLCON | *80CTL0451712B* | Split System | 23000 | 16.5 | 8.5 | 1.86 | R-454B | 650
218356030 | ACIQ | B5H0V24*K*AAA* | EA*5X30M17A*+WALLCON | *97CMN0601714B* | Split System | 23000 | 16.5 | 8.5 | 1.86 | R-454B | 650
218355928 | ACIQ | B5H0V36*K*AAA* | ESH5X60M12A*+WALLCON | *97CTN1202422A* | Split System | 34600 | 16.5 | 8.5 | 1.92 | R-454B | 650
218355981 | ACIQ | B5H0V24*K*AAA* | EA*5X24M17A*+WALLCON | *80CSU0601716B* | Split System | 22800 | 16.5 | 8.5 | 1.96 | R-454B | 650
218355980 | ACIQ | B5H0V24*K*AAA* | EA*5X24M17A*+WALLCON | *80CSU0401712B* | Split System | 23000 | 16.5 | 8.5 | 1.98 | R-454B | 650
215678194 | BRYANT HEATING AND COOLING SYSTEMS | 290VAN024**AA* | CAA**2417AM*+UI | 83*CB48060C17*** | Split System | 22800 | 16.5 | 8.5 | 1.96 | R-454B | 650
215678193 | CARRIER | 27VNA024A*030* | CAA**2417AM*+UI | 58CU*B060C17**16 | Split System | 22800 | 16.5 | 8.5 | 1.96 | R-454B | 650
218450291 | CHAMPION HEATING AND COOLING | XD560E2D11 | JDE60F5XX2DS1 |  | Split System | 55000 | 16.5 | 8.5 | 1.87 | R-454B | 650
218450310 | Coleman | XD560E2D11 | JDE60F5XX2DS1 |  | Split System | 55000 | 16.5 | 8.5 | 1.87 | R-454B | 650
218450329 | Fraser-Johnston | XD560E2D11 | JDE60F5XX2DS1 |  | Split System | 55000 | 16.5 | 8.5 | 1.87 | R-454B | 650
218450348 | Luxaire | XD560E2D11 | JDE60F5XX2DS1 |  | Split System | 55000 | 16.5 | 8.5 | 1.87 | R-454B | 650
218156075 | MIDEA | MO1HE-H48B-2A | MAAHE-H60B-CA-UC | S9V2C080U5VS*** | Split System | 48000 | 16.5 | 8.5 | 1.8 | R-454B | 650
218450368 | YORK | YD560E2D11 | JDE60F5XX2DS1 |  | Split System | 55000 | 16.5 | 8.5 | 1.87 | R-454B | 650
218114571 | AIREASE | A7SCP18V36P-**A | 7ED30/36BX-***+TDR | A80DS2V090B16* | Split System | 34400 | 16.95 | 8.5 | 1.85 | R-454B | 650
218114539 | CONCORD | 7SCP18V36P-**A | 7ED30/36BX-***+TDR | 96G1DF070BE16* | Split System | 34400 | 16.95 | 8.5 | 1.85 | R-454B | 650
218356229 | ACIQ | B5H0V36*K*AAA* | ESH5X60M12A*+WALLCON | *97CMN0802120B* | Split System | 34600 | 17 | 8.5 | 1.8 | R-454B | 650
218355927 | ACIQ | B5H0V36*K*AAA* | ESH5X60M12A*+WALLCON | *97CTN1002122A* | Split System | 34600 | 17 | 8.5 | 1.82 | R-454B | 650
218356033 | ACIQ | B5H0V24*K*AAA* | EA*5X30M17A*+WALLCON | *96CTN0601714B* | Split System | 23000 | 17 | 8.5 | 1.86 | R-454B | 650
218356031 | ACIQ | B5H0V24*K*AAA* | EA*5X30M17A*+WALLCON | *97CMN0801714B* | Split System | 23000 | 17 | 8.5 | 1.86 | R-454B | 650
218356023 | ACIQ | B5H0V24*K*AAA* | EA*5X30M14A*+WALLCON | *80CTL0701412B* | Split System | 23000 | 17 | 8.5 | 1.86 | R-454B | 650
218356230 | ACIQ | B5H0V36*K*AAA* | ESH5X60M12A*+WALLCON | *97CMN1002122B* | Split System | 34600 | 17 | 8.5 | 1.92 | R-454B | 650
218356221 | ACIQ | B5H0V36*K*AAA* | ESH5X60M12A*+WALLCON | *80CTL0902120B* | Split System | 34600 | 17 | 8.5 | 1.92 | R-454B | 650
218356225 | ACIQ | B5H0V36*K*AAA* | ESH5X60M12A*+WALLCON | *95CSU1002122B* | Split System | 34600 | 17 | 8.5 | 1.92 | R-454B | 650
218356235 | ACIQ | B5H0V36*K*AAA* | ESH5X60M12A*+WALLCON | *96CTN1002122B* | Split System | 34600 | 17 | 8.5 | 1.92 | R-454B | 650
218355922 | ACIQ | B5H0V36*K*AAA* | ESH5X60M12A*+WALLCON | *80CSU0401712B* | Split System | 34600 | 17 | 8.5 | 1.92 | R-454B | 650
218356223 | ACIQ | B5H0V36*K*AAA* | ESH5X60M12A*+WALLCON | *80CTL1352422B* | Split System | 34600 | 17 | 8.5 | 1.92 | R-454B | 650
218356222 | ACIQ | B5H0V36*K*AAA* | ESH5X60M12A*+WALLCON | *80CTL1102120B* | Split System | 34600 | 17 | 8.5 | 1.92 | R-454B | 650
218355923 | ACIQ | B5H0V36*K*AAA* | ESH5X60M12A*+WALLCON | *80CSU0601716B* | Split System | 34600 | 17 | 8.5 | 1.92 | R-454B | 650
218356236 | ACIQ | B5H0V36*K*AAA* | ESH5X60M12A*+WALLCON | *96CTN1202422B* | Split System | 34600 | 17 | 8.5 | 1.92 | R-454B | 650
218355993 | ACIQ | B5H0V24*K*AAA* | EA*5X36M17A*+WALLCON | *80CSU0601716B* | Split System | 23200 | 17 | 8.5 | 1.98 | R-454B | 650
218355988 | ACIQ | B5H0V24*K*AAA* | EA*5X30M17A*+WALLCON | *80CSU0401712B* | Split System | 23200 | 17 | 8.5 | 1.98 | R-454B | 650
218355989 | ACIQ | B5H0V24*K*AAA* | EA*5X30M17A*+WALLCON | *80CSU0601716B* | Split System | 23200 | 17 | 8.5 | 1.98 | R-454B | 650
218355992 | ACIQ | B5H0V24*K*AAA* | EA*5X36M17A*+WALLCON | *80CSU0401712B* | Split System | 23200 | 17 | 8.5 | 2 | R-454B | 650
218162458 | AIRQUEST | B5H0V36*K*AAA* | ESH5X60M12A*+WALLCON | *96CTN1202422B* | Split System | 34600 | 17 | 8.5 | 1.92 | R-454B | 650
218161618 | AIRQUEST | B5H0V24*K*AAA* | EA*5X36M17A*+WALLCON | *80CSU0601716B* | Split System | 23200 | 17 | 8.5 | 1.98 | R-454B | 650
218162444 | ARCOAIRE | B5H0V36*K*AAA* | ESH5X60M12A*+WALLCON | *97CMN1202422B* | Split System | 34600 | 17 | 8.5 | 1.8 | R-454B | 650
218161451 | ARCOAIRE | B5H0V24*K*AAA* | EA*5X30M14A*+WALLCON | *80CTL0701412B* | Split System | 23000 | 17 | 8.5 | 1.86 | R-454B | 650
218162442 | HEIL | B5H0V36*K*AAA* | ESH5X60M12A*+WALLCON | *97CMN1202422B* | Split System | 34600 | 17 | 8.5 | 1.8 | R-454B | 650
218356164 | ACIQ | B5H0V36*K*AAA* | EA*5X43M21A*+WALLCON | *96CTN0801714B* | Split System | 34400 | 18 | 8.5 | 1.8 | R-454B | 650
218356140 | ACIQ | B5H0V36*K*AAA* | EA*5X43M21A*+WALLCON | *80CTL0701716B* | Split System | 34400 | 18 | 8.5 | 1.8 | R-454B | 650
218162029 | AIRQUEST | B5H0V36*K*AAA* | EA*5X43M21A*+WALLCON | *96CTN0801714B* | Split System | 34400 | 18 | 8.5 | 1.8 | R-454B | 650
218161925 | ARCOAIRE | B5H0V36*K*AAA* | EA*5X37M21A*+WALLCON | *97CMN0802120B* | Split System | 34400 | 18 | 8.5 | 1.8 | R-454B | 650
215864516 | AMERICAN STANDARD | 5A6V8X36A1 | 5PX*BD04AS3 | S8V2A040M3PCB | Split System | 31400 | 18.1 | 8.5 | 1.9 | R-454B | 650
215864520 | AMERICAN STANDARD | 5A6V8X36A1 | 5PX*BD04AS3 | *DHMB060CCV3+LRP | Split System | 31600 | 18.1 | 8.5 | 1.9 | R-454B | 650
215865032 | AMERICAN STANDARD | 5A6V8X60A1 | 5PX*DD10AS3 | S8V2C100M5PCB | Split System | 53000 | 18.1 | 8.5 | 1.9 | R-454B | 650
215865030 | AMERICAN STANDARD | 5A6V8X60A1 | 5PX*DD10AS3 | S8V2C100M5PDB | Split System | 53000 | 18.1 | 8.5 | 1.9 | R-454B | 650
215865060 | AMERICAN STANDARD | 5A6V8X36A1 | 5TXCB004AS3+P0V0A000M30SD+LRP |  | Split System | 31400 | 18.1 | 8.5 | 2 | R-454B | 650
215865052 | AMERICAN STANDARD | 5A6V8X36A1 | 5PX*B004AS3+P0V0A000M30SD+LRP |  | Split System | 31400 | 18.1 | 8.5 | 2 | R-454B | 650
215864498 | AMERICAN STANDARD | 5A6V8X36A1 | 5PX*B004AS3 | L8V1B080U4VSB+LRP | Split System | 31600 | 18.1 | 8.5 | 2 | R-454B | 650
215864478 | AMERICAN STANDARD | 5A6V8X36A1 | 5PX*B004AS3 | S9V2B080U4VSB+LRP | Split System | 31600 | 18.1 | 8.5 | 2 | R-454B | 650
215864582 | AMERICAN STANDARD | 5A6V8X36A1 | 5TXCB004AS3 | S8V2B060M4PCB | Split System | 31600 | 18.1 | 8.5 | 2 | R-454B | 650
215864584 | AMERICAN STANDARD | 5A6V8X36A1 | 5TXCB004AS3 | L8V1B080U4VSB+LRP | Split System | 31600 | 18.1 | 8.5 | 2 | R-454B | 650
215864572 | AMERICAN STANDARD | 5A6V8X36A1 | 5TXCB004AS3 | S9V2B040U3VSB+LRP | Split System | 31600 | 18.1 | 8.5 | 2 | R-454B | 650
215864586 | AMERICAN STANDARD | 5A6V8X36A1 | 5TXCB004AS3 | *UHMB080CCV3+LRP | Split System | 31600 | 18.1 | 8.5 | 2 | R-454B | 650
215864496 | AMERICAN STANDARD | 5A6V8X36A1 | 5PX*B004AS3 | S8V2B060M4PCB | Split System | 31600 | 18.1 | 8.5 | 2 | R-454B | 650
215864580 | AMERICAN STANDARD | 5A6V8X36A1 | 5TXCB004AS3 | S8V2B060M4PDB | Split System | 31600 | 18.1 | 8.5 | 2 | R-454B | 650
215864476 | AMERICAN STANDARD | 5A6V8X36A1 | 5PX*B004AS3 | *UHMB080CCV3+LRP | Split System | 31600 | 18.1 | 8.5 | 2 | R-454B | 650
215864494 | AMERICAN STANDARD | 5A6V8X36A1 | 5PX*B004AS3 | S8V2B060M4PDB | Split System | 31600 | 18.1 | 8.5 | 2 | R-454B | 650
215864486 | AMERICAN STANDARD | 5A6V8X36A1 | 5PX*B004AS3 | S9V2B040U3VSB+LRP | Split System | 31600 | 18.1 | 8.5 | 2 | R-454B | 650
215864592 | AMERICAN STANDARD | 5A6V8X36A1 | 5TXCB004AS3 | S9V2B080U4VSB+LRP | Split System | 31600 | 18.1 | 8.5 | 2 | R-454B | 650
215864474 | AMERICAN STANDARD | 5A6V8X36A1 | 5PX*B004AS3 | *UHMB060CCV3+LRP | Split System | 31600 | 18.1 | 8.5 | 2 | R-454B | 650
215864588 | AMERICAN STANDARD | 5A6V8X36A1 | 5TXCB004AS3 | *UHMB060CCV3+LRP | Split System | 31600 | 18.1 | 8.5 | 2 | R-454B | 650
215864502 | AMERICAN STANDARD | 5A6V8X36A1 | 5PX*BD04AS3 | S9V2B060D3VSB+LRP | Split System | 31600 | 18.1 | 8.5 | 2 | R-454B | 650
215865054 | AMERICAN STANDARD | 5A6V8X36A1 | 5PX*BD04AS3+P0V0A000M30SD+LRP |  | Split System | 31600 | 18.1 | 8.5 | 2 | R-454B | 650
215864518 | AMERICAN STANDARD | 5A6V8X36A1 | 5PX*BD04AS3 | *DHMB080CCV3+LRP | Split System | 31600 | 18.1 | 8.5 | 2 | R-454B | 650
215864578 | AMERICAN STANDARD | 5A6V8X36A1 | 5TXCB004AS3 | S8V2B080M4PCB | Split System | 31800 | 18.1 | 8.5 | 2 | R-454B | 650
215864576 | AMERICAN STANDARD | 5A6V8X36A1 | 5TXCB004AS3 | S8V2B080M4PDB | Split System | 31800 | 18.1 | 8.5 | 2 | R-454B | 650
215869087 | AMERICAN STANDARD | 5A6V8X36A1 | 5PX*B004AS3 | S9V2B060U4VSB+LRP | Split System | 31800 | 18.1 | 8.5 | 2 | R-454B | 650
215864490 | AMERICAN STANDARD | 5A6V8X36A1 | 5PX*B004AS3 | S8V2B080M4PDB | Split System | 31800 | 18.1 | 8.5 | 2 | R-454B | 650
215864492 | AMERICAN STANDARD | 5A6V8X36A1 | 5PX*B004AS3 | S8V2B080M4PCB | Split System | 31800 | 18.1 | 8.5 | 2 | R-454B | 650
215869103 | AMERICAN STANDARD | 5A6V8X36A1 | 5TXCB004AS3 | S9V2B060U4VSB+LRP | Split System | 31800 | 18.1 | 8.5 | 2 | R-454B | 650
215869091 | AMERICAN STANDARD | 5A6V8X36A1 | 5PX*BD04AS3 | S9V2B040D3VSB+LRP | Split System | 31800 | 18.1 | 8.5 | 2 | R-454B | 650
215864512 | AMERICAN STANDARD | 5A6V8X36A1 | 5PX*BD04AS3 | S9V2B080D4VSB+LRP | Split System | 31800 | 18.1 | 8.5 | 2 | R-454B | 650
215864564 | AMERICAN STANDARD | 5A6V8X36A1 | 5PX*CD05AS3 | S8V2C080M5PCB | Split System | 32000 | 18.1 | 8.5 | 2 | R-454B | 650
215864562 | AMERICAN STANDARD | 5A6V8X36A1 | 5PX*CD05AS3 | S8V2C080M5PDB | Split System | 32000 | 18.1 | 8.5 | 2 | R-454B | 650
215864558 | AMERICAN STANDARD | 5A6V8X36A1 | 5PX*CD05AS3 | S8V2C100M5PDB | Split System | 32000 | 18.1 | 8.5 | 2 | R-454B | 650
215864560 | AMERICAN STANDARD | 5A6V8X36A1 | 5PX*CD05AS3 | S8V2C100M5PCB | Split System | 32000 | 18.1 | 8.5 | 2 | R-454B | 650
215864568 | AMERICAN STANDARD | 5A6V8X36A1 | 5PX*CD05AS3 | *DHMC100CCV4+LRP | Split System | 32000 | 18.1 | 8.5 | 2 | R-454B | 650
215864522 | AMERICAN STANDARD | 5A6V8X36A1 | 5PX*BD04AS3 | S8V2B060M4PDB | Split System | 32000 | 18.1 | 8.5 | 2 | R-454B | 650
215864784 | AMERICAN STANDARD | 5A6V8X36A1 | 5PX*BD06AS3 | S8V2A040M3PCB | Split System | 32000 | 18.1 | 8.5 | 2 | R-454B | 650
215864508 | AMERICAN STANDARD | 5A6V8X36A1 | 5PX*BD04AS3 | S8V2B080M4PDB | Split System | 32000 | 18.1 | 8.5 | 2 | R-454B | 650
215864786 | AMERICAN STANDARD | 5A6V8X36A1 | 5PX*BD06AS3 | S8V2A040M3PDB | Split System | 32000 | 18.1 | 8.5 | 2 | R-454B | 650
215864510 | AMERICAN STANDARD | 5A6V8X36A1 | 5PX*BD04AS3 | S8V2B080M4PCB | Split System | 32000 | 18.1 | 8.5 | 2 | R-454B | 650
215864514 | AMERICAN STANDARD | 5A6V8X36A1 | 5PX*BD04AS3 | S8V2B060M4PCB | Split System | 32000 | 18.1 | 8.5 | 2 | R-454B | 650
215864622 | AMERICAN STANDARD | 5A6V8X36A1 | 5TXCB006AS3 | S8V2A040M3PCB | Split System | 32200 | 18.1 | 8.5 | 2 | R-454B | 650
215864624 | AMERICAN STANDARD | 5A6V8X36A1 | 5TXCB006AS3 | S8V2A040M3PDB | Split System | 32200 | 18.1 | 8.5 | 2 | R-454B | 650
215869101 | AMERICAN STANDARD | 5A6V8X36A1 | 5PX*CD05AS3 | S9V2C100D5VSB+LRP | Split System | 32200 | 18.1 | 8.5 | 2 | R-454B | 650
215864618 | AMERICAN STANDARD | 5A6V8X36A1 | 5TXCB006AS3 | L8V1A060U3VSB+LRP | Split System | 32400 | 18.1 | 8.5 | 2 | R-454B | 650
215864616 | AMERICAN STANDARD | 5A6V8X36A1 | 5TXCB006AS3 | L8V1A040U3VSB+LRP | Split System | 32400 | 18.1 | 8.5 | 2 | R-454B | 650
215864782 | AMERICAN STANDARD | 5A6V8X36A1 | 5PX*BD06AS3 | *DHMB080CCV3+LRP | Split System | 32400 | 18.1 | 8.5 | 2 | R-454B | 650
215864798 | AMERICAN STANDARD | 5A6V8X36A1 | 5PX*BD06AS3 | S9V2B060D3VSB+LRP | Split System | 32400 | 18.1 | 8.5 | 2 | R-454B | 650
215864800 | AMERICAN STANDARD | 5A6V8X36A1 | 5PX*BD06AS3 | S9V2B080D4VSB+LRP | Split System | 32600 | 18.1 | 8.5 | 2 | R-454B | 650
215864790 | AMERICAN STANDARD | 5A6V8X36A1 | 5PX*BD06AS3 | S8V2B060M4PDB | Split System | 32800 | 18.1 | 8.5 | 2 | R-454B | 650
215864792 | AMERICAN STANDARD | 5A6V8X36A1 | 5PX*BD06AS3 | S8V2B080M4PCB | Split System | 32800 | 18.1 | 8.5 | 2 | R-454B | 650
215864794 | AMERICAN STANDARD | 5A6V8X36A1 | 5PX*BD06AS3 | S8V2B080M4PDB | Split System | 32800 | 18.1 | 8.5 | 2 | R-454B | 650
215864788 | AMERICAN STANDARD | 5A6V8X36A1 | 5PX*BD06AS3 | S8V2B060M4PCB | Split System | 32800 | 18.1 | 8.5 | 2 | R-454B | 650
215864684 | AMERICAN STANDARD | 5A6V8X60A1 | 5PX*C007AS3 | S8V2C080M5PDB | Split System | 52500 | 18.1 | 8.5 | 2 | R-454B | 650
215864680 | AMERICAN STANDARD | 5A6V8X60A1 | 5PX*C007AS3 | S8V2C080M5PCB | Split System | 52500 | 18.1 | 8.5 | 2 | R-454B | 650
215864728 | AMERICAN STANDARD | 5A6V8X60A1 | 5TXCD008AS3 | *UHMD120CCV5+LRP | Split System | 52500 | 18.1 | 8.5 | 2 | R-454B | 650
215864732 | AMERICAN STANDARD | 5A6V8X60A1 | 5TXCD008AS3 | S9V2D120U5VSB+LRP | Split System | 53000 | 18.1 | 8.5 | 2 | R-454B | 650
215864750 | AMERICAN STANDARD | 5A6V8X60A1 | 5TXCD008AS3 | S8V2C080M5PCB | Split System | 53000 | 18.1 | 8.5 | 2 | R-454B | 650
215864748 | AMERICAN STANDARD | 5A6V8X60A1 | 5TXCD008AS3 | S8V2C080M5PDB | Split System | 53000 | 18.1 | 8.5 | 2 | R-454B | 650
215864698 | AMERICAN STANDARD | 5A6V8X60A1 | 5TXCC007AS3 | L8V1C100U5VSB+LRP | Split System | 53000 | 18.1 | 8.5 | 2 | R-454B | 650
215864686 | AMERICAN STANDARD | 5A6V8X60A1 | 5PX*C007AS3 | S8V2C100M5PCB | Split System | 53000 | 18.1 | 8.5 | 2 | R-454B | 650
215864708 | AMERICAN STANDARD | 5A6V8X60A1 | 5TXCC007AS3 | S8V2C100M5PDB | Split System | 53000 | 18.1 | 8.5 | 2 | R-454B | 650
215864710 | AMERICAN STANDARD | 5A6V8X60A1 | 5TXCC007AS3 | S8V2C100M5PCB | Split System | 53000 | 18.1 | 8.5 | 2 | R-454B | 650
215864746 | AMERICAN STANDARD | 5A6V8X60A1 | 5TXCD008AS3 | S8V2C100M5PCB | Split System | 53000 | 18.1 | 8.5 | 2 | R-454B | 650
215864682 | AMERICAN STANDARD | 5A6V8X60A1 | 5PX*C007AS3 | L8V1C100U5VSB+LRP | Split System | 53000 | 18.1 | 8.5 | 2 | R-454B | 650
215864700 | AMERICAN STANDARD | 5A6V8X60A1 | 5TXCC007AS3 | S8V2C080M5PDB | Split System | 53000 | 18.1 | 8.5 | 2 | R-454B | 650
215869133 | AMERICAN STANDARD | 5A6V8X60A1 | 5PX*D008AS3 | S9V2C080U5VSB+LRP | Split System | 53000 | 18.1 | 8.5 | 2 | R-454B | 650
215869153 | AMERICAN STANDARD | 5A6V8X60A1 | 5TXCD008AS3 | S9V2C100U5VSB+LRP | Split System | 53000 | 18.1 | 8.5 | 2 | R-454B | 650
215869143 | AMERICAN STANDARD | 5A6V8X60A1 | 5TXCC007AS3 | S9V2C080U5VSB+LRP | Split System | 53000 | 18.1 | 8.5 | 2 | R-454B | 650
215869125 | AMERICAN STANDARD | 5A6V8X60A1 | 5PX*C007AS3 | S9V2C080U5VSB+LRP | Split System | 53000 | 18.1 | 8.5 | 2 | R-454B | 650
215869127 | AMERICAN STANDARD | 5A6V8X60A1 | 5PX*C007AS3 | S9V2C100U5VSB+LRP | Split System | 53000 | 18.1 | 8.5 | 2 | R-454B | 650
215864688 | AMERICAN STANDARD | 5A6V8X60A1 | 5PX*C007AS3 | S8V2C100M5PDB | Split System | 53000 | 18.1 | 8.5 | 2 | R-454B | 650
215678033 | CARRIER | 27VNA060A*030* | CSAH*6012AM*+UI | 58CU*A080C21**20 | Split System | 56000 | 17 | 8.5 | 1.9 | R-454B | 650
215682778 | COMFORTMAKER | C5H0V60*K*AAA* | ESH5X60M12A*+WALLCON | *97CTN1002122A* | Split System | 55500 | 17 | 8.5 | 1.9 | R-454B | 650
215678038 | COMFORTMAKER | C5H0V60*K*AAA* | ESH5X60M12A*+WALLCON | *80CSU0802120A* | Split System | 56000 | 17 | 8.5 | 1.9 | R-454B | 650
215678098 | COMFORTMAKER | C5H0V60*K*AAA* | ESH5X60M12A*+WALLCON | *80CTL1352422B* | Split System | 56000 | 17 | 8.5 | 1.9 | R-454B | 650
215682779 | DAY & NIGHT | C5H0V60*K*AAA* | ESH5X60M12A*+WALLCON | *97CTN1002122A* | Split System | 55500 | 17 | 8.5 | 1.9 | R-454B | 650
215678099 | DAY & NIGHT | C5H0V60*K*AAA* | ESH5X60M12A*+WALLCON | *80CTL1352422B* | Split System | 56000 | 17 | 8.5 | 1.9 | R-454B | 650
215678039 | DAY & NIGHT | C5H0V60*K*AAA* | ESH5X60M12A*+WALLCON | *80CSU0802120A* | Split System | 56000 | 17 | 8.5 | 1.9 | R-454B | 650
215682775 | HEIL | H5H0V60*K*AAA* | ESH5X60M12A*+WALLCON | *97CTN1002122A* | Split System | 55500 | 17 | 8.5 | 1.9 | R-454B | 650
215678095 | HEIL | H5H0V60*K*AAA* | ESH5X60M12A*+WALLCON | *80CTL1352422B* | Split System | 56000 | 17 | 8.5 | 1.9 | R-454B | 650
215682780 | KEEPRITE | C5H0V60*K*AAA* | ESH5X60M12A*+WALLCON | *97CTN1002122A* | Split System | 55500 | 17 | 8.5 | 1.9 | R-454B | 650
215678040 | KEEPRITE | C5H0V60*K*AAA* | ESH5X60M12A*+WALLCON | *80CSU0802120A* | Split System | 56000 | 17 | 8.5 | 1.9 | R-454B | 650
215678100 | KEEPRITE | C5H0V60*K*AAA* | ESH5X60M12A*+WALLCON | *80CTL1352422B* | Split System | 56000 | 17 | 8.5 | 1.9 | R-454B | 650
215682781 | KENMORE | (C,H,T)5H0V60*K*AAA* | ESH5X60M12A*+WALLCON | *97CTN1002122A* | Split System | 55500 | 17 | 8.5 | 1.9 | R-454B | 650
215678041 | KENMORE | (C,H,T)5H0V60*K*AAA* | ESH5X60M12A*+WALLCON | *80CSU0802120A* | Split System | 56000 | 17 | 8.5 | 1.9 | R-454B | 650
215678101 | KENMORE | (C,H,T)5H0V60*K*AAA* | ESH5X60M12A*+WALLCON | *80CTL1352422B* | Split System | 56000 | 17 | 8.5 | 1.9 | R-454B | 650
215682782 | TEMPSTAR | T5H0V60*K*AAA* | ESH5X60M12A*+WALLCON | *97CTN1002122A* | Split System | 55500 | 17 | 8.5 | 1.9 | R-454B | 650
215678102 | TEMPSTAR | T5H0V60*K*AAA* | ESH5X60M12A*+WALLCON | *80CTL1352422B* | Split System | 56000 | 17 | 8.5 | 1.9 | R-454B | 650
215678042 | TEMPSTAR | T5H0V60*K*AAA* | ESH5X60M12A*+WALLCON | *80CSU0802120A* | Split System | 56000 | 17 | 8.5 | 1.9 | R-454B | 650
215682596 | AIRQUEST | H5H0V60*K*AAA* | EA*5X60M24A*+WALLCON | *80CSU1002120B* | Split System | 55000 | 18 | 8.5 | 2.02 | R-454B | 650
215682676 | AIRQUEST | H5H0V60*K*AAA* | EA*5X61M24A*+WALLCON | *80CSU1002120B* | Split System | 56500 | 18 | 8.5 | 2.02 | R-454B | 650
215682597 | ARCOAIRE | H5H0V60*K*AAA* | EA*5X60M24A*+WALLCON | *80CSU1002120B* | Split System | 55000 | 18 | 8.5 | 2.02 | R-454B | 650
215682677 | ARCOAIRE | H5H0V60*K*AAA* | EA*5X61M24A*+WALLCON | *80CSU1002120B* | Split System | 56500 | 18 | 8.5 | 2.02 | R-454B | 650
215682598 | COMFORTMAKER | C5H0V60*K*AAA* | EA*5X60M24A*+WALLCON | *80CSU1002120B* | Split System | 55000 | 18 | 8.5 | 2.02 | R-454B | 650
215682678 | COMFORTMAKER | C5H0V60*K*AAA* | EA*5X61M24A*+WALLCON | *80CSU1002120B* | Split System | 56500 | 18 | 8.5 | 2.02 | R-454B | 650
215682599 | DAY & NIGHT | C5H0V60*K*AAA* | EA*5X60M24A*+WALLCON | *80CSU1002120B* | Split System | 55000 | 18 | 8.5 | 2.02 | R-454B | 650
215682679 | DAY & NIGHT | C5H0V60*K*AAA* | EA*5X61M24A*+WALLCON | *80CSU1002120B* | Split System | 56500 | 18 | 8.5 | 2.02 | R-454B | 650
215682595 | HEIL | H5H0V60*K*AAA* | EA*5X60M24A*+WALLCON | *80CSU1002120B* | Split System | 55000 | 18 | 8.5 | 2.02 | R-454B | 650
215682675 | HEIL | H5H0V60*K*AAA* | EA*5X61M24A*+WALLCON | *80CSU1002120B* | Split System | 56500 | 18 | 8.5 | 2.02 | R-454B | 650
215682600 | KEEPRITE | C5H0V60*K*AAA* | EA*5X60M24A*+WALLCON | *80CSU1002120B* | Split System | 55000 | 18 | 8.5 | 2.02 | R-454B | 650
215682680 | KEEPRITE | C5H0V60*K*AAA* | EA*5X61M24A*+WALLCON | *80CSU1002120B* | Split System | 56500 | 18 | 8.5 | 2.02 | R-454B | 650
215682601 | KENMORE | (C,H,T)5H0V60*K*AAA* | EA*5X60M24A*+WALLCON | *80CSU1002120B* | Split System | 55000 | 18 | 8.5 | 2.02 | R-454B | 650
215682681 | KENMORE | (C,H,T)5H0V60*K*AAA* | EA*5X61M24A*+WALLCON | *80CSU1002120B* | Split System | 56500 | 18 | 8.5 | 2.02 | R-454B | 650
215682602 | TEMPSTAR | T5H0V60*K*AAA* | EA*5X60M24A*+WALLCON | *80CSU1002120B* | Split System | 55000 | 18 | 8.5 | 2.02 | R-454B | 650
215677846 | AIRQUEST | H5H0V60*K*AAA* | EA*5X60M24A*+WALLCON | *97CMN1002122B* | Split System | 55000 | 18.5 | 8.5 | 1.9 | R-454B | 650
215677856 | AIRQUEST | H5H0V60*K*AAA* | EA*5X60M24A*+WALLCON | *97CMN1202422B* | Split System | 55000 | 18.5 | 8.5 | 1.9 | R-454B | 650
215677866 | AIRQUEST | H5H0V60*K*AAA* | EA*5X60M24A*+WALLCON | *96CTN1002122B* | Split System | 55000 | 18.5 | 8.5 | 1.9 | R-454B | 650
215677746 | AIRQUEST | H5H0V60*K*AAA* | EA*5X60M24A*+WALLCON | *80CSU0802120A* | Split System | 55000 | 18.5 | 8.5 | 2.02 | R-454B | 650
215677816 | AIRQUEST | H5H0V60*K*AAA* | EA*5X60M24A*+WALLCON | *95CSU1002122B* | Split System | 55000 | 18.5 | 8.5 | 2.04 | R-454B | 650
215682586 | AIRQUEST | H5H0V60*K*AAA* | EA*5X60M24A*+WALLCON | *80CSU0802120B* | Split System | 55500 | 18.5 | 8.5 | 2.04 | R-454B | 650
215677857 | ARCOAIRE | H5H0V60*K*AAA* | EA*5X60M24A*+WALLCON | *97CMN1202422B* | Split System | 55000 | 18.5 | 8.5 | 1.9 | R-454B | 650
215677847 | ARCOAIRE | H5H0V60*K*AAA* | EA*5X60M24A*+WALLCON | *97CMN1002122B* | Split System | 55000 | 18.5 | 8.5 | 1.9 | R-454B | 650
215677867 | ARCOAIRE | H5H0V60*K*AAA* | EA*5X60M24A*+WALLCON | *96CTN1002122B* | Split System | 55000 | 18.5 | 8.5 | 1.9 | R-454B | 650
215677747 | ARCOAIRE | H5H0V60*K*AAA* | EA*5X60M24A*+WALLCON | *80CSU0802120A* | Split System | 55000 | 18.5 | 8.5 | 2.02 | R-454B | 650
215677817 | ARCOAIRE | H5H0V60*K*AAA* | EA*5X60M24A*+WALLCON | *95CSU1002122B* | Split System | 55000 | 18.5 | 8.5 | 2.04 | R-454B | 650
215682587 | ARCOAIRE | H5H0V60*K*AAA* | EA*5X60M24A*+WALLCON | *80CSU0802120B* | Split System | 55500 | 18.5 | 8.5 | 2.04 | R-454B | 650
215677744 | BRYANT HEATING AND COOLING SYSTEMS | 290VAN060**AA* | CAA**6024AM*+UI | 83*CA60080C21*** | Split System | 55000 | 18.5 | 8.5 | 2.02 | R-454B | 650
215677743 | CARRIER | 27VNA060A*030* | CAA**6024AM*+UI | 58CU*A080C21**20 | Split System | 55000 | 18.5 | 8.5 | 2.02 | R-454B | 650
215677848 | COMFORTMAKER | C5H0V60*K*AAA* | EA*5X60M24A*+WALLCON | *97CMN1002122B* | Split System | 55000 | 18.5 | 8.5 | 1.9 | R-454B | 650
215677868 | COMFORTMAKER | C5H0V60*K*AAA* | EA*5X60M24A*+WALLCON | *96CTN1002122B* | Split System | 55000 | 18.5 | 8.5 | 1.9 | R-454B | 650
215677858 | COMFORTMAKER | C5H0V60*K*AAA* | EA*5X60M24A*+WALLCON | *97CMN1202422B* | Split System | 55000 | 18.5 | 8.5 | 1.9 | R-454B | 650
215677748 | COMFORTMAKER | C5H0V60*K*AAA* | EA*5X60M24A*+WALLCON | *80CSU0802120A* | Split System | 55000 | 18.5 | 8.5 | 2.02 | R-454B | 650
215677818 | COMFORTMAKER | C5H0V60*K*AAA* | EA*5X60M24A*+WALLCON | *95CSU1002122B* | Split System | 55000 | 18.5 | 8.5 | 2.04 | R-454B | 650
215677849 | DAY & NIGHT | C5H0V60*K*AAA* | EA*5X60M24A*+WALLCON | *97CMN1002122B* | Split System | 55000 | 18.5 | 8.5 | 1.9 | R-454B | 650
215677869 | DAY & NIGHT | C5H0V60*K*AAA* | EA*5X60M24A*+WALLCON | *96CTN1002122B* | Split System | 55000 | 18.5 | 8.5 | 1.9 | R-454B | 650
215677749 | DAY & NIGHT | C5H0V60*K*AAA* | EA*5X60M24A*+WALLCON | *80CSU0802120A* | Split System | 55000 | 18.5 | 8.5 | 2.02 | R-454B | 650
215677819 | DAY & NIGHT | C5H0V60*K*AAA* | EA*5X60M24A*+WALLCON | *95CSU1002122B* | Split System | 55000 | 18.5 | 8.5 | 2.04 | R-454B | 650
215682589 | DAY & NIGHT | C5H0V60*K*AAA* | EA*5X60M24A*+WALLCON | *80CSU0802120B* | Split System | 55500 | 18.5 | 8.5 | 2.04 | R-454B | 650
215677845 | HEIL | H5H0V60*K*AAA* | EA*5X60M24A*+WALLCON | *97CMN1002122B* | Split System | 55000 | 18.5 | 8.5 | 1.9 | R-454B | 650
215677865 | HEIL | H5H0V60*K*AAA* | EA*5X60M24A*+WALLCON | *96CTN1002122B* | Split System | 55000 | 18.5 | 8.5 | 1.9 | R-454B | 650
215677855 | HEIL | H5H0V60*K*AAA* | EA*5X60M24A*+WALLCON | *97CMN1202422B* | Split System | 55000 | 18.5 | 8.5 | 1.9 | R-454B | 650
215677745 | HEIL | H5H0V60*K*AAA* | EA*5X60M24A*+WALLCON | *80CSU0802120A* | Split System | 55000 | 18.5 | 8.5 | 2.02 | R-454B | 650
215677815 | HEIL | H5H0V60*K*AAA* | EA*5X60M24A*+WALLCON | *95CSU1002122B* | Split System | 55000 | 18.5 | 8.5 | 2.04 | R-454B | 650
215682585 | HEIL | H5H0V60*K*AAA* | EA*5X60M24A*+WALLCON | *80CSU0802120B* | Split System | 55500 | 18.5 | 8.5 | 2.04 | R-454B | 650
215677870 | KEEPRITE | C5H0V60*K*AAA* | EA*5X60M24A*+WALLCON | *96CTN1002122B* | Split System | 55000 | 18.5 | 8.5 | 1.9 | R-454B | 650
215677850 | KEEPRITE | C5H0V60*K*AAA* | EA*5X60M24A*+WALLCON | *97CMN1002122B* | Split System | 55000 | 18.5 | 8.5 | 1.9 | R-454B | 650
215677860 | KEEPRITE | C5H0V60*K*AAA* | EA*5X60M24A*+WALLCON | *97CMN1202422B* | Split System | 55000 | 18.5 | 8.5 | 1.9 | R-454B | 650
215677750 | KEEPRITE | C5H0V60*K*AAA* | EA*5X60M24A*+WALLCON | *80CSU0802120A* | Split System | 55000 | 18.5 | 8.5 | 2.02 | R-454B | 650
215677820 | KEEPRITE | C5H0V60*K*AAA* | EA*5X60M24A*+WALLCON | *95CSU1002122B* | Split System | 55000 | 18.5 | 8.5 | 2.04 | R-454B | 650
215682590 | KEEPRITE | C5H0V60*K*AAA* | EA*5X60M24A*+WALLCON | *80CSU0802120B* | Split System | 55500 | 18.5 | 8.5 | 2.04 | R-454B | 650
215677871 | KENMORE | (C,H,T)5H0V60*K*AAA* | EA*5X60M24A*+WALLCON | *96CTN1002122B* | Split System | 55000 | 18.5 | 8.5 | 1.9 | R-454B | 650
215677851 | KENMORE | (C,H,T)5H0V60*K*AAA* | EA*5X60M24A*+WALLCON | *97CMN1002122B* | Split System | 55000 | 18.5 | 8.5 | 1.9 | R-454B | 650
215677861 | KENMORE | (C,H,T)5H0V60*K*AAA* | EA*5X60M24A*+WALLCON | *97CMN1202422B* | Split System | 55000 | 18.5 | 8.5 | 1.9 | R-454B | 650
215677751 | KENMORE | (C,H,T)5H0V60*K*AAA* | EA*5X60M24A*+WALLCON | *80CSU0802120A* | Split System | 55000 | 18.5 | 8.5 | 2.02 | R-454B | 650
215677821 | KENMORE | (C,H,T)5H0V60*K*AAA* | EA*5X60M24A*+WALLCON | *95CSU1002122B* | Split System | 55000 | 18.5 | 8.5 | 2.04 | R-454B | 650
215677852 | TEMPSTAR | T5H0V60*K*AAA* | EA*5X60M24A*+WALLCON | *97CMN1002122B* | Split System | 55000 | 18.5 | 8.5 | 1.9 | R-454B | 650
215677872 | TEMPSTAR | T5H0V60*K*AAA* | EA*5X60M24A*+WALLCON | *96CTN1002122B* | Split System | 55000 | 18.5 | 8.5 | 1.9 | R-454B | 650
215677862 | TEMPSTAR | T5H0V60*K*AAA* | EA*5X60M24A*+WALLCON | *97CMN1202422B* | Split System | 55000 | 18.5 | 8.5 | 1.9 | R-454B | 650
215677752 | TEMPSTAR | T5H0V60*K*AAA* | EA*5X60M24A*+WALLCON | *80CSU0802120A* | Split System | 55000 | 18.5 | 8.5 | 2.02 | R-454B | 650
215677822 | TEMPSTAR | T5H0V60*K*AAA* | EA*5X60M24A*+WALLCON | *95CSU1002122B* | Split System | 55000 | 18.5 | 8.5 | 2.04 | R-454B | 650
215682592 | TEMPSTAR | T5H0V60*K*AAA* | EA*5X60M24A*+WALLCON | *80CSU0802120B* | Split System | 55500 | 18.5 | 8.5 | 2.04 | R-454B | 650
217398119 | ARCOAIRE | D5CUHAH30AAK+TIC2025-0016 | EA*5X36M17A* | *92MSN0601412A* | Split System | 28600 | 15.2 | 8.5 | 1.78 | R-454B | 650
217399046 | CARRIER | 37MUHAQ30AA3+TIC2025-0016 | CSAH*3012AM* | GG96VTAB60100C** | Split System | 29000 | 15.2 | 8.5 | 1.78 | R-454B | 650
217398010 | COMFORTMAKER | D5CUHAH30AAK+TIC2025-0016 | EA*5X36M17A* | *80MS(N,L)0451412A* | Split System | 28800 | 15.2 | 8.5 | 1.76 | R-454B | 650
217398128 | DAY & NIGHT | D5CUHAH30AAK+TIC2025-0016 | EA*5X36M17A* | *92MSN0601714A* | Split System | 28800 | 15.2 | 8.5 | 1.76 | R-454B | 650
217398244 | HEIL | D5CUHAH30AAK+TIC2025-0016 | EA*5X36M17A* | *96VTN0601412B* | Split System | 28600 | 15.2 | 8.5 | 1.76 | R-454B | 650
217396388 | SMART COMFORT | D5CUHAH30AAK+TIC2025-0016 | ESH5X30M12A* | *97VTN1002120A* | Split System | 29000 | 15.2 | 8.5 | 1.78 | R-454B | 650
217396856 | TEMPSTAR | D5CUHAH30AAK+TIC2025-0016 | EA*5X42M21A* | *80MS(N,L)0451714A* | Split System | 29000 | 15.2 | 8.5 | 1.78 | R-454B | 650
217398253 | AIRQUEST | D5CUHAH30AAK+TIC2025-0016 | EA*5X36M17A* | *96VTN0601716B* | Split System | 28800 | 15.5 | 8.5 | 1.78 | R-454B | 650
217393566 | AIRQUEST | D5CUHAH36AAK+TIC2025-0016 | EA*5X37M21A* | OMV098J12* | Split System | 36000 | 15.5 | 8.5 | 1.84 | R-454B | 650
217398103 | ARCOAIRE | D5CUHAH30AAK+TIC2025-0016 | EA*5X36M17A* | *80VTL0451412B* | Split System | 28600 | 15.5 | 8.5 | 1.78 | R-454B | 650
217396297 | ARCOAIRE | D5CUHAH30AAK+TIC2025-0016 | ESH5X30M12A* | *95MSU1002122A* | Split System | 29200 | 15.5 | 8.5 | 1.8 | R-454B | 650
217393400 | ARCOAIRE | D5CUHAH36AAK+TIC2025-0016 | EA*5X37M21A* | *96VSN0601716B* | Split System | 35800 | 15.5 | 8.5 | 1.84 | R-454B | 650
217398255 | COMFORTMAKER | D5CUHAH30AAK+TIC2025-0016 | EA*5X36M17A* | *96VTN0601716B* | Split System | 28800 | 15.5 | 8.5 | 1.78 | R-454B | 650
217393480 | COMFORTMAKER | D5CUHAH36AAK+TIC2025-0016 | EA*5X37M21A* | *96VTN0601716B* | Split System | 35800 | 15.5 | 8.5 | 1.84 | R-454B | 650
217398101 | HEIL | D5CUHAH30AAK+TIC2025-0016 | EA*5X36M17A* | *80VTL0451412B* | Split System | 28600 | 15.5 | 8.5 | 1.78 | R-454B | 650
217393398 | HEIL | D5CUHAH36AAK+TIC2025-0016 | EA*5X37M21A* | *96VSN0601716B* | Split System | 35800 | 15.5 | 8.5 | 1.84 | R-454B | 650
217393007 | HEIL | D5CUHAH36AAK+TIC2025-0016 | EA*5X43M21A* | OMV098J12* | Split System | 36000 | 15.5 | 8.5 | 1.84 | R-454B | 650
217399482 | PAYNE HEATING AND COOLING | 37MUHAQ30AA3+TIC2025-0016 | CAA**3617AM* | PG96VTAB48060B** | Split System | 28800 | 15.5 | 8.5 | 1.78 | R-454B | 650
217394400 | PAYNE HEATING AND COOLING | 37MUHAQ36AA3+TIC2025-0016 | CAA**3717AM* | PG97VTAA48060B** | Split System | 35800 | 15.5 | 8.5 | 1.84 | R-454B | 650
217397101 | SMART COMFORT | D5CUHAH30AAK+TIC2025-0016 | EA*5X42M21A* | *96VSN0801716B* | Split System | 29000 | 15.5 | 8.5 | 1.8 | R-454B | 650
217396097 | SMART COMFORT | D5CUHAH30AAK+TIC2025-0016 | ESH5X30M12A* | *80MSU0401712A* | Split System | 29200 | 15.5 | 8.5 | 1.8 | R-454B | 650
217393675 | SMART COMFORT | D5CUHAH36AAK+TIC2025-0016 | EA*5X37M17A* | *96VSN0801716B* | Split System | 35600 | 15.5 | 8.5 | 1.84 | R-454B | 650
217393723 | SMART COMFORT | D5CUHAH36AAK+TIC2025-0016 | EA*5X37M17A* | *96VTN0801716B* | Split System | 35600 | 15.5 | 8.5 | 1.84 | R-454B | 650
217393739 | SMART COMFORT | D5CUHAH36AAK+TIC2025-0016 | EA*5X37M17A* | *97VTN0801716A* | Split System | 35600 | 15.5 | 8.5 | 1.84 | R-454B | 650
217398203 | TEMPSTAR | D5CUHAH30AAK+TIC2025-0016 | EA*5X36M17A* | *96VSN0601716B* | Split System | 28800 | 15.5 | 8.5 | 1.78 | R-454B | 650
218019460 | ACIQ | H5H0V24*K*AAA* | EA*5X36M17A*+WALLCON | *97CTN0401410A* | Split System | 22800 | 16 | 8.5 | 1.84 | R-454B | 650
215669839 | AIRQUEST | H5H0V36*K*AAA* | ESH5X36M12A*+WALLCON | *95CSU0802120B* | Split System | 33600 | 16 | 8.5 | 1.76 | R-454B | 650
215669799 | AIRQUEST | H5H0V36*K*AAA* | ESH5X36M12A*+WALLCON | *80CTL0901716B* | Split System | 33600 | 16 | 8.5 | 1.76 | R-454B | 650
215679756 | AIRQUEST | H5H0V36*K*AAA* | ESH5X36M12A*+WALLCON | *97CTN0802120A* | Split System | 33600 | 16 | 8.5 | 1.76 | R-454B | 650
215679706 | AIRQUEST | H5H0V36*K*AAA* | ESH5X36M12A*+WALLCON | *96CTN0802120B* | Split System | 33600 | 16 | 8.5 | 1.76 | R-454B | 650
215669823 | AIRQUEST | H5H0V36*K*AAA* | ESH5X36M12A*+WALLCON | *80CTL1352422B* | Split System | 33800 | 16 | 8.5 | 1.76 | R-454B | 650
215669815 | AIRQUEST | H5H0V36*K*AAA* | ESH5X36M12A*+WALLCON | *80CTL1102120B* | Split System | 33800 | 16 | 8.5 | 1.76 | R-454B | 650
215669927 | AIRQUEST | H5H0V36*K*AAA* | ESH5X36M12A*+WALLCON | *96CTN1202422B* | Split System | 33800 | 16 | 8.5 | 1.76 | R-454B | 650
215679766 | AIRQUEST | H5H0V36*K*AAA* | ESH5X36M12A*+WALLCON | *97CTN1002122A* | Split System | 33800 | 16 | 8.5 | 1.76 | R-454B | 650
215679786 | AIRQUEST | H5H0V36*K*AAA* | ESH5X42M12A*+WALLCON | *96CTN0802120B* | Split System | 34000 | 16 | 8.5 | 1.76 | R-454B | 650
215679836 | AIRQUEST | H5H0V36*K*AAA* | ESH5X42M12A*+WALLCON | *97CTN0802120A* | Split System | 34000 | 16 | 8.5 | 1.76 | R-454B | 650
215669759 | AIRQUEST | H5H0V36*K*AAA* | ESH5X36M12A*+WALLCON | *80CSU1002120A* | Split System | 33600 | 16 | 8.5 | 1.78 | R-454B | 650
215679716 | AIRQUEST | H5H0V36*K*AAA* | ESH5X36M12A*+WALLCON | *80CSU0401712B* | Split System | 33800 | 16 | 8.5 | 1.78 | R-454B | 650
215669951 | AIRQUEST | H5H0V36*K*AAA* | ESH5X42M12A*+WALLCON | *80CSU1002120A* | Split System | 34000 | 16 | 8.5 | 1.78 | R-454B | 650
215670031 | AIRQUEST | H5H0V36*K*AAA* | ESH5X42M12A*+WALLCON | *95CSU0802120B* | Split System | 34000 | 16 | 8.5 | 1.78 | R-454B | 650
215679856 | AIRQUEST | H5H0V36*K*AAA* | ESH5X42M12A*+WALLCON | *97CTN1202422A* | Split System | 34000 | 16 | 8.5 | 1.78 | R-454B | 650
215670509 | AIRQUEST | H5H0V36*K*AAA* | ESH5X60M12A*+WALLCON | *97CMN0602120B* | Split System | 34400 | 16 | 8.5 | 1.78 | R-454B | 650
215679976 | AIRQUEST | H5H0V36*K*AAA* | ESH5X60M12A*+WALLCON | *97CTN0801716A* | Split System | 34400 | 16 | 8.5 | 1.78 | R-454B | 650
215667699 | AIRQUEST | H5H0V24*K*AAA* | EA*5X36M17A*+WALLCON | *96CTN0401410B* | Split System | 22600 | 16 | 8.5 | 1.84 | R-454B | 650
215679906 | AIRQUEST | H5H0V36*K*AAA* | ESH5X48M12A*+WALLCON | *97CTN0802120A* | Split System | 34200 | 16 | 8.5 | 1.88 | R-454B | 650
215679866 | AIRQUEST | H5H0V36*K*AAA* | ESH5X48M12A*+WALLCON | *96CTN0802120B* | Split System | 34200 | 16 | 8.5 | 1.88 | R-454B | 650
217398380 | ARCOAIRE | D5CUHAH30AAK+TIC2025-0016 | EA*5X30M17A* | *80VSL0901716B* | Split System | 28800 | 16 | 8.5 | 1.76 | R-454B | 650
215669800 | ARCOAIRE | H5H0V36*K*AAA* | ESH5X36M12A*+WALLCON | *80CTL0901716B* | Split System | 33600 | 16 | 8.5 | 1.76 | R-454B | 650
215669840 | ARCOAIRE | H5H0V36*K*AAA* | ESH5X36M12A*+WALLCON | *95CSU0802120B* | Split System | 33600 | 16 | 8.5 | 1.76 | R-454B | 650
215679757 | ARCOAIRE | H5H0V36*K*AAA* | ESH5X36M12A*+WALLCON | *97CTN0802120A* | Split System | 33600 | 16 | 8.5 | 1.76 | R-454B | 650
215679707 | ARCOAIRE | H5H0V36*K*AAA* | ESH5X36M12A*+WALLCON | *96CTN0802120B* | Split System | 33600 | 16 | 8.5 | 1.76 | R-454B | 650
215669824 | ARCOAIRE | H5H0V36*K*AAA* | ESH5X36M12A*+WALLCON | *80CTL1352422B* | Split System | 33800 | 16 | 8.5 | 1.76 | R-454B | 650
215669816 | ARCOAIRE | H5H0V36*K*AAA* | ESH5X36M12A*+WALLCON | *80CTL1102120B* | Split System | 33800 | 16 | 8.5 | 1.76 | R-454B | 650
215669928 | ARCOAIRE | H5H0V36*K*AAA* | ESH5X36M12A*+WALLCON | *96CTN1202422B* | Split System | 33800 | 16 | 8.5 | 1.76 | R-454B | 650
215679767 | ARCOAIRE | H5H0V36*K*AAA* | ESH5X36M12A*+WALLCON | *97CTN1002122A* | Split System | 33800 | 16 | 8.5 | 1.76 | R-454B | 650
215679837 | ARCOAIRE | H5H0V36*K*AAA* | ESH5X42M12A*+WALLCON | *97CTN0802120A* | Split System | 34000 | 16 | 8.5 | 1.76 | R-454B | 650
215679787 | ARCOAIRE | H5H0V36*K*AAA* | ESH5X42M12A*+WALLCON | *96CTN0802120B* | Split System | 34000 | 16 | 8.5 | 1.76 | R-454B | 650
215669760 | ARCOAIRE | H5H0V36*K*AAA* | ESH5X36M12A*+WALLCON | *80CSU1002120A* | Split System | 33600 | 16 | 8.5 | 1.78 | R-454B | 650
215679717 | ARCOAIRE | H5H0V36*K*AAA* | ESH5X36M12A*+WALLCON | *80CSU0401712B* | Split System | 33800 | 16 | 8.5 | 1.78 | R-454B | 650
215669952 | ARCOAIRE | H5H0V36*K*AAA* | ESH5X42M12A*+WALLCON | *80CSU1002120A* | Split System | 34000 | 16 | 8.5 | 1.78 | R-454B | 650
215670032 | ARCOAIRE | H5H0V36*K*AAA* | ESH5X42M12A*+WALLCON | *95CSU0802120B* | Split System | 34000 | 16 | 8.5 | 1.78 | R-454B | 650
215670510 | ARCOAIRE | H5H0V36*K*AAA* | ESH5X60M12A*+WALLCON | *97CMN0602120B* | Split System | 34400 | 16 | 8.5 | 1.78 | R-454B | 650
215679977 | ARCOAIRE | H5H0V36*K*AAA* | ESH5X60M12A*+WALLCON | *97CTN0801716A* | Split System | 34400 | 16 | 8.5 | 1.78 | R-454B | 650
215667701 | ARCOAIRE | H5H0V24*K*AAA* | EA*5X36M17A*+WALLCON | *96CTN0401410B* | Split System | 22600 | 16 | 8.5 | 1.84 | R-454B | 650
215679867 | ARCOAIRE | H5H0V36*K*AAA* | ESH5X48M12A*+WALLCON | *96CTN0802120B* | Split System | 34200 | 16 | 8.5 | 1.88 | R-454B | 650
215679907 | ARCOAIRE | H5H0V36*K*AAA* | ESH5X48M12A*+WALLCON | *97CTN0802120A* | Split System | 34200 | 16 | 8.5 | 1.88 | R-454B | 650
215684012 | BRYANT HEATING AND COOLING SYSTEMS | 290VAN036**AA* | CSAH*3612AM*+UI | 83*CA60100C21*** | Split System | 33600 | 16 | 8.5 | 1.78 | R-454B | 650
215684060 | BRYANT HEATING AND COOLING SYSTEMS | 290VAN036**AA* | CSAH*4212AM*+UI | 83*CA60100C21*** | Split System | 34000 | 16 | 8.5 | 1.78 | R-454B | 650
217394268 | BRYANT HEATING AND COOLING SYSTEMS | 37MUHAQ36AA3+TIC2025-0016 | CAA**4221AM* | 926SB60080V21*** | Split System | 35200 | 16 | 8.5 | 1.8 | R-454B | 650
215684011 | CARRIER | 27VNA036A*030* | CSAH*3612AM*+UI | 58CU*A100C21**20 | Split System | 33600 | 16 | 8.5 | 1.78 | R-454B | 650
215684059 | CARRIER | 27VNA036A*030* | CSAH*4212AM*+UI | 58CU*A100C21**20 | Split System | 34000 | 16 | 8.5 | 1.78 | R-454B | 650
215669801 | COMFORTMAKER | C5H0V36*K*AAA* | ESH5X36M12A*+WALLCON | *80CTL0901716B* | Split System | 33600 | 16 | 8.5 | 1.76 | R-454B | 650
215669841 | COMFORTMAKER | C5H0V36*K*AAA* | ESH5X36M12A*+WALLCON | *95CSU0802120B* | Split System | 33600 | 16 | 8.5 | 1.76 | R-454B | 650
215679708 | COMFORTMAKER | C5H0V36*K*AAA* | ESH5X36M12A*+WALLCON | *96CTN0802120B* | Split System | 33600 | 16 | 8.5 | 1.76 | R-454B | 650
215679758 | COMFORTMAKER | C5H0V36*K*AAA* | ESH5X36M12A*+WALLCON | *97CTN0802120A* | Split System | 33600 | 16 | 8.5 | 1.76 | R-454B | 650
215669817 | COMFORTMAKER | C5H0V36*K*AAA* | ESH5X36M12A*+WALLCON | *80CTL1102120B* | Split System | 33800 | 16 | 8.5 | 1.76 | R-454B | 650
215669825 | COMFORTMAKER | C5H0V36*K*AAA* | ESH5X36M12A*+WALLCON | *80CTL1352422B* | Split System | 33800 | 16 | 8.5 | 1.76 | R-454B | 650
215669929 | COMFORTMAKER | C5H0V36*K*AAA* | ESH5X36M12A*+WALLCON | *96CTN1202422B* | Split System | 33800 | 16 | 8.5 | 1.76 | R-454B | 650
215679768 | COMFORTMAKER | C5H0V36*K*AAA* | ESH5X36M12A*+WALLCON | *97CTN1002122A* | Split System | 33800 | 16 | 8.5 | 1.76 | R-454B | 650
215679788 | COMFORTMAKER | C5H0V36*K*AAA* | ESH5X42M12A*+WALLCON | *96CTN0802120B* | Split System | 34000 | 16 | 8.5 | 1.76 | R-454B | 650
215669761 | COMFORTMAKER | C5H0V36*K*AAA* | ESH5X36M12A*+WALLCON | *80CSU1002120A* | Split System | 33600 | 16 | 8.5 | 1.78 | R-454B | 650
215679718 | COMFORTMAKER | C5H0V36*K*AAA* | ESH5X36M12A*+WALLCON | *80CSU0401712B* | Split System | 33800 | 16 | 8.5 | 1.78 | R-454B | 650
215670033 | COMFORTMAKER | C5H0V36*K*AAA* | ESH5X42M12A*+WALLCON | *95CSU0802120B* | Split System | 34000 | 16 | 8.5 | 1.78 | R-454B | 650
215669953 | COMFORTMAKER | C5H0V36*K*AAA* | ESH5X42M12A*+WALLCON | *80CSU1002120A* | Split System | 34000 | 16 | 8.5 | 1.78 | R-454B | 650
215670511 | COMFORTMAKER | C5H0V36*K*AAA* | ESH5X60M12A*+WALLCON | *97CMN0602120B* | Split System | 34400 | 16 | 8.5 | 1.78 | R-454B | 650
215679978 | COMFORTMAKER | C5H0V36*K*AAA* | ESH5X60M12A*+WALLCON | *97CTN0801716A* | Split System | 34400 | 16 | 8.5 | 1.78 | R-454B | 650
215667703 | COMFORTMAKER | C5H0V24*K*AAA* | EA*5X36M17A*+WALLCON | *96CTN0401410B* | Split System | 22600 | 16 | 8.5 | 1.84 | R-454B | 650
215679868 | COMFORTMAKER | C5H0V36*K*AAA* | ESH5X48M12A*+WALLCON | *96CTN0802120B* | Split System | 34200 | 16 | 8.5 | 1.88 | R-454B | 650
215669842 | DAY & NIGHT | C5H0V36*K*AAA* | ESH5X36M12A*+WALLCON | *95CSU0802120B* | Split System | 33600 | 16 | 8.5 | 1.76 | R-454B | 650
215669802 | DAY & NIGHT | C5H0V36*K*AAA* | ESH5X36M12A*+WALLCON | *80CTL0901716B* | Split System | 33600 | 16 | 8.5 | 1.76 | R-454B | 650
215679759 | DAY & NIGHT | C5H0V36*K*AAA* | ESH5X36M12A*+WALLCON | *97CTN0802120A* | Split System | 33600 | 16 | 8.5 | 1.76 | R-454B | 650
215679709 | DAY & NIGHT | C5H0V36*K*AAA* | ESH5X36M12A*+WALLCON | *96CTN0802120B* | Split System | 33600 | 16 | 8.5 | 1.76 | R-454B | 650
215669818 | DAY & NIGHT | C5H0V36*K*AAA* | ESH5X36M12A*+WALLCON | *80CTL1102120B* | Split System | 33800 | 16 | 8.5 | 1.76 | R-454B | 650
215669826 | DAY & NIGHT | C5H0V36*K*AAA* | ESH5X36M12A*+WALLCON | *80CTL1352422B* | Split System | 33800 | 16 | 8.5 | 1.76 | R-454B | 650
215669930 | DAY & NIGHT | C5H0V36*K*AAA* | ESH5X36M12A*+WALLCON | *96CTN1202422B* | Split System | 33800 | 16 | 8.5 | 1.76 | R-454B | 650
215679769 | DAY & NIGHT | C5H0V36*K*AAA* | ESH5X36M12A*+WALLCON | *97CTN1002122A* | Split System | 33800 | 16 | 8.5 | 1.76 | R-454B | 650
215679789 | DAY & NIGHT | C5H0V36*K*AAA* | ESH5X42M12A*+WALLCON | *96CTN0802120B* | Split System | 34000 | 16 | 8.5 | 1.76 | R-454B | 650
215679839 | DAY & NIGHT | C5H0V36*K*AAA* | ESH5X42M12A*+WALLCON | *97CTN0802120A* | Split System | 34000 | 16 | 8.5 | 1.76 | R-454B | 650
215669762 | DAY & NIGHT | C5H0V36*K*AAA* | ESH5X36M12A*+WALLCON | *80CSU1002120A* | Split System | 33600 | 16 | 8.5 | 1.78 | R-454B | 650
215679719 | DAY & NIGHT | C5H0V36*K*AAA* | ESH5X36M12A*+WALLCON | *80CSU0401712B* | Split System | 33800 | 16 | 8.5 | 1.78 | R-454B | 650
215670034 | DAY & NIGHT | C5H0V36*K*AAA* | ESH5X42M12A*+WALLCON | *95CSU0802120B* | Split System | 34000 | 16 | 8.5 | 1.78 | R-454B | 650
215669954 | DAY & NIGHT | C5H0V36*K*AAA* | ESH5X42M12A*+WALLCON | *80CSU1002120A* | Split System | 34000 | 16 | 8.5 | 1.78 | R-454B | 650
215679859 | DAY & NIGHT | C5H0V36*K*AAA* | ESH5X42M12A*+WALLCON | *97CTN1202422A* | Split System | 34000 | 16 | 8.5 | 1.78 | R-454B | 650
215670512 | DAY & NIGHT | C5H0V36*K*AAA* | ESH5X60M12A*+WALLCON | *97CMN0602120B* | Split System | 34400 | 16 | 8.5 | 1.78 | R-454B | 650
215679979 | DAY & NIGHT | C5H0V36*K*AAA* | ESH5X60M12A*+WALLCON | *97CTN0801716A* | Split System | 34400 | 16 | 8.5 | 1.78 | R-454B | 650
217392573 | DAY & NIGHT | D5CUHAH36AAK+TIC2025-0016 | EA*5X48M21A* | *96VSN1002120B* | Split System | 35400 | 16 | 8.5 | 1.82 | R-454B | 650
215667704 | DAY & NIGHT | C5H0V24*K*AAA* | EA*5X36M17A*+WALLCON | *96CTN0401410B* | Split System | 22600 | 16 | 8.5 | 1.84 | R-454B | 650
215679869 | DAY & NIGHT | C5H0V36*K*AAA* | ESH5X48M12A*+WALLCON | *96CTN0802120B* | Split System | 34200 | 16 | 8.5 | 1.88 | R-454B | 650
215679909 | DAY & NIGHT | C5H0V36*K*AAA* | ESH5X48M12A*+WALLCON | *97CTN0802120A* | Split System | 34200 | 16 | 8.5 | 1.88 | R-454B | 650
215669798 | HEIL | H5H0V36*K*AAA* | ESH5X36M12A*+WALLCON | *80CTL0901716B* | Split System | 33600 | 16 | 8.5 | 1.76 | R-454B | 650
215679705 | HEIL | H5H0V36*K*AAA* | ESH5X36M12A*+WALLCON | *96CTN0802120B* | Split System | 33600 | 16 | 8.5 | 1.76 | R-454B | 650
215679755 | HEIL | H5H0V36*K*AAA* | ESH5X36M12A*+WALLCON | *97CTN0802120A* | Split System | 33600 | 16 | 8.5 | 1.76 | R-454B | 650
215669822 | HEIL | H5H0V36*K*AAA* | ESH5X36M12A*+WALLCON | *80CTL1352422B* | Split System | 33800 | 16 | 8.5 | 1.76 | R-454B | 650
215669814 | HEIL | H5H0V36*K*AAA* | ESH5X36M12A*+WALLCON | *80CTL1102120B* | Split System | 33800 | 16 | 8.5 | 1.76 | R-454B | 650
215669926 | HEIL | H5H0V36*K*AAA* | ESH5X36M12A*+WALLCON | *96CTN1202422B* | Split System | 33800 | 16 | 8.5 | 1.76 | R-454B | 650
215679835 | HEIL | H5H0V36*K*AAA* | ESH5X42M12A*+WALLCON | *97CTN0802120A* | Split System | 34000 | 16 | 8.5 | 1.76 | R-454B | 650
215679785 | HEIL | H5H0V36*K*AAA* | ESH5X42M12A*+WALLCON | *96CTN0802120B* | Split System | 34000 | 16 | 8.5 | 1.76 | R-454B | 650
215669758 | HEIL | H5H0V36*K*AAA* | ESH5X36M12A*+WALLCON | *80CSU1002120A* | Split System | 33600 | 16 | 8.5 | 1.78 | R-454B | 650
215670030 | HEIL | H5H0V36*K*AAA* | ESH5X42M12A*+WALLCON | *95CSU0802120B* | Split System | 34000 | 16 | 8.5 | 1.78 | R-454B | 650
215669950 | HEIL | H5H0V36*K*AAA* | ESH5X42M12A*+WALLCON | *80CSU1002120A* | Split System | 34000 | 16 | 8.5 | 1.78 | R-454B | 650
215679855 | HEIL | H5H0V36*K*AAA* | ESH5X42M12A*+WALLCON | *97CTN1202422A* | Split System | 34000 | 16 | 8.5 | 1.78 | R-454B | 650
215670508 | HEIL | H5H0V36*K*AAA* | ESH5X60M12A*+WALLCON | *97CMN0602120B* | Split System | 34400 | 16 | 8.5 | 1.78 | R-454B | 650
215679975 | HEIL | H5H0V36*K*AAA* | ESH5X60M12A*+WALLCON | *97CTN0801716A* | Split System | 34400 | 16 | 8.5 | 1.78 | R-454B | 650
217393214 | HEIL | D5CUHAH36AAK+TIC2025-0016 | EA*5X42M21A* | *96VTN0802120B* | Split System | 35200 | 16 | 8.5 | 1.8 | R-454B | 650
217392569 | HEIL | D5CUHAH36AAK+TIC2025-0016 | EA*5X48M21A* | *96VSN1002120B* | Split System | 35400 | 16 | 8.5 | 1.82 | R-454B | 650
217392648 | HEIL | D5CUHAH36AAK+TIC2025-0016 | EA*5X48M21A* | *96VTN1002120B* | Split System | 35400 | 16 | 8.5 | 1.82 | R-454B | 650
215667697 | HEIL | H5H0V24*K*AAA* | EA*5X36M17A*+WALLCON | *96CTN0401410B* | Split System | 22600 | 16 | 8.5 | 1.84 | R-454B | 650
215679865 | HEIL | H5H0V36*K*AAA* | ESH5X48M12A*+WALLCON | *96CTN0802120B* | Split System | 34200 | 16 | 8.5 | 1.88 | R-454B | 650
215669843 | KEEPRITE | C5H0V36*K*AAA* | ESH5X36M12A*+WALLCON | *95CSU0802120B* | Split System | 33600 | 16 | 8.5 | 1.76 | R-454B | 650
215679710 | KEEPRITE | C5H0V36*K*AAA* | ESH5X36M12A*+WALLCON | *96CTN0802120B* | Split System | 33600 | 16 | 8.5 | 1.76 | R-454B | 650
215679760 | KEEPRITE | C5H0V36*K*AAA* | ESH5X36M12A*+WALLCON | *97CTN0802120A* | Split System | 33600 | 16 | 8.5 | 1.76 | R-454B | 650
215669827 | KEEPRITE | C5H0V36*K*AAA* | ESH5X36M12A*+WALLCON | *80CTL1352422B* | Split System | 33800 | 16 | 8.5 | 1.76 | R-454B | 650
215669931 | KEEPRITE | C5H0V36*K*AAA* | ESH5X36M12A*+WALLCON | *96CTN1202422B* | Split System | 33800 | 16 | 8.5 | 1.76 | R-454B | 650
215679770 | KEEPRITE | C5H0V36*K*AAA* | ESH5X36M12A*+WALLCON | *97CTN1002122A* | Split System | 33800 | 16 | 8.5 | 1.76 | R-454B | 650
215679840 | KEEPRITE | C5H0V36*K*AAA* | ESH5X42M12A*+WALLCON | *97CTN0802120A* | Split System | 34000 | 16 | 8.5 | 1.76 | R-454B | 650
215679790 | KEEPRITE | C5H0V36*K*AAA* | ESH5X42M12A*+WALLCON | *96CTN0802120B* | Split System | 34000 | 16 | 8.5 | 1.76 | R-454B | 650
215669763 | KEEPRITE | C5H0V36*K*AAA* | ESH5X36M12A*+WALLCON | *80CSU1002120A* | Split System | 33600 | 16 | 8.5 | 1.78 | R-454B | 650
215679720 | KEEPRITE | C5H0V36*K*AAA* | ESH5X36M12A*+WALLCON | *80CSU0401712B* | Split System | 33800 | 16 | 8.5 | 1.78 | R-454B | 650
215670035 | KEEPRITE | C5H0V36*K*AAA* | ESH5X42M12A*+WALLCON | *95CSU0802120B* | Split System | 34000 | 16 | 8.5 | 1.78 | R-454B | 650
215669955 | KEEPRITE | C5H0V36*K*AAA* | ESH5X42M12A*+WALLCON | *80CSU1002120A* | Split System | 34000 | 16 | 8.5 | 1.78 | R-454B | 650
215679860 | KEEPRITE | C5H0V36*K*AAA* | ESH5X42M12A*+WALLCON | *97CTN1202422A* | Split System | 34000 | 16 | 8.5 | 1.78 | R-454B | 650
215670513 | KEEPRITE | C5H0V36*K*AAA* | ESH5X60M12A*+WALLCON | *97CMN0602120B* | Split System | 34400 | 16 | 8.5 | 1.78 | R-454B | 650
215679980 | KEEPRITE | C5H0V36*K*AAA* | ESH5X60M12A*+WALLCON | *97CTN0801716A* | Split System | 34400 | 16 | 8.5 | 1.78 | R-454B | 650
217392653 | KEEPRITE | D5CUHAH36AAK+TIC2025-0016 | EA*5X48M21A* | *96VTN1002120B* | Split System | 35400 | 16 | 8.5 | 1.82 | R-454B | 650
215667705 | KEEPRITE | C5H0V24*K*AAA* | EA*5X36M17A*+WALLCON | *96CTN0401410B* | Split System | 22600 | 16 | 8.5 | 1.84 | R-454B | 650
215679870 | KEEPRITE | C5H0V36*K*AAA* | ESH5X48M12A*+WALLCON | *96CTN0802120B* | Split System | 34200 | 16 | 8.5 | 1.88 | R-454B | 650
215679910 | KEEPRITE | C5H0V36*K*AAA* | ESH5X48M12A*+WALLCON | *97CTN0802120A* | Split System | 34200 | 16 | 8.5 | 1.88 | R-454B | 650
215669844 | KENMORE | (C,H,T)5H0V36*K*AAA* | ESH5X36M12A*+WALLCON | *95CSU0802120B* | Split System | 33600 | 16 | 8.5 | 1.76 | R-454B | 650
215669804 | KENMORE | (C,H,T)5H0V36*K*AAA* | ESH5X36M12A*+WALLCON | *80CTL0901716B* | Split System | 33600 | 16 | 8.5 | 1.76 | R-454B | 650
215679711 | KENMORE | (C,H,T)5H0V36*K*AAA* | ESH5X36M12A*+WALLCON | *96CTN0802120B* | Split System | 33600 | 16 | 8.5 | 1.76 | R-454B | 650
215679761 | KENMORE | (C,H,T)5H0V36*K*AAA* | ESH5X36M12A*+WALLCON | *97CTN0802120A* | Split System | 33600 | 16 | 8.5 | 1.76 | R-454B | 650
215669828 | KENMORE | (C,H,T)5H0V36*K*AAA* | ESH5X36M12A*+WALLCON | *80CTL1352422B* | Split System | 33800 | 16 | 8.5 | 1.76 | R-454B | 650
215669932 | KENMORE | (C,H,T)5H0V36*K*AAA* | ESH5X36M12A*+WALLCON | *96CTN1202422B* | Split System | 33800 | 16 | 8.5 | 1.76 | R-454B | 650
215679771 | KENMORE | (C,H,T)5H0V36*K*AAA* | ESH5X36M12A*+WALLCON | *97CTN1002122A* | Split System | 33800 | 16 | 8.5 | 1.76 | R-454B | 650
215679791 | KENMORE | (C,H,T)5H0V36*K*AAA* | ESH5X42M12A*+WALLCON | *96CTN0802120B* | Split System | 34000 | 16 | 8.5 | 1.76 | R-454B | 650
215679841 | KENMORE | (C,H,T)5H0V36*K*AAA* | ESH5X42M12A*+WALLCON | *97CTN0802120A* | Split System | 34000 | 16 | 8.5 | 1.76 | R-454B | 650
215669764 | KENMORE | (C,H,T)5H0V36*K*AAA* | ESH5X36M12A*+WALLCON | *80CSU1002120A* | Split System | 33600 | 16 | 8.5 | 1.78 | R-454B | 650
215670036 | KENMORE | (C,H,T)5H0V36*K*AAA* | ESH5X42M12A*+WALLCON | *95CSU0802120B* | Split System | 34000 | 16 | 8.5 | 1.78 | R-454B | 650
215669956 | KENMORE | (C,H,T)5H0V36*K*AAA* | ESH5X42M12A*+WALLCON | *80CSU1002120A* | Split System | 34000 | 16 | 8.5 | 1.78 | R-454B | 650
215679861 | KENMORE | (C,H,T)5H0V36*K*AAA* | ESH5X42M12A*+WALLCON | *97CTN1202422A* | Split System | 34000 | 16 | 8.5 | 1.78 | R-454B | 650
215670514 | KENMORE | (C,H,T)5H0V36*K*AAA* | ESH5X60M12A*+WALLCON | *97CMN0602120B* | Split System | 34400 | 16 | 8.5 | 1.78 | R-454B | 650
215679981 | KENMORE | (C,H,T)5H0V36*K*AAA* | ESH5X60M12A*+WALLCON | *97CTN0801716A* | Split System | 34400 | 16 | 8.5 | 1.78 | R-454B | 650
215667706 | KENMORE | (C,H,T)5H0V24*K*AAA* | EA*5X36M17A*+WALLCON | *96CTN0401410B* | Split System | 22600 | 16 | 8.5 | 1.84 | R-454B | 650
215679871 | KENMORE | (C,H,T)5H0V36*K*AAA* | ESH5X48M12A*+WALLCON | *96CTN0802120B* | Split System | 34200 | 16 | 8.5 | 1.88 | R-454B | 650
215679911 | KENMORE | (C,H,T)5H0V36*K*AAA* | ESH5X48M12A*+WALLCON | *97CTN0802120A* | Split System | 34200 | 16 | 8.5 | 1.88 | R-454B | 650
217394277 | PAYNE HEATING AND COOLING | 37MUHAQ36AA3+TIC2025-0016 | CAA**4221AM* | PG95MSUA60100C** | Split System | 35000 | 16 | 8.5 | 1.8 | R-454B | 650
217392455 | SMART COMFORT | D5CUHAH36AAK+TIC2025-0016 | EA*5X48M21A* | *80VSL0701716B* | Split System | 35600 | 16 | 8.5 | 1.84 | R-454B | 650
215669805 | TEMPSTAR | T5H0V36*K*AAA* | ESH5X36M12A*+WALLCON | *80CTL0901716B* | Split System | 33600 | 16 | 8.5 | 1.76 | R-454B | 650
215669845 | TEMPSTAR | T5H0V36*K*AAA* | ESH5X36M12A*+WALLCON | *95CSU0802120B* | Split System | 33600 | 16 | 8.5 | 1.76 | R-454B | 650
215679762 | TEMPSTAR | T5H0V36*K*AAA* | ESH5X36M12A*+WALLCON | *97CTN0802120A* | Split System | 33600 | 16 | 8.5 | 1.76 | R-454B | 650
215679712 | TEMPSTAR | T5H0V36*K*AAA* | ESH5X36M12A*+WALLCON | *96CTN0802120B* | Split System | 33600 | 16 | 8.5 | 1.76 | R-454B | 650
215669821 | TEMPSTAR | T5H0V36*K*AAA* | ESH5X36M12A*+WALLCON | *80CTL1102120B* | Split System | 33800 | 16 | 8.5 | 1.76 | R-454B | 650
215669829 | TEMPSTAR | T5H0V36*K*AAA* | ESH5X36M12A*+WALLCON | *80CTL1352422B* | Split System | 33800 | 16 | 8.5 | 1.76 | R-454B | 650
215669933 | TEMPSTAR | T5H0V36*K*AAA* | ESH5X36M12A*+WALLCON | *96CTN1202422B* | Split System | 33800 | 16 | 8.5 | 1.76 | R-454B | 650
215679772 | TEMPSTAR | T5H0V36*K*AAA* | ESH5X36M12A*+WALLCON | *97CTN1002122A* | Split System | 33800 | 16 | 8.5 | 1.76 | R-454B | 650
215679792 | TEMPSTAR | T5H0V36*K*AAA* | ESH5X42M12A*+WALLCON | *96CTN0802120B* | Split System | 34000 | 16 | 8.5 | 1.76 | R-454B | 650
215679842 | TEMPSTAR | T5H0V36*K*AAA* | ESH5X42M12A*+WALLCON | *97CTN0802120A* | Split System | 34000 | 16 | 8.5 | 1.76 | R-454B | 650
215669765 | TEMPSTAR | T5H0V36*K*AAA* | ESH5X36M12A*+WALLCON | *80CSU1002120A* | Split System | 33600 | 16 | 8.5 | 1.78 | R-454B | 650
215679722 | TEMPSTAR | T5H0V36*K*AAA* | ESH5X36M12A*+WALLCON | *80CSU0401712B* | Split System | 33800 | 16 | 8.5 | 1.78 | R-454B | 650
215669957 | TEMPSTAR | T5H0V36*K*AAA* | ESH5X42M12A*+WALLCON | *80CSU1002120A* | Split System | 34000 | 16 | 8.5 | 1.78 | R-454B | 650
215670037 | TEMPSTAR | T5H0V36*K*AAA* | ESH5X42M12A*+WALLCON | *95CSU0802120B* | Split System | 34000 | 16 | 8.5 | 1.78 | R-454B | 650
215679862 | TEMPSTAR | T5H0V36*K*AAA* | ESH5X42M12A*+WALLCON | *97CTN1202422A* | Split System | 34000 | 16 | 8.5 | 1.78 | R-454B | 650
215670515 | TEMPSTAR | T5H0V36*K*AAA* | ESH5X60M12A*+WALLCON | *97CMN0602120B* | Split System | 34400 | 16 | 8.5 | 1.78 | R-454B | 650
215679982 | TEMPSTAR | T5H0V36*K*AAA* | ESH5X60M12A*+WALLCON | *97CTN0801716A* | Split System | 34400 | 16 | 8.5 | 1.78 | R-454B | 650
217392464 | TEMPSTAR | D5CUHAH36AAK+TIC2025-0016 | EA*5X48M21A* | *80VSL0901716B* | Split System | 35400 | 16 | 8.5 | 1.82 | R-454B | 650
215667707 | TEMPSTAR | T5H0V24*K*AAA* | EA*5X36M17A*+WALLCON | *96CTN0401410B* | Split System | 22600 | 16 | 8.5 | 1.84 | R-454B | 650
215679872 | TEMPSTAR | T5H0V36*K*AAA* | ESH5X48M12A*+WALLCON | *96CTN0802120B* | Split System | 34200 | 16 | 8.5 | 1.88 | R-454B | 650
215679912 | TEMPSTAR | T5H0V36*K*AAA* | ESH5X48M12A*+WALLCON | *97CTN0802120A* | Split System | 34200 | 16 | 8.5 | 1.88 | R-454B | 650
215669743 | AIRQUEST | H5H0V36*K*AAA* | ESH5X36M12A*+WALLCON | *80CSU0401712A* | Split System | 33600 | 16.5 | 8.5 | 1.76 | R-454B | 650
215669791 | AIRQUEST | H5H0V36*K*AAA* | ESH5X36M12A*+WALLCON | *80CTL0702120B* | Split System | 33600 | 16.5 | 8.5 | 1.76 | R-454B | 650
215669751 | AIRQUEST | H5H0V36*K*AAA* | ESH5X36M12A*+WALLCON | *80CSU0601716A* | Split System | 33600 | 16.5 | 8.5 | 1.76 | R-454B | 650
215669807 | AIRQUEST | H5H0V36*K*AAA* | ESH5X36M12A*+WALLCON | *80CTL0902120B* | Split System | 33800 | 16.5 | 8.5 | 1.76 | R-454B | 650
215679726 | AIRQUEST | H5H0V36*K*AAA* | ESH5X36M12A*+WALLCON | *80CSU0601716B* | Split System | 33800 | 16.5 | 8.5 | 1.76 | R-454B | 650
215669895 | AIRQUEST | H5H0V36*K*AAA* | ESH5X36M12A*+WALLCON | *97CMN1202422B* | Split System | 33800 | 16.5 | 8.5 | 1.76 | R-454B | 650
215669847 | AIRQUEST | H5H0V36*K*AAA* | ESH5X36M12A*+WALLCON | *95CSU1002122B* | Split System | 33800 | 16.5 | 8.5 | 1.76 | R-454B | 650
215669879 | AIRQUEST | H5H0V36*K*AAA* | ESH5X36M12A*+WALLCON | *97CMN0802120B* | Split System | 33800 | 16.5 | 8.5 | 1.76 | R-454B | 650
215669919 | AIRQUEST | H5H0V36*K*AAA* | ESH5X36M12A*+WALLCON | *96CTN1002122B* | Split System | 33800 | 16.5 | 8.5 | 1.76 | R-454B | 650
215679776 | AIRQUEST | H5H0V36*K*AAA* | ESH5X36M12A*+WALLCON | *97CTN1202422A* | Split System | 33800 | 16.5 | 8.5 | 1.76 | R-454B | 650
215669991 | AIRQUEST | H5H0V36*K*AAA* | ESH5X42M12A*+WALLCON | *80CTL0901716B* | Split System | 34000 | 16.5 | 8.5 | 1.76 | R-454B | 650
215670279 | AIRQUEST | H5H0V36*K*AAA* | ESH5X48M12A*+WALLCON | *97CMN0602120B* | Split System | 34000 | 16.5 | 8.5 | 1.76 | R-454B | 650
215669935 | AIRQUEST | H5H0V36*K*AAA* | ESH5X42M12A*+WALLCON | *80CSU0401712A* | Split System | 34000 | 16.5 | 8.5 | 1.76 | R-454B | 650
215670239 | AIRQUEST | H5H0V36*K*AAA* | ESH5X48M12A*+WALLCON | *95CSU0601716B* | Split System | 34000 | 16.5 | 8.5 | 1.76 | R-454B | 650
215669983 | AIRQUEST | H5H0V36*K*AAA* | ESH5X42M12A*+WALLCON | *80CTL0702120B* | Split System | 34000 | 16.5 | 8.5 | 1.76 | R-454B | 650
215670169 | AIRQUEST | H5H0V36*K*AAA* | ESH5X48M12A*+WALLCON | *80CTL0701412B* | Split System | 34000 | 16.5 | 8.5 | 1.76 | R-454B | 650
215669975 | AIRQUEST | H5H0V36*K*AAA* | ESH5X42M12A*+WALLCON | *80CTL0701716B* | Split System | 33800 | 16.5 | 8.5 | 1.78 | R-454B | 650
215670103 | AIRQUEST | H5H0V36*K*AAA* | ESH5X42M12A*+WALLCON | *96CTN0801714B* | Split System | 33800 | 16.5 | 8.5 | 1.78 | R-454B | 650
215669943 | AIRQUEST | H5H0V36*K*AAA* | ESH5X42M12A*+WALLCON | *80CSU0601716A* | Split System | 34000 | 16.5 | 8.5 | 1.78 | R-454B | 650
215670007 | AIRQUEST | H5H0V36*K*AAA* | ESH5X42M12A*+WALLCON | *80CTL1102120B* | Split System | 34000 | 16.5 | 8.5 | 1.78 | R-454B | 650
215670111 | AIRQUEST | H5H0V36*K*AAA* | ESH5X42M12A*+WALLCON | *96CTN1002122B* | Split System | 34000 | 16.5 | 8.5 | 1.78 | R-454B | 650
215670071 | AIRQUEST | H5H0V36*K*AAA* | ESH5X42M12A*+WALLCON | *97CMN1002122B* | Split System | 34000 | 16.5 | 8.5 | 1.78 | R-454B | 650
215670063 | AIRQUEST | H5H0V36*K*AAA* | ESH5X42M12A*+WALLCON | *97CMN0802120B* | Split System | 34000 | 16.5 | 8.5 | 1.78 | R-454B | 650
215669999 | AIRQUEST | H5H0V36*K*AAA* | ESH5X42M12A*+WALLCON | *80CTL0902120B* | Split System | 34000 | 16.5 | 8.5 | 1.78 | R-454B | 650
215670015 | AIRQUEST | H5H0V36*K*AAA* | ESH5X42M12A*+WALLCON | *80CTL1352422B* | Split System | 34000 | 16.5 | 8.5 | 1.78 | R-454B | 650
215670039 | AIRQUEST | H5H0V36*K*AAA* | ESH5X42M12A*+WALLCON | *95CSU1002122B* | Split System | 34000 | 16.5 | 8.5 | 1.78 | R-454B | 650
215670079 | AIRQUEST | H5H0V36*K*AAA* | ESH5X42M12A*+WALLCON | *97CMN1202422B* | Split System | 34000 | 16.5 | 8.5 | 1.78 | R-454B | 650
215670179 | AIRQUEST | H5H0V36*K*AAA* | ESH5X48M12A*+WALLCON | *80CTL0701716B* | Split System | 34000 | 16.5 | 8.5 | 1.78 | R-454B | 650
215670349 | AIRQUEST | H5H0V36*K*AAA* | ESH5X48M12A*+WALLCON | *96CTN0801714B* | Split System | 34000 | 16.5 | 8.5 | 1.78 | R-454B | 650
215670119 | AIRQUEST | H5H0V36*K*AAA* | ESH5X42M12A*+WALLCON | *96CTN1202422B* | Split System | 34000 | 16.5 | 8.5 | 1.78 | R-454B | 650
215679806 | AIRQUEST | H5H0V36*K*AAA* | ESH5X42M12A*+WALLCON | *80CSU0601716B* | Split System | 34000 | 16.5 | 8.5 | 1.78 | R-454B | 650
215679846 | AIRQUEST | H5H0V36*K*AAA* | ESH5X42M12A*+WALLCON | *97CTN1002122A* | Split System | 34000 | 16.5 | 8.5 | 1.78 | R-454B | 650
215670569 | AIRQUEST | H5H0V36*K*AAA* | ESH5X60M12A*+WALLCON | *96CTN0601714B* | Split System | 34200 | 16.5 | 8.5 | 1.78 | R-454B | 650
215670479 | AIRQUEST | H5H0V36*K*AAA* | ESH5X60M12A*+WALLCON | *95CSU0601716B* | Split System | 34400 | 16.5 | 8.5 | 1.78 | R-454B | 650
215670409 | AIRQUEST | H5H0V36*K*AAA* | ESH5X60M12A*+WALLCON | *80CTL0701412B* | Split System | 34400 | 16.5 | 8.5 | 1.78 | R-454B | 650
215670519 | AIRQUEST | H5H0V36*K*AAA* | ESH5X60M12A*+WALLCON | *97CMN0801714B* | Split System | 34400 | 16.5 | 8.5 | 1.78 | R-454B | 650
215670499 | AIRQUEST | H5H0V36*K*AAA* | ESH5X60M12A*+WALLCON | *97CMN0601714B* | Split System | 34200 | 16.5 | 8.5 | 1.8 | R-454B | 650
215679986 | AIRQUEST | H5H0V36*K*AAA* | ESH5X60M12A*+WALLCON | *97CTN0802120A* | Split System | 34600 | 16.5 | 8.5 | 1.8 | R-454B | 650
215679936 | AIRQUEST | H5H0V36*K*AAA* | ESH5X60M12A*+WALLCON | *96CTN0802120B* | Split System | 34600 | 16.5 | 8.5 | 1.8 | R-454B | 650
215670299 | AIRQUEST | H5H0V36*K*AAA* | ESH5X48M12A*+WALLCON | *97CMN0802120B* | Split System | 34200 | 16.5 | 8.5 | 1.88 | R-454B | 650
215670249 | AIRQUEST | H5H0V36*K*AAA* | ESH5X48M12A*+WALLCON | *95CSU0802120B* | Split System | 34200 | 16.5 | 8.5 | 1.88 | R-454B | 650
215670149 | AIRQUEST | H5H0V36*K*AAA* | ESH5X48M12A*+WALLCON | *80CSU1002120A* | Split System | 34200 | 16.5 | 8.5 | 1.88 | R-454B | 650
215670259 | AIRQUEST | H5H0V36*K*AAA* | ESH5X48M12A*+WALLCON | *95CSU1002122B* | Split System | 34200 | 16.5 | 8.5 | 1.9 | R-454B | 650
215679916 | AIRQUEST | H5H0V36*K*AAA* | ESH5X48M12A*+WALLCON | *97CTN1002122A* | Split System | 34200 | 16.5 | 8.5 | 1.9 | R-454B | 650
215674884 | AIRQUEST | H5H0V48*K*AAA* | ESH5X48M12A*+WALLCON | *80CTL1352422B* | Split System | 45000 | 16.5 | 8.5 | 2.06 | R-454B | 650
215674846 | AIRQUEST | H5H0V48*K*AAA* | ESH5X48M12A*+WALLCON | *80CTL0902120B* | Split System | 45000 | 16.5 | 8.5 | 2.06 | R-454B | 650
215674940 | AIRQUEST | H5H0V48*K*AAA* | ESH5X48M12A*+WALLCON | *95CSU1002122B* | Split System | 45000 | 16.5 | 8.5 | 2.06 | R-454B | 650
215674704 | AIRQUEST | H5H0V48*K*AAA* | ESH5X48M12A*+WALLCON | *80CSU0802120A* | Split System | 45000 | 16.5 | 8.5 | 2.06 | R-454B | 650
215675101 | AIRQUEST | H5H0V48*K*AAA* | ESH5X48M12A*+WALLCON | *96CTN1202422B* | Split System | 45000 | 16.5 | 8.5 | 2.06 | R-454B | 650
215674867 | AIRQUEST | H5H0V48*K*AAA* | ESH5X48M12A*+WALLCON | *80CTL1102120B* | Split System | 45000 | 16.5 | 8.5 | 2.06 | R-454B | 650
215675286 | AIRQUEST | H5H0V48*K*AAA* | ESH5X60M12A*+WALLCON | *97CMN0802120B* | Split System | 45500 | 16.5 | 8.5 | 2.06 | R-454B | 650
215675146 | AIRQUEST | H5H0V48*K*AAA* | ESH5X60M12A*+WALLCON | *80CSU1002120A* | Split System | 45500 | 16.5 | 8.5 | 2.06 | R-454B | 650
215675216 | AIRQUEST | H5H0V48*K*AAA* | ESH5X60M12A*+WALLCON | *80CTL1102120B* | Split System | 45500 | 16.5 | 8.5 | 2.06 | R-454B | 650
215675256 | AIRQUEST | H5H0V48*K*AAA* | ESH5X60M12A*+WALLCON | *95CSU1002122B* | Split System | 45500 | 16.5 | 8.5 | 2.06 | R-454B | 650
215675206 | AIRQUEST | H5H0V48*K*AAA* | ESH5X60M12A*+WALLCON | *80CTL0902120B* | Split System | 45500 | 16.5 | 8.5 | 2.06 | R-454B | 650
215675226 | AIRQUEST | H5H0V48*K*AAA* | ESH5X60M12A*+WALLCON | *80CTL1352422B* | Split System | 45500 | 16.5 | 8.5 | 2.06 | R-454B | 650
215675246 | AIRQUEST | H5H0V48*K*AAA* | ESH5X60M12A*+WALLCON | *95CSU0802120B* | Split System | 45500 | 16.5 | 8.5 | 2.06 | R-454B | 650
215675120 | AIRQUEST | H5H0V48*K*AAA* | ESH5X60M12A*+WALLCON | *80CSU0601716A* | Split System | 45500 | 16.5 | 8.5 | 2.06 | R-454B | 650
215681726 | AIRQUEST | H5H0V48*K*AAA* | ESH5X60M12A*+WALLCON | *97CTN0802120A* | Split System | 45500 | 16.5 | 8.5 | 2.06 | R-454B | 650
215681666 | AIRQUEST | H5H0V48*K*AAA* | ESH5X60M12A*+WALLCON | *96CTN0802120B* | Split System | 45500 | 16.5 | 8.5 | 2.06 | R-454B | 650
215675186 | AIRQUEST | H5H0V48*K*AAA* | ESH5X60M12A*+WALLCON | *80CTL0702120B* | Split System | 45500 | 16.5 | 8.5 | 2.06 | R-454B | 650
215675196 | AIRQUEST | H5H0V48*K*AAA* | ESH5X60M12A*+WALLCON | *80CTL0901716B* | Split System | 45500 | 16.5 | 8.5 | 2.06 | R-454B | 650
215675336 | AIRQUEST | H5H0V48*K*AAA* | ESH5X60M12A*+WALLCON | *96CTN1202422B* | Split System | 45500 | 16.5 | 8.5 | 2.08 | R-454B | 650
215675306 | AIRQUEST | H5H0V48*K*AAA* | ESH5X60M12A*+WALLCON | *97CMN1202422B* | Split System | 45500 | 16.5 | 8.5 | 2.08 | R-454B | 650
215675296 | AIRQUEST | H5H0V48*K*AAA* | ESH5X60M12A*+WALLCON | *97CMN1002122B* | Split System | 45500 | 16.5 | 8.5 | 2.08 | R-454B | 650
215675326 | AIRQUEST | H5H0V48*K*AAA* | ESH5X60M12A*+WALLCON | *96CTN1002122B* | Split System | 45500 | 16.5 | 8.5 | 2.08 | R-454B | 650
215681746 | AIRQUEST | H5H0V48*K*AAA* | ESH5X60M12A*+WALLCON | *97CTN1202422A* | Split System | 45500 | 16.5 | 8.5 | 2.08 | R-454B | 650
215681676 | AIRQUEST | H5H0V48*K*AAA* | ESH5X60M12A*+WALLCON | *80CSU0401712B* | Split System | 45500 | 16.5 | 8.5 | 2.08 | R-454B | 650
215681706 | AIRQUEST | H5H0V48*K*AAA* | ESH5X60M12A*+WALLCON | *80CSU1002120B* | Split System | 45500 | 16.5 | 8.5 | 2.08 | R-454B | 650
215669744 | ARCOAIRE | H5H0V36*K*AAA* | ESH5X36M12A*+WALLCON | *80CSU0401712A* | Split System | 33600 | 16.5 | 8.5 | 1.76 | R-454B | 650
215669792 | ARCOAIRE | H5H0V36*K*AAA* | ESH5X36M12A*+WALLCON | *80CTL0702120B* | Split System | 33600 | 16.5 | 8.5 | 1.76 | R-454B | 650
215669808 | ARCOAIRE | H5H0V36*K*AAA* | ESH5X36M12A*+WALLCON | *80CTL0902120B* | Split System | 33800 | 16.5 | 8.5 | 1.76 | R-454B | 650
215679727 | ARCOAIRE | H5H0V36*K*AAA* | ESH5X36M12A*+WALLCON | *80CSU0601716B* | Split System | 33800 | 16.5 | 8.5 | 1.76 | R-454B | 650
215669848 | ARCOAIRE | H5H0V36*K*AAA* | ESH5X36M12A*+WALLCON | *95CSU1002122B* | Split System | 33800 | 16.5 | 8.5 | 1.76 | R-454B | 650
215669880 | ARCOAIRE | H5H0V36*K*AAA* | ESH5X36M12A*+WALLCON | *97CMN0802120B* | Split System | 33800 | 16.5 | 8.5 | 1.76 | R-454B | 650
215669896 | ARCOAIRE | H5H0V36*K*AAA* | ESH5X36M12A*+WALLCON | *97CMN1202422B* | Split System | 33800 | 16.5 | 8.5 | 1.76 | R-454B | 650
215669920 | ARCOAIRE | H5H0V36*K*AAA* | ESH5X36M12A*+WALLCON | *96CTN1002122B* | Split System | 33800 | 16.5 | 8.5 | 1.76 | R-454B | 650
215679777 | ARCOAIRE | H5H0V36*K*AAA* | ESH5X36M12A*+WALLCON | *97CTN1202422A* | Split System | 33800 | 16.5 | 8.5 | 1.76 | R-454B | 650
215669992 | ARCOAIRE | H5H0V36*K*AAA* | ESH5X42M12A*+WALLCON | *80CTL0901716B* | Split System | 34000 | 16.5 | 8.5 | 1.76 | R-454B | 650
215669936 | ARCOAIRE | H5H0V36*K*AAA* | ESH5X42M12A*+WALLCON | *80CSU0401712A* | Split System | 34000 | 16.5 | 8.5 | 1.76 | R-454B | 650
215670170 | ARCOAIRE | H5H0V36*K*AAA* | ESH5X48M12A*+WALLCON | *80CTL0701412B* | Split System | 34000 | 16.5 | 8.5 | 1.76 | R-454B | 650
215669984 | ARCOAIRE | H5H0V36*K*AAA* | ESH5X42M12A*+WALLCON | *80CTL0702120B* | Split System | 34000 | 16.5 | 8.5 | 1.76 | R-454B | 650
215670280 | ARCOAIRE | H5H0V36*K*AAA* | ESH5X48M12A*+WALLCON | *97CMN0602120B* | Split System | 34000 | 16.5 | 8.5 | 1.76 | R-454B | 650
215670240 | ARCOAIRE | H5H0V36*K*AAA* | ESH5X48M12A*+WALLCON | *95CSU0601716B* | Split System | 34000 | 16.5 | 8.5 | 1.76 | R-454B | 650
215670104 | ARCOAIRE | H5H0V36*K*AAA* | ESH5X42M12A*+WALLCON | *96CTN0801714B* | Split System | 33800 | 16.5 | 8.5 | 1.78 | R-454B | 650
215669976 | ARCOAIRE | H5H0V36*K*AAA* | ESH5X42M12A*+WALLCON | *80CTL0701716B* | Split System | 33800 | 16.5 | 8.5 | 1.78 | R-454B | 650
215670008 | ARCOAIRE | H5H0V36*K*AAA* | ESH5X42M12A*+WALLCON | *80CTL1102120B* | Split System | 34000 | 16.5 | 8.5 | 1.78 | R-454B | 650
215670072 | ARCOAIRE | H5H0V36*K*AAA* | ESH5X42M12A*+WALLCON | *97CMN1002122B* | Split System | 34000 | 16.5 | 8.5 | 1.78 | R-454B | 650
215669944 | ARCOAIRE | H5H0V36*K*AAA* | ESH5X42M12A*+WALLCON | *80CSU0601716A* | Split System | 34000 | 16.5 | 8.5 | 1.78 | R-454B | 650
215670000 | ARCOAIRE | H5H0V36*K*AAA* | ESH5X42M12A*+WALLCON | *80CTL0902120B* | Split System | 34000 | 16.5 | 8.5 | 1.78 | R-454B | 650
215670016 | ARCOAIRE | H5H0V36*K*AAA* | ESH5X42M12A*+WALLCON | *80CTL1352422B* | Split System | 34000 | 16.5 | 8.5 | 1.78 | R-454B | 650
215670040 | ARCOAIRE | H5H0V36*K*AAA* | ESH5X42M12A*+WALLCON | *95CSU1002122B* | Split System | 34000 | 16.5 | 8.5 | 1.78 | R-454B | 650
215670350 | ARCOAIRE | H5H0V36*K*AAA* | ESH5X48M12A*+WALLCON | *96CTN0801714B* | Split System | 34000 | 16.5 | 8.5 | 1.78 | R-454B | 650
215670180 | ARCOAIRE | H5H0V36*K*AAA* | ESH5X48M12A*+WALLCON | *80CTL0701716B* | Split System | 34000 | 16.5 | 8.5 | 1.78 | R-454B | 650
215670120 | ARCOAIRE | H5H0V36*K*AAA* | ESH5X42M12A*+WALLCON | *96CTN1202422B* | Split System | 34000 | 16.5 | 8.5 | 1.78 | R-454B | 650
215670064 | ARCOAIRE | H5H0V36*K*AAA* | ESH5X42M12A*+WALLCON | *97CMN0802120B* | Split System | 34000 | 16.5 | 8.5 | 1.78 | R-454B | 650
215670080 | ARCOAIRE | H5H0V36*K*AAA* | ESH5X42M12A*+WALLCON | *97CMN1202422B* | Split System | 34000 | 16.5 | 8.5 | 1.78 | R-454B | 650
215670112 | ARCOAIRE | H5H0V36*K*AAA* | ESH5X42M12A*+WALLCON | *96CTN1002122B* | Split System | 34000 | 16.5 | 8.5 | 1.78 | R-454B | 650
215679807 | ARCOAIRE | H5H0V36*K*AAA* | ESH5X42M12A*+WALLCON | *80CSU0601716B* | Split System | 34000 | 16.5 | 8.5 | 1.78 | R-454B | 650
215679797 | ARCOAIRE | H5H0V36*K*AAA* | ESH5X42M12A*+WALLCON | *80CSU0401712B* | Split System | 34000 | 16.5 | 8.5 | 1.78 | R-454B | 650
215679847 | ARCOAIRE | H5H0V36*K*AAA* | ESH5X42M12A*+WALLCON | *97CTN1002122A* | Split System | 34000 | 16.5 | 8.5 | 1.78 | R-454B | 650
215670570 | ARCOAIRE | H5H0V36*K*AAA* | ESH5X60M12A*+WALLCON | *96CTN0601714B* | Split System | 34200 | 16.5 | 8.5 | 1.78 | R-454B | 650
215670520 | ARCOAIRE | H5H0V36*K*AAA* | ESH5X60M12A*+WALLCON | *97CMN0801714B* | Split System | 34400 | 16.5 | 8.5 | 1.78 | R-454B | 650
215670480 | ARCOAIRE | H5H0V36*K*AAA* | ESH5X60M12A*+WALLCON | *95CSU0601716B* | Split System | 34400 | 16.5 | 8.5 | 1.78 | R-454B | 650
215670410 | ARCOAIRE | H5H0V36*K*AAA* | ESH5X60M12A*+WALLCON | *80CTL0701412B* | Split System | 34400 | 16.5 | 8.5 | 1.78 | R-454B | 650
215670500 | ARCOAIRE | H5H0V36*K*AAA* | ESH5X60M12A*+WALLCON | *97CMN0601714B* | Split System | 34200 | 16.5 | 8.5 | 1.8 | R-454B | 650
215679987 | ARCOAIRE | H5H0V36*K*AAA* | ESH5X60M12A*+WALLCON | *97CTN0802120A* | Split System | 34600 | 16.5 | 8.5 | 1.8 | R-454B | 650
215679937 | ARCOAIRE | H5H0V36*K*AAA* | ESH5X60M12A*+WALLCON | *96CTN0802120B* | Split System | 34600 | 16.5 | 8.5 | 1.8 | R-454B | 650
215670250 | ARCOAIRE | H5H0V36*K*AAA* | ESH5X48M12A*+WALLCON | *95CSU0802120B* | Split System | 34200 | 16.5 | 8.5 | 1.88 | R-454B | 650
215670300 | ARCOAIRE | H5H0V36*K*AAA* | ESH5X48M12A*+WALLCON | *97CMN0802120B* | Split System | 34200 | 16.5 | 8.5 | 1.88 | R-454B | 650
215670150 | ARCOAIRE | H5H0V36*K*AAA* | ESH5X48M12A*+WALLCON | *80CSU1002120A* | Split System | 34200 | 16.5 | 8.5 | 1.88 | R-454B | 650
215670260 | ARCOAIRE | H5H0V36*K*AAA* | ESH5X48M12A*+WALLCON | *95CSU1002122B* | Split System | 34200 | 16.5 | 8.5 | 1.9 | R-454B | 650
215679917 | ARCOAIRE | H5H0V36*K*AAA* | ESH5X48M12A*+WALLCON | *97CTN1002122A* | Split System | 34200 | 16.5 | 8.5 | 1.9 | R-454B | 650
215674706 | ARCOAIRE | H5H0V48*K*AAA* | ESH5X48M12A*+WALLCON | *80CSU0802120A* | Split System | 45000 | 16.5 | 8.5 | 2.06 | R-454B | 650
215674848 | ARCOAIRE | H5H0V48*K*AAA* | ESH5X48M12A*+WALLCON | *80CTL0902120B* | Split System | 45000 | 16.5 | 8.5 | 2.06 | R-454B | 650
215674869 | ARCOAIRE | H5H0V48*K*AAA* | ESH5X48M12A*+WALLCON | *80CTL1102120B* | Split System | 45000 | 16.5 | 8.5 | 2.06 | R-454B | 650
215674942 | ARCOAIRE | H5H0V48*K*AAA* | ESH5X48M12A*+WALLCON | *95CSU1002122B* | Split System | 45000 | 16.5 | 8.5 | 2.06 | R-454B | 650
215674886 | ARCOAIRE | H5H0V48*K*AAA* | ESH5X48M12A*+WALLCON | *80CTL1352422B* | Split System | 45000 | 16.5 | 8.5 | 2.06 | R-454B | 650
215675103 | ARCOAIRE | H5H0V48*K*AAA* | ESH5X48M12A*+WALLCON | *96CTN1202422B* | Split System | 45000 | 16.5 | 8.5 | 2.06 | R-454B | 650
215675287 | ARCOAIRE | H5H0V48*K*AAA* | ESH5X60M12A*+WALLCON | *97CMN0802120B* | Split System | 45500 | 16.5 | 8.5 | 2.06 | R-454B | 650
215675207 | ARCOAIRE | H5H0V48*K*AAA* | ESH5X60M12A*+WALLCON | *80CTL0902120B* | Split System | 45500 | 16.5 | 8.5 | 2.06 | R-454B | 650
215675227 | ARCOAIRE | H5H0V48*K*AAA* | ESH5X60M12A*+WALLCON | *80CTL1352422B* | Split System | 45500 | 16.5 | 8.5 | 2.06 | R-454B | 650
215675217 | ARCOAIRE | H5H0V48*K*AAA* | ESH5X60M12A*+WALLCON | *80CTL1102120B* | Split System | 45500 | 16.5 | 8.5 | 2.06 | R-454B | 650
215675147 | ARCOAIRE | H5H0V48*K*AAA* | ESH5X60M12A*+WALLCON | *80CSU1002120A* | Split System | 45500 | 16.5 | 8.5 | 2.06 | R-454B | 650
215675247 | ARCOAIRE | H5H0V48*K*AAA* | ESH5X60M12A*+WALLCON | *95CSU0802120B* | Split System | 45500 | 16.5 | 8.5 | 2.06 | R-454B | 650
215675121 | ARCOAIRE | H5H0V48*K*AAA* | ESH5X60M12A*+WALLCON | *80CSU0601716A* | Split System | 45500 | 16.5 | 8.5 | 2.06 | R-454B | 650
215675257 | ARCOAIRE | H5H0V48*K*AAA* | ESH5X60M12A*+WALLCON | *95CSU1002122B* | Split System | 45500 | 16.5 | 8.5 | 2.06 | R-454B | 650
215681667 | ARCOAIRE | H5H0V48*K*AAA* | ESH5X60M12A*+WALLCON | *96CTN0802120B* | Split System | 45500 | 16.5 | 8.5 | 2.06 | R-454B | 650
215681727 | ARCOAIRE | H5H0V48*K*AAA* | ESH5X60M12A*+WALLCON | *97CTN0802120A* | Split System | 45500 | 16.5 | 8.5 | 2.06 | R-454B | 650
215675187 | ARCOAIRE | H5H0V48*K*AAA* | ESH5X60M12A*+WALLCON | *80CTL0702120B* | Split System | 45500 | 16.5 | 8.5 | 2.06 | R-454B | 650
215675197 | ARCOAIRE | H5H0V48*K*AAA* | ESH5X60M12A*+WALLCON | *80CTL0901716B* | Split System | 45500 | 16.5 | 8.5 | 2.06 | R-454B | 650
215675297 | ARCOAIRE | H5H0V48*K*AAA* | ESH5X60M12A*+WALLCON | *97CMN1002122B* | Split System | 45500 | 16.5 | 8.5 | 2.08 | R-454B | 650
215675307 | ARCOAIRE | H5H0V48*K*AAA* | ESH5X60M12A*+WALLCON | *97CMN1202422B* | Split System | 45500 | 16.5 | 8.5 | 2.08 | R-454B | 650
215681737 | ARCOAIRE | H5H0V48*K*AAA* | ESH5X60M12A*+WALLCON | *97CTN1002122A* | Split System | 45500 | 16.5 | 8.5 | 2.08 | R-454B | 650
215681677 | ARCOAIRE | H5H0V48*K*AAA* | ESH5X60M12A*+WALLCON | *80CSU0401712B* | Split System | 45500 | 16.5 | 8.5 | 2.08 | R-454B | 650
215681747 | ARCOAIRE | H5H0V48*K*AAA* | ESH5X60M12A*+WALLCON | *97CTN1202422A* | Split System | 45500 | 16.5 | 8.5 | 2.08 | R-454B | 650
215681707 | ARCOAIRE | H5H0V48*K*AAA* | ESH5X60M12A*+WALLCON | *80CSU1002120B* | Split System | 45500 | 16.5 | 8.5 | 2.08 | R-454B | 650
215684008 | BRYANT HEATING AND COOLING SYSTEMS | 290VAN036**AA* | CSAH*3612AM*+UI | 83*CA36040C17*** | Split System | 33600 | 16.5 | 8.5 | 1.76 | R-454B | 650
215684056 | BRYANT HEATING AND COOLING SYSTEMS | 290VAN036**AA* | CSAH*4212AM*+UI | 83*CA36040C17*** | Split System | 34000 | 16.5 | 8.5 | 1.76 | R-454B | 650
215684058 | BRYANT HEATING AND COOLING SYSTEMS | 290VAN036**AA* | CSAH*4212AM*+UI | 83*CA48060C17*** | Split System | 34000 | 16.5 | 8.5 | 1.78 | R-454B | 650
215670147 | BRYANT HEATING AND COOLING SYSTEMS | 290VAN036**AA* | CSAH*4812AM*+UI | 83*CA60100C21*** | Split System | 34200 | 16.5 | 8.5 | 1.88 | R-454B | 650
215674700 | BRYANT HEATING AND COOLING SYSTEMS | 290VAN048**AA* | CSAH*4812AM*+UI | 83*CA60080C21*** | Split System | 45000 | 16.5 | 8.5 | 2.06 | R-454B | 650
215675116 | BRYANT HEATING AND COOLING SYSTEMS | 290VAN048**AA* | CSAH*6012AM*+UI | 83*CA48060C17*** | Split System | 45500 | 16.5 | 8.5 | 2.06 | R-454B | 650
215684007 | CARRIER | 27VNA036A*030* | CSAH*3612AM*+UI | 58CU*A040C17**12 | Split System | 33600 | 16.5 | 8.5 | 1.76 | R-454B | 650
215684057 | CARRIER | 27VNA036A*030* | CSAH*4212AM*+UI | 58CU*A060C17**16 | Split System | 34000 | 16.5 | 8.5 | 1.78 | R-454B | 650
215670146 | CARRIER | 27VNA036A*030* | CSAH*4812AM*+UI | 58CU*A100C21**20 | Split System | 34200 | 16.5 | 8.5 | 1.88 | R-454B | 650
215674698 | CARRIER | 27VNA048A*030* | CSAH*4812AM*+UI | 58CU*A080C21**20 | Split System | 45000 | 16.5 | 8.5 | 2.06 | R-454B | 650
215675114 | CARRIER | 27VNA048A*030* | CSAH*6012AM*+UI | 58CU*A060C17**16 | Split System | 45500 | 16.5 | 8.5 | 2.06 | R-454B | 650
215669793 | COMFORTMAKER | C5H0V36*K*AAA* | ESH5X36M12A*+WALLCON | *80CTL0702120B* | Split System | 33600 | 16.5 | 8.5 | 1.76 | R-454B | 650
215669745 | COMFORTMAKER | C5H0V36*K*AAA* | ESH5X36M12A*+WALLCON | *80CSU0401712A* | Split System | 33600 | 16.5 | 8.5 | 1.76 | R-454B | 650
215669753 | COMFORTMAKER | C5H0V36*K*AAA* | ESH5X36M12A*+WALLCON | *80CSU0601716A* | Split System | 33600 | 16.5 | 8.5 | 1.76 | R-454B | 650
215669809 | COMFORTMAKER | C5H0V36*K*AAA* | ESH5X36M12A*+WALLCON | *80CTL0902120B* | Split System | 33800 | 16.5 | 8.5 | 1.76 | R-454B | 650
215679728 | COMFORTMAKER | C5H0V36*K*AAA* | ESH5X36M12A*+WALLCON | *80CSU0601716B* | Split System | 33800 | 16.5 | 8.5 | 1.76 | R-454B | 650
215669881 | COMFORTMAKER | C5H0V36*K*AAA* | ESH5X36M12A*+WALLCON | *97CMN0802120B* | Split System | 33800 | 16.5 | 8.5 | 1.76 | R-454B | 650
215669849 | COMFORTMAKER | C5H0V36*K*AAA* | ESH5X36M12A*+WALLCON | *95CSU1002122B* | Split System | 33800 | 16.5 | 8.5 | 1.76 | R-454B | 650
215669897 | COMFORTMAKER | C5H0V36*K*AAA* | ESH5X36M12A*+WALLCON | *97CMN1202422B* | Split System | 33800 | 16.5 | 8.5 | 1.76 | R-454B | 650
215669889 | COMFORTMAKER | C5H0V36*K*AAA* | ESH5X36M12A*+WALLCON | *97CMN1002122B* | Split System | 33800 | 16.5 | 8.5 | 1.76 | R-454B | 650
215669921 | COMFORTMAKER | C5H0V36*K*AAA* | ESH5X36M12A*+WALLCON | *96CTN1002122B* | Split System | 33800 | 16.5 | 8.5 | 1.76 | R-454B | 650
215679778 | COMFORTMAKER | C5H0V36*K*AAA* | ESH5X36M12A*+WALLCON | *97CTN1202422A* | Split System | 33800 | 16.5 | 8.5 | 1.76 | R-454B | 650
215669985 | COMFORTMAKER | C5H0V36*K*AAA* | ESH5X42M12A*+WALLCON | *80CTL0702120B* | Split System | 34000 | 16.5 | 8.5 | 1.76 | R-454B | 650
215670241 | COMFORTMAKER | C5H0V36*K*AAA* | ESH5X48M12A*+WALLCON | *95CSU0601716B* | Split System | 34000 | 16.5 | 8.5 | 1.76 | R-454B | 650
215669993 | COMFORTMAKER | C5H0V36*K*AAA* | ESH5X42M12A*+WALLCON | *80CTL0901716B* | Split System | 34000 | 16.5 | 8.5 | 1.76 | R-454B | 650
215670281 | COMFORTMAKER | C5H0V36*K*AAA* | ESH5X48M12A*+WALLCON | *97CMN0602120B* | Split System | 34000 | 16.5 | 8.5 | 1.76 | R-454B | 650
215670171 | COMFORTMAKER | C5H0V36*K*AAA* | ESH5X48M12A*+WALLCON | *80CTL0701412B* | Split System | 34000 | 16.5 | 8.5 | 1.76 | R-454B | 650
215670105 | COMFORTMAKER | C5H0V36*K*AAA* | ESH5X42M12A*+WALLCON | *96CTN0801714B* | Split System | 33800 | 16.5 | 8.5 | 1.78 | R-454B | 650
215669977 | COMFORTMAKER | C5H0V36*K*AAA* | ESH5X42M12A*+WALLCON | *80CTL0701716B* | Split System | 33800 | 16.5 | 8.5 | 1.78 | R-454B | 650
215670001 | COMFORTMAKER | C5H0V36*K*AAA* | ESH5X42M12A*+WALLCON | *80CTL0902120B* | Split System | 34000 | 16.5 | 8.5 | 1.78 | R-454B | 650
215670351 | COMFORTMAKER | C5H0V36*K*AAA* | ESH5X48M12A*+WALLCON | *96CTN0801714B* | Split System | 34000 | 16.5 | 8.5 | 1.78 | R-454B | 650
215670181 | COMFORTMAKER | C5H0V36*K*AAA* | ESH5X48M12A*+WALLCON | *80CTL0701716B* | Split System | 34000 | 16.5 | 8.5 | 1.78 | R-454B | 650
215670009 | COMFORTMAKER | C5H0V36*K*AAA* | ESH5X42M12A*+WALLCON | *80CTL1102120B* | Split System | 34000 | 16.5 | 8.5 | 1.78 | R-454B | 650
215670121 | COMFORTMAKER | C5H0V36*K*AAA* | ESH5X42M12A*+WALLCON | *96CTN1202422B* | Split System | 34000 | 16.5 | 8.5 | 1.78 | R-454B | 650
215670065 | COMFORTMAKER | C5H0V36*K*AAA* | ESH5X42M12A*+WALLCON | *97CMN0802120B* | Split System | 34000 | 16.5 | 8.5 | 1.78 | R-454B | 650
215669945 | COMFORTMAKER | C5H0V36*K*AAA* | ESH5X42M12A*+WALLCON | *80CSU0601716A* | Split System | 34000 | 16.5 | 8.5 | 1.78 | R-454B | 650
215670113 | COMFORTMAKER | C5H0V36*K*AAA* | ESH5X42M12A*+WALLCON | *96CTN1002122B* | Split System | 34000 | 16.5 | 8.5 | 1.78 | R-454B | 650
215670041 | COMFORTMAKER | C5H0V36*K*AAA* | ESH5X42M12A*+WALLCON | *95CSU1002122B* | Split System | 34000 | 16.5 | 8.5 | 1.78 | R-454B | 650
215670017 | COMFORTMAKER | C5H0V36*K*AAA* | ESH5X42M12A*+WALLCON | *80CTL1352422B* | Split System | 34000 | 16.5 | 8.5 | 1.78 | R-454B | 650
215670081 | COMFORTMAKER | C5H0V36*K*AAA* | ESH5X42M12A*+WALLCON | *97CMN1202422B* | Split System | 34000 | 16.5 | 8.5 | 1.78 | R-454B | 650
215670073 | COMFORTMAKER | C5H0V36*K*AAA* | ESH5X42M12A*+WALLCON | *97CMN1002122B* | Split System | 34000 | 16.5 | 8.5 | 1.78 | R-454B | 650
215679798 | COMFORTMAKER | C5H0V36*K*AAA* | ESH5X42M12A*+WALLCON | *80CSU0401712B* | Split System | 34000 | 16.5 | 8.5 | 1.78 | R-454B | 650
215679848 | COMFORTMAKER | C5H0V36*K*AAA* | ESH5X42M12A*+WALLCON | *97CTN1002122A* | Split System | 34000 | 16.5 | 8.5 | 1.78 | R-454B | 650
215670411 | COMFORTMAKER | C5H0V36*K*AAA* | ESH5X60M12A*+WALLCON | *80CTL0701412B* | Split System | 34400 | 16.5 | 8.5 | 1.78 | R-454B | 650
215670481 | COMFORTMAKER | C5H0V36*K*AAA* | ESH5X60M12A*+WALLCON | *95CSU0601716B* | Split System | 34400 | 16.5 | 8.5 | 1.78 | R-454B | 650
215670521 | COMFORTMAKER | C5H0V36*K*AAA* | ESH5X60M12A*+WALLCON | *97CMN0801714B* | Split System | 34400 | 16.5 | 8.5 | 1.78 | R-454B | 650
215670501 | COMFORTMAKER | C5H0V36*K*AAA* | ESH5X60M12A*+WALLCON | *97CMN0601714B* | Split System | 34200 | 16.5 | 8.5 | 1.8 | R-454B | 650
215679938 | COMFORTMAKER | C5H0V36*K*AAA* | ESH5X60M12A*+WALLCON | *96CTN0802120B* | Split System | 34600 | 16.5 | 8.5 | 1.8 | R-454B | 650
215679988 | COMFORTMAKER | C5H0V36*K*AAA* | ESH5X60M12A*+WALLCON | *97CTN0802120A* | Split System | 34600 | 16.5 | 8.5 | 1.8 | R-454B | 650
215670301 | COMFORTMAKER | C5H0V36*K*AAA* | ESH5X48M12A*+WALLCON | *97CMN0802120B* | Split System | 34200 | 16.5 | 8.5 | 1.88 | R-454B | 650
215670251 | COMFORTMAKER | C5H0V36*K*AAA* | ESH5X48M12A*+WALLCON | *95CSU0802120B* | Split System | 34200 | 16.5 | 8.5 | 1.88 | R-454B | 650
215670151 | COMFORTMAKER | C5H0V36*K*AAA* | ESH5X48M12A*+WALLCON | *80CSU1002120A* | Split System | 34200 | 16.5 | 8.5 | 1.88 | R-454B | 650
215670261 | COMFORTMAKER | C5H0V36*K*AAA* | ESH5X48M12A*+WALLCON | *95CSU1002122B* | Split System | 34200 | 16.5 | 8.5 | 1.9 | R-454B | 650
215679918 | COMFORTMAKER | C5H0V36*K*AAA* | ESH5X48M12A*+WALLCON | *97CTN1002122A* | Split System | 34200 | 16.5 | 8.5 | 1.9 | R-454B | 650
215674888 | COMFORTMAKER | C5H0V48*K*AAA* | ESH5X48M12A*+WALLCON | *80CTL1352422B* | Split System | 45000 | 16.5 | 8.5 | 2.06 | R-454B | 650
215674871 | COMFORTMAKER | C5H0V48*K*AAA* | ESH5X48M12A*+WALLCON | *80CTL1102120B* | Split System | 45000 | 16.5 | 8.5 | 2.06 | R-454B | 650
215674708 | COMFORTMAKER | C5H0V48*K*AAA* | ESH5X48M12A*+WALLCON | *80CSU0802120A* | Split System | 45000 | 16.5 | 8.5 | 2.06 | R-454B | 650
215674944 | COMFORTMAKER | C5H0V48*K*AAA* | ESH5X48M12A*+WALLCON | *95CSU1002122B* | Split System | 45000 | 16.5 | 8.5 | 2.06 | R-454B | 650
215675105 | COMFORTMAKER | C5H0V48*K*AAA* | ESH5X48M12A*+WALLCON | *96CTN1202422B* | Split System | 45000 | 16.5 | 8.5 | 2.06 | R-454B | 650
215674850 | COMFORTMAKER | C5H0V48*K*AAA* | ESH5X48M12A*+WALLCON | *80CTL0902120B* | Split System | 45000 | 16.5 | 8.5 | 2.06 | R-454B | 650
215675218 | COMFORTMAKER | C5H0V48*K*AAA* | ESH5X60M12A*+WALLCON | *80CTL1102120B* | Split System | 45500 | 16.5 | 8.5 | 2.06 | R-454B | 650
215675288 | COMFORTMAKER | C5H0V48*K*AAA* | ESH5X60M12A*+WALLCON | *97CMN0802120B* | Split System | 45500 | 16.5 | 8.5 | 2.06 | R-454B | 650
215675148 | COMFORTMAKER | C5H0V48*K*AAA* | ESH5X60M12A*+WALLCON | *80CSU1002120A* | Split System | 45500 | 16.5 | 8.5 | 2.06 | R-454B | 650
215675248 | COMFORTMAKER | C5H0V48*K*AAA* | ESH5X60M12A*+WALLCON | *95CSU0802120B* | Split System | 45500 | 16.5 | 8.5 | 2.06 | R-454B | 650
215675228 | COMFORTMAKER | C5H0V48*K*AAA* | ESH5X60M12A*+WALLCON | *80CTL1352422B* | Split System | 45500 | 16.5 | 8.5 | 2.06 | R-454B | 650
215675208 | COMFORTMAKER | C5H0V48*K*AAA* | ESH5X60M12A*+WALLCON | *80CTL0902120B* | Split System | 45500 | 16.5 | 8.5 | 2.06 | R-454B | 650
215675258 | COMFORTMAKER | C5H0V48*K*AAA* | ESH5X60M12A*+WALLCON | *95CSU1002122B* | Split System | 45500 | 16.5 | 8.5 | 2.06 | R-454B | 650
215675123 | COMFORTMAKER | C5H0V48*K*AAA* | ESH5X60M12A*+WALLCON | *80CSU0601716A* | Split System | 45500 | 16.5 | 8.5 | 2.06 | R-454B | 650
215681668 | COMFORTMAKER | C5H0V48*K*AAA* | ESH5X60M12A*+WALLCON | *96CTN0802120B* | Split System | 45500 | 16.5 | 8.5 | 2.06 | R-454B | 650
215681728 | COMFORTMAKER | C5H0V48*K*AAA* | ESH5X60M12A*+WALLCON | *97CTN0802120A* | Split System | 45500 | 16.5 | 8.5 | 2.06 | R-454B | 650
215675198 | COMFORTMAKER | C5H0V48*K*AAA* | ESH5X60M12A*+WALLCON | *80CTL0901716B* | Split System | 45500 | 16.5 | 8.5 | 2.06 | R-454B | 650
215675188 | COMFORTMAKER | C5H0V48*K*AAA* | ESH5X60M12A*+WALLCON | *80CTL0702120B* | Split System | 45500 | 16.5 | 8.5 | 2.06 | R-454B | 650
215675298 | COMFORTMAKER | C5H0V48*K*AAA* | ESH5X60M12A*+WALLCON | *97CMN1002122B* | Split System | 45500 | 16.5 | 8.5 | 2.08 | R-454B | 650
215675308 | COMFORTMAKER | C5H0V48*K*AAA* | ESH5X60M12A*+WALLCON | *97CMN1202422B* | Split System | 45500 | 16.5 | 8.5 | 2.08 | R-454B | 650
215675338 | COMFORTMAKER | C5H0V48*K*AAA* | ESH5X60M12A*+WALLCON | *96CTN1202422B* | Split System | 45500 | 16.5 | 8.5 | 2.08 | R-454B | 650
215675328 | COMFORTMAKER | C5H0V48*K*AAA* | ESH5X60M12A*+WALLCON | *96CTN1002122B* | Split System | 45500 | 16.5 | 8.5 | 2.08 | R-454B | 650
215681738 | COMFORTMAKER | C5H0V48*K*AAA* | ESH5X60M12A*+WALLCON | *97CTN1002122A* | Split System | 45500 | 16.5 | 8.5 | 2.08 | R-454B | 650
215681748 | COMFORTMAKER | C5H0V48*K*AAA* | ESH5X60M12A*+WALLCON | *97CTN1202422A* | Split System | 45500 | 16.5 | 8.5 | 2.08 | R-454B | 650
215681708 | COMFORTMAKER | C5H0V48*K*AAA* | ESH5X60M12A*+WALLCON | *80CSU1002120B* | Split System | 45500 | 16.5 | 8.5 | 2.08 | R-454B | 650
215669746 | DAY & NIGHT | C5H0V36*K*AAA* | ESH5X36M12A*+WALLCON | *80CSU0401712A* | Split System | 33600 | 16.5 | 8.5 | 1.76 | R-454B | 650
215669794 | DAY & NIGHT | C5H0V36*K*AAA* | ESH5X36M12A*+WALLCON | *80CTL0702120B* | Split System | 33600 | 16.5 | 8.5 | 1.76 | R-454B | 650
215669754 | DAY & NIGHT | C5H0V36*K*AAA* | ESH5X36M12A*+WALLCON | *80CSU0601716A* | Split System | 33600 | 16.5 | 8.5 | 1.76 | R-454B | 650
215669810 | DAY & NIGHT | C5H0V36*K*AAA* | ESH5X36M12A*+WALLCON | *80CTL0902120B* | Split System | 33800 | 16.5 | 8.5 | 1.76 | R-454B | 650
215679729 | DAY & NIGHT | C5H0V36*K*AAA* | ESH5X36M12A*+WALLCON | *80CSU0601716B* | Split System | 33800 | 16.5 | 8.5 | 1.76 | R-454B | 650
215669882 | DAY & NIGHT | C5H0V36*K*AAA* | ESH5X36M12A*+WALLCON | *97CMN0802120B* | Split System | 33800 | 16.5 | 8.5 | 1.76 | R-454B | 650
215669890 | DAY & NIGHT | C5H0V36*K*AAA* | ESH5X36M12A*+WALLCON | *97CMN1002122B* | Split System | 33800 | 16.5 | 8.5 | 1.76 | R-454B | 650
215669850 | DAY & NIGHT | C5H0V36*K*AAA* | ESH5X36M12A*+WALLCON | *95CSU1002122B* | Split System | 33800 | 16.5 | 8.5 | 1.76 | R-454B | 650
215669898 | DAY & NIGHT | C5H0V36*K*AAA* | ESH5X36M12A*+WALLCON | *97CMN1202422B* | Split System | 33800 | 16.5 | 8.5 | 1.76 | R-454B | 650
215669922 | DAY & NIGHT | C5H0V36*K*AAA* | ESH5X36M12A*+WALLCON | *96CTN1002122B* | Split System | 33800 | 16.5 | 8.5 | 1.76 | R-454B | 650
215679779 | DAY & NIGHT | C5H0V36*K*AAA* | ESH5X36M12A*+WALLCON | *97CTN1202422A* | Split System | 33800 | 16.5 | 8.5 | 1.76 | R-454B | 650
215670172 | DAY & NIGHT | C5H0V36*K*AAA* | ESH5X48M12A*+WALLCON | *80CTL0701412B* | Split System | 34000 | 16.5 | 8.5 | 1.76 | R-454B | 650
215670282 | DAY & NIGHT | C5H0V36*K*AAA* | ESH5X48M12A*+WALLCON | *97CMN0602120B* | Split System | 34000 | 16.5 | 8.5 | 1.76 | R-454B | 650
215669994 | DAY & NIGHT | C5H0V36*K*AAA* | ESH5X42M12A*+WALLCON | *80CTL0901716B* | Split System | 34000 | 16.5 | 8.5 | 1.76 | R-454B | 650
215670242 | DAY & NIGHT | C5H0V36*K*AAA* | ESH5X48M12A*+WALLCON | *95CSU0601716B* | Split System | 34000 | 16.5 | 8.5 | 1.76 | R-454B | 650
215669986 | DAY & NIGHT | C5H0V36*K*AAA* | ESH5X42M12A*+WALLCON | *80CTL0702120B* | Split System | 34000 | 16.5 | 8.5 | 1.76 | R-454B | 650
215669938 | DAY & NIGHT | C5H0V36*K*AAA* | ESH5X42M12A*+WALLCON | *80CSU0401712A* | Split System | 34000 | 16.5 | 8.5 | 1.76 | R-454B | 650
215670106 | DAY & NIGHT | C5H0V36*K*AAA* | ESH5X42M12A*+WALLCON | *96CTN0801714B* | Split System | 33800 | 16.5 | 8.5 | 1.78 | R-454B | 650
215669978 | DAY & NIGHT | C5H0V36*K*AAA* | ESH5X42M12A*+WALLCON | *80CTL0701716B* | Split System | 33800 | 16.5 | 8.5 | 1.78 | R-454B | 650
215670042 | DAY & NIGHT | C5H0V36*K*AAA* | ESH5X42M12A*+WALLCON | *95CSU1002122B* | Split System | 34000 | 16.5 | 8.5 | 1.78 | R-454B | 650
215670352 | DAY & NIGHT | C5H0V36*K*AAA* | ESH5X48M12A*+WALLCON | *96CTN0801714B* | Split System | 34000 | 16.5 | 8.5 | 1.78 | R-454B | 650
215670114 | DAY & NIGHT | C5H0V36*K*AAA* | ESH5X42M12A*+WALLCON | *96CTN1002122B* | Split System | 34000 | 16.5 | 8.5 | 1.78 | R-454B | 650
215670010 | DAY & NIGHT | C5H0V36*K*AAA* | ESH5X42M12A*+WALLCON | *80CTL1102120B* | Split System | 34000 | 16.5 | 8.5 | 1.78 | R-454B | 650
215670074 | DAY & NIGHT | C5H0V36*K*AAA* | ESH5X42M12A*+WALLCON | *97CMN1002122B* | Split System | 34000 | 16.5 | 8.5 | 1.78 | R-454B | 650
215670018 | DAY & NIGHT | C5H0V36*K*AAA* | ESH5X42M12A*+WALLCON | *80CTL1352422B* | Split System | 34000 | 16.5 | 8.5 | 1.78 | R-454B | 650
215670082 | DAY & NIGHT | C5H0V36*K*AAA* | ESH5X42M12A*+WALLCON | *97CMN1202422B* | Split System | 34000 | 16.5 | 8.5 | 1.78 | R-454B | 650
215670066 | DAY & NIGHT | C5H0V36*K*AAA* | ESH5X42M12A*+WALLCON | *97CMN0802120B* | Split System | 34000 | 16.5 | 8.5 | 1.78 | R-454B | 650
215670182 | DAY & NIGHT | C5H0V36*K*AAA* | ESH5X48M12A*+WALLCON | *80CTL0701716B* | Split System | 34000 | 16.5 | 8.5 | 1.78 | R-454B | 650
215670002 | DAY & NIGHT | C5H0V36*K*AAA* | ESH5X42M12A*+WALLCON | *80CTL0902120B* | Split System | 34000 | 16.5 | 8.5 | 1.78 | R-454B | 650
215670122 | DAY & NIGHT | C5H0V36*K*AAA* | ESH5X42M12A*+WALLCON | *96CTN1202422B* | Split System | 34000 | 16.5 | 8.5 | 1.78 | R-454B | 650
215669946 | DAY & NIGHT | C5H0V36*K*AAA* | ESH5X42M12A*+WALLCON | *80CSU0601716A* | Split System | 34000 | 16.5 | 8.5 | 1.78 | R-454B | 650
215679809 | DAY & NIGHT | C5H0V36*K*AAA* | ESH5X42M12A*+WALLCON | *80CSU0601716B* | Split System | 34000 | 16.5 | 8.5 | 1.78 | R-454B | 650
215679799 | DAY & NIGHT | C5H0V36*K*AAA* | ESH5X42M12A*+WALLCON | *80CSU0401712B* | Split System | 34000 | 16.5 | 8.5 | 1.78 | R-454B | 650
215679849 | DAY & NIGHT | C5H0V36*K*AAA* | ESH5X42M12A*+WALLCON | *97CTN1002122A* | Split System | 34000 | 16.5 | 8.5 | 1.78 | R-454B | 650
215670572 | DAY & NIGHT | C5H0V36*K*AAA* | ESH5X60M12A*+WALLCON | *96CTN0601714B* | Split System | 34200 | 16.5 | 8.5 | 1.78 | R-454B | 650
215670482 | DAY & NIGHT | C5H0V36*K*AAA* | ESH5X60M12A*+WALLCON | *95CSU0601716B* | Split System | 34400 | 16.5 | 8.5 | 1.78 | R-454B | 650
215670412 | DAY & NIGHT | C5H0V36*K*AAA* | ESH5X60M12A*+WALLCON | *80CTL0701412B* | Split System | 34400 | 16.5 | 8.5 | 1.78 | R-454B | 650
215670522 | DAY & NIGHT | C5H0V36*K*AAA* | ESH5X60M12A*+WALLCON | *97CMN0801714B* | Split System | 34400 | 16.5 | 8.5 | 1.78 | R-454B | 650
215670502 | DAY & NIGHT | C5H0V36*K*AAA* | ESH5X60M12A*+WALLCON | *97CMN0601714B* | Split System | 34200 | 16.5 | 8.5 | 1.8 | R-454B | 650
215679939 | DAY & NIGHT | C5H0V36*K*AAA* | ESH5X60M12A*+WALLCON | *96CTN0802120B* | Split System | 34600 | 16.5 | 8.5 | 1.8 | R-454B | 650
215670252 | DAY & NIGHT | C5H0V36*K*AAA* | ESH5X48M12A*+WALLCON | *95CSU0802120B* | Split System | 34200 | 16.5 | 8.5 | 1.88 | R-454B | 650
215670302 | DAY & NIGHT | C5H0V36*K*AAA* | ESH5X48M12A*+WALLCON | *97CMN0802120B* | Split System | 34200 | 16.5 | 8.5 | 1.88 | R-454B | 650
215670152 | DAY & NIGHT | C5H0V36*K*AAA* | ESH5X48M12A*+WALLCON | *80CSU1002120A* | Split System | 34200 | 16.5 | 8.5 | 1.88 | R-454B | 650
215670262 | DAY & NIGHT | C5H0V36*K*AAA* | ESH5X48M12A*+WALLCON | *95CSU1002122B* | Split System | 34200 | 16.5 | 8.5 | 1.9 | R-454B | 650
215679919 | DAY & NIGHT | C5H0V36*K*AAA* | ESH5X48M12A*+WALLCON | *97CTN1002122A* | Split System | 34200 | 16.5 | 8.5 | 1.9 | R-454B | 650
215675106 | DAY & NIGHT | C5H0V48*K*AAA* | ESH5X48M12A*+WALLCON | *96CTN1202422B* | Split System | 45000 | 16.5 | 8.5 | 2.06 | R-454B | 650
215674872 | DAY & NIGHT | C5H0V48*K*AAA* | ESH5X48M12A*+WALLCON | *80CTL1102120B* | Split System | 45000 | 16.5 | 8.5 | 2.06 | R-454B | 650
215674946 | DAY & NIGHT | C5H0V48*K*AAA* | ESH5X48M12A*+WALLCON | *95CSU1002122B* | Split System | 45000 | 16.5 | 8.5 | 2.06 | R-454B | 650
215674889 | DAY & NIGHT | C5H0V48*K*AAA* | ESH5X48M12A*+WALLCON | *80CTL1352422B* | Split System | 45000 | 16.5 | 8.5 | 2.06 | R-454B | 650
215674709 | DAY & NIGHT | C5H0V48*K*AAA* | ESH5X48M12A*+WALLCON | *80CSU0802120A* | Split System | 45000 | 16.5 | 8.5 | 2.06 | R-454B | 650
215675149 | DAY & NIGHT | C5H0V48*K*AAA* | ESH5X60M12A*+WALLCON | *80CSU1002120A* | Split System | 45500 | 16.5 | 8.5 | 2.06 | R-454B | 650
215675249 | DAY & NIGHT | C5H0V48*K*AAA* | ESH5X60M12A*+WALLCON | *95CSU0802120B* | Split System | 45500 | 16.5 | 8.5 | 2.06 | R-454B | 650
215675229 | DAY & NIGHT | C5H0V48*K*AAA* | ESH5X60M12A*+WALLCON | *80CTL1352422B* | Split System | 45500 | 16.5 | 8.5 | 2.06 | R-454B | 650
215675219 | DAY & NIGHT | C5H0V48*K*AAA* | ESH5X60M12A*+WALLCON | *80CTL1102120B* | Split System | 45500 | 16.5 | 8.5 | 2.06 | R-454B | 650
215675289 | DAY & NIGHT | C5H0V48*K*AAA* | ESH5X60M12A*+WALLCON | *97CMN0802120B* | Split System | 45500 | 16.5 | 8.5 | 2.06 | R-454B | 650
215681669 | DAY & NIGHT | C5H0V48*K*AAA* | ESH5X60M12A*+WALLCON | *96CTN0802120B* | Split System | 45500 | 16.5 | 8.5 | 2.06 | R-454B | 650
215681729 | DAY & NIGHT | C5H0V48*K*AAA* | ESH5X60M12A*+WALLCON | *97CTN0802120A* | Split System | 45500 | 16.5 | 8.5 | 2.06 | R-454B | 650
215675189 | DAY & NIGHT | C5H0V48*K*AAA* | ESH5X60M12A*+WALLCON | *80CTL0702120B* | Split System | 45500 | 16.5 | 8.5 | 2.06 | R-454B | 650
215675199 | DAY & NIGHT | C5H0V48*K*AAA* | ESH5X60M12A*+WALLCON | *80CTL0901716B* | Split System | 45500 | 16.5 | 8.5 | 2.06 | R-454B | 650
215675339 | DAY & NIGHT | C5H0V48*K*AAA* | ESH5X60M12A*+WALLCON | *96CTN1202422B* | Split System | 45500 | 16.5 | 8.5 | 2.08 | R-454B | 650
215675299 | DAY & NIGHT | C5H0V48*K*AAA* | ESH5X60M12A*+WALLCON | *97CMN1002122B* | Split System | 45500 | 16.5 | 8.5 | 2.08 | R-454B | 650
215675329 | DAY & NIGHT | C5H0V48*K*AAA* | ESH5X60M12A*+WALLCON | *96CTN1002122B* | Split System | 45500 | 16.5 | 8.5 | 2.08 | R-454B | 650
215675309 | DAY & NIGHT | C5H0V48*K*AAA* | ESH5X60M12A*+WALLCON | *97CMN1202422B* | Split System | 45500 | 16.5 | 8.5 | 2.08 | R-454B | 650
215681749 | DAY & NIGHT | C5H0V48*K*AAA* | ESH5X60M12A*+WALLCON | *97CTN1202422A* | Split System | 45500 | 16.5 | 8.5 | 2.08 | R-454B | 650
215681709 | DAY & NIGHT | C5H0V48*K*AAA* | ESH5X60M12A*+WALLCON | *80CSU1002120B* | Split System | 45500 | 16.5 | 8.5 | 2.08 | R-454B | 650
215681679 | DAY & NIGHT | C5H0V48*K*AAA* | ESH5X60M12A*+WALLCON | *80CSU0401712B* | Split System | 45500 | 16.5 | 8.5 | 2.08 | R-454B | 650
215681739 | DAY & NIGHT | C5H0V48*K*AAA* | ESH5X60M12A*+WALLCON | *97CTN1002122A* | Split System | 45500 | 16.5 | 8.5 | 2.08 | R-454B | 650
215669790 | HEIL | H5H0V36*K*AAA* | ESH5X36M12A*+WALLCON | *80CTL0702120B* | Split System | 33600 | 16.5 | 8.5 | 1.76 | R-454B | 650
215669750 | HEIL | H5H0V36*K*AAA* | ESH5X36M12A*+WALLCON | *80CSU0601716A* | Split System | 33600 | 16.5 | 8.5 | 1.76 | R-454B | 650
215669742 | HEIL | H5H0V36*K*AAA* | ESH5X36M12A*+WALLCON | *80CSU0401712A* | Split System | 33600 | 16.5 | 8.5 | 1.76 | R-454B | 650
215679725 | HEIL | H5H0V36*K*AAA* | ESH5X36M12A*+WALLCON | *80CSU0601716B* | Split System | 33800 | 16.5 | 8.5 | 1.76 | R-454B | 650
215669918 | HEIL | H5H0V36*K*AAA* | ESH5X36M12A*+WALLCON | *96CTN1002122B* | Split System | 33800 | 16.5 | 8.5 | 1.76 | R-454B | 650
215669894 | HEIL | H5H0V36*K*AAA* | ESH5X36M12A*+WALLCON | *97CMN1202422B* | Split System | 33800 | 16.5 | 8.5 | 1.76 | R-454B | 650
215669846 | HEIL | H5H0V36*K*AAA* | ESH5X36M12A*+WALLCON | *95CSU1002122B* | Split System | 33800 | 16.5 | 8.5 | 1.76 | R-454B | 650
215669878 | HEIL | H5H0V36*K*AAA* | ESH5X36M12A*+WALLCON | *97CMN0802120B* | Split System | 33800 | 16.5 | 8.5 | 1.76 | R-454B | 650
215670238 | HEIL | H5H0V36*K*AAA* | ESH5X48M12A*+WALLCON | *95CSU0601716B* | Split System | 34000 | 16.5 | 8.5 | 1.76 | R-454B | 650
215669934 | HEIL | H5H0V36*K*AAA* | ESH5X42M12A*+WALLCON | *80CSU0401712A* | Split System | 34000 | 16.5 | 8.5 | 1.76 | R-454B | 650
215669982 | HEIL | H5H0V36*K*AAA* | ESH5X42M12A*+WALLCON | *80CTL0702120B* | Split System | 34000 | 16.5 | 8.5 | 1.76 | R-454B | 650
215670168 | HEIL | H5H0V36*K*AAA* | ESH5X48M12A*+WALLCON | *80CTL0701412B* | Split System | 34000 | 16.5 | 8.5 | 1.76 | R-454B | 650
215669990 | HEIL | H5H0V36*K*AAA* | ESH5X42M12A*+WALLCON | *80CTL0901716B* | Split System | 34000 | 16.5 | 8.5 | 1.76 | R-454B | 650
215670278 | HEIL | H5H0V36*K*AAA* | ESH5X48M12A*+WALLCON | *97CMN0602120B* | Split System | 34000 | 16.5 | 8.5 | 1.76 | R-454B | 650
215670102 | HEIL | H5H0V36*K*AAA* | ESH5X42M12A*+WALLCON | *96CTN0801714B* | Split System | 33800 | 16.5 | 8.5 | 1.78 | R-454B | 650
215669974 | HEIL | H5H0V36*K*AAA* | ESH5X42M12A*+WALLCON | *80CTL0701716B* | Split System | 33800 | 16.5 | 8.5 | 1.78 | R-454B | 650
215670038 | HEIL | H5H0V36*K*AAA* | ESH5X42M12A*+WALLCON | *95CSU1002122B* | Split System | 34000 | 16.5 | 8.5 | 1.78 | R-454B | 650
215670070 | HEIL | H5H0V36*K*AAA* | ESH5X42M12A*+WALLCON | *97CMN1002122B* | Split System | 34000 | 16.5 | 8.5 | 1.78 | R-454B | 650
215669998 | HEIL | H5H0V36*K*AAA* | ESH5X42M12A*+WALLCON | *80CTL0902120B* | Split System | 34000 | 16.5 | 8.5 | 1.78 | R-454B | 650
215670348 | HEIL | H5H0V36*K*AAA* | ESH5X48M12A*+WALLCON | *96CTN0801714B* | Split System | 34000 | 16.5 | 8.5 | 1.78 | R-454B | 650
215670118 | HEIL | H5H0V36*K*AAA* | ESH5X42M12A*+WALLCON | *96CTN1202422B* | Split System | 34000 | 16.5 | 8.5 | 1.78 | R-454B | 650
215670078 | HEIL | H5H0V36*K*AAA* | ESH5X42M12A*+WALLCON | *97CMN1202422B* | Split System | 34000 | 16.5 | 8.5 | 1.78 | R-454B | 650
215670014 | HEIL | H5H0V36*K*AAA* | ESH5X42M12A*+WALLCON | *80CTL1352422B* | Split System | 34000 | 16.5 | 8.5 | 1.78 | R-454B | 650
215670062 | HEIL | H5H0V36*K*AAA* | ESH5X42M12A*+WALLCON | *97CMN0802120B* | Split System | 34000 | 16.5 | 8.5 | 1.78 | R-454B | 650
215670178 | HEIL | H5H0V36*K*AAA* | ESH5X48M12A*+WALLCON | *80CTL0701716B* | Split System | 34000 | 16.5 | 8.5 | 1.78 | R-454B | 650
215670110 | HEIL | H5H0V36*K*AAA* | ESH5X42M12A*+WALLCON | *96CTN1002122B* | Split System | 34000 | 16.5 | 8.5 | 1.78 | R-454B | 650
215670006 | HEIL | H5H0V36*K*AAA* | ESH5X42M12A*+WALLCON | *80CTL1102120B* | Split System | 34000 | 16.5 | 8.5 | 1.78 | R-454B | 650
215669942 | HEIL | H5H0V36*K*AAA* | ESH5X42M12A*+WALLCON | *80CSU0601716A* | Split System | 34000 | 16.5 | 8.5 | 1.78 | R-454B | 650
215679795 | HEIL | H5H0V36*K*AAA* | ESH5X42M12A*+WALLCON | *80CSU0401712B* | Split System | 34000 | 16.5 | 8.5 | 1.78 | R-454B | 650
215679805 | HEIL | H5H0V36*K*AAA* | ESH5X42M12A*+WALLCON | *80CSU0601716B* | Split System | 34000 | 16.5 | 8.5 | 1.78 | R-454B | 650
215679845 | HEIL | H5H0V36*K*AAA* | ESH5X42M12A*+WALLCON | *97CTN1002122A* | Split System | 34000 | 16.5 | 8.5 | 1.78 | R-454B | 650
215670568 | HEIL | H5H0V36*K*AAA* | ESH5X60M12A*+WALLCON | *96CTN0601714B* | Split System | 34200 | 16.5 | 8.5 | 1.78 | R-454B | 650
215670478 | HEIL | H5H0V36*K*AAA* | ESH5X60M12A*+WALLCON | *95CSU0601716B* | Split System | 34400 | 16.5 | 8.5 | 1.78 | R-454B | 650
215670408 | HEIL | H5H0V36*K*AAA* | ESH5X60M12A*+WALLCON | *80CTL0701412B* | Split System | 34400 | 16.5 | 8.5 | 1.78 | R-454B | 650
215670518 | HEIL | H5H0V36*K*AAA* | ESH5X60M12A*+WALLCON | *97CMN0801714B* | Split System | 34400 | 16.5 | 8.5 | 1.78 | R-454B | 650
215670498 | HEIL | H5H0V36*K*AAA* | ESH5X60M12A*+WALLCON | *97CMN0601714B* | Split System | 34200 | 16.5 | 8.5 | 1.8 | R-454B | 650
215679935 | HEIL | H5H0V36*K*AAA* | ESH5X60M12A*+WALLCON | *96CTN0802120B* | Split System | 34600 | 16.5 | 8.5 | 1.8 | R-454B | 650
215679985 | HEIL | H5H0V36*K*AAA* | ESH5X60M12A*+WALLCON | *97CTN0802120A* | Split System | 34600 | 16.5 | 8.5 | 1.8 | R-454B | 650
215670248 | HEIL | H5H0V36*K*AAA* | ESH5X48M12A*+WALLCON | *95CSU0802120B* | Split System | 34200 | 16.5 | 8.5 | 1.88 | R-454B | 650
215670298 | HEIL | H5H0V36*K*AAA* | ESH5X48M12A*+WALLCON | *97CMN0802120B* | Split System | 34200 | 16.5 | 8.5 | 1.88 | R-454B | 650
215670148 | HEIL | H5H0V36*K*AAA* | ESH5X48M12A*+WALLCON | *80CSU1002120A* | Split System | 34200 | 16.5 | 8.5 | 1.88 | R-454B | 650
215670258 | HEIL | H5H0V36*K*AAA* | ESH5X48M12A*+WALLCON | *95CSU1002122B* | Split System | 34200 | 16.5 | 8.5 | 1.9 | R-454B | 650
215679915 | HEIL | H5H0V36*K*AAA* | ESH5X48M12A*+WALLCON | *97CTN1002122A* | Split System | 34200 | 16.5 | 8.5 | 1.9 | R-454B | 650
215675099 | HEIL | H5H0V48*K*AAA* | ESH5X48M12A*+WALLCON | *96CTN1202422B* | Split System | 45000 | 16.5 | 8.5 | 2.06 | R-454B | 650
215674938 | HEIL | H5H0V48*K*AAA* | ESH5X48M12A*+WALLCON | *95CSU1002122B* | Split System | 45000 | 16.5 | 8.5 | 2.06 | R-454B | 650
215674865 | HEIL | H5H0V48*K*AAA* | ESH5X48M12A*+WALLCON | *80CTL1102120B* | Split System | 45000 | 16.5 | 8.5 | 2.06 | R-454B | 650
215674702 | HEIL | H5H0V48*K*AAA* | ESH5X48M12A*+WALLCON | *80CSU0802120A* | Split System | 45000 | 16.5 | 8.5 | 2.06 | R-454B | 650
215674883 | HEIL | H5H0V48*K*AAA* | ESH5X48M12A*+WALLCON | *80CTL1352422B* | Split System | 45000 | 16.5 | 8.5 | 2.06 | R-454B | 650
215675255 | HEIL | H5H0V48*K*AAA* | ESH5X60M12A*+WALLCON | *95CSU1002122B* | Split System | 45500 | 16.5 | 8.5 | 2.06 | R-454B | 650
215675285 | HEIL | H5H0V48*K*AAA* | ESH5X60M12A*+WALLCON | *97CMN0802120B* | Split System | 45500 | 16.5 | 8.5 | 2.06 | R-454B | 650
215675215 | HEIL | H5H0V48*K*AAA* | ESH5X60M12A*+WALLCON | *80CTL1102120B* | Split System | 45500 | 16.5 | 8.5 | 2.06 | R-454B | 650
215675245 | HEIL | H5H0V48*K*AAA* | ESH5X60M12A*+WALLCON | *95CSU0802120B* | Split System | 45500 | 16.5 | 8.5 | 2.06 | R-454B | 650
215675205 | HEIL | H5H0V48*K*AAA* | ESH5X60M12A*+WALLCON | *80CTL0902120B* | Split System | 45500 | 16.5 | 8.5 | 2.06 | R-454B | 650
215675225 | HEIL | H5H0V48*K*AAA* | ESH5X60M12A*+WALLCON | *80CTL1352422B* | Split System | 45500 | 16.5 | 8.5 | 2.06 | R-454B | 650
215681725 | HEIL | H5H0V48*K*AAA* | ESH5X60M12A*+WALLCON | *97CTN0802120A* | Split System | 45500 | 16.5 | 8.5 | 2.06 | R-454B | 650
215681665 | HEIL | H5H0V48*K*AAA* | ESH5X60M12A*+WALLCON | *96CTN0802120B* | Split System | 45500 | 16.5 | 8.5 | 2.06 | R-454B | 650
215675195 | HEIL | H5H0V48*K*AAA* | ESH5X60M12A*+WALLCON | *80CTL0901716B* | Split System | 45500 | 16.5 | 8.5 | 2.06 | R-454B | 650
215675185 | HEIL | H5H0V48*K*AAA* | ESH5X60M12A*+WALLCON | *80CTL0702120B* | Split System | 45500 | 16.5 | 8.5 | 2.06 | R-454B | 650
215675305 | HEIL | H5H0V48*K*AAA* | ESH5X60M12A*+WALLCON | *97CMN1202422B* | Split System | 45500 | 16.5 | 8.5 | 2.08 | R-454B | 650
215675295 | HEIL | H5H0V48*K*AAA* | ESH5X60M12A*+WALLCON | *97CMN1002122B* | Split System | 45500 | 16.5 | 8.5 | 2.08 | R-454B | 650
215675325 | HEIL | H5H0V48*K*AAA* | ESH5X60M12A*+WALLCON | *96CTN1002122B* | Split System | 45500 | 16.5 | 8.5 | 2.08 | R-454B | 650
215681675 | HEIL | H5H0V48*K*AAA* | ESH5X60M12A*+WALLCON | *80CSU0401712B* | Split System | 45500 | 16.5 | 8.5 | 2.08 | R-454B | 650
215681735 | HEIL | H5H0V48*K*AAA* | ESH5X60M12A*+WALLCON | *97CTN1002122A* | Split System | 45500 | 16.5 | 8.5 | 2.08 | R-454B | 650
215681705 | HEIL | H5H0V48*K*AAA* | ESH5X60M12A*+WALLCON | *80CSU1002120B* | Split System | 45500 | 16.5 | 8.5 | 2.08 | R-454B | 650
215669755 | KEEPRITE | C5H0V36*K*AAA* | ESH5X36M12A*+WALLCON | *80CSU0601716A* | Split System | 33600 | 16.5 | 8.5 | 1.76 | R-454B | 650
215669747 | KEEPRITE | C5H0V36*K*AAA* | ESH5X36M12A*+WALLCON | *80CSU0401712A* | Split System | 33600 | 16.5 | 8.5 | 1.76 | R-454B | 650
215669795 | KEEPRITE | C5H0V36*K*AAA* | ESH5X36M12A*+WALLCON | *80CTL0702120B* | Split System | 33600 | 16.5 | 8.5 | 1.76 | R-454B | 650
215669811 | KEEPRITE | C5H0V36*K*AAA* | ESH5X36M12A*+WALLCON | *80CTL0902120B* | Split System | 33800 | 16.5 | 8.5 | 1.76 | R-454B | 650
215679730 | KEEPRITE | C5H0V36*K*AAA* | ESH5X36M12A*+WALLCON | *80CSU0601716B* | Split System | 33800 | 16.5 | 8.5 | 1.76 | R-454B | 650
215669883 | KEEPRITE | C5H0V36*K*AAA* | ESH5X36M12A*+WALLCON | *97CMN0802120B* | Split System | 33800 | 16.5 | 8.5 | 1.76 | R-454B | 650
215669891 | KEEPRITE | C5H0V36*K*AAA* | ESH5X36M12A*+WALLCON | *97CMN1002122B* | Split System | 33800 | 16.5 | 8.5 | 1.76 | R-454B | 650
215669923 | KEEPRITE | C5H0V36*K*AAA* | ESH5X36M12A*+WALLCON | *96CTN1002122B* | Split System | 33800 | 16.5 | 8.5 | 1.76 | R-454B | 650
215669851 | KEEPRITE | C5H0V36*K*AAA* | ESH5X36M12A*+WALLCON | *95CSU1002122B* | Split System | 33800 | 16.5 | 8.5 | 1.76 | R-454B | 650
215669899 | KEEPRITE | C5H0V36*K*AAA* | ESH5X36M12A*+WALLCON | *97CMN1202422B* | Split System | 33800 | 16.5 | 8.5 | 1.76 | R-454B | 650
215679780 | KEEPRITE | C5H0V36*K*AAA* | ESH5X36M12A*+WALLCON | *97CTN1202422A* | Split System | 33800 | 16.5 | 8.5 | 1.76 | R-454B | 650
215669987 | KEEPRITE | C5H0V36*K*AAA* | ESH5X42M12A*+WALLCON | *80CTL0702120B* | Split System | 34000 | 16.5 | 8.5 | 1.76 | R-454B | 650
215670173 | KEEPRITE | C5H0V36*K*AAA* | ESH5X48M12A*+WALLCON | *80CTL0701412B* | Split System | 34000 | 16.5 | 8.5 | 1.76 | R-454B | 650
215669995 | KEEPRITE | C5H0V36*K*AAA* | ESH5X42M12A*+WALLCON | *80CTL0901716B* | Split System | 34000 | 16.5 | 8.5 | 1.76 | R-454B | 650
215670243 | KEEPRITE | C5H0V36*K*AAA* | ESH5X48M12A*+WALLCON | *95CSU0601716B* | Split System | 34000 | 16.5 | 8.5 | 1.76 | R-454B | 650
215669939 | KEEPRITE | C5H0V36*K*AAA* | ESH5X42M12A*+WALLCON | *80CSU0401712A* | Split System | 34000 | 16.5 | 8.5 | 1.76 | R-454B | 650
215670283 | KEEPRITE | C5H0V36*K*AAA* | ESH5X48M12A*+WALLCON | *97CMN0602120B* | Split System | 34000 | 16.5 | 8.5 | 1.76 | R-454B | 650
215669979 | KEEPRITE | C5H0V36*K*AAA* | ESH5X42M12A*+WALLCON | *80CTL0701716B* | Split System | 33800 | 16.5 | 8.5 | 1.78 | R-454B | 650
215670107 | KEEPRITE | C5H0V36*K*AAA* | ESH5X42M12A*+WALLCON | *96CTN0801714B* | Split System | 33800 | 16.5 | 8.5 | 1.78 | R-454B | 650
215670019 | KEEPRITE | C5H0V36*K*AAA* | ESH5X42M12A*+WALLCON | *80CTL1352422B* | Split System | 34000 | 16.5 | 8.5 | 1.78 | R-454B | 650
215669947 | KEEPRITE | C5H0V36*K*AAA* | ESH5X42M12A*+WALLCON | *80CSU0601716A* | Split System | 34000 | 16.5 | 8.5 | 1.78 | R-454B | 650
215670083 | KEEPRITE | C5H0V36*K*AAA* | ESH5X42M12A*+WALLCON | *97CMN1202422B* | Split System | 34000 | 16.5 | 8.5 | 1.78 | R-454B | 650
215670075 | KEEPRITE | C5H0V36*K*AAA* | ESH5X42M12A*+WALLCON | *97CMN1002122B* | Split System | 34000 | 16.5 | 8.5 | 1.78 | R-454B | 650
215670043 | KEEPRITE | C5H0V36*K*AAA* | ESH5X42M12A*+WALLCON | *95CSU1002122B* | Split System | 34000 | 16.5 | 8.5 | 1.78 | R-454B | 650
215670183 | KEEPRITE | C5H0V36*K*AAA* | ESH5X48M12A*+WALLCON | *80CTL0701716B* | Split System | 34000 | 16.5 | 8.5 | 1.78 | R-454B | 650
215670353 | KEEPRITE | C5H0V36*K*AAA* | ESH5X48M12A*+WALLCON | *96CTN0801714B* | Split System | 34000 | 16.5 | 8.5 | 1.78 | R-454B | 650
215670003 | KEEPRITE | C5H0V36*K*AAA* | ESH5X42M12A*+WALLCON | *80CTL0902120B* | Split System | 34000 | 16.5 | 8.5 | 1.78 | R-454B | 650
215670123 | KEEPRITE | C5H0V36*K*AAA* | ESH5X42M12A*+WALLCON | *96CTN1202422B* | Split System | 34000 | 16.5 | 8.5 | 1.78 | R-454B | 650
215670115 | KEEPRITE | C5H0V36*K*AAA* | ESH5X42M12A*+WALLCON | *96CTN1002122B* | Split System | 34000 | 16.5 | 8.5 | 1.78 | R-454B | 650
215670011 | KEEPRITE | C5H0V36*K*AAA* | ESH5X42M12A*+WALLCON | *80CTL1102120B* | Split System | 34000 | 16.5 | 8.5 | 1.78 | R-454B | 650
215670067 | KEEPRITE | C5H0V36*K*AAA* | ESH5X42M12A*+WALLCON | *97CMN0802120B* | Split System | 34000 | 16.5 | 8.5 | 1.78 | R-454B | 650
215679810 | KEEPRITE | C5H0V36*K*AAA* | ESH5X42M12A*+WALLCON | *80CSU0601716B* | Split System | 34000 | 16.5 | 8.5 | 1.78 | R-454B | 650
215679850 | KEEPRITE | C5H0V36*K*AAA* | ESH5X42M12A*+WALLCON | *97CTN1002122A* | Split System | 34000 | 16.5 | 8.5 | 1.78 | R-454B | 650
215679800 | KEEPRITE | C5H0V36*K*AAA* | ESH5X42M12A*+WALLCON | *80CSU0401712B* | Split System | 34000 | 16.5 | 8.5 | 1.78 | R-454B | 650
215670573 | KEEPRITE | C5H0V36*K*AAA* | ESH5X60M12A*+WALLCON | *96CTN0601714B* | Split System | 34200 | 16.5 | 8.5 | 1.78 | R-454B | 650
215670483 | KEEPRITE | C5H0V36*K*AAA* | ESH5X60M12A*+WALLCON | *95CSU0601716B* | Split System | 34400 | 16.5 | 8.5 | 1.78 | R-454B | 650
215670413 | KEEPRITE | C5H0V36*K*AAA* | ESH5X60M12A*+WALLCON | *80CTL0701412B* | Split System | 34400 | 16.5 | 8.5 | 1.78 | R-454B | 650
215670523 | KEEPRITE | C5H0V36*K*AAA* | ESH5X60M12A*+WALLCON | *97CMN0801714B* | Split System | 34400 | 16.5 | 8.5 | 1.78 | R-454B | 650
215670503 | KEEPRITE | C5H0V36*K*AAA* | ESH5X60M12A*+WALLCON | *97CMN0601714B* | Split System | 34200 | 16.5 | 8.5 | 1.8 | R-454B | 650
215679940 | KEEPRITE | C5H0V36*K*AAA* | ESH5X60M12A*+WALLCON | *96CTN0802120B* | Split System | 34600 | 16.5 | 8.5 | 1.8 | R-454B | 650
215679990 | KEEPRITE | C5H0V36*K*AAA* | ESH5X60M12A*+WALLCON | *97CTN0802120A* | Split System | 34600 | 16.5 | 8.5 | 1.8 | R-454B | 650
215670303 | KEEPRITE | C5H0V36*K*AAA* | ESH5X48M12A*+WALLCON | *97CMN0802120B* | Split System | 34200 | 16.5 | 8.5 | 1.88 | R-454B | 650
215670253 | KEEPRITE | C5H0V36*K*AAA* | ESH5X48M12A*+WALLCON | *95CSU0802120B* | Split System | 34200 | 16.5 | 8.5 | 1.88 | R-454B | 650
215670153 | KEEPRITE | C5H0V36*K*AAA* | ESH5X48M12A*+WALLCON | *80CSU1002120A* | Split System | 34200 | 16.5 | 8.5 | 1.88 | R-454B | 650
215670263 | KEEPRITE | C5H0V36*K*AAA* | ESH5X48M12A*+WALLCON | *95CSU1002122B* | Split System | 34200 | 16.5 | 8.5 | 1.9 | R-454B | 650
215679920 | KEEPRITE | C5H0V36*K*AAA* | ESH5X48M12A*+WALLCON | *97CTN1002122A* | Split System | 34200 | 16.5 | 8.5 | 1.9 | R-454B | 650
215674874 | KEEPRITE | C5H0V48*K*AAA* | ESH5X48M12A*+WALLCON | *80CTL1102120B* | Split System | 45000 | 16.5 | 8.5 | 2.06 | R-454B | 650
215674947 | KEEPRITE | C5H0V48*K*AAA* | ESH5X48M12A*+WALLCON | *95CSU1002122B* | Split System | 45000 | 16.5 | 8.5 | 2.06 | R-454B | 650
215675108 | KEEPRITE | C5H0V48*K*AAA* | ESH5X48M12A*+WALLCON | *96CTN1202422B* | Split System | 45000 | 16.5 | 8.5 | 2.06 | R-454B | 650
215674711 | KEEPRITE | C5H0V48*K*AAA* | ESH5X48M12A*+WALLCON | *80CSU0802120A* | Split System | 45000 | 16.5 | 8.5 | 2.06 | R-454B | 650
215675150 | KEEPRITE | C5H0V48*K*AAA* | ESH5X60M12A*+WALLCON | *80CSU1002120A* | Split System | 45500 | 16.5 | 8.5 | 2.06 | R-454B | 650
215675220 | KEEPRITE | C5H0V48*K*AAA* | ESH5X60M12A*+WALLCON | *80CTL1102120B* | Split System | 45500 | 16.5 | 8.5 | 2.06 | R-454B | 650
215675230 | KEEPRITE | C5H0V48*K*AAA* | ESH5X60M12A*+WALLCON | *80CTL1352422B* | Split System | 45500 | 16.5 | 8.5 | 2.06 | R-454B | 650
215675250 | KEEPRITE | C5H0V48*K*AAA* | ESH5X60M12A*+WALLCON | *95CSU0802120B* | Split System | 45500 | 16.5 | 8.5 | 2.06 | R-454B | 650
215675290 | KEEPRITE | C5H0V48*K*AAA* | ESH5X60M12A*+WALLCON | *97CMN0802120B* | Split System | 45500 | 16.5 | 8.5 | 2.06 | R-454B | 650
215675210 | KEEPRITE | C5H0V48*K*AAA* | ESH5X60M12A*+WALLCON | *80CTL0902120B* | Split System | 45500 | 16.5 | 8.5 | 2.06 | R-454B | 650
215675260 | KEEPRITE | C5H0V48*K*AAA* | ESH5X60M12A*+WALLCON | *95CSU1002122B* | Split System | 45500 | 16.5 | 8.5 | 2.06 | R-454B | 650
215675127 | KEEPRITE | C5H0V48*K*AAA* | ESH5X60M12A*+WALLCON | *80CSU0601716A* | Split System | 45500 | 16.5 | 8.5 | 2.06 | R-454B | 650
215681730 | KEEPRITE | C5H0V48*K*AAA* | ESH5X60M12A*+WALLCON | *97CTN0802120A* | Split System | 45500 | 16.5 | 8.5 | 2.06 | R-454B | 650
215675200 | KEEPRITE | C5H0V48*K*AAA* | ESH5X60M12A*+WALLCON | *80CTL0901716B* | Split System | 45500 | 16.5 | 8.5 | 2.06 | R-454B | 650
215675190 | KEEPRITE | C5H0V48*K*AAA* | ESH5X60M12A*+WALLCON | *80CTL0702120B* | Split System | 45500 | 16.5 | 8.5 | 2.06 | R-454B | 650
215675330 | KEEPRITE | C5H0V48*K*AAA* | ESH5X60M12A*+WALLCON | *96CTN1002122B* | Split System | 45500 | 16.5 | 8.5 | 2.08 | R-454B | 650
215675340 | KEEPRITE | C5H0V48*K*AAA* | ESH5X60M12A*+WALLCON | *96CTN1202422B* | Split System | 45500 | 16.5 | 8.5 | 2.08 | R-454B | 650
215675300 | KEEPRITE | C5H0V48*K*AAA* | ESH5X60M12A*+WALLCON | *97CMN1002122B* | Split System | 45500 | 16.5 | 8.5 | 2.08 | R-454B | 650
215681740 | KEEPRITE | C5H0V48*K*AAA* | ESH5X60M12A*+WALLCON | *97CTN1002122A* | Split System | 45500 | 16.5 | 8.5 | 2.08 | R-454B | 650
215681710 | KEEPRITE | C5H0V48*K*AAA* | ESH5X60M12A*+WALLCON | *80CSU1002120B* | Split System | 45500 | 16.5 | 8.5 | 2.08 | R-454B | 650
215681750 | KEEPRITE | C5H0V48*K*AAA* | ESH5X60M12A*+WALLCON | *97CTN1202422A* | Split System | 45500 | 16.5 | 8.5 | 2.08 | R-454B | 650
215681680 | KEEPRITE | C5H0V48*K*AAA* | ESH5X60M12A*+WALLCON | *80CSU0401712B* | Split System | 45500 | 16.5 | 8.5 | 2.08 | R-454B | 650
215669756 | KENMORE | (C,H,T)5H0V36*K*AAA* | ESH5X36M12A*+WALLCON | *80CSU0601716A* | Split System | 33600 | 16.5 | 8.5 | 1.76 | R-454B | 650
215669748 | KENMORE | (C,H,T)5H0V36*K*AAA* | ESH5X36M12A*+WALLCON | *80CSU0401712A* | Split System | 33600 | 16.5 | 8.5 | 1.76 | R-454B | 650
215669796 | KENMORE | (C,H,T)5H0V36*K*AAA* | ESH5X36M12A*+WALLCON | *80CTL0702120B* | Split System | 33600 | 16.5 | 8.5 | 1.76 | R-454B | 650
215669812 | KENMORE | (C,H,T)5H0V36*K*AAA* | ESH5X36M12A*+WALLCON | *80CTL0902120B* | Split System | 33800 | 16.5 | 8.5 | 1.76 | R-454B | 650
215679731 | KENMORE | (C,H,T)5H0V36*K*AAA* | ESH5X36M12A*+WALLCON | *80CSU0601716B* | Split System | 33800 | 16.5 | 8.5 | 1.76 | R-454B | 650
215669884 | KENMORE | (C,H,T)5H0V36*K*AAA* | ESH5X36M12A*+WALLCON | *97CMN0802120B* | Split System | 33800 | 16.5 | 8.5 | 1.76 | R-454B | 650
215669892 | KENMORE | (C,H,T)5H0V36*K*AAA* | ESH5X36M12A*+WALLCON | *97CMN1002122B* | Split System | 33800 | 16.5 | 8.5 | 1.76 | R-454B | 650
215669924 | KENMORE | (C,H,T)5H0V36*K*AAA* | ESH5X36M12A*+WALLCON | *96CTN1002122B* | Split System | 33800 | 16.5 | 8.5 | 1.76 | R-454B | 650
215669900 | KENMORE | (C,H,T)5H0V36*K*AAA* | ESH5X36M12A*+WALLCON | *97CMN1202422B* | Split System | 33800 | 16.5 | 8.5 | 1.76 | R-454B | 650
215679781 | KENMORE | (C,H,T)5H0V36*K*AAA* | ESH5X36M12A*+WALLCON | *97CTN1202422A* | Split System | 33800 | 16.5 | 8.5 | 1.76 | R-454B | 650
215670174 | KENMORE | (C,H,T)5H0V36*K*AAA* | ESH5X48M12A*+WALLCON | *80CTL0701412B* | Split System | 34000 | 16.5 | 8.5 | 1.76 | R-454B | 650
215669996 | KENMORE | (C,H,T)5H0V36*K*AAA* | ESH5X42M12A*+WALLCON | *80CTL0901716B* | Split System | 34000 | 16.5 | 8.5 | 1.76 | R-454B | 650
215670284 | KENMORE | (C,H,T)5H0V36*K*AAA* | ESH5X48M12A*+WALLCON | *97CMN0602120B* | Split System | 34000 | 16.5 | 8.5 | 1.76 | R-454B | 650
215669940 | KENMORE | (C,H,T)5H0V36*K*AAA* | ESH5X42M12A*+WALLCON | *80CSU0401712A* | Split System | 34000 | 16.5 | 8.5 | 1.76 | R-454B | 650
215670244 | KENMORE | (C,H,T)5H0V36*K*AAA* | ESH5X48M12A*+WALLCON | *95CSU0601716B* | Split System | 34000 | 16.5 | 8.5 | 1.76 | R-454B | 650
215669988 | KENMORE | (C,H,T)5H0V36*K*AAA* | ESH5X42M12A*+WALLCON | *80CTL0702120B* | Split System | 34000 | 16.5 | 8.5 | 1.76 | R-454B | 650
215669980 | KENMORE | (C,H,T)5H0V36*K*AAA* | ESH5X42M12A*+WALLCON | *80CTL0701716B* | Split System | 33800 | 16.5 | 8.5 | 1.78 | R-454B | 650
215670108 | KENMORE | (C,H,T)5H0V36*K*AAA* | ESH5X42M12A*+WALLCON | *96CTN0801714B* | Split System | 33800 | 16.5 | 8.5 | 1.78 | R-454B | 650
215670124 | KENMORE | (C,H,T)5H0V36*K*AAA* | ESH5X42M12A*+WALLCON | *96CTN1202422B* | Split System | 34000 | 16.5 | 8.5 | 1.78 | R-454B | 650
215670084 | KENMORE | (C,H,T)5H0V36*K*AAA* | ESH5X42M12A*+WALLCON | *97CMN1202422B* | Split System | 34000 | 16.5 | 8.5 | 1.78 | R-454B | 650
215670076 | KENMORE | (C,H,T)5H0V36*K*AAA* | ESH5X42M12A*+WALLCON | *97CMN1002122B* | Split System | 34000 | 16.5 | 8.5 | 1.78 | R-454B | 650
215670116 | KENMORE | (C,H,T)5H0V36*K*AAA* | ESH5X42M12A*+WALLCON | *96CTN1002122B* | Split System | 34000 | 16.5 | 8.5 | 1.78 | R-454B | 650
215670184 | KENMORE | (C,H,T)5H0V36*K*AAA* | ESH5X48M12A*+WALLCON | *80CTL0701716B* | Split System | 34000 | 16.5 | 8.5 | 1.78 | R-454B | 650
215670068 | KENMORE | (C,H,T)5H0V36*K*AAA* | ESH5X42M12A*+WALLCON | *97CMN0802120B* | Split System | 34000 | 16.5 | 8.5 | 1.78 | R-454B | 650
215670020 | KENMORE | (C,H,T)5H0V36*K*AAA* | ESH5X42M12A*+WALLCON | *80CTL1352422B* | Split System | 34000 | 16.5 | 8.5 | 1.78 | R-454B | 650
215670354 | KENMORE | (C,H,T)5H0V36*K*AAA* | ESH5X48M12A*+WALLCON | *96CTN0801714B* | Split System | 34000 | 16.5 | 8.5 | 1.78 | R-454B | 650
215670012 | KENMORE | (C,H,T)5H0V36*K*AAA* | ESH5X42M12A*+WALLCON | *80CTL1102120B* | Split System | 34000 | 16.5 | 8.5 | 1.78 | R-454B | 650
215670004 | KENMORE | (C,H,T)5H0V36*K*AAA* | ESH5X42M12A*+WALLCON | *80CTL0902120B* | Split System | 34000 | 16.5 | 8.5 | 1.78 | R-454B | 650
215669948 | KENMORE | (C,H,T)5H0V36*K*AAA* | ESH5X42M12A*+WALLCON | *80CSU0601716A* | Split System | 34000 | 16.5 | 8.5 | 1.78 | R-454B | 650
215670044 | KENMORE | (C,H,T)5H0V36*K*AAA* | ESH5X42M12A*+WALLCON | *95CSU1002122B* | Split System | 34000 | 16.5 | 8.5 | 1.78 | R-454B | 650
215679851 | KENMORE | (C,H,T)5H0V36*K*AAA* | ESH5X42M12A*+WALLCON | *97CTN1002122A* | Split System | 34000 | 16.5 | 8.5 | 1.78 | R-454B | 650
215679801 | KENMORE | (C,H,T)5H0V36*K*AAA* | ESH5X42M12A*+WALLCON | *80CSU0401712B* | Split System | 34000 | 16.5 | 8.5 | 1.78 | R-454B | 650
215679811 | KENMORE | (C,H,T)5H0V36*K*AAA* | ESH5X42M12A*+WALLCON | *80CSU0601716B* | Split System | 34000 | 16.5 | 8.5 | 1.78 | R-454B | 650
215670574 | KENMORE | (C,H,T)5H0V36*K*AAA* | ESH5X60M12A*+WALLCON | *96CTN0601714B* | Split System | 34200 | 16.5 | 8.5 | 1.78 | R-454B | 650
215670524 | KENMORE | (C,H,T)5H0V36*K*AAA* | ESH5X60M12A*+WALLCON | *97CMN0801714B* | Split System | 34400 | 16.5 | 8.5 | 1.78 | R-454B | 650
215670414 | KENMORE | (C,H,T)5H0V36*K*AAA* | ESH5X60M12A*+WALLCON | *80CTL0701412B* | Split System | 34400 | 16.5 | 8.5 | 1.78 | R-454B | 650
215670484 | KENMORE | (C,H,T)5H0V36*K*AAA* | ESH5X60M12A*+WALLCON | *95CSU0601716B* | Split System | 34400 | 16.5 | 8.5 | 1.78 | R-454B | 650
215670504 | KENMORE | (C,H,T)5H0V36*K*AAA* | ESH5X60M12A*+WALLCON | *97CMN0601714B* | Split System | 34200 | 16.5 | 8.5 | 1.8 | R-454B | 650
215679991 | KENMORE | (C,H,T)5H0V36*K*AAA* | ESH5X60M12A*+WALLCON | *97CTN0802120A* | Split System | 34600 | 16.5 | 8.5 | 1.8 | R-454B | 650
215670154 | KENMORE | (C,H,T)5H0V36*K*AAA* | ESH5X48M12A*+WALLCON | *80CSU1002120A* | Split System | 34200 | 16.5 | 8.5 | 1.88 | R-454B | 650
215670264 | KENMORE | (C,H,T)5H0V36*K*AAA* | ESH5X48M12A*+WALLCON | *95CSU1002122B* | Split System | 34200 | 16.5 | 8.5 | 1.9 | R-454B | 650
215679921 | KENMORE | (C,H,T)5H0V36*K*AAA* | ESH5X48M12A*+WALLCON | *97CTN1002122A* | Split System | 34200 | 16.5 | 8.5 | 1.9 | R-454B | 650
215674712 | KENMORE | (C,H,T)5H0V48*K*AAA* | ESH5X48M12A*+WALLCON | *80CSU0802120A* | Split System | 45000 | 16.5 | 8.5 | 2.06 | R-454B | 650
215674855 | KENMORE | (C,H,T)5H0V48*K*AAA* | ESH5X48M12A*+WALLCON | *80CTL0902120B* | Split System | 45000 | 16.5 | 8.5 | 2.06 | R-454B | 650
215674892 | KENMORE | (C,H,T)5H0V48*K*AAA* | ESH5X48M12A*+WALLCON | *80CTL1352422B* | Split System | 45000 | 16.5 | 8.5 | 2.06 | R-454B | 650
215674876 | KENMORE | (C,H,T)5H0V48*K*AAA* | ESH5X48M12A*+WALLCON | *80CTL1102120B* | Split System | 45000 | 16.5 | 8.5 | 2.06 | R-454B | 650
215675110 | KENMORE | (C,H,T)5H0V48*K*AAA* | ESH5X48M12A*+WALLCON | *96CTN1202422B* | Split System | 45000 | 16.5 | 8.5 | 2.06 | R-454B | 650
215674950 | KENMORE | (C,H,T)5H0V48*K*AAA* | ESH5X48M12A*+WALLCON | *95CSU1002122B* | Split System | 45000 | 16.5 | 8.5 | 2.06 | R-454B | 650
215675251 | KENMORE | (C,H,T)5H0V48*K*AAA* | ESH5X60M12A*+WALLCON | *95CSU0802120B* | Split System | 45500 | 16.5 | 8.5 | 2.06 | R-454B | 650
215675129 | KENMORE | (C,H,T)5H0V48*K*AAA* | ESH5X60M12A*+WALLCON | *80CSU0601716A* | Split System | 45500 | 16.5 | 8.5 | 2.06 | R-454B | 650
215675151 | KENMORE | (C,H,T)5H0V48*K*AAA* | ESH5X60M12A*+WALLCON | *80CSU1002120A* | Split System | 45500 | 16.5 | 8.5 | 2.06 | R-454B | 650
215675231 | KENMORE | (C,H,T)5H0V48*K*AAA* | ESH5X60M12A*+WALLCON | *80CTL1352422B* | Split System | 45500 | 16.5 | 8.5 | 2.06 | R-454B | 650
215675261 | KENMORE | (C,H,T)5H0V48*K*AAA* | ESH5X60M12A*+WALLCON | *95CSU1002122B* | Split System | 45500 | 16.5 | 8.5 | 2.06 | R-454B | 650
215675221 | KENMORE | (C,H,T)5H0V48*K*AAA* | ESH5X60M12A*+WALLCON | *80CTL1102120B* | Split System | 45500 | 16.5 | 8.5 | 2.06 | R-454B | 650
215675291 | KENMORE | (C,H,T)5H0V48*K*AAA* | ESH5X60M12A*+WALLCON | *97CMN0802120B* | Split System | 45500 | 16.5 | 8.5 | 2.06 | R-454B | 650
215681671 | KENMORE | (C,H,T)5H0V48*K*AAA* | ESH5X60M12A*+WALLCON | *96CTN0802120B* | Split System | 45500 | 16.5 | 8.5 | 2.06 | R-454B | 650
215681731 | KENMORE | (C,H,T)5H0V48*K*AAA* | ESH5X60M12A*+WALLCON | *97CTN0802120A* | Split System | 45500 | 16.5 | 8.5 | 2.06 | R-454B | 650
215675191 | KENMORE | (C,H,T)5H0V48*K*AAA* | ESH5X60M12A*+WALLCON | *80CTL0702120B* | Split System | 45500 | 16.5 | 8.5 | 2.06 | R-454B | 650
215675201 | KENMORE | (C,H,T)5H0V48*K*AAA* | ESH5X60M12A*+WALLCON | *80CTL0901716B* | Split System | 45500 | 16.5 | 8.5 | 2.06 | R-454B | 650
215675331 | KENMORE | (C,H,T)5H0V48*K*AAA* | ESH5X60M12A*+WALLCON | *96CTN1002122B* | Split System | 45500 | 16.5 | 8.5 | 2.08 | R-454B | 650
215675311 | KENMORE | (C,H,T)5H0V48*K*AAA* | ESH5X60M12A*+WALLCON | *97CMN1202422B* | Split System | 45500 | 16.5 | 8.5 | 2.08 | R-454B | 650
215675341 | KENMORE | (C,H,T)5H0V48*K*AAA* | ESH5X60M12A*+WALLCON | *96CTN1202422B* | Split System | 45500 | 16.5 | 8.5 | 2.08 | R-454B | 650
215681681 | KENMORE | (C,H,T)5H0V48*K*AAA* | ESH5X60M12A*+WALLCON | *80CSU0401712B* | Split System | 45500 | 16.5 | 8.5 | 2.08 | R-454B | 650
215681751 | KENMORE | (C,H,T)5H0V48*K*AAA* | ESH5X60M12A*+WALLCON | *97CTN1202422A* | Split System | 45500 | 16.5 | 8.5 | 2.08 | R-454B | 650
215681741 | KENMORE | (C,H,T)5H0V48*K*AAA* | ESH5X60M12A*+WALLCON | *97CTN1002122A* | Split System | 45500 | 16.5 | 8.5 | 2.08 | R-454B | 650
215681711 | KENMORE | (C,H,T)5H0V48*K*AAA* | ESH5X60M12A*+WALLCON | *80CSU1002120B* | Split System | 45500 | 16.5 | 8.5 | 2.08 | R-454B | 650
215669757 | TEMPSTAR | T5H0V36*K*AAA* | ESH5X36M12A*+WALLCON | *80CSU0601716A* | Split System | 33600 | 16.5 | 8.5 | 1.76 | R-454B | 650
215669749 | TEMPSTAR | T5H0V36*K*AAA* | ESH5X36M12A*+WALLCON | *80CSU0401712A* | Split System | 33600 | 16.5 | 8.5 | 1.76 | R-454B | 650
215669797 | TEMPSTAR | T5H0V36*K*AAA* | ESH5X36M12A*+WALLCON | *80CTL0702120B* | Split System | 33600 | 16.5 | 8.5 | 1.76 | R-454B | 650
215669813 | TEMPSTAR | T5H0V36*K*AAA* | ESH5X36M12A*+WALLCON | *80CTL0902120B* | Split System | 33800 | 16.5 | 8.5 | 1.76 | R-454B | 650
215679732 | TEMPSTAR | T5H0V36*K*AAA* | ESH5X36M12A*+WALLCON | *80CSU0601716B* | Split System | 33800 | 16.5 | 8.5 | 1.76 | R-454B | 650
215669885 | TEMPSTAR | T5H0V36*K*AAA* | ESH5X36M12A*+WALLCON | *97CMN0802120B* | Split System | 33800 | 16.5 | 8.5 | 1.76 | R-454B | 650
215669901 | TEMPSTAR | T5H0V36*K*AAA* | ESH5X36M12A*+WALLCON | *97CMN1202422B* | Split System | 33800 | 16.5 | 8.5 | 1.76 | R-454B | 650
215669925 | TEMPSTAR | T5H0V36*K*AAA* | ESH5X36M12A*+WALLCON | *96CTN1002122B* | Split System | 33800 | 16.5 | 8.5 | 1.76 | R-454B | 650
215669893 | TEMPSTAR | T5H0V36*K*AAA* | ESH5X36M12A*+WALLCON | *97CMN1002122B* | Split System | 33800 | 16.5 | 8.5 | 1.76 | R-454B | 650
215669853 | TEMPSTAR | T5H0V36*K*AAA* | ESH5X36M12A*+WALLCON | *95CSU1002122B* | Split System | 33800 | 16.5 | 8.5 | 1.76 | R-454B | 650
215679782 | TEMPSTAR | T5H0V36*K*AAA* | ESH5X36M12A*+WALLCON | *97CTN1202422A* | Split System | 33800 | 16.5 | 8.5 | 1.76 | R-454B | 650
215669941 | TEMPSTAR | T5H0V36*K*AAA* | ESH5X42M12A*+WALLCON | *80CSU0401712A* | Split System | 34000 | 16.5 | 8.5 | 1.76 | R-454B | 650
215669997 | TEMPSTAR | T5H0V36*K*AAA* | ESH5X42M12A*+WALLCON | *80CTL0901716B* | Split System | 34000 | 16.5 | 8.5 | 1.76 | R-454B | 650
215670285 | TEMPSTAR | T5H0V36*K*AAA* | ESH5X48M12A*+WALLCON | *97CMN0602120B* | Split System | 34000 | 16.5 | 8.5 | 1.76 | R-454B | 650
215670175 | TEMPSTAR | T5H0V36*K*AAA* | ESH5X48M12A*+WALLCON | *80CTL0701412B* | Split System | 34000 | 16.5 | 8.5 | 1.76 | R-454B | 650
215670245 | TEMPSTAR | T5H0V36*K*AAA* | ESH5X48M12A*+WALLCON | *95CSU0601716B* | Split System | 34000 | 16.5 | 8.5 | 1.76 | R-454B | 650
215669989 | TEMPSTAR | T5H0V36*K*AAA* | ESH5X42M12A*+WALLCON | *80CTL0702120B* | Split System | 34000 | 16.5 | 8.5 | 1.76 | R-454B | 650
215670109 | TEMPSTAR | T5H0V36*K*AAA* | ESH5X42M12A*+WALLCON | *96CTN0801714B* | Split System | 33800 | 16.5 | 8.5 | 1.78 | R-454B | 650
215669981 | TEMPSTAR | T5H0V36*K*AAA* | ESH5X42M12A*+WALLCON | *80CTL0701716B* | Split System | 33800 | 16.5 | 8.5 | 1.78 | R-454B | 650
215670117 | TEMPSTAR | T5H0V36*K*AAA* | ESH5X42M12A*+WALLCON | *96CTN1002122B* | Split System | 34000 | 16.5 | 8.5 | 1.78 | R-454B | 650
215670005 | TEMPSTAR | T5H0V36*K*AAA* | ESH5X42M12A*+WALLCON | *80CTL0902120B* | Split System | 34000 | 16.5 | 8.5 | 1.78 | R-454B | 650
215670013 | TEMPSTAR | T5H0V36*K*AAA* | ESH5X42M12A*+WALLCON | *80CTL1102120B* | Split System | 34000 | 16.5 | 8.5 | 1.78 | R-454B | 650
215670077 | TEMPSTAR | T5H0V36*K*AAA* | ESH5X42M12A*+WALLCON | *97CMN1002122B* | Split System | 34000 | 16.5 | 8.5 | 1.78 | R-454B | 650
215670125 | TEMPSTAR | T5H0V36*K*AAA* | ESH5X42M12A*+WALLCON | *96CTN1202422B* | Split System | 34000 | 16.5 | 8.5 | 1.78 | R-454B | 650
215670355 | TEMPSTAR | T5H0V36*K*AAA* | ESH5X48M12A*+WALLCON | *96CTN0801714B* | Split System | 34000 | 16.5 | 8.5 | 1.78 | R-454B | 650
215670045 | TEMPSTAR | T5H0V36*K*AAA* | ESH5X42M12A*+WALLCON | *95CSU1002122B* | Split System | 34000 | 16.5 | 8.5 | 1.78 | R-454B | 650
215670069 | TEMPSTAR | T5H0V36*K*AAA* | ESH5X42M12A*+WALLCON | *97CMN0802120B* | Split System | 34000 | 16.5 | 8.5 | 1.78 | R-454B | 650
215670085 | TEMPSTAR | T5H0V36*K*AAA* | ESH5X42M12A*+WALLCON | *97CMN1202422B* | Split System | 34000 | 16.5 | 8.5 | 1.78 | R-454B | 650
215669949 | TEMPSTAR | T5H0V36*K*AAA* | ESH5X42M12A*+WALLCON | *80CSU0601716A* | Split System | 34000 | 16.5 | 8.5 | 1.78 | R-454B | 650
215670185 | TEMPSTAR | T5H0V36*K*AAA* | ESH5X48M12A*+WALLCON | *80CTL0701716B* | Split System | 34000 | 16.5 | 8.5 | 1.78 | R-454B | 650
215670021 | TEMPSTAR | T5H0V36*K*AAA* | ESH5X42M12A*+WALLCON | *80CTL1352422B* | Split System | 34000 | 16.5 | 8.5 | 1.78 | R-454B | 650
215679802 | TEMPSTAR | T5H0V36*K*AAA* | ESH5X42M12A*+WALLCON | *80CSU0401712B* | Split System | 34000 | 16.5 | 8.5 | 1.78 | R-454B | 650
215679812 | TEMPSTAR | T5H0V36*K*AAA* | ESH5X42M12A*+WALLCON | *80CSU0601716B* | Split System | 34000 | 16.5 | 8.5 | 1.78 | R-454B | 650
215679852 | TEMPSTAR | T5H0V36*K*AAA* | ESH5X42M12A*+WALLCON | *97CTN1002122A* | Split System | 34000 | 16.5 | 8.5 | 1.78 | R-454B | 650
215670575 | TEMPSTAR | T5H0V36*K*AAA* | ESH5X60M12A*+WALLCON | *96CTN0601714B* | Split System | 34200 | 16.5 | 8.5 | 1.78 | R-454B | 650
215670525 | TEMPSTAR | T5H0V36*K*AAA* | ESH5X60M12A*+WALLCON | *97CMN0801714B* | Split System | 34400 | 16.5 | 8.5 | 1.78 | R-454B | 650
215670485 | TEMPSTAR | T5H0V36*K*AAA* | ESH5X60M12A*+WALLCON | *95CSU0601716B* | Split System | 34400 | 16.5 | 8.5 | 1.78 | R-454B | 650
215670415 | TEMPSTAR | T5H0V36*K*AAA* | ESH5X60M12A*+WALLCON | *80CTL0701412B* | Split System | 34400 | 16.5 | 8.5 | 1.78 | R-454B | 650
215670505 | TEMPSTAR | T5H0V36*K*AAA* | ESH5X60M12A*+WALLCON | *97CMN0601714B* | Split System | 34200 | 16.5 | 8.5 | 1.8 | R-454B | 650
215679992 | TEMPSTAR | T5H0V36*K*AAA* | ESH5X60M12A*+WALLCON | *97CTN0802120A* | Split System | 34600 | 16.5 | 8.5 | 1.8 | R-454B | 650
215679942 | TEMPSTAR | T5H0V36*K*AAA* | ESH5X60M12A*+WALLCON | *96CTN0802120B* | Split System | 34600 | 16.5 | 8.5 | 1.8 | R-454B | 650
215670255 | TEMPSTAR | T5H0V36*K*AAA* | ESH5X48M12A*+WALLCON | *95CSU0802120B* | Split System | 34200 | 16.5 | 8.5 | 1.88 | R-454B | 650
215670305 | TEMPSTAR | T5H0V36*K*AAA* | ESH5X48M12A*+WALLCON | *97CMN0802120B* | Split System | 34200 | 16.5 | 8.5 | 1.88 | R-454B | 650
215670155 | TEMPSTAR | T5H0V36*K*AAA* | ESH5X48M12A*+WALLCON | *80CSU1002120A* | Split System | 34200 | 16.5 | 8.5 | 1.88 | R-454B | 650
215670265 | TEMPSTAR | T5H0V36*K*AAA* | ESH5X48M12A*+WALLCON | *95CSU1002122B* | Split System | 34200 | 16.5 | 8.5 | 1.9 | R-454B | 650
215679922 | TEMPSTAR | T5H0V36*K*AAA* | ESH5X48M12A*+WALLCON | *97CTN1002122A* | Split System | 34200 | 16.5 | 8.5 | 1.9 | R-454B | 650
215674714 | TEMPSTAR | T5H0V48*K*AAA* | ESH5X48M12A*+WALLCON | *80CSU0802120A* | Split System | 45000 | 16.5 | 8.5 | 2.06 | R-454B | 650
215674878 | TEMPSTAR | T5H0V48*K*AAA* | ESH5X48M12A*+WALLCON | *80CTL1102120B* | Split System | 45000 | 16.5 | 8.5 | 2.06 | R-454B | 650
215674894 | TEMPSTAR | T5H0V48*K*AAA* | ESH5X48M12A*+WALLCON | *80CTL1352422B* | Split System | 45000 | 16.5 | 8.5 | 2.06 | R-454B | 650
215674858 | TEMPSTAR | T5H0V48*K*AAA* | ESH5X48M12A*+WALLCON | *80CTL0902120B* | Split System | 45000 | 16.5 | 8.5 | 2.06 | R-454B | 650
215674952 | TEMPSTAR | T5H0V48*K*AAA* | ESH5X48M12A*+WALLCON | *95CSU1002122B* | Split System | 45000 | 16.5 | 8.5 | 2.06 | R-454B | 650
215675222 | TEMPSTAR | T5H0V48*K*AAA* | ESH5X60M12A*+WALLCON | *80CTL1102120B* | Split System | 45500 | 16.5 | 8.5 | 2.06 | R-454B | 650
215675262 | TEMPSTAR | T5H0V48*K*AAA* | ESH5X60M12A*+WALLCON | *95CSU1002122B* | Split System | 45500 | 16.5 | 8.5 | 2.06 | R-454B | 650
215675152 | TEMPSTAR | T5H0V48*K*AAA* | ESH5X60M12A*+WALLCON | *80CSU1002120A* | Split System | 45500 | 16.5 | 8.5 | 2.06 | R-454B | 650
215675232 | TEMPSTAR | T5H0V48*K*AAA* | ESH5X60M12A*+WALLCON | *80CTL1352422B* | Split System | 45500 | 16.5 | 8.5 | 2.06 | R-454B | 650
215675252 | TEMPSTAR | T5H0V48*K*AAA* | ESH5X60M12A*+WALLCON | *95CSU0802120B* | Split System | 45500 | 16.5 | 8.5 | 2.06 | R-454B | 650
215675130 | TEMPSTAR | T5H0V48*K*AAA* | ESH5X60M12A*+WALLCON | *80CSU0601716A* | Split System | 45500 | 16.5 | 8.5 | 2.06 | R-454B | 650
215675292 | TEMPSTAR | T5H0V48*K*AAA* | ESH5X60M12A*+WALLCON | *97CMN0802120B* | Split System | 45500 | 16.5 | 8.5 | 2.06 | R-454B | 650
215681732 | TEMPSTAR | T5H0V48*K*AAA* | ESH5X60M12A*+WALLCON | *97CTN0802120A* | Split System | 45500 | 16.5 | 8.5 | 2.06 | R-454B | 650
215681672 | TEMPSTAR | T5H0V48*K*AAA* | ESH5X60M12A*+WALLCON | *96CTN0802120B* | Split System | 45500 | 16.5 | 8.5 | 2.06 | R-454B | 650
215675192 | TEMPSTAR | T5H0V48*K*AAA* | ESH5X60M12A*+WALLCON | *80CTL0702120B* | Split System | 45500 | 16.5 | 8.5 | 2.06 | R-454B | 650
215675332 | TEMPSTAR | T5H0V48*K*AAA* | ESH5X60M12A*+WALLCON | *96CTN1002122B* | Split System | 45500 | 16.5 | 8.5 | 2.08 | R-454B | 650
215675342 | TEMPSTAR | T5H0V48*K*AAA* | ESH5X60M12A*+WALLCON | *96CTN1202422B* | Split System | 45500 | 16.5 | 8.5 | 2.08 | R-454B | 650
215675302 | TEMPSTAR | T5H0V48*K*AAA* | ESH5X60M12A*+WALLCON | *97CMN1002122B* | Split System | 45500 | 16.5 | 8.5 | 2.08 | R-454B | 650
215681742 | TEMPSTAR | T5H0V48*K*AAA* | ESH5X60M12A*+WALLCON | *97CTN1002122A* | Split System | 45500 | 16.5 | 8.5 | 2.08 | R-454B | 650
215681682 | TEMPSTAR | T5H0V48*K*AAA* | ESH5X60M12A*+WALLCON | *80CSU0401712B* | Split System | 45500 | 16.5 | 8.5 | 2.08 | R-454B | 650
215681752 | TEMPSTAR | T5H0V48*K*AAA* | ESH5X60M12A*+WALLCON | *97CTN1202422A* | Split System | 45500 | 16.5 | 8.5 | 2.08 | R-454B | 650
215681712 | TEMPSTAR | T5H0V48*K*AAA* | ESH5X60M12A*+WALLCON | *80CSU1002120B* | Split System | 45500 | 16.5 | 8.5 | 2.08 | R-454B | 650
215679196 | AIRQUEST | H5H0V36*K*AAA* | EA*5X36M17A*+WALLCON | *80CSU0401712B* | Split System | 32800 | 17 | 8.5 | 1.76 | R-454B | 650
215670579 | AIRQUEST | H5H0V36*K*AAA* | ESH5X60M12A*+WALLCON | *96CTN0801714B* | Split System | 34400 | 17 | 8.5 | 1.78 | R-454B | 650
215670419 | AIRQUEST | H5H0V36*K*AAA* | ESH5X60M12A*+WALLCON | *80CTL0701716B* | Split System | 34400 | 17 | 8.5 | 1.8 | R-454B | 650
215670439 | AIRQUEST | H5H0V36*K*AAA* | ESH5X60M12A*+WALLCON | *80CTL0901716B* | Split System | 34600 | 17 | 8.5 | 1.8 | R-454B | 650
215670379 | AIRQUEST | H5H0V36*K*AAA* | ESH5X60M12A*+WALLCON | *80CSU0401712A* | Split System | 34600 | 17 | 8.5 | 1.8 | R-454B | 650
215670429 | AIRQUEST | H5H0V36*K*AAA* | ESH5X60M12A*+WALLCON | *80CTL0702120B* | Split System | 34600 | 17 | 8.5 | 1.8 | R-454B | 650
215670389 | AIRQUEST | H5H0V36*K*AAA* | ESH5X60M12A*+WALLCON | *80CSU0601716A* | Split System | 34600 | 17 | 8.5 | 1.8 | R-454B | 650
215670139 | AIRQUEST | H5H0V36*K*AAA* | ESH5X48M12A*+WALLCON | *80CSU0601716A* | Split System | 34000 | 17 | 8.5 | 1.88 | R-454B | 650
215670199 | AIRQUEST | H5H0V36*K*AAA* | ESH5X48M12A*+WALLCON | *80CTL0901716B* | Split System | 34200 | 17 | 8.5 | 1.88 | R-454B | 650
215670129 | AIRQUEST | H5H0V36*K*AAA* | ESH5X48M12A*+WALLCON | *80CSU0401712A* | Split System | 34200 | 17 | 8.5 | 1.88 | R-454B | 650
215670319 | AIRQUEST | H5H0V36*K*AAA* | ESH5X48M12A*+WALLCON | *97CMN1202422B* | Split System | 34200 | 17 | 8.5 | 1.88 | R-454B | 650
215670189 | AIRQUEST | H5H0V36*K*AAA* | ESH5X48M12A*+WALLCON | *80CTL0702120B* | Split System | 34200 | 17 | 8.5 | 1.88 | R-454B | 650
215670209 | AIRQUEST | H5H0V36*K*AAA* | ESH5X48M12A*+WALLCON | *80CTL0902120B* | Split System | 34200 | 17 | 8.5 | 1.9 | R-454B | 650
215670359 | AIRQUEST | H5H0V36*K*AAA* | ESH5X48M12A*+WALLCON | *96CTN1002122B* | Split System | 34200 | 17 | 8.5 | 1.9 | R-454B | 650
215670309 | AIRQUEST | H5H0V36*K*AAA* | ESH5X48M12A*+WALLCON | *97CMN1002122B* | Split System | 34200 | 17 | 8.5 | 1.9 | R-454B | 650
215670229 | AIRQUEST | H5H0V36*K*AAA* | ESH5X48M12A*+WALLCON | *80CTL1352422B* | Split System | 34200 | 17 | 8.5 | 1.9 | R-454B | 650
215670219 | AIRQUEST | H5H0V36*K*AAA* | ESH5X48M12A*+WALLCON | *80CTL1102120B* | Split System | 34200 | 17 | 8.5 | 1.9 | R-454B | 650
215670369 | AIRQUEST | H5H0V36*K*AAA* | ESH5X48M12A*+WALLCON | *96CTN1202422B* | Split System | 34200 | 17 | 8.5 | 1.9 | R-454B | 650
215679876 | AIRQUEST | H5H0V36*K*AAA* | ESH5X48M12A*+WALLCON | *80CSU0401712B* | Split System | 34200 | 17 | 8.5 | 1.9 | R-454B | 650
215679926 | AIRQUEST | H5H0V36*K*AAA* | ESH5X48M12A*+WALLCON | *97CTN1202422A* | Split System | 34200 | 17 | 8.5 | 1.9 | R-454B | 650
215679886 | AIRQUEST | H5H0V36*K*AAA* | ESH5X48M12A*+WALLCON | *80CSU0601716B* | Split System | 34200 | 17 | 8.5 | 1.9 | R-454B | 650
215681696 | AIRQUEST | H5H0V48*K*AAA* | ESH5X60M12A*+WALLCON | *80CSU0802120B* | Split System | 45500 | 17 | 8.5 | 2.06 | R-454B | 650
215675136 | AIRQUEST | H5H0V48*K*AAA* | ESH5X60M12A*+WALLCON | *80CSU0802120A* | Split System | 45500 | 17 | 8.5 | 2.08 | R-454B | 650
215681686 | AIRQUEST | H5H0V48*K*AAA* | ESH5X60M12A*+WALLCON | *80CSU0601716B* | Split System | 45500 | 17 | 8.5 | 2.08 | R-454B | 650
215679197 | ARCOAIRE | H5H0V36*K*AAA* | EA*5X36M17A*+WALLCON | *80CSU0401712B* | Split System | 32800 | 17 | 8.5 | 1.76 | R-454B | 650
215670580 | ARCOAIRE | H5H0V36*K*AAA* | ESH5X60M12A*+WALLCON | *96CTN0801714B* | Split System | 34400 | 17 | 8.5 | 1.78 | R-454B | 650
215670420 | ARCOAIRE | H5H0V36*K*AAA* | ESH5X60M12A*+WALLCON | *80CTL0701716B* | Split System | 34400 | 17 | 8.5 | 1.8 | R-454B | 650
215670430 | ARCOAIRE | H5H0V36*K*AAA* | ESH5X60M12A*+WALLCON | *80CTL0702120B* | Split System | 34600 | 17 | 8.5 | 1.8 | R-454B | 650
215670380 | ARCOAIRE | H5H0V36*K*AAA* | ESH5X60M12A*+WALLCON | *80CSU0401712A* | Split System | 34600 | 17 | 8.5 | 1.8 | R-454B | 650
215670390 | ARCOAIRE | H5H0V36*K*AAA* | ESH5X60M12A*+WALLCON | *80CSU0601716A* | Split System | 34600 | 17 | 8.5 | 1.8 | R-454B | 650
215670440 | ARCOAIRE | H5H0V36*K*AAA* | ESH5X60M12A*+WALLCON | *80CTL0901716B* | Split System | 34600 | 17 | 8.5 | 1.8 | R-454B | 650
215670140 | ARCOAIRE | H5H0V36*K*AAA* | ESH5X48M12A*+WALLCON | *80CSU0601716A* | Split System | 34000 | 17 | 8.5 | 1.88 | R-454B | 650
215670200 | ARCOAIRE | H5H0V36*K*AAA* | ESH5X48M12A*+WALLCON | *80CTL0901716B* | Split System | 34200 | 17 | 8.5 | 1.88 | R-454B | 650
215670190 | ARCOAIRE | H5H0V36*K*AAA* | ESH5X48M12A*+WALLCON | *80CTL0702120B* | Split System | 34200 | 17 | 8.5 | 1.88 | R-454B | 650
215670130 | ARCOAIRE | H5H0V36*K*AAA* | ESH5X48M12A*+WALLCON | *80CSU0401712A* | Split System | 34200 | 17 | 8.5 | 1.88 | R-454B | 650
215670320 | ARCOAIRE | H5H0V36*K*AAA* | ESH5X48M12A*+WALLCON | *97CMN1202422B* | Split System | 34200 | 17 | 8.5 | 1.88 | R-454B | 650
215670210 | ARCOAIRE | H5H0V36*K*AAA* | ESH5X48M12A*+WALLCON | *80CTL0902120B* | Split System | 34200 | 17 | 8.5 | 1.9 | R-454B | 650
215670310 | ARCOAIRE | H5H0V36*K*AAA* | ESH5X48M12A*+WALLCON | *97CMN1002122B* | Split System | 34200 | 17 | 8.5 | 1.9 | R-454B | 650
215670370 | ARCOAIRE | H5H0V36*K*AAA* | ESH5X48M12A*+WALLCON | *96CTN1202422B* | Split System | 34200 | 17 | 8.5 | 1.9 | R-454B | 650
215670360 | ARCOAIRE | H5H0V36*K*AAA* | ESH5X48M12A*+WALLCON | *96CTN1002122B* | Split System | 34200 | 17 | 8.5 | 1.9 | R-454B | 650
215670230 | ARCOAIRE | H5H0V36*K*AAA* | ESH5X48M12A*+WALLCON | *80CTL1352422B* | Split System | 34200 | 17 | 8.5 | 1.9 | R-454B | 650
215679887 | ARCOAIRE | H5H0V36*K*AAA* | ESH5X48M12A*+WALLCON | *80CSU0601716B* | Split System | 34200 | 17 | 8.5 | 1.9 | R-454B | 650
215679927 | ARCOAIRE | H5H0V36*K*AAA* | ESH5X48M12A*+WALLCON | *97CTN1202422A* | Split System | 34200 | 17 | 8.5 | 1.9 | R-454B | 650
215679877 | ARCOAIRE | H5H0V36*K*AAA* | ESH5X48M12A*+WALLCON | *80CSU0401712B* | Split System | 34200 | 17 | 8.5 | 1.9 | R-454B | 650
215681697 | ARCOAIRE | H5H0V48*K*AAA* | ESH5X60M12A*+WALLCON | *80CSU0802120B* | Split System | 45500 | 17 | 8.5 | 2.06 | R-454B | 650
215675137 | ARCOAIRE | H5H0V48*K*AAA* | ESH5X60M12A*+WALLCON | *80CSU0802120A* | Split System | 45500 | 17 | 8.5 | 2.08 | R-454B | 650
215681687 | ARCOAIRE | H5H0V48*K*AAA* | ESH5X60M12A*+WALLCON | *80CSU0601716B* | Split System | 45500 | 17 | 8.5 | 2.08 | R-454B | 650
215670377 | BRYANT HEATING AND COOLING SYSTEMS | 290VAN036**AA* | CSAH*6012AM*+UI | 83*CA36040C17*** | Split System | 34600 | 17 | 8.5 | 1.8 | R-454B | 650
215670387 | BRYANT HEATING AND COOLING SYSTEMS | 290VAN036**AA* | CSAH*6012AM*+UI | 83*CA48060C17*** | Split System | 34600 | 17 | 8.5 | 1.8 | R-454B | 650
215670137 | BRYANT HEATING AND COOLING SYSTEMS | 290VAN036**AA* | CSAH*4812AM*+UI | 83*CA48060C17*** | Split System | 34000 | 17 | 8.5 | 1.88 | R-454B | 650
215670127 | BRYANT HEATING AND COOLING SYSTEMS | 290VAN036**AA* | CSAH*4812AM*+UI | 83*CA36040C17*** | Split System | 34200 | 17 | 8.5 | 1.88 | R-454B | 650
215675134 | BRYANT HEATING AND COOLING SYSTEMS | 290VAN048**AA* | CSAH*6012AM*+UI | 83*CA60080C21*** | Split System | 45500 | 17 | 8.5 | 2.08 | R-454B | 650
215670386 | CARRIER | 27VNA036A*030* | CSAH*6012AM*+UI | 58CU*A060C17**16 | Split System | 34600 | 17 | 8.5 | 1.8 | R-454B | 650
215670376 | CARRIER | 27VNA036A*030* | CSAH*6012AM*+UI | 58CU*A040C17**12 | Split System | 34600 | 17 | 8.5 | 1.8 | R-454B | 650
215670136 | CARRIER | 27VNA036A*030* | CSAH*4812AM*+UI | 58CU*A060C17**16 | Split System | 34000 | 17 | 8.5 | 1.88 | R-454B | 650
215670126 | CARRIER | 27VNA036A*030* | CSAH*4812AM*+UI | 58CU*A040C17**12 | Split System | 34200 | 17 | 8.5 | 1.88 | R-454B | 650
215675132 | CARRIER | 27VNA048A*030* | CSAH*6012AM*+UI | 58CU*A080C21**20 | Split System | 45500 | 17 | 8.5 | 2.08 | R-454B | 650
215679198 | COMFORTMAKER | C5H0V36*K*AAA* | EA*5X36M17A*+WALLCON | *80CSU0401712B* | Split System | 32800 | 17 | 8.5 | 1.76 | R-454B | 650
215670581 | COMFORTMAKER | C5H0V36*K*AAA* | ESH5X60M12A*+WALLCON | *96CTN0801714B* | Split System | 34400 | 17 | 8.5 | 1.78 | R-454B | 650
215670421 | COMFORTMAKER | C5H0V36*K*AAA* | ESH5X60M12A*+WALLCON | *80CTL0701716B* | Split System | 34400 | 17 | 8.5 | 1.8 | R-454B | 650
215670391 | COMFORTMAKER | C5H0V36*K*AAA* | ESH5X60M12A*+WALLCON | *80CSU0601716A* | Split System | 34600 | 17 | 8.5 | 1.8 | R-454B | 650
215670381 | COMFORTMAKER | C5H0V36*K*AAA* | ESH5X60M12A*+WALLCON | *80CSU0401712A* | Split System | 34600 | 17 | 8.5 | 1.8 | R-454B | 650
215670431 | COMFORTMAKER | C5H0V36*K*AAA* | ESH5X60M12A*+WALLCON | *80CTL0702120B* | Split System | 34600 | 17 | 8.5 | 1.8 | R-454B | 650
215670441 | COMFORTMAKER | C5H0V36*K*AAA* | ESH5X60M12A*+WALLCON | *80CTL0901716B* | Split System | 34600 | 17 | 8.5 | 1.8 | R-454B | 650
215670141 | COMFORTMAKER | C5H0V36*K*AAA* | ESH5X48M12A*+WALLCON | *80CSU0601716A* | Split System | 34000 | 17 | 8.5 | 1.88 | R-454B | 650
215670191 | COMFORTMAKER | C5H0V36*K*AAA* | ESH5X48M12A*+WALLCON | *80CTL0702120B* | Split System | 34200 | 17 | 8.5 | 1.88 | R-454B | 650
215670321 | COMFORTMAKER | C5H0V36*K*AAA* | ESH5X48M12A*+WALLCON | *97CMN1202422B* | Split System | 34200 | 17 | 8.5 | 1.88 | R-454B | 650
215670131 | COMFORTMAKER | C5H0V36*K*AAA* | ESH5X48M12A*+WALLCON | *80CSU0401712A* | Split System | 34200 | 17 | 8.5 | 1.88 | R-454B | 650
215670201 | COMFORTMAKER | C5H0V36*K*AAA* | ESH5X48M12A*+WALLCON | *80CTL0901716B* | Split System | 34200 | 17 | 8.5 | 1.88 | R-454B | 650
215670361 | COMFORTMAKER | C5H0V36*K*AAA* | ESH5X48M12A*+WALLCON | *96CTN1002122B* | Split System | 34200 | 17 | 8.5 | 1.9 | R-454B | 650
215670211 | COMFORTMAKER | C5H0V36*K*AAA* | ESH5X48M12A*+WALLCON | *80CTL0902120B* | Split System | 34200 | 17 | 8.5 | 1.9 | R-454B | 650
215670231 | COMFORTMAKER | C5H0V36*K*AAA* | ESH5X48M12A*+WALLCON | *80CTL1352422B* | Split System | 34200 | 17 | 8.5 | 1.9 | R-454B | 650
215670311 | COMFORTMAKER | C5H0V36*K*AAA* | ESH5X48M12A*+WALLCON | *97CMN1002122B* | Split System | 34200 | 17 | 8.5 | 1.9 | R-454B | 650
215670221 | COMFORTMAKER | C5H0V36*K*AAA* | ESH5X48M12A*+WALLCON | *80CTL1102120B* | Split System | 34200 | 17 | 8.5 | 1.9 | R-454B | 650
215670371 | COMFORTMAKER | C5H0V36*K*AAA* | ESH5X48M12A*+WALLCON | *96CTN1202422B* | Split System | 34200 | 17 | 8.5 | 1.9 | R-454B | 650
215679878 | COMFORTMAKER | C5H0V36*K*AAA* | ESH5X48M12A*+WALLCON | *80CSU0401712B* | Split System | 34200 | 17 | 8.5 | 1.9 | R-454B | 650
215679928 | COMFORTMAKER | C5H0V36*K*AAA* | ESH5X48M12A*+WALLCON | *97CTN1202422A* | Split System | 34200 | 17 | 8.5 | 1.9 | R-454B | 650
215681698 | COMFORTMAKER | C5H0V48*K*AAA* | ESH5X60M12A*+WALLCON | *80CSU0802120B* | Split System | 45500 | 17 | 8.5 | 2.06 | R-454B | 650
215675138 | COMFORTMAKER | C5H0V48*K*AAA* | ESH5X60M12A*+WALLCON | *80CSU0802120A* | Split System | 45500 | 17 | 8.5 | 2.08 | R-454B | 650
215681688 | COMFORTMAKER | C5H0V48*K*AAA* | ESH5X60M12A*+WALLCON | *80CSU0601716B* | Split System | 45500 | 17 | 8.5 | 2.08 | R-454B | 650
215679199 | DAY & NIGHT | C5H0V36*K*AAA* | EA*5X36M17A*+WALLCON | *80CSU0401712B* | Split System | 32800 | 17 | 8.5 | 1.76 | R-454B | 650
215670582 | DAY & NIGHT | C5H0V36*K*AAA* | ESH5X60M12A*+WALLCON | *96CTN0801714B* | Split System | 34400 | 17 | 8.5 | 1.78 | R-454B | 650
215670442 | DAY & NIGHT | C5H0V36*K*AAA* | ESH5X60M12A*+WALLCON | *80CTL0901716B* | Split System | 34600 | 17 | 8.5 | 1.8 | R-454B | 650
215670432 | DAY & NIGHT | C5H0V36*K*AAA* | ESH5X60M12A*+WALLCON | *80CTL0702120B* | Split System | 34600 | 17 | 8.5 | 1.8 | R-454B | 650
215670382 | DAY & NIGHT | C5H0V36*K*AAA* | ESH5X60M12A*+WALLCON | *80CSU0401712A* | Split System | 34600 | 17 | 8.5 | 1.8 | R-454B | 650
215670392 | DAY & NIGHT | C5H0V36*K*AAA* | ESH5X60M12A*+WALLCON | *80CSU0601716A* | Split System | 34600 | 17 | 8.5 | 1.8 | R-454B | 650
215670142 | DAY & NIGHT | C5H0V36*K*AAA* | ESH5X48M12A*+WALLCON | *80CSU0601716A* | Split System | 34000 | 17 | 8.5 | 1.88 | R-454B | 650
215670192 | DAY & NIGHT | C5H0V36*K*AAA* | ESH5X48M12A*+WALLCON | *80CTL0702120B* | Split System | 34200 | 17 | 8.5 | 1.88 | R-454B | 650
215670202 | DAY & NIGHT | C5H0V36*K*AAA* | ESH5X48M12A*+WALLCON | *80CTL0901716B* | Split System | 34200 | 17 | 8.5 | 1.88 | R-454B | 650
215670132 | DAY & NIGHT | C5H0V36*K*AAA* | ESH5X48M12A*+WALLCON | *80CSU0401712A* | Split System | 34200 | 17 | 8.5 | 1.88 | R-454B | 650
215670322 | DAY & NIGHT | C5H0V36*K*AAA* | ESH5X48M12A*+WALLCON | *97CMN1202422B* | Split System | 34200 | 17 | 8.5 | 1.88 | R-454B | 650
215670212 | DAY & NIGHT | C5H0V36*K*AAA* | ESH5X48M12A*+WALLCON | *80CTL0902120B* | Split System | 34200 | 17 | 8.5 | 1.9 | R-454B | 650
215670372 | DAY & NIGHT | C5H0V36*K*AAA* | ESH5X48M12A*+WALLCON | *96CTN1202422B* | Split System | 34200 | 17 | 8.5 | 1.9 | R-454B | 650
215670232 | DAY & NIGHT | C5H0V36*K*AAA* | ESH5X48M12A*+WALLCON | *80CTL1352422B* | Split System | 34200 | 17 | 8.5 | 1.9 | R-454B | 650
215670312 | DAY & NIGHT | C5H0V36*K*AAA* | ESH5X48M12A*+WALLCON | *97CMN1002122B* | Split System | 34200 | 17 | 8.5 | 1.9 | R-454B | 650
215670362 | DAY & NIGHT | C5H0V36*K*AAA* | ESH5X48M12A*+WALLCON | *96CTN1002122B* | Split System | 34200 | 17 | 8.5 | 1.9 | R-454B | 650
215679889 | DAY & NIGHT | C5H0V36*K*AAA* | ESH5X48M12A*+WALLCON | *80CSU0601716B* | Split System | 34200 | 17 | 8.5 | 1.9 | R-454B | 650
215679879 | DAY & NIGHT | C5H0V36*K*AAA* | ESH5X48M12A*+WALLCON | *80CSU0401712B* | Split System | 34200 | 17 | 8.5 | 1.9 | R-454B | 650
215679929 | DAY & NIGHT | C5H0V36*K*AAA* | ESH5X48M12A*+WALLCON | *97CTN1202422A* | Split System | 34200 | 17 | 8.5 | 1.9 | R-454B | 650
215681699 | DAY & NIGHT | C5H0V48*K*AAA* | ESH5X60M12A*+WALLCON | *80CSU0802120B* | Split System | 45500 | 17 | 8.5 | 2.06 | R-454B | 650
215675139 | DAY & NIGHT | C5H0V48*K*AAA* | ESH5X60M12A*+WALLCON | *80CSU0802120A* | Split System | 45500 | 17 | 8.5 | 2.08 | R-454B | 650
215681689 | DAY & NIGHT | C5H0V48*K*AAA* | ESH5X60M12A*+WALLCON | *80CSU0601716B* | Split System | 45500 | 17 | 8.5 | 2.08 | R-454B | 650
215670578 | HEIL | H5H0V36*K*AAA* | ESH5X60M12A*+WALLCON | *96CTN0801714B* | Split System | 34400 | 17 | 8.5 | 1.78 | R-454B | 650
215670418 | HEIL | H5H0V36*K*AAA* | ESH5X60M12A*+WALLCON | *80CTL0701716B* | Split System | 34400 | 17 | 8.5 | 1.8 | R-454B | 650
215670438 | HEIL | H5H0V36*K*AAA* | ESH5X60M12A*+WALLCON | *80CTL0901716B* | Split System | 34600 | 17 | 8.5 | 1.8 | R-454B | 650
215670378 | HEIL | H5H0V36*K*AAA* | ESH5X60M12A*+WALLCON | *80CSU0401712A* | Split System | 34600 | 17 | 8.5 | 1.8 | R-454B | 650
215670428 | HEIL | H5H0V36*K*AAA* | ESH5X60M12A*+WALLCON | *80CTL0702120B* | Split System | 34600 | 17 | 8.5 | 1.8 | R-454B | 650
215670388 | HEIL | H5H0V36*K*AAA* | ESH5X60M12A*+WALLCON | *80CSU0601716A* | Split System | 34600 | 17 | 8.5 | 1.8 | R-454B | 650
215670138 | HEIL | H5H0V36*K*AAA* | ESH5X48M12A*+WALLCON | *80CSU0601716A* | Split System | 34000 | 17 | 8.5 | 1.88 | R-454B | 650
215670318 | HEIL | H5H0V36*K*AAA* | ESH5X48M12A*+WALLCON | *97CMN1202422B* | Split System | 34200 | 17 | 8.5 | 1.88 | R-454B | 650
215670188 | HEIL | H5H0V36*K*AAA* | ESH5X48M12A*+WALLCON | *80CTL0702120B* | Split System | 34200 | 17 | 8.5 | 1.88 | R-454B | 650
215670128 | HEIL | H5H0V36*K*AAA* | ESH5X48M12A*+WALLCON | *80CSU0401712A* | Split System | 34200 | 17 | 8.5 | 1.88 | R-454B | 650
215670198 | HEIL | H5H0V36*K*AAA* | ESH5X48M12A*+WALLCON | *80CTL0901716B* | Split System | 34200 | 17 | 8.5 | 1.88 | R-454B | 650
215670358 | HEIL | H5H0V36*K*AAA* | ESH5X48M12A*+WALLCON | *96CTN1002122B* | Split System | 34200 | 17 | 8.5 | 1.9 | R-454B | 650
215670228 | HEIL | H5H0V36*K*AAA* | ESH5X48M12A*+WALLCON | *80CTL1352422B* | Split System | 34200 | 17 | 8.5 | 1.9 | R-454B | 650
215670218 | HEIL | H5H0V36*K*AAA* | ESH5X48M12A*+WALLCON | *80CTL1102120B* | Split System | 34200 | 17 | 8.5 | 1.9 | R-454B | 650
215670368 | HEIL | H5H0V36*K*AAA* | ESH5X48M12A*+WALLCON | *96CTN1202422B* | Split System | 34200 | 17 | 8.5 | 1.9 | R-454B | 650
215670208 | HEIL | H5H0V36*K*AAA* | ESH5X48M12A*+WALLCON | *80CTL0902120B* | Split System | 34200 | 17 | 8.5 | 1.9 | R-454B | 650
215670308 | HEIL | H5H0V36*K*AAA* | ESH5X48M12A*+WALLCON | *97CMN1002122B* | Split System | 34200 | 17 | 8.5 | 1.9 | R-454B | 650
215679875 | HEIL | H5H0V36*K*AAA* | ESH5X48M12A*+WALLCON | *80CSU0401712B* | Split System | 34200 | 17 | 8.5 | 1.9 | R-454B | 650
215679925 | HEIL | H5H0V36*K*AAA* | ESH5X48M12A*+WALLCON | *97CTN1202422A* | Split System | 34200 | 17 | 8.5 | 1.9 | R-454B | 650
215679885 | HEIL | H5H0V36*K*AAA* | ESH5X48M12A*+WALLCON | *80CSU0601716B* | Split System | 34200 | 17 | 8.5 | 1.9 | R-454B | 650
215681695 | HEIL | H5H0V48*K*AAA* | ESH5X60M12A*+WALLCON | *80CSU0802120B* | Split System | 45500 | 17 | 8.5 | 2.06 | R-454B | 650
215675135 | HEIL | H5H0V48*K*AAA* | ESH5X60M12A*+WALLCON | *80CSU0802120A* | Split System | 45500 | 17 | 8.5 | 2.08 | R-454B | 650
215679200 | KEEPRITE | C5H0V36*K*AAA* | EA*5X36M17A*+WALLCON | *80CSU0401712B* | Split System | 32800 | 17 | 8.5 | 1.76 | R-454B | 650
215670583 | KEEPRITE | C5H0V36*K*AAA* | ESH5X60M12A*+WALLCON | *96CTN0801714B* | Split System | 34400 | 17 | 8.5 | 1.78 | R-454B | 650
215670423 | KEEPRITE | C5H0V36*K*AAA* | ESH5X60M12A*+WALLCON | *80CTL0701716B* | Split System | 34400 | 17 | 8.5 | 1.8 | R-454B | 650
215670393 | KEEPRITE | C5H0V36*K*AAA* | ESH5X60M12A*+WALLCON | *80CSU0601716A* | Split System | 34600 | 17 | 8.5 | 1.8 | R-454B | 650
215670443 | KEEPRITE | C5H0V36*K*AAA* | ESH5X60M12A*+WALLCON | *80CTL0901716B* | Split System | 34600 | 17 | 8.5 | 1.8 | R-454B | 650
215670433 | KEEPRITE | C5H0V36*K*AAA* | ESH5X60M12A*+WALLCON | *80CTL0702120B* | Split System | 34600 | 17 | 8.5 | 1.8 | R-454B | 650
215670383 | KEEPRITE | C5H0V36*K*AAA* | ESH5X60M12A*+WALLCON | *80CSU0401712A* | Split System | 34600 | 17 | 8.5 | 1.8 | R-454B | 650
215670143 | KEEPRITE | C5H0V36*K*AAA* | ESH5X48M12A*+WALLCON | *80CSU0601716A* | Split System | 34000 | 17 | 8.5 | 1.88 | R-454B | 650
215670133 | KEEPRITE | C5H0V36*K*AAA* | ESH5X48M12A*+WALLCON | *80CSU0401712A* | Split System | 34200 | 17 | 8.5 | 1.88 | R-454B | 650
215670193 | KEEPRITE | C5H0V36*K*AAA* | ESH5X48M12A*+WALLCON | *80CTL0702120B* | Split System | 34200 | 17 | 8.5 | 1.88 | R-454B | 650
215670203 | KEEPRITE | C5H0V36*K*AAA* | ESH5X48M12A*+WALLCON | *80CTL0901716B* | Split System | 34200 | 17 | 8.5 | 1.88 | R-454B | 650
215670323 | KEEPRITE | C5H0V36*K*AAA* | ESH5X48M12A*+WALLCON | *97CMN1202422B* | Split System | 34200 | 17 | 8.5 | 1.88 | R-454B | 650
215670233 | KEEPRITE | C5H0V36*K*AAA* | ESH5X48M12A*+WALLCON | *80CTL1352422B* | Split System | 34200 | 17 | 8.5 | 1.9 | R-454B | 650
215670373 | KEEPRITE | C5H0V36*K*AAA* | ESH5X48M12A*+WALLCON | *96CTN1202422B* | Split System | 34200 | 17 | 8.5 | 1.9 | R-454B | 650
215670363 | KEEPRITE | C5H0V36*K*AAA* | ESH5X48M12A*+WALLCON | *96CTN1002122B* | Split System | 34200 | 17 | 8.5 | 1.9 | R-454B | 650
215670223 | KEEPRITE | C5H0V36*K*AAA* | ESH5X48M12A*+WALLCON | *80CTL1102120B* | Split System | 34200 | 17 | 8.5 | 1.9 | R-454B | 650
215670213 | KEEPRITE | C5H0V36*K*AAA* | ESH5X48M12A*+WALLCON | *80CTL0902120B* | Split System | 34200 | 17 | 8.5 | 1.9 | R-454B | 650
215670313 | KEEPRITE | C5H0V36*K*AAA* | ESH5X48M12A*+WALLCON | *97CMN1002122B* | Split System | 34200 | 17 | 8.5 | 1.9 | R-454B | 650
215679890 | KEEPRITE | C5H0V36*K*AAA* | ESH5X48M12A*+WALLCON | *80CSU0601716B* | Split System | 34200 | 17 | 8.5 | 1.9 | R-454B | 650
215679930 | KEEPRITE | C5H0V36*K*AAA* | ESH5X48M12A*+WALLCON | *97CTN1202422A* | Split System | 34200 | 17 | 8.5 | 1.9 | R-454B | 650
215679880 | KEEPRITE | C5H0V36*K*AAA* | ESH5X48M12A*+WALLCON | *80CSU0401712B* | Split System | 34200 | 17 | 8.5 | 1.9 | R-454B | 650
215681700 | KEEPRITE | C5H0V48*K*AAA* | ESH5X60M12A*+WALLCON | *80CSU0802120B* | Split System | 45500 | 17 | 8.5 | 2.06 | R-454B | 650
215675140 | KEEPRITE | C5H0V48*K*AAA* | ESH5X60M12A*+WALLCON | *80CSU0802120A* | Split System | 45500 | 17 | 8.5 | 2.08 | R-454B | 650
215681690 | KEEPRITE | C5H0V48*K*AAA* | ESH5X60M12A*+WALLCON | *80CSU0601716B* | Split System | 45500 | 17 | 8.5 | 2.08 | R-454B | 650
215679201 | KENMORE | (C,H,T)5H0V36*K*AAA* | EA*5X36M17A*+WALLCON | *80CSU0401712B* | Split System | 32800 | 17 | 8.5 | 1.76 | R-454B | 650
215670584 | KENMORE | (C,H,T)5H0V36*K*AAA* | ESH5X60M12A*+WALLCON | *96CTN0801714B* | Split System | 34400 | 17 | 8.5 | 1.78 | R-454B | 650
215670424 | KENMORE | (C,H,T)5H0V36*K*AAA* | ESH5X60M12A*+WALLCON | *80CTL0701716B* | Split System | 34400 | 17 | 8.5 | 1.8 | R-454B | 650
215670394 | KENMORE | (C,H,T)5H0V36*K*AAA* | ESH5X60M12A*+WALLCON | *80CSU0601716A* | Split System | 34600 | 17 | 8.5 | 1.8 | R-454B | 650
215670384 | KENMORE | (C,H,T)5H0V36*K*AAA* | ESH5X60M12A*+WALLCON | *80CSU0401712A* | Split System | 34600 | 17 | 8.5 | 1.8 | R-454B | 650
215670434 | KENMORE | (C,H,T)5H0V36*K*AAA* | ESH5X60M12A*+WALLCON | *80CTL0702120B* | Split System | 34600 | 17 | 8.5 | 1.8 | R-454B | 650
215670444 | KENMORE | (C,H,T)5H0V36*K*AAA* | ESH5X60M12A*+WALLCON | *80CTL0901716B* | Split System | 34600 | 17 | 8.5 | 1.8 | R-454B | 650
215670144 | KENMORE | (C,H,T)5H0V36*K*AAA* | ESH5X48M12A*+WALLCON | *80CSU0601716A* | Split System | 34000 | 17 | 8.5 | 1.88 | R-454B | 650
215670134 | KENMORE | (C,H,T)5H0V36*K*AAA* | ESH5X48M12A*+WALLCON | *80CSU0401712A* | Split System | 34200 | 17 | 8.5 | 1.88 | R-454B | 650
215670324 | KENMORE | (C,H,T)5H0V36*K*AAA* | ESH5X48M12A*+WALLCON | *97CMN1202422B* | Split System | 34200 | 17 | 8.5 | 1.88 | R-454B | 650
215670194 | KENMORE | (C,H,T)5H0V36*K*AAA* | ESH5X48M12A*+WALLCON | *80CTL0702120B* | Split System | 34200 | 17 | 8.5 | 1.88 | R-454B | 650
215670214 | KENMORE | (C,H,T)5H0V36*K*AAA* | ESH5X48M12A*+WALLCON | *80CTL0902120B* | Split System | 34200 | 17 | 8.5 | 1.9 | R-454B | 650
215670234 | KENMORE | (C,H,T)5H0V36*K*AAA* | ESH5X48M12A*+WALLCON | *80CTL1352422B* | Split System | 34200 | 17 | 8.5 | 1.9 | R-454B | 650
215670364 | KENMORE | (C,H,T)5H0V36*K*AAA* | ESH5X48M12A*+WALLCON | *96CTN1002122B* | Split System | 34200 | 17 | 8.5 | 1.9 | R-454B | 650
215670224 | KENMORE | (C,H,T)5H0V36*K*AAA* | ESH5X48M12A*+WALLCON | *80CTL1102120B* | Split System | 34200 | 17 | 8.5 | 1.9 | R-454B | 650
215670314 | KENMORE | (C,H,T)5H0V36*K*AAA* | ESH5X48M12A*+WALLCON | *97CMN1002122B* | Split System | 34200 | 17 | 8.5 | 1.9 | R-454B | 650
215679891 | KENMORE | (C,H,T)5H0V36*K*AAA* | ESH5X48M12A*+WALLCON | *80CSU0601716B* | Split System | 34200 | 17 | 8.5 | 1.9 | R-454B | 650
215679881 | KENMORE | (C,H,T)5H0V36*K*AAA* | ESH5X48M12A*+WALLCON | *80CSU0401712B* | Split System | 34200 | 17 | 8.5 | 1.9 | R-454B | 650
215679931 | KENMORE | (C,H,T)5H0V36*K*AAA* | ESH5X48M12A*+WALLCON | *97CTN1202422A* | Split System | 34200 | 17 | 8.5 | 1.9 | R-454B | 650
215681701 | KENMORE | (C,H,T)5H0V48*K*AAA* | ESH5X60M12A*+WALLCON | *80CSU0802120B* | Split System | 45500 | 17 | 8.5 | 2.06 | R-454B | 650
215675141 | KENMORE | (C,H,T)5H0V48*K*AAA* | ESH5X60M12A*+WALLCON | *80CSU0802120A* | Split System | 45500 | 17 | 8.5 | 2.08 | R-454B | 650
215681691 | KENMORE | (C,H,T)5H0V48*K*AAA* | ESH5X60M12A*+WALLCON | *80CSU0601716B* | Split System | 45500 | 17 | 8.5 | 2.08 | R-454B | 650
215679202 | TEMPSTAR | T5H0V36*K*AAA* | EA*5X36M17A*+WALLCON | *80CSU0401712B* | Split System | 32800 | 17 | 8.5 | 1.76 | R-454B | 650
215670585 | TEMPSTAR | T5H0V36*K*AAA* | ESH5X60M12A*+WALLCON | *96CTN0801714B* | Split System | 34400 | 17 | 8.5 | 1.78 | R-454B | 650
215670425 | TEMPSTAR | T5H0V36*K*AAA* | ESH5X60M12A*+WALLCON | *80CTL0701716B* | Split System | 34400 | 17 | 8.5 | 1.8 | R-454B | 650
215670395 | TEMPSTAR | T5H0V36*K*AAA* | ESH5X60M12A*+WALLCON | *80CSU0601716A* | Split System | 34600 | 17 | 8.5 | 1.8 | R-454B | 650
215670445 | TEMPSTAR | T5H0V36*K*AAA* | ESH5X60M12A*+WALLCON | *80CTL0901716B* | Split System | 34600 | 17 | 8.5 | 1.8 | R-454B | 650
215670385 | TEMPSTAR | T5H0V36*K*AAA* | ESH5X60M12A*+WALLCON | *80CSU0401712A* | Split System | 34600 | 17 | 8.5 | 1.8 | R-454B | 650
215670435 | TEMPSTAR | T5H0V36*K*AAA* | ESH5X60M12A*+WALLCON | *80CTL0702120B* | Split System | 34600 | 17 | 8.5 | 1.8 | R-454B | 650
215670145 | TEMPSTAR | T5H0V36*K*AAA* | ESH5X48M12A*+WALLCON | *80CSU0601716A* | Split System | 34000 | 17 | 8.5 | 1.88 | R-454B | 650
217946862 | BRYANT HEATING AND COOLING SYSTEMS | 249VAN024**AA* | CAA**2417AM* | 82*TB36045V14*** | Split System | 23200 | 17.5 | 9.5 | 1.92 | R-454B | 650
217946847 | BRYANT HEATING AND COOLING SYSTEMS | 249VAN024**AA* | CAA**2417AM* | 82*SB36045V14*** | Split System | 23200 | 17.5 | 9.5 | 1.92 | R-454B | 650
217948668 | BRYANT HEATING AND COOLING SYSTEMS | 249VAN024**AA* | CAA**2417AM* | 82*TB48090V17*** | Split System | 23200 | 17.5 | 9.5 | 1.92 | R-454B | 650
217948653 | BRYANT HEATING AND COOLING SYSTEMS | 249VAN024**AA* | CAA**2417AM* | 82*SB48090V17*** | Split System | 23200 | 17.5 | 9.5 | 1.92 | R-454B | 650
217949412 | BRYANT HEATING AND COOLING SYSTEMS | 249VAN024**AA* | CAA**2417AM* | 88*TB36070C14*** | Split System | 23200 | 17.5 | 9.5 | 1.92 | R-454B | 650
217947720 | BRYANT HEATING AND COOLING SYSTEMS | 249VAN024**AA* | CAA**2417AM* | 88*TB48090C17*** | Split System | 23200 | 17.5 | 9.5 | 1.92 | R-454B | 650
217951356 | BRYANT HEATING AND COOLING SYSTEMS | 249VAN024**AA* | CAA**3017AM* | 83*CB36040C17*** | Split System | 23400 | 17.5 | 9.5 | 1.92 | R-454B | 650
217951386 | BRYANT HEATING AND COOLING SYSTEMS | 249VAN024**AA* | CAA**3017AM* | 88*TB48090C17*** | Split System | 23400 | 17.5 | 9.5 | 1.92 | R-454B | 650
217950556 | BRYANT HEATING AND COOLING SYSTEMS | 249VAN024**AA* | CAA**3617AM* | 935SB48060M17*** | Split System | 23400 | 17.5 | 9.5 | 1.92 | R-454B | 650
217949443 | BRYANT HEATING AND COOLING SYSTEMS | 249VAN024**AA* | CAA**3017AM* | 88*TB48070C17*** | Split System | 23400 | 17.5 | 9.5 | 1.92 | R-454B | 650
217946021 | BRYANT HEATING AND COOLING SYSTEMS | 249VAN024**AA* | CAA**3617AM* | 987TA48060C17*** | Split System | 23400 | 17.5 | 9.5 | 1.92 | R-454B | 650
217949397 | BRYANT HEATING AND COOLING SYSTEMS | 249VAN024**AA* | CAA**2417AM* | 82*SB36070V14*** | Split System | 23400 | 17.5 | 9.5 | 1.92 | R-454B | 650
217948638 | BRYANT HEATING AND COOLING SYSTEMS | 249VAN024**AA* | CAA**2417AM* | 83*CB48060C17*** | Split System | 23400 | 17.5 | 9.5 | 1.92 | R-454B | 650
217947765 | BRYANT HEATING AND COOLING SYSTEMS | 249VAN024**AA* | CAA**3017AM* | 926TC48060V17*** | Split System | 23400 | 17.5 | 9.5 | 1.92 | R-454B | 650
217950267 | BRYANT HEATING AND COOLING SYSTEMS | 249VAN024**AA* | CAA**3017AM* | 927TA48080V17*** | Split System | 23400 | 17.5 | 9.5 | 1.92 | R-454B | 650
217948699 | BRYANT HEATING AND COOLING SYSTEMS | 249VAN024**AA* | CAA**3617AM* | 88*TB36045C17*** | Split System | 23400 | 17.5 | 9.5 | 1.92 | R-454B | 650
217949427 | BRYANT HEATING AND COOLING SYSTEMS | 249VAN024**AA* | CAA**2417AM* | 82*TB36070V14*** | Split System | 23400 | 17.5 | 9.5 | 1.92 | R-454B | 650
217947780 | BRYANT HEATING AND COOLING SYSTEMS | 249VAN024**AA* | CAA**3017AM* | 927TA48060V17*** | Split System | 23400 | 17.5 | 9.5 | 1.92 | R-454B | 650
217949473 | BRYANT HEATING AND COOLING SYSTEMS | 249VAN024**AA* | CAA**3017AM* | 986TD42060C17*** | Split System | 23400 | 17.5 | 9.5 | 1.92 | R-454B | 650
217950237 | BRYANT HEATING AND COOLING SYSTEMS | 249VAN024**AA* | CAA**3017AM* | 926SB48080V17*** | Split System | 23400 | 17.5 | 9.5 | 1.92 | R-454B | 650
217948684 | BRYANT HEATING AND COOLING SYSTEMS | 249VAN024**AA* | CAA**3017AM* | 987TA48080C17*** | Split System | 23400 | 17.5 | 9.5 | 1.92 | R-454B | 650
217950252 | BRYANT HEATING AND COOLING SYSTEMS | 249VAN024**AA* | CAA**3017AM* | 926TC48080V17*** | Split System | 23400 | 17.5 | 9.5 | 1.92 | R-454B | 650
217950871 | BRYANT HEATING AND COOLING SYSTEMS | 249VAN024**AA* | CAA**2417AM* | 83*SB36040M17*** | Split System | 23400 | 17.5 | 9.5 | 1.92 | R-454B | 650
217945976 | BRYANT HEATING AND COOLING SYSTEMS | 249VAN024**AA* | CAA**2417AM* | 986TD42080C17*** | Split System | 23400 | 17.5 | 9.5 | 1.92 | R-454B | 650
217948714 | BRYANT HEATING AND COOLING SYSTEMS | 249VAN024**AA* | CAA**3617AM* | 987MC42060C17*** | Split System | 23400 | 17.5 | 9.5 | 1.92 | R-454B | 650
217947750 | BRYANT HEATING AND COOLING SYSTEMS | 249VAN024**AA* | CAA**3017AM* | 926SB48060V17*** | Split System | 23400 | 17.5 | 9.5 | 1.92 | R-454B | 650
217945118 | BRYANT HEATING AND COOLING SYSTEMS | 249VAN024**AA* | CAA**3017AM* | 88*TB36070C14*** | Split System | 23600 | 17.5 | 9.5 | 1.92 | R-454B | 650
217950886 | BRYANT HEATING AND COOLING SYSTEMS | 249VAN024**AA* | CAA**3017AM* | 82*SB48070V17*** | Split System | 23600 | 17.5 | 9.5 | 1.92 | R-454B | 650
217947735 | BRYANT HEATING AND COOLING SYSTEMS | 249VAN024**AA* | CAA**3017AM* | 987MC42080C17*** | Split System | 23600 | 17.5 | 9.5 | 1.92 | R-454B | 650
217948669 | BRYANT HEATING AND COOLING SYSTEMS | 249VAN024**AA* | CAA**3017AM* | 935CB48060C17*** | Split System | 23600 | 17.5 | 9.5 | 1.92 | R-454B | 650
217951401 | BRYANT HEATING AND COOLING SYSTEMS | 249VAN024**AA* | CAA**3017AM* | 82*TB48090V17*** | Split System | 23600 | 17.5 | 9.5 | 1.92 | R-454B | 650
217950946 | BRYANT HEATING AND COOLING SYSTEMS | 249VAN024**AA* | CAA**3617AM* | 986TD42060C17*** | Split System | 23600 | 17.5 | 9.5 | 1.92 | R-454B | 650
217950901 | BRYANT HEATING AND COOLING SYSTEMS | 249VAN024**AA* | CAA**3017AM* | 935SB48060M17*** | Split System | 23600 | 17.5 | 9.5 | 1.92 | R-454B | 650
217951371 | BRYANT HEATING AND COOLING SYSTEMS | 249VAN024**AA* | CAA**3017AM* | 82*SB48090V17*** | Split System | 23600 | 17.5 | 9.5 | 1.92 | R-454B | 650
217950282 | BRYANT HEATING AND COOLING SYSTEMS | 249VAN024**AA* | CAA**3617AM* | 987TA48080C17*** | Split System | 23600 | 17.5 | 9.5 | 1.92 | R-454B | 650
217950222 | BRYANT HEATING AND COOLING SYSTEMS | 249VAN024**AA* | CAA**3017AM* | 82*TB48070V17*** | Split System | 23600 | 17.5 | 9.5 | 1.92 | R-454B | 650
217950526 | BRYANT HEATING AND COOLING SYSTEMS | 249VAN024**AA* | CAA**3017AM* | 986TD42080C17*** | Split System | 23600 | 17.5 | 9.5 | 1.92 | R-454B | 650
217949518 | BRYANT HEATING AND COOLING SYSTEMS | 249VAN024**AA* | CSAH*3012AM* | 83*SB48060M17*** | Split System | 23800 | 17.5 | 9.5 | 1.92 | R-454B | 650
217946892 | BRYANT HEATING AND COOLING SYSTEMS | 249VAN024**AA* | CAA**3717AM* | 987TA48060C17*** | Split System | 23800 | 17.5 | 9.5 | 1.92 | R-454B | 650
217948729 | BRYANT HEATING AND COOLING SYSTEMS | 249VAN024**AA* | CAA**3717AM* | OVLAAB036098 | Split System | 23800 | 17.5 | 9.5 | 1.92 | R-454B | 650
217950297 | BRYANT HEATING AND COOLING SYSTEMS | 249VAN024**AA* | CAA**3717AM* | 926SB36060V14*** | Split System | 23800 | 17.5 | 9.5 | 1.92 | R-454B | 650
217950312 | BRYANT HEATING AND COOLING SYSTEMS | 249VAN024**AA* | CAA**3717AM* | 926TC36060V14*** | Split System | 23800 | 17.5 | 9.5 | 1.92 | R-454B | 650
217949503 | BRYANT HEATING AND COOLING SYSTEMS | 249VAN024**AA* | CAA**3717AM* | 88*TB36045C17*** | Split System | 24000 | 17.5 | 9.5 | 1.92 | R-454B | 650
217945961 | BRYANT HEATING AND COOLING SYSTEMS | 249VAN024**AA* | CAA**2417AM* | 82*TB48070V17*** | Split System | 23200 | 17.5 | 9.5 | 1.94 | R-454B | 650
217945133 | BRYANT HEATING AND COOLING SYSTEMS | 249VAN024**AA* | CAA**3617AM* | 935CB48060C17*** | Split System | 23400 | 17.5 | 9.5 | 1.94 | R-454B | 650
217951402 | BRYANT HEATING AND COOLING SYSTEMS | 249VAN024**AA* | CAA**3617AM* | 987MC42080C17*** | Split System | 23400 | 17.5 | 9.5 | 1.94 | R-454B | 650
217950571 | BRYANT HEATING AND COOLING SYSTEMS | 249VAN024**AA* | CAA**3617AM* | 926TC48080V17*** | Split System | 23400 | 17.5 | 9.5 | 1.94 | R-454B | 650
217950541 | BRYANT HEATING AND COOLING SYSTEMS | 249VAN024**AA* | CAA**3617AM* | 926SB48080V17*** | Split System | 23400 | 17.5 | 9.5 | 1.94 | R-454B | 650
217950586 | BRYANT HEATING AND COOLING SYSTEMS | 249VAN024**AA* | CAA**3617AM* | 927TA48080V17*** | Split System | 23400 | 17.5 | 9.5 | 1.94 | R-454B | 650
217945088 | BRYANT HEATING AND COOLING SYSTEMS | 249VAN024**AA* | CAA**3017AM* | 83*CB48060C17*** | Split System | 23600 | 17.5 | 9.5 | 1.94 | R-454B | 650
217950931 | BRYANT HEATING AND COOLING SYSTEMS | 249VAN024**AA* | CAA**3617AM* | 88*TB48070C17*** | Split System | 23600 | 17.5 | 9.5 | 1.94 | R-454B | 650
217951417 | BRYANT HEATING AND COOLING SYSTEMS | 249VAN024**AA* | CAA**3617AM* | OVMAAB042112 | Split System | 23800 | 17.5 | 9.5 | 1.94 | R-454B | 650
217949533 | BRYANT HEATING AND COOLING SYSTEMS | 249VAN024**AA* | CSAH*3612AM* | 935SB66100M21*** | Split System | 24000 | 17.5 | 9.5 | 1.94 | R-454B | 650
217946820 | COMFORTMAKER | N5H9V24*K*AAA* | EA*5X24M14A* | *80CTL0701412B* | Split System | 23200 | 17.5 | 9.5 | 1.9 | R-454B | 650
217946827 | COMFORTMAKER | Q5H9V24*K*AAA* | EA*5X24M14A* | *80CTL0701412B* | Split System | 23200 | 17.5 | 9.5 | 1.9 | R-454B | 650
217950513 | COMFORTMAKER | N5H9V24*K*AAA* | EA*5X30M17A* | *80VSL0701412B* | Split System | 23400 | 17.5 | 9.5 | 1.9 | R-454B | 650
217950520 | COMFORTMAKER | Q5H9V24*K*AAA* | EA*5X30M17A* | *80VSL0701412B* | Split System | 23400 | 17.5 | 9.5 | 1.9 | R-454B | 650
217945632 | COMFORTMAKER | N5H9V24*K*AAA* | EA*5X24M17A* | *80MSU0601716A* | Split System | 23400 | 17.5 | 9.5 | 1.9 | R-454B | 650
217949438 | COMFORTMAKER | Q5H9V24*K*AAA* | EA*5X30M17A* | *80VSL0451412B* | Split System | 23400 | 17.5 | 9.5 | 1.9 | R-454B | 650
217945639 | COMFORTMAKER | Q5H9V24*K*AAA* | EA*5X24M17A* | *80MSU0601716A* | Split System | 23400 | 17.5 | 9.5 | 1.9 | R-454B | 650
217949461 | COMFORTMAKER | N5H9V24*K*AAA* | EA*5X30M17A* | *80VTL0451412B* | Split System | 23400 | 17.5 | 9.5 | 1.9 | R-454B | 650
217949468 | COMFORTMAKER | Q5H9V24*K*AAA* | EA*5X30M17A* | *80VTL0451412B* | Split System | 23400 | 17.5 | 9.5 | 1.9 | R-454B | 650
217949431 | COMFORTMAKER | N5H9V24*K*AAA* | EA*5X30M17A* | *80VSL0451412B* | Split System | 23400 | 17.5 | 9.5 | 1.9 | R-454B | 650
217945151 | COMFORTMAKER | N5H9V24*K*AAA* | EA*5X37M17A* | *95MSU0401712A* | Split System | 23800 | 17.5 | 9.5 | 1.9 | R-454B | 650
217945158 | COMFORTMAKER | Q5H9V24*K*AAA* | EA*5X37M17A* | *95MSU0401712A* | Split System | 23800 | 17.5 | 9.5 | 1.9 | R-454B | 650
217946016 | COMFORTMAKER | Q5H9V24*K*AAA* | EA*5X25M17A* | *96VTN0401712B* | Split System | 23800 | 17.5 | 9.5 | 1.9 | R-454B | 650
217946001 | COMFORTMAKER | Q5H9V24*K*AAA* | EA*5X25M17A* | *96VSN0401712B* | Split System | 23800 | 17.5 | 9.5 | 1.9 | R-454B | 650
217946009 | COMFORTMAKER | N5H9V24*K*AAA* | EA*5X25M17A* | *96VTN0401712B* | Split System | 23800 | 17.5 | 9.5 | 1.9 | R-454B | 650
217945994 | COMFORTMAKER | N5H9V24*K*AAA* | EA*5X25M17A* | *96VSN0401712B* | Split System | 23800 | 17.5 | 9.5 | 1.9 | R-454B | 650
217945955 | COMFORTMAKER | Q5H9V24*K*AAA* | EA*5X24M14A* | *80VSL0701412B* | Split System | 23200 | 17.5 | 9.5 | 1.92 | R-454B | 650
217946805 | COMFORTMAKER | N5H9V24*K*AAA* | EA*5X24M14A* | *80VSL0451412B* | Split System | 23200 | 17.5 | 9.5 | 1.92 | R-454B | 650
217946835 | COMFORTMAKER | N5H9V24*K*AAA* | EA*5X24M14A* | *80VTL0451412B* | Split System | 23200 | 17.5 | 9.5 | 1.92 | R-454B | 650
217946812 | COMFORTMAKER | Q5H9V24*K*AAA* | EA*5X24M14A* | *80VSL0451412B* | Split System | 23200 | 17.5 | 9.5 | 1.92 | R-454B | 650
217946842 | COMFORTMAKER | Q5H9V24*K*AAA* | EA*5X24M14A* | *80VTL0451412B* | Split System | 23200 | 17.5 | 9.5 | 1.92 | R-454B | 650
217945948 | COMFORTMAKER | N5H9V24*K*AAA* | EA*5X24M14A* | *80VSL0701412B* | Split System | 23200 | 17.5 | 9.5 | 1.92 | R-454B | 650
217946850 | COMFORTMAKER | N5H9V24*K*AAA* | EA*5X24M17A* | *80VSL0451412B* | Split System | 23200 | 17.5 | 9.5 | 1.92 | R-454B | 650
217946865 | COMFORTMAKER | N5H9V24*K*AAA* | EA*5X24M17A* | *80VTL0451412B* | Split System | 23200 | 17.5 | 9.5 | 1.92 | R-454B | 650
217947730 | COMFORTMAKER | Q5H9V24*K*AAA* | EA*5X24M17A* | *80CTL0901716B* | Split System | 23200 | 17.5 | 9.5 | 1.92 | R-454B | 650
217948656 | COMFORTMAKER | N5H9V24*K*AAA* | EA*5X24M17A* | *80VSL0901716B* | Split System | 23200 | 17.5 | 9.5 | 1.92 | R-454B | 650
217948663 | COMFORTMAKER | Q5H9V24*K*AAA* | EA*5X24M17A* | *80VSL0901716B* | Split System | 23200 | 17.5 | 9.5 | 1.92 | R-454B | 650
217946872 | COMFORTMAKER | Q5H9V24*K*AAA* | EA*5X24M17A* | *80VTL0451412B* | Split System | 23200 | 17.5 | 9.5 | 1.92 | R-454B | 650
217947723 | COMFORTMAKER | N5H9V24*K*AAA* | EA*5X24M17A* | *80CTL0901716B* | Split System | 23200 | 17.5 | 9.5 | 1.92 | R-454B | 650
217949422 | COMFORTMAKER | Q5H9V24*K*AAA* | EA*5X24M17A* | *80CTL0701412B* | Split System | 23200 | 17.5 | 9.5 | 1.92 | R-454B | 650
217947708 | COMFORTMAKER | N5H9V24*K*AAA* | EA*5X24M17A* | *80VSL0701716B* | Split System | 23200 | 17.5 | 9.5 | 1.92 | R-454B | 650
217947715 | COMFORTMAKER | Q5H9V24*K*AAA* | EA*5X24M17A* | *80VSL0701716B* | Split System | 23200 | 17.5 | 9.5 | 1.92 | R-454B | 650
217946857 | COMFORTMAKER | Q5H9V24*K*AAA* | EA*5X24M17A* | *80VSL0451412B* | Split System | 23200 | 17.5 | 9.5 | 1.92 | R-454B | 650
217949415 | COMFORTMAKER | N5H9V24*K*AAA* | EA*5X24M17A* | *80CTL0701412B* | Split System | 23200 | 17.5 | 9.5 | 1.92 | R-454B | 650
217951359 | COMFORTMAKER | N5H9V24*K*AAA* | EA*5X30M17A* | *80CSU0401712B* | Split System | 23400 | 17.5 | 9.5 | 1.92 | R-454B | 650
217951366 | COMFORTMAKER | Q5H9V24*K*AAA* | EA*5X30M17A* | *80CSU0401712B* | Split System | 23400 | 17.5 | 9.5 | 1.92 | R-454B | 650
217951396 | COMFORTMAKER | Q5H9V24*K*AAA* | EA*5X30M17A* | *80CTL0901716B* | Split System | 23400 | 17.5 | 9.5 | 1.92 | R-454B | 650
217950566 | COMFORTMAKER | Q5H9V24*K*AAA* | EA*5X36M17A* | *95MSU0601716A* | Split System | 23400 | 17.5 | 9.5 | 1.92 | R-454B | 650
217949446 | COMFORTMAKER | N5H9V24*K*AAA* | EA*5X30M17A* | *80CTL0701716B* | Split System | 23400 | 17.5 | 9.5 | 1.92 | R-454B | 650
217949453 | COMFORTMAKER | Q5H9V24*K*AAA* | EA*5X30M17A* | *80CTL0701716B* | Split System | 23400 | 17.5 | 9.5 | 1.92 | R-454B | 650
217951389 | COMFORTMAKER | N5H9V24*K*AAA* | EA*5X30M17A* | *80CTL0901716B* | Split System | 23400 | 17.5 | 9.5 | 1.92 | R-454B | 650
217950559 | COMFORTMAKER | N5H9V24*K*AAA* | EA*5X36M17A* | *95MSU0601716A* | Split System | 23400 | 17.5 | 9.5 | 1.92 | R-454B | 650
217945986 | COMFORTMAKER | Q5H9V24*K*AAA* | EA*5X24M17A* | *96CTN0801714B* | Split System | 23400 | 17.5 | 9.5 | 1.92 | R-454B | 650
217946031 | COMFORTMAKER | Q5H9V24*K*AAA* | EA*5X36M17A* | *97CTN0601716A* | Split System | 23400 | 17.5 | 9.5 | 1.92 | R-454B | 650
217945979 | COMFORTMAKER | N5H9V24*K*AAA* | EA*5X24M17A* | *96CTN0801714B* | Split System | 23400 | 17.5 | 9.5 | 1.92 | R-454B | 650
217947768 | COMFORTMAKER | N5H9V24*K*AAA* | EA*5X30M17A* | *96VTN0601716B* | Split System | 23400 | 17.5 | 9.5 | 1.92 | R-454B | 650
217946024 | COMFORTMAKER | N5H9V24*K*AAA* | EA*5X36M17A* | *97CTN0601716A* | Split System | 23400 | 17.5 | 9.5 | 1.92 | R-454B | 650
217947790 | COMFORTMAKER | Q5H9V24*K*AAA* | EA*5X30M17A* | *97VTN0601716A* | Split System | 23400 | 17.5 | 9.5 | 1.92 | R-454B | 650
217950240 | COMFORTMAKER | N5H9V24*K*AAA* | EA*5X30M17A* | *96VSN0801716B* | Split System | 23400 | 17.5 | 9.5 | 1.92 | R-454B | 650
217947783 | COMFORTMAKER | N5H9V24*K*AAA* | EA*5X30M17A* | *97VTN0601716A* | Split System | 23400 | 17.5 | 9.5 | 1.92 | R-454B | 650
217950874 | COMFORTMAKER | N5H9V24*K*AAA* | EA*5X24M17A* | *80MSU0401712A* | Split System | 23400 | 17.5 | 9.5 | 1.92 | R-454B | 650
217947775 | COMFORTMAKER | Q5H9V24*K*AAA* | EA*5X30M17A* | *96VTN0601716B* | Split System | 23400 | 17.5 | 9.5 | 1.92 | R-454B | 650
217950262 | COMFORTMAKER | Q5H9V24*K*AAA* | EA*5X30M17A* | *96VTN0801716B* | Split System | 23400 | 17.5 | 9.5 | 1.92 | R-454B | 650
217950277 | COMFORTMAKER | Q5H9V24*K*AAA* | EA*5X30M17A* | *97VTN0801716A* | Split System | 23400 | 17.5 | 9.5 | 1.92 | R-454B | 650
217949407 | COMFORTMAKER | Q5H9V24*K*AAA* | EA*5X24M17A* | *80VSL0701412B* | Split System | 23400 | 17.5 | 9.5 | 1.92 | R-454B | 650
217948724 | COMFORTMAKER | Q5H9V24*K*AAA* | EA*5X36M17A* | *97CMN0601714B* | Split System | 23400 | 17.5 | 9.5 | 1.92 | R-454B | 650
217948702 | COMFORTMAKER | N5H9V24*K*AAA* | EA*5X36M17A* | *80CTL0451712B* | Split System | 23400 | 17.5 | 9.5 | 1.92 | R-454B | 650
217948709 | COMFORTMAKER | Q5H9V24*K*AAA* | EA*5X36M17A* | *80CTL0451712B* | Split System | 23400 | 17.5 | 9.5 | 1.92 | R-454B | 650
217947760 | COMFORTMAKER | Q5H9V24*K*AAA* | EA*5X30M17A* | *96VSN0601716B* | Split System | 23400 | 17.5 | 9.5 | 1.92 | R-454B | 650
217948648 | COMFORTMAKER | Q5H9V24*K*AAA* | EA*5X24M17A* | *80CSU0601716B* | Split System | 23400 | 17.5 | 9.5 | 1.92 | R-454B | 650
217949476 | COMFORTMAKER | N5H9V24*K*AAA* | EA*5X30M17A* | *96CTN0601714B* | Split System | 23400 | 17.5 | 9.5 | 1.92 | R-454B | 650
217950247 | COMFORTMAKER | Q5H9V24*K*AAA* | EA*5X30M17A* | *96VSN0801716B* | Split System | 23400 | 17.5 | 9.5 | 1.92 | R-454B | 650
217948641 | COMFORTMAKER | N5H9V24*K*AAA* | EA*5X24M17A* | *80CSU0601716B* | Split System | 23400 | 17.5 | 9.5 | 1.92 | R-454B | 650
217948694 | COMFORTMAKER | Q5H9V24*K*AAA* | EA*5X30M17A* | *97CTN0801716A* | Split System | 23400 | 17.5 | 9.5 | 1.92 | R-454B | 650
217948687 | COMFORTMAKER | N5H9V24*K*AAA* | EA*5X30M17A* | *97CTN0801716A* | Split System | 23400 | 17.5 | 9.5 | 1.92 | R-454B | 650
217949400 | COMFORTMAKER | N5H9V24*K*AAA* | EA*5X24M17A* | *80VSL0701412B* | Split System | 23400 | 17.5 | 9.5 | 1.92 | R-454B | 650
217948717 | COMFORTMAKER | N5H9V24*K*AAA* | EA*5X36M17A* | *97CMN0601714B* | Split System | 23400 | 17.5 | 9.5 | 1.92 | R-454B | 650
217950255 | COMFORTMAKER | N5H9V24*K*AAA* | EA*5X30M17A* | *96VTN0801716B* | Split System | 23400 | 17.5 | 9.5 | 1.92 | R-454B | 650
217950881 | COMFORTMAKER | Q5H9V24*K*AAA* | EA*5X24M17A* | *80MSU0401712A* | Split System | 23400 | 17.5 | 9.5 | 1.92 | R-454B | 650
217950270 | COMFORTMAKER | N5H9V24*K*AAA* | EA*5X30M17A* | *97VTN0801716A* | Split System | 23400 | 17.5 | 9.5 | 1.92 | R-454B | 650
217949483 | COMFORTMAKER | Q5H9V24*K*AAA* | EA*5X30M17A* | *96CTN0601714B* | Split System | 23400 | 17.5 | 9.5 | 1.92 | R-454B | 650
217947753 | COMFORTMAKER | N5H9V24*K*AAA* | EA*5X30M17A* | *96VSN0601716B* | Split System | 23400 | 17.5 | 9.5 | 1.92 | R-454B | 650
217945128 | COMFORTMAKER | Q5H9V24*K*AAA* | EA*5X30M17A* | *80CTL0701412B* | Split System | 23600 | 17.5 | 9.5 | 1.92 | R-454B | 650
217950889 | COMFORTMAKER | N5H9V24*K*AAA* | EA*5X30M17A* | *80VSL0701716B* | Split System | 23600 | 17.5 | 9.5 | 1.92 | R-454B | 650
217950896 | COMFORTMAKER | Q5H9V24*K*AAA* | EA*5X30M17A* | *80VSL0701716B* | Split System | 23600 | 17.5 | 9.5 | 1.92 | R-454B | 650
217945121 | COMFORTMAKER | N5H9V24*K*AAA* | EA*5X30M17A* | *80CTL0701412B* | Split System | 23600 | 17.5 | 9.5 | 1.92 | R-454B | 650
217947745 | COMFORTMAKER | Q5H9V24*K*AAA* | EA*5X30M17A* | *97CMN0801714B* | Split System | 23600 | 17.5 | 9.5 | 1.92 | R-454B | 650
217947738 | COMFORTMAKER | N5H9V24*K*AAA* | EA*5X30M17A* | *97CMN0801714B* | Split System | 23600 | 17.5 | 9.5 | 1.92 | R-454B | 650
217948672 | COMFORTMAKER | N5H9V24*K*AAA* | EA*5X30M17A* | *95CSU0601716B* | Split System | 23600 | 17.5 | 9.5 | 1.92 | R-454B | 650
217950529 | COMFORTMAKER | N5H9V24*K*AAA* | EA*5X30M17A* | *96CTN0801714B* | Split System | 23600 | 17.5 | 9.5 | 1.92 | R-454B | 650
217948679 | COMFORTMAKER | Q5H9V24*K*AAA* | EA*5X30M17A* | *95CSU0601716B* | Split System | 23600 | 17.5 | 9.5 | 1.92 | R-454B | 650
217950292 | COMFORTMAKER | Q5H9V24*K*AAA* | EA*5X36M17A* | *97CTN0801716A* | Split System | 23600 | 17.5 | 9.5 | 1.92 | R-454B | 650
217950225 | COMFORTMAKER | N5H9V24*K*AAA* | EA*5X30M17A* | *80VTL0701716B* | Split System | 23600 | 17.5 | 9.5 | 1.92 | R-454B | 650
217951381 | COMFORTMAKER | Q5H9V24*K*AAA* | EA*5X30M17A* | *80VSL0901716B* | Split System | 23600 | 17.5 | 9.5 | 1.92 | R-454B | 650
217950232 | COMFORTMAKER | Q5H9V24*K*AAA* | EA*5X30M17A* | *80VTL0701716B* | Split System | 23600 | 17.5 | 9.5 | 1.92 | R-454B | 650
217950949 | COMFORTMAKER | N5H9V24*K*AAA* | EA*5X36M17A* | *96CTN0601714B* | Split System | 23600 | 17.5 | 9.5 | 1.92 | R-454B | 650
217951374 | COMFORTMAKER | N5H9V24*K*AAA* | EA*5X30M17A* | *80VSL0901716B* | Split System | 23600 | 17.5 | 9.5 | 1.92 | R-454B | 650
217950911 | COMFORTMAKER | Q5H9V24*K*AAA* | EA*5X30M17A* | *95MSU0601716A* | Split System | 23600 | 17.5 | 9.5 | 1.92 | R-454B | 650
217950285 | COMFORTMAKER | N5H9V24*K*AAA* | EA*5X36M17A* | *97CTN0801716A* | Split System | 23600 | 17.5 | 9.5 | 1.92 | R-454B | 650
217950904 | COMFORTMAKER | N5H9V24*K*AAA* | EA*5X30M17A* | *95MSU0601716A* | Split System | 23600 | 17.5 | 9.5 | 1.92 | R-454B | 650
217950536 | COMFORTMAKER | Q5H9V24*K*AAA* | EA*5X30M17A* | *96CTN0801714B* | Split System | 23600 | 17.5 | 9.5 | 1.92 | R-454B | 650
217950956 | COMFORTMAKER | Q5H9V24*K*AAA* | EA*5X36M17A* | *96CTN0601714B* | Split System | 23600 | 17.5 | 9.5 | 1.92 | R-454B | 650
217949521 | COMFORTMAKER | N5H9V24*K*AAA* | ESH5X30M12A* | *80MSU0601716A* | Split System | 23800 | 17.5 | 9.5 | 1.92 | R-454B | 650
217949528 | COMFORTMAKER | Q5H9V24*K*AAA* | ESH5X30M12A* | *80MSU0601716A* | Split System | 23800 | 17.5 | 9.5 | 1.92 | R-454B | 650
217946902 | COMFORTMAKER | Q5H9V24*K*AAA* | EA*5X37M17A* | *97CTN0601716A* | Split System | 23800 | 17.5 | 9.5 | 1.92 | R-454B | 650
217946895 | COMFORTMAKER | N5H9V24*K*AAA* | EA*5X37M17A* | *97CTN0601716A* | Split System | 23800 | 17.5 | 9.5 | 1.92 | R-454B | 650
217950307 | COMFORTMAKER | Q5H9V24*K*AAA* | EA*5X37M17A* | *96VSN0601412B* | Split System | 23800 | 17.5 | 9.5 | 1.92 | R-454B | 650
217950315 | COMFORTMAKER | N5H9V24*K*AAA* | EA*5X37M17A* | *96VTN0601412B* | Split System | 23800 | 17.5 | 9.5 | 1.92 | R-454B | 650
217948732 | COMFORTMAKER | N5H9V24*K*AAA* | EA*5X37M17A* | OLV098A12* | Split System | 23800 | 17.5 | 9.5 | 1.92 | R-454B | 650
217948739 | COMFORTMAKER | Q5H9V24*K*AAA* | EA*5X37M17A* | OLV098A12* | Split System | 23800 | 17.5 | 9.5 | 1.92 | R-454B | 650
217950300 | COMFORTMAKER | N5H9V24*K*AAA* | EA*5X37M17A* | *96VSN0601412B* | Split System | 23800 | 17.5 | 9.5 | 1.92 | R-454B | 650
217950322 | COMFORTMAKER | Q5H9V24*K*AAA* | EA*5X37M17A* | *96VTN0601412B* | Split System | 23800 | 17.5 | 9.5 | 1.92 | R-454B | 650
217949513 | COMFORTMAKER | Q5H9V24*K*AAA* | EA*5X37M17A* | *80CTL0451712B* | Split System | 24000 | 17.5 | 9.5 | 1.92 | R-454B | 650
217949506 | COMFORTMAKER | N5H9V24*K*AAA* | EA*5X37M17A* | *80CTL0451712B* | Split System | 24000 | 17.5 | 9.5 | 1.92 | R-454B | 650
217945964 | COMFORTMAKER | N5H9V24*K*AAA* | EA*5X24M17A* | *80VTL0701716B* | Split System | 23200 | 17.5 | 9.5 | 1.94 | R-454B | 650
217945971 | COMFORTMAKER | Q5H9V24*K*AAA* | EA*5X24M17A* | *80VTL0701716B* | Split System | 23200 | 17.5 | 9.5 | 1.94 | R-454B | 650
217945136 | COMFORTMAKER | N5H9V24*K*AAA* | EA*5X36M17A* | *95CSU0601716B* | Split System | 23400 | 17.5 | 9.5 | 1.94 | R-454B | 650
217945143 | COMFORTMAKER | Q5H9V24*K*AAA* | EA*5X36M17A* | *95CSU0601716B* | Split System | 23400 | 17.5 | 9.5 | 1.94 | R-454B | 650
217950551 | COMFORTMAKER | Q5H9V24*K*AAA* | EA*5X36M17A* | *96VSN0801716B* | Split System | 23400 | 17.5 | 9.5 | 1.94 | R-454B | 650
217950574 | COMFORTMAKER | N5H9V24*K*AAA* | EA*5X36M17A* | *96VTN0801716B* | Split System | 23400 | 17.5 | 9.5 | 1.94 | R-454B | 650
217951405 | COMFORTMAKER | N5H9V24*K*AAA* | EA*5X36M17A* | *97CMN0801714B* | Split System | 23400 | 17.5 | 9.5 | 1.94 | R-454B | 650
217950589 | COMFORTMAKER | N5H9V24*K*AAA* | EA*5X36M17A* | *97VTN0801716A* | Split System | 23400 | 17.5 | 9.5 | 1.94 | R-454B | 650
217950596 | COMFORTMAKER | Q5H9V24*K*AAA* | EA*5X36M17A* | *97VTN0801716A* | Split System | 23400 | 17.5 | 9.5 | 1.94 | R-454B | 650
217950544 | COMFORTMAKER | N5H9V24*K*AAA* | EA*5X36M17A* | *96VSN0801716B* | Split System | 23400 | 17.5 | 9.5 | 1.94 | R-454B | 650
217950581 | COMFORTMAKER | Q5H9V24*K*AAA* | EA*5X36M17A* | *96VTN0801716B* | Split System | 23400 | 17.5 | 9.5 | 1.94 | R-454B | 650
217951412 | COMFORTMAKER | Q5H9V24*K*AAA* | EA*5X36M17A* | *97CMN0801714B* | Split System | 23400 | 17.5 | 9.5 | 1.94 | R-454B | 650
217945098 | COMFORTMAKER | Q5H9V24*K*AAA* | EA*5X30M17A* | *80CSU0601716B* | Split System | 23600 | 17.5 | 9.5 | 1.94 | R-454B | 650
217945091 | COMFORTMAKER | N5H9V24*K*AAA* | EA*5X30M17A* | *80CSU0601716B* | Split System | 23600 | 17.5 | 9.5 | 1.94 | R-454B | 650
217950941 | COMFORTMAKER | Q5H9V24*K*AAA* | EA*5X36M17A* | *80CTL0701716B* | Split System | 23600 | 17.5 | 9.5 | 1.94 | R-454B | 650
217950934 | COMFORTMAKER | N5H9V24*K*AAA* | EA*5X36M17A* | *80CTL0701716B* | Split System | 23600 | 17.5 | 9.5 | 1.94 | R-454B | 650
217951420 | COMFORTMAKER | N5H9V24*K*AAA* | EA*5X36M17A* | OMV112K14A | Split System | 23800 | 17.5 | 9.5 | 1.94 | R-454B | 650
217951427 | COMFORTMAKER | Q5H9V24*K*AAA* | EA*5X36M17A* | OMV112K14A | Split System | 23800 | 17.5 | 9.5 | 1.94 | R-454B | 650
217949543 | COMFORTMAKER | Q5H9V24*K*AAA* | ESH5X36M12A* | *95MSU1002122A* | Split System | 24000 | 17.5 | 9.5 | 1.94 | R-454B | 650
217949536 | COMFORTMAKER | N5H9V24*K*AAA* | ESH5X36M12A* | *95MSU1002122A* | Split System | 24000 | 17.5 | 9.5 | 1.94 | R-454B | 650
217946828 | DAY & NIGHT | Q5H9V24*K*AAA* | EA*5X24M14A* | *80CTL0701412B* | Split System | 23200 | 17.5 | 9.5 | 1.9 | R-454B | 650
217946821 | DAY & NIGHT | N5H9V24*K*AAA* | EA*5X24M14A* | *80CTL0701412B* | Split System | 23200 | 17.5 | 9.5 | 1.9 | R-454B | 650
217950521 | DAY & NIGHT | Q5H9V24*K*AAA* | EA*5X30M17A* | *80VSL0701412B* | Split System | 23400 | 17.5 | 9.5 | 1.9 | R-454B | 650
217950514 | DAY & NIGHT | N5H9V24*K*AAA* | EA*5X30M17A* | *80VSL0701412B* | Split System | 23400 | 17.5 | 9.5 | 1.9 | R-454B | 650
217945633 | DAY & NIGHT | N5H9V24*K*AAA* | EA*5X24M17A* | *80MSU0601716A* | Split System | 23400 | 17.5 | 9.5 | 1.9 | R-454B | 650
217945640 | DAY & NIGHT | Q5H9V24*K*AAA* | EA*5X24M17A* | *80MSU0601716A* | Split System | 23400 | 17.5 | 9.5 | 1.9 | R-454B | 650
217949432 | DAY & NIGHT | N5H9V24*K*AAA* | EA*5X30M17A* | *80VSL0451412B* | Split System | 23400 | 17.5 | 9.5 | 1.9 | R-454B | 650
217949439 | DAY & NIGHT | Q5H9V24*K*AAA* | EA*5X30M17A* | *80VSL0451412B* | Split System | 23400 | 17.5 | 9.5 | 1.9 | R-454B | 650
217949469 | DAY & NIGHT | Q5H9V24*K*AAA* | EA*5X30M17A* | *80VTL0451412B* | Split System | 23400 | 17.5 | 9.5 | 1.9 | R-454B | 650
217949462 | DAY & NIGHT | N5H9V24*K*AAA* | EA*5X30M17A* | *80VTL0451412B* | Split System | 23400 | 17.5 | 9.5 | 1.9 | R-454B | 650
217945152 | DAY & NIGHT | N5H9V24*K*AAA* | EA*5X37M17A* | *95MSU0401712A* | Split System | 23800 | 17.5 | 9.5 | 1.9 | R-454B | 650
217945159 | DAY & NIGHT | Q5H9V24*K*AAA* | EA*5X37M17A* | *95MSU0401712A* | Split System | 23800 | 17.5 | 9.5 | 1.9 | R-454B | 650
217945995 | DAY & NIGHT | N5H9V24*K*AAA* | EA*5X25M17A* | *96VSN0401712B* | Split System | 23800 | 17.5 | 9.5 | 1.9 | R-454B | 650
217946002 | DAY & NIGHT | Q5H9V24*K*AAA* | EA*5X25M17A* | *96VSN0401712B* | Split System | 23800 | 17.5 | 9.5 | 1.9 | R-454B | 650
217946017 | DAY & NIGHT | Q5H9V24*K*AAA* | EA*5X25M17A* | *96VTN0401712B* | Split System | 23800 | 17.5 | 9.5 | 1.9 | R-454B | 650
217946010 | DAY & NIGHT | N5H9V24*K*AAA* | EA*5X25M17A* | *96VTN0401712B* | Split System | 23800 | 17.5 | 9.5 | 1.9 | R-454B | 650
217945949 | DAY & NIGHT | N5H9V24*K*AAA* | EA*5X24M14A* | *80VSL0701412B* | Split System | 23200 | 17.5 | 9.5 | 1.92 | R-454B | 650
217945956 | DAY & NIGHT | Q5H9V24*K*AAA* | EA*5X24M14A* | *80VSL0701412B* | Split System | 23200 | 17.5 | 9.5 | 1.92 | R-454B | 650
217946813 | DAY & NIGHT | Q5H9V24*K*AAA* | EA*5X24M14A* | *80VSL0451412B* | Split System | 23200 | 17.5 | 9.5 | 1.92 | R-454B | 650
217946806 | DAY & NIGHT | N5H9V24*K*AAA* | EA*5X24M14A* | *80VSL0451412B* | Split System | 23200 | 17.5 | 9.5 | 1.92 | R-454B | 650
217946836 | DAY & NIGHT | N5H9V24*K*AAA* | EA*5X24M14A* | *80VTL0451412B* | Split System | 23200 | 17.5 | 9.5 | 1.92 | R-454B | 650
217946843 | DAY & NIGHT | Q5H9V24*K*AAA* | EA*5X24M14A* | *80VTL0451412B* | Split System | 23200 | 17.5 | 9.5 | 1.92 | R-454B | 650
217947709 | DAY & NIGHT | N5H9V24*K*AAA* | EA*5X24M17A* | *80VSL0701716B* | Split System | 23200 | 17.5 | 9.5 | 1.92 | R-454B | 650
217946866 | DAY & NIGHT | N5H9V24*K*AAA* | EA*5X24M17A* | *80VTL0451412B* | Split System | 23200 | 17.5 | 9.5 | 1.92 | R-454B | 650
217946873 | DAY & NIGHT | Q5H9V24*K*AAA* | EA*5X24M17A* | *80VTL0451412B* | Split System | 23200 | 17.5 | 9.5 | 1.92 | R-454B | 650
217946851 | DAY & NIGHT | N5H9V24*K*AAA* | EA*5X24M17A* | *80VSL0451412B* | Split System | 23200 | 17.5 | 9.5 | 1.92 | R-454B | 650
217946858 | DAY & NIGHT | Q5H9V24*K*AAA* | EA*5X24M17A* | *80VSL0451412B* | Split System | 23200 | 17.5 | 9.5 | 1.92 | R-454B | 650
217948657 | DAY & NIGHT | N5H9V24*K*AAA* | EA*5X24M17A* | *80VSL0901716B* | Split System | 23200 | 17.5 | 9.5 | 1.92 | R-454B | 650
217947724 | DAY & NIGHT | N5H9V24*K*AAA* | EA*5X24M17A* | *80CTL0901716B* | Split System | 23200 | 17.5 | 9.5 | 1.92 | R-454B | 650
217947731 | DAY & NIGHT | Q5H9V24*K*AAA* | EA*5X24M17A* | *80CTL0901716B* | Split System | 23200 | 17.5 | 9.5 | 1.92 | R-454B | 650
217949416 | DAY & NIGHT | N5H9V24*K*AAA* | EA*5X24M17A* | *80CTL0701412B* | Split System | 23200 | 17.5 | 9.5 | 1.92 | R-454B | 650
217949423 | DAY & NIGHT | Q5H9V24*K*AAA* | EA*5X24M17A* | *80CTL0701412B* | Split System | 23200 | 17.5 | 9.5 | 1.92 | R-454B | 650
217948664 | DAY & NIGHT | Q5H9V24*K*AAA* | EA*5X24M17A* | *80VSL0901716B* | Split System | 23200 | 17.5 | 9.5 | 1.92 | R-454B | 650
217947716 | DAY & NIGHT | Q5H9V24*K*AAA* | EA*5X24M17A* | *80VSL0701716B* | Split System | 23200 | 17.5 | 9.5 | 1.92 | R-454B | 650
217951367 | DAY & NIGHT | Q5H9V24*K*AAA* | EA*5X30M17A* | *80CSU0401712B* | Split System | 23400 | 17.5 | 9.5 | 1.92 | R-454B | 650
217951360 | DAY & NIGHT | N5H9V24*K*AAA* | EA*5X30M17A* | *80CSU0401712B* | Split System | 23400 | 17.5 | 9.5 | 1.92 | R-454B | 650
217949454 | DAY & NIGHT | Q5H9V24*K*AAA* | EA*5X30M17A* | *80CTL0701716B* | Split System | 23400 | 17.5 | 9.5 | 1.92 | R-454B | 650
217950560 | DAY & NIGHT | N5H9V24*K*AAA* | EA*5X36M17A* | *95MSU0601716A* | Split System | 23400 | 17.5 | 9.5 | 1.92 | R-454B | 650
217949447 | DAY & NIGHT | N5H9V24*K*AAA* | EA*5X30M17A* | *80CTL0701716B* | Split System | 23400 | 17.5 | 9.5 | 1.92 | R-454B | 650
217951397 | DAY & NIGHT | Q5H9V24*K*AAA* | EA*5X30M17A* | *80CTL0901716B* | Split System | 23400 | 17.5 | 9.5 | 1.92 | R-454B | 650
217951390 | DAY & NIGHT | N5H9V24*K*AAA* | EA*5X30M17A* | *80CTL0901716B* | Split System | 23400 | 17.5 | 9.5 | 1.92 | R-454B | 650
217950567 | DAY & NIGHT | Q5H9V24*K*AAA* | EA*5X36M17A* | *95MSU0601716A* | Split System | 23400 | 17.5 | 9.5 | 1.92 | R-454B | 650
217945980 | DAY & NIGHT | N5H9V24*K*AAA* | EA*5X24M17A* | *96CTN0801714B* | Split System | 23400 | 17.5 | 9.5 | 1.92 | R-454B | 650
217945987 | DAY & NIGHT | Q5H9V24*K*AAA* | EA*5X24M17A* | *96CTN0801714B* | Split System | 23400 | 17.5 | 9.5 | 1.92 | R-454B | 650
217946032 | DAY & NIGHT | Q5H9V24*K*AAA* | EA*5X36M17A* | *97CTN0601716A* | Split System | 23400 | 17.5 | 9.5 | 1.92 | R-454B | 650
217947754 | DAY & NIGHT | N5H9V24*K*AAA* | EA*5X30M17A* | *96VSN0601716B* | Split System | 23400 | 17.5 | 9.5 | 1.92 | R-454B | 650
217947761 | DAY & NIGHT | Q5H9V24*K*AAA* | EA*5X30M17A* | *96VSN0601716B* | Split System | 23400 | 17.5 | 9.5 | 1.92 | R-454B | 650
217947784 | DAY & NIGHT | N5H9V24*K*AAA* | EA*5X30M17A* | *97VTN0601716A* | Split System | 23400 | 17.5 | 9.5 | 1.92 | R-454B | 650
217948688 | DAY & NIGHT | N5H9V24*K*AAA* | EA*5X30M17A* | *97CTN0801716A* | Split System | 23400 | 17.5 | 9.5 | 1.92 | R-454B | 650
217948710 | DAY & NIGHT | Q5H9V24*K*AAA* | EA*5X36M17A* | *80CTL0451712B* | Split System | 23400 | 17.5 | 9.5 | 1.92 | R-454B | 650
217950278 | DAY & NIGHT | Q5H9V24*K*AAA* | EA*5X30M17A* | *97VTN0801716A* | Split System | 23400 | 17.5 | 9.5 | 1.92 | R-454B | 650
217948642 | DAY & NIGHT | N5H9V24*K*AAA* | EA*5X24M17A* | *80CSU0601716B* | Split System | 23400 | 17.5 | 9.5 | 1.92 | R-454B | 650
217947769 | DAY & NIGHT | N5H9V24*K*AAA* | EA*5X30M17A* | *96VTN0601716B* | Split System | 23400 | 17.5 | 9.5 | 1.92 | R-454B | 650
217948695 | DAY & NIGHT | Q5H9V24*K*AAA* | EA*5X30M17A* | *97CTN0801716A* | Split System | 23400 | 17.5 | 9.5 | 1.92 | R-454B | 650
217947776 | DAY & NIGHT | Q5H9V24*K*AAA* | EA*5X30M17A* | *96VTN0601716B* | Split System | 23400 | 17.5 | 9.5 | 1.92 | R-454B | 650
217948703 | DAY & NIGHT | N5H9V24*K*AAA* | EA*5X36M17A* | *80CTL0451712B* | Split System | 23400 | 17.5 | 9.5 | 1.92 | R-454B | 650
217950241 | DAY & NIGHT | N5H9V24*K*AAA* | EA*5X30M17A* | *96VSN0801716B* | Split System | 23400 | 17.5 | 9.5 | 1.92 | R-454B | 650
217949477 | DAY & NIGHT | N5H9V24*K*AAA* | EA*5X30M17A* | *96CTN0601714B* | Split System | 23400 | 17.5 | 9.5 | 1.92 | R-454B | 650
217950882 | DAY & NIGHT | Q5H9V24*K*AAA* | EA*5X24M17A* | *80MSU0401712A* | Split System | 23400 | 17.5 | 9.5 | 1.92 | R-454B | 650
217950875 | DAY & NIGHT | N5H9V24*K*AAA* | EA*5X24M17A* | *80MSU0401712A* | Split System | 23400 | 17.5 | 9.5 | 1.92 | R-454B | 650
217949484 | DAY & NIGHT | Q5H9V24*K*AAA* | EA*5X30M17A* | *96CTN0601714B* | Split System | 23400 | 17.5 | 9.5 | 1.92 | R-454B | 650
217946025 | DAY & NIGHT | N5H9V24*K*AAA* | EA*5X36M17A* | *97CTN0601716A* | Split System | 23400 | 17.5 | 9.5 | 1.92 | R-454B | 650
217948718 | DAY & NIGHT | N5H9V24*K*AAA* | EA*5X36M17A* | *97CMN0601714B* | Split System | 23400 | 17.5 | 9.5 | 1.92 | R-454B | 650
217949401 | DAY & NIGHT | N5H9V24*K*AAA* | EA*5X24M17A* | *80VSL0701412B* | Split System | 23400 | 17.5 | 9.5 | 1.92 | R-454B | 650
217948649 | DAY & NIGHT | Q5H9V24*K*AAA* | EA*5X24M17A* | *80CSU0601716B* | Split System | 23400 | 17.5 | 9.5 | 1.92 | R-454B | 650
217950271 | DAY & NIGHT | N5H9V24*K*AAA* | EA*5X30M17A* | *97VTN0801716A* | Split System | 23400 | 17.5 | 9.5 | 1.92 | R-454B | 650
217948725 | DAY & NIGHT | Q5H9V24*K*AAA* | EA*5X36M17A* | *97CMN0601714B* | Split System | 23400 | 17.5 | 9.5 | 1.92 | R-454B | 650
217949408 | DAY & NIGHT | Q5H9V24*K*AAA* | EA*5X24M17A* | *80VSL0701412B* | Split System | 23400 | 17.5 | 9.5 | 1.92 | R-454B | 650
217950263 | DAY & NIGHT | Q5H9V24*K*AAA* | EA*5X30M17A* | *96VTN0801716B* | Split System | 23400 | 17.5 | 9.5 | 1.92 | R-454B | 650
217950248 | DAY & NIGHT | Q5H9V24*K*AAA* | EA*5X30M17A* | *96VSN0801716B* | Split System | 23400 | 17.5 | 9.5 | 1.92 | R-454B | 650
217947791 | DAY & NIGHT | Q5H9V24*K*AAA* | EA*5X30M17A* | *97VTN0601716A* | Split System | 23400 | 17.5 | 9.5 | 1.92 | R-454B | 650
217950256 | DAY & NIGHT | N5H9V24*K*AAA* | EA*5X30M17A* | *96VTN0801716B* | Split System | 23400 | 17.5 | 9.5 | 1.92 | R-454B | 650
217945122 | DAY & NIGHT | N5H9V24*K*AAA* | EA*5X30M17A* | *80CTL0701412B* | Split System | 23600 | 17.5 | 9.5 | 1.92 | R-454B | 650
217945129 | DAY & NIGHT | Q5H9V24*K*AAA* | EA*5X30M17A* | *80CTL0701412B* | Split System | 23600 | 17.5 | 9.5 | 1.92 | R-454B | 650
217950890 | DAY & NIGHT | N5H9V24*K*AAA* | EA*5X30M17A* | *80VSL0701716B* | Split System | 23600 | 17.5 | 9.5 | 1.92 | R-454B | 650
217950897 | DAY & NIGHT | Q5H9V24*K*AAA* | EA*5X30M17A* | *80VSL0701716B* | Split System | 23600 | 17.5 | 9.5 | 1.92 | R-454B | 650
217950233 | DAY & NIGHT | Q5H9V24*K*AAA* | EA*5X30M17A* | *80VTL0701716B* | Split System | 23600 | 17.5 | 9.5 | 1.92 | R-454B | 650
217947739 | DAY & NIGHT | N5H9V24*K*AAA* | EA*5X30M17A* | *97CMN0801714B* | Split System | 23600 | 17.5 | 9.5 | 1.92 | R-454B | 650
217950530 | DAY & NIGHT | N5H9V24*K*AAA* | EA*5X30M17A* | *96CTN0801714B* | Split System | 23600 | 17.5 | 9.5 | 1.92 | R-454B | 650
217947746 | DAY & NIGHT | Q5H9V24*K*AAA* | EA*5X30M17A* | *97CMN0801714B* | Split System | 23600 | 17.5 | 9.5 | 1.92 | R-454B | 650
217950912 | DAY & NIGHT | Q5H9V24*K*AAA* | EA*5X30M17A* | *95MSU0601716A* | Split System | 23600 | 17.5 | 9.5 | 1.92 | R-454B | 650
217948680 | DAY & NIGHT | Q5H9V24*K*AAA* | EA*5X30M17A* | *95CSU0601716B* | Split System | 23600 | 17.5 | 9.5 | 1.92 | R-454B | 650
217950286 | DAY & NIGHT | N5H9V24*K*AAA* | EA*5X36M17A* | *97CTN0801716A* | Split System | 23600 | 17.5 | 9.5 | 1.92 | R-454B | 650
217950537 | DAY & NIGHT | Q5H9V24*K*AAA* | EA*5X30M17A* | *96CTN0801714B* | Split System | 23600 | 17.5 | 9.5 | 1.92 | R-454B | 650
217950293 | DAY & NIGHT | Q5H9V24*K*AAA* | EA*5X36M17A* | *97CTN0801716A* | Split System | 23600 | 17.5 | 9.5 | 1.92 | R-454B | 650
217951375 | DAY & NIGHT | N5H9V24*K*AAA* | EA*5X30M17A* | *80VSL0901716B* | Split System | 23600 | 17.5 | 9.5 | 1.92 | R-454B | 650
217951382 | DAY & NIGHT | Q5H9V24*K*AAA* | EA*5X30M17A* | *80VSL0901716B* | Split System | 23600 | 17.5 | 9.5 | 1.92 | R-454B | 650
217948673 | DAY & NIGHT | N5H9V24*K*AAA* | EA*5X30M17A* | *95CSU0601716B* | Split System | 23600 | 17.5 | 9.5 | 1.92 | R-454B | 650
217950957 | DAY & NIGHT | Q5H9V24*K*AAA* | EA*5X36M17A* | *96CTN0601714B* | Split System | 23600 | 17.5 | 9.5 | 1.92 | R-454B | 650
217950905 | DAY & NIGHT | N5H9V24*K*AAA* | EA*5X30M17A* | *95MSU0601716A* | Split System | 23600 | 17.5 | 9.5 | 1.92 | R-454B | 650
217950950 | DAY & NIGHT | N5H9V24*K*AAA* | EA*5X36M17A* | *96CTN0601714B* | Split System | 23600 | 17.5 | 9.5 | 1.92 | R-454B | 650
217950226 | DAY & NIGHT | N5H9V24*K*AAA* | EA*5X30M17A* | *80VTL0701716B* | Split System | 23600 | 17.5 | 9.5 | 1.92 | R-454B | 650
217949522 | DAY & NIGHT | N5H9V24*K*AAA* | ESH5X30M12A* | *80MSU0601716A* | Split System | 23800 | 17.5 | 9.5 | 1.92 | R-454B | 650
217949529 | DAY & NIGHT | Q5H9V24*K*AAA* | ESH5X30M12A* | *80MSU0601716A* | Split System | 23800 | 17.5 | 9.5 | 1.92 | R-454B | 650
217946903 | DAY & NIGHT | Q5H9V24*K*AAA* | EA*5X37M17A* | *97CTN0601716A* | Split System | 23800 | 17.5 | 9.5 | 1.92 | R-454B | 650
217950301 | DAY & NIGHT | N5H9V24*K*AAA* | EA*5X37M17A* | *96VSN0601412B* | Split System | 23800 | 17.5 | 9.5 | 1.92 | R-454B | 650
217948740 | DAY & NIGHT | Q5H9V24*K*AAA* | EA*5X37M17A* | OLV098A12* | Split System | 23800 | 17.5 | 9.5 | 1.92 | R-454B | 650
217946896 | DAY & NIGHT | N5H9V24*K*AAA* | EA*5X37M17A* | *97CTN0601716A* | Split System | 23800 | 17.5 | 9.5 | 1.92 | R-454B | 650
217950323 | DAY & NIGHT | Q5H9V24*K*AAA* | EA*5X37M17A* | *96VTN0601412B* | Split System | 23800 | 17.5 | 9.5 | 1.92 | R-454B | 650
217950308 | DAY & NIGHT | Q5H9V24*K*AAA* | EA*5X37M17A* | *96VSN0601412B* | Split System | 23800 | 17.5 | 9.5 | 1.92 | R-454B | 650
217948733 | DAY & NIGHT | N5H9V24*K*AAA* | EA*5X37M17A* | OLV098A12* | Split System | 23800 | 17.5 | 9.5 | 1.92 | R-454B | 650
217950316 | DAY & NIGHT | N5H9V24*K*AAA* | EA*5X37M17A* | *96VTN0601412B* | Split System | 23800 | 17.5 | 9.5 | 1.92 | R-454B | 650
217949507 | DAY & NIGHT | N5H9V24*K*AAA* | EA*5X37M17A* | *80CTL0451712B* | Split System | 24000 | 17.5 | 9.5 | 1.92 | R-454B | 650
217949514 | DAY & NIGHT | Q5H9V24*K*AAA* | EA*5X37M17A* | *80CTL0451712B* | Split System | 24000 | 17.5 | 9.5 | 1.92 | R-454B | 650
217945965 | DAY & NIGHT | N5H9V24*K*AAA* | EA*5X24M17A* | *80VTL0701716B* | Split System | 23200 | 17.5 | 9.5 | 1.94 | R-454B | 650
217945972 | DAY & NIGHT | Q5H9V24*K*AAA* | EA*5X24M17A* | *80VTL0701716B* | Split System | 23200 | 17.5 | 9.5 | 1.94 | R-454B | 650
217945144 | DAY & NIGHT | Q5H9V24*K*AAA* | EA*5X36M17A* | *95CSU0601716B* | Split System | 23400 | 17.5 | 9.5 | 1.94 | R-454B | 650
217950590 | DAY & NIGHT | N5H9V24*K*AAA* | EA*5X36M17A* | *97VTN0801716A* | Split System | 23400 | 17.5 | 9.5 | 1.94 | R-454B | 650
217950552 | DAY & NIGHT | Q5H9V24*K*AAA* | EA*5X36M17A* | *96VSN0801716B* | Split System | 23400 | 17.5 | 9.5 | 1.94 | R-454B | 650
217951406 | DAY & NIGHT | N5H9V24*K*AAA* | EA*5X36M17A* | *97CMN0801714B* | Split System | 23400 | 17.5 | 9.5 | 1.94 | R-454B | 650
217950582 | DAY & NIGHT | Q5H9V24*K*AAA* | EA*5X36M17A* | *96VTN0801716B* | Split System | 23400 | 17.5 | 9.5 | 1.94 | R-454B | 650
217950575 | DAY & NIGHT | N5H9V24*K*AAA* | EA*5X36M17A* | *96VTN0801716B* | Split System | 23400 | 17.5 | 9.5 | 1.94 | R-454B | 650
217950597 | DAY & NIGHT | Q5H9V24*K*AAA* | EA*5X36M17A* | *97VTN0801716A* | Split System | 23400 | 17.5 | 9.5 | 1.94 | R-454B | 650
217951413 | DAY & NIGHT | Q5H9V24*K*AAA* | EA*5X36M17A* | *97CMN0801714B* | Split System | 23400 | 17.5 | 9.5 | 1.94 | R-454B | 650
217950545 | DAY & NIGHT | N5H9V24*K*AAA* | EA*5X36M17A* | *96VSN0801716B* | Split System | 23400 | 17.5 | 9.5 | 1.94 | R-454B | 650
217945137 | DAY & NIGHT | N5H9V24*K*AAA* | EA*5X36M17A* | *95CSU0601716B* | Split System | 23400 | 17.5 | 9.5 | 1.94 | R-454B | 650
217945092 | DAY & NIGHT | N5H9V24*K*AAA* | EA*5X30M17A* | *80CSU0601716B* | Split System | 23600 | 17.5 | 9.5 | 1.94 | R-454B | 650
217945099 | DAY & NIGHT | Q5H9V24*K*AAA* | EA*5X30M17A* | *80CSU0601716B* | Split System | 23600 | 17.5 | 9.5 | 1.94 | R-454B | 650
217950935 | DAY & NIGHT | N5H9V24*K*AAA* | EA*5X36M17A* | *80CTL0701716B* | Split System | 23600 | 17.5 | 9.5 | 1.94 | R-454B | 650
217950942 | DAY & NIGHT | Q5H9V24*K*AAA* | EA*5X36M17A* | *80CTL0701716B* | Split System | 23600 | 17.5 | 9.5 | 1.94 | R-454B | 650
217951421 | DAY & NIGHT | N5H9V24*K*AAA* | EA*5X36M17A* | OMV112K14A | Split System | 23800 | 17.5 | 9.5 | 1.94 | R-454B | 650
217951428 | DAY & NIGHT | Q5H9V24*K*AAA* | EA*5X36M17A* | OMV112K14A | Split System | 23800 | 17.5 | 9.5 | 1.94 | R-454B | 650
217949544 | DAY & NIGHT | Q5H9V24*K*AAA* | ESH5X36M12A* | *95MSU1002122A* | Split System | 24000 | 17.5 | 9.5 | 1.94 | R-454B | 650
217949537 | DAY & NIGHT | N5H9V24*K*AAA* | ESH5X36M12A* | *95MSU1002122A* | Split System | 24000 | 17.5 | 9.5 | 1.94 | R-454B | 650
217946829 | HEIL | Q5H9V24*K*AAA* | EA*5X24M14A* | *80CTL0701412B* | Split System | 23200 | 17.5 | 9.5 | 1.9 | R-454B | 650
217946822 | HEIL | N5H9V24*K*AAA* | EA*5X24M14A* | *80CTL0701412B* | Split System | 23200 | 17.5 | 9.5 | 1.9 | R-454B | 650
217950515 | HEIL | N5H9V24*K*AAA* | EA*5X30M17A* | *80VSL0701412B* | Split System | 23400 | 17.5 | 9.5 | 1.9 | R-454B | 650
217950522 | HEIL | Q5H9V24*K*AAA* | EA*5X30M17A* | *80VSL0701412B* | Split System | 23400 | 17.5 | 9.5 | 1.9 | R-454B | 650
217945634 | HEIL | N5H9V24*K*AAA* | EA*5X24M17A* | *80MSU0601716A* | Split System | 23400 | 17.5 | 9.5 | 1.9 | R-454B | 650
217945641 | HEIL | Q5H9V24*K*AAA* | EA*5X24M17A* | *80MSU0601716A* | Split System | 23400 | 17.5 | 9.5 | 1.9 | R-454B | 650
217949463 | HEIL | N5H9V24*K*AAA* | EA*5X30M17A* | *80VTL0451412B* | Split System | 23400 | 17.5 | 9.5 | 1.9 | R-454B | 650
217949433 | HEIL | N5H9V24*K*AAA* | EA*5X30M17A* | *80VSL0451412B* | Split System | 23400 | 17.5 | 9.5 | 1.9 | R-454B | 650
217949470 | HEIL | Q5H9V24*K*AAA* | EA*5X30M17A* | *80VTL0451412B* | Split System | 23400 | 17.5 | 9.5 | 1.9 | R-454B | 650
217949440 | HEIL | Q5H9V24*K*AAA* | EA*5X30M17A* | *80VSL0451412B* | Split System | 23400 | 17.5 | 9.5 | 1.9 | R-454B | 650
217945153 | HEIL | N5H9V24*K*AAA* | EA*5X37M17A* | *95MSU0401712A* | Split System | 23800 | 17.5 | 9.5 | 1.9 | R-454B | 650
217945160 | HEIL | Q5H9V24*K*AAA* | EA*5X37M17A* | *95MSU0401712A* | Split System | 23800 | 17.5 | 9.5 | 1.9 | R-454B | 650
217946003 | HEIL | Q5H9V24*K*AAA* | EA*5X25M17A* | *96VSN0401712B* | Split System | 23800 | 17.5 | 9.5 | 1.9 | R-454B | 650
217945996 | HEIL | N5H9V24*K*AAA* | EA*5X25M17A* | *96VSN0401712B* | Split System | 23800 | 17.5 | 9.5 | 1.9 | R-454B | 650
217946011 | HEIL | N5H9V24*K*AAA* | EA*5X25M17A* | *96VTN0401712B* | Split System | 23800 | 17.5 | 9.5 | 1.9 | R-454B | 650
217946018 | HEIL | Q5H9V24*K*AAA* | EA*5X25M17A* | *96VTN0401712B* | Split System | 23800 | 17.5 | 9.5 | 1.9 | R-454B | 650
217945950 | HEIL | N5H9V24*K*AAA* | EA*5X24M14A* | *80VSL0701412B* | Split System | 23200 | 17.5 | 9.5 | 1.92 | R-454B | 650
217945957 | HEIL | Q5H9V24*K*AAA* | EA*5X24M14A* | *80VSL0701412B* | Split System | 23200 | 17.5 | 9.5 | 1.92 | R-454B | 650
217946807 | HEIL | N5H9V24*K*AAA* | EA*5X24M14A* | *80VSL0451412B* | Split System | 23200 | 17.5 | 9.5 | 1.92 | R-454B | 650
217946814 | HEIL | Q5H9V24*K*AAA* | EA*5X24M14A* | *80VSL0451412B* | Split System | 23200 | 17.5 | 9.5 | 1.92 | R-454B | 650
217946844 | HEIL | Q5H9V24*K*AAA* | EA*5X24M14A* | *80VTL0451412B* | Split System | 23200 | 17.5 | 9.5 | 1.92 | R-454B | 650
217946837 | HEIL | N5H9V24*K*AAA* | EA*5X24M14A* | *80VTL0451412B* | Split System | 23200 | 17.5 | 9.5 | 1.92 | R-454B | 650
217947725 | HEIL | N5H9V24*K*AAA* | EA*5X24M17A* | *80CTL0901716B* | Split System | 23200 | 17.5 | 9.5 | 1.92 | R-454B | 650
217946852 | HEIL | N5H9V24*K*AAA* | EA*5X24M17A* | *80VSL0451412B* | Split System | 23200 | 17.5 | 9.5 | 1.92 | R-454B | 650
217947717 | HEIL | Q5H9V24*K*AAA* | EA*5X24M17A* | *80VSL0701716B* | Split System | 23200 | 17.5 | 9.5 | 1.92 | R-454B | 650
217946874 | HEIL | Q5H9V24*K*AAA* | EA*5X24M17A* | *80VTL0451412B* | Split System | 23200 | 17.5 | 9.5 | 1.92 | R-454B | 650
217946867 | HEIL | N5H9V24*K*AAA* | EA*5X24M17A* | *80VTL0451412B* | Split System | 23200 | 17.5 | 9.5 | 1.92 | R-454B | 650
217949424 | HEIL | Q5H9V24*K*AAA* | EA*5X24M17A* | *80CTL0701412B* | Split System | 23200 | 17.5 | 9.5 | 1.92 | R-454B | 650
217947710 | HEIL | N5H9V24*K*AAA* | EA*5X24M17A* | *80VSL0701716B* | Split System | 23200 | 17.5 | 9.5 | 1.92 | R-454B | 650
217948665 | HEIL | Q5H9V24*K*AAA* | EA*5X24M17A* | *80VSL0901716B* | Split System | 23200 | 17.5 | 9.5 | 1.92 | R-454B | 650
217948658 | HEIL | N5H9V24*K*AAA* | EA*5X24M17A* | *80VSL0901716B* | Split System | 23200 | 17.5 | 9.5 | 1.92 | R-454B | 650
217946859 | HEIL | Q5H9V24*K*AAA* | EA*5X24M17A* | *80VSL0451412B* | Split System | 23200 | 17.5 | 9.5 | 1.92 | R-454B | 650
217949417 | HEIL | N5H9V24*K*AAA* | EA*5X24M17A* | *80CTL0701412B* | Split System | 23200 | 17.5 | 9.5 | 1.92 | R-454B | 650
217947732 | HEIL | Q5H9V24*K*AAA* | EA*5X24M17A* | *80CTL0901716B* | Split System | 23200 | 17.5 | 9.5 | 1.92 | R-454B | 650
217951368 | HEIL | Q5H9V24*K*AAA* | EA*5X30M17A* | *80CSU0401712B* | Split System | 23400 | 17.5 | 9.5 | 1.92 | R-454B | 650
217951361 | HEIL | N5H9V24*K*AAA* | EA*5X30M17A* | *80CSU0401712B* | Split System | 23400 | 17.5 | 9.5 | 1.92 | R-454B | 650
217949448 | HEIL | N5H9V24*K*AAA* | EA*5X30M17A* | *80CTL0701716B* | Split System | 23400 | 17.5 | 9.5 | 1.92 | R-454B | 650
217949455 | HEIL | Q5H9V24*K*AAA* | EA*5X30M17A* | *80CTL0701716B* | Split System | 23400 | 17.5 | 9.5 | 1.92 | R-454B | 650
217950568 | HEIL | Q5H9V24*K*AAA* | EA*5X36M17A* | *95MSU0601716A* | Split System | 23400 | 17.5 | 9.5 | 1.92 | R-454B | 650
217951391 | HEIL | N5H9V24*K*AAA* | EA*5X30M17A* | *80CTL0901716B* | Split System | 23400 | 17.5 | 9.5 | 1.92 | R-454B | 650
217951398 | HEIL | Q5H9V24*K*AAA* | EA*5X30M17A* | *80CTL0901716B* | Split System | 23400 | 17.5 | 9.5 | 1.92 | R-454B | 650
217950561 | HEIL | N5H9V24*K*AAA* | EA*5X36M17A* | *95MSU0601716A* | Split System | 23400 | 17.5 | 9.5 | 1.92 | R-454B | 650
217946033 | HEIL | Q5H9V24*K*AAA* | EA*5X36M17A* | *97CTN0601716A* | Split System | 23400 | 17.5 | 9.5 | 1.92 | R-454B | 650
217945981 | HEIL | N5H9V24*K*AAA* | EA*5X24M17A* | *96CTN0801714B* | Split System | 23400 | 17.5 | 9.5 | 1.92 | R-454B | 650
217947755 | HEIL | N5H9V24*K*AAA* | EA*5X30M17A* | *96VSN0601716B* | Split System | 23400 | 17.5 | 9.5 | 1.92 | R-454B | 650
217947770 | HEIL | N5H9V24*K*AAA* | EA*5X30M17A* | *96VTN0601716B* | Split System | 23400 | 17.5 | 9.5 | 1.92 | R-454B | 650
217945988 | HEIL | Q5H9V24*K*AAA* | EA*5X24M17A* | *96CTN0801714B* | Split System | 23400 | 17.5 | 9.5 | 1.92 | R-454B | 650
217947762 | HEIL | Q5H9V24*K*AAA* | EA*5X30M17A* | *96VSN0601716B* | Split System | 23400 | 17.5 | 9.5 | 1.92 | R-454B | 650
217950249 | HEIL | Q5H9V24*K*AAA* | EA*5X30M17A* | *96VSN0801716B* | Split System | 23400 | 17.5 | 9.5 | 1.92 | R-454B | 650
217947785 | HEIL | N5H9V24*K*AAA* | EA*5X30M17A* | *97VTN0601716A* | Split System | 23400 | 17.5 | 9.5 | 1.92 | R-454B | 650
217947777 | HEIL | Q5H9V24*K*AAA* | EA*5X30M17A* | *96VTN0601716B* | Split System | 23400 | 17.5 | 9.5 | 1.92 | R-454B | 650
217948719 | HEIL | N5H9V24*K*AAA* | EA*5X36M17A* | *97CMN0601714B* | Split System | 23400 | 17.5 | 9.5 | 1.92 | R-454B | 650
217948689 | HEIL | N5H9V24*K*AAA* | EA*5X30M17A* | *97CTN0801716A* | Split System | 23400 | 17.5 | 9.5 | 1.92 | R-454B | 650
217948643 | HEIL | N5H9V24*K*AAA* | EA*5X24M17A* | *80CSU0601716B* | Split System | 23400 | 17.5 | 9.5 | 1.92 | R-454B | 650
217948711 | HEIL | Q5H9V24*K*AAA* | EA*5X36M17A* | *80CTL0451712B* | Split System | 23400 | 17.5 | 9.5 | 1.92 | R-454B | 650
217950876 | HEIL | N5H9V24*K*AAA* | EA*5X24M17A* | *80MSU0401712A* | Split System | 23400 | 17.5 | 9.5 | 1.92 | R-454B | 650
217947792 | HEIL | Q5H9V24*K*AAA* | EA*5X30M17A* | *97VTN0601716A* | Split System | 23400 | 17.5 | 9.5 | 1.92 | R-454B | 650
217948650 | HEIL | Q5H9V24*K*AAA* | EA*5X24M17A* | *80CSU0601716B* | Split System | 23400 | 17.5 | 9.5 | 1.92 | R-454B | 650
217948696 | HEIL | Q5H9V24*K*AAA* | EA*5X30M17A* | *97CTN0801716A* | Split System | 23400 | 17.5 | 9.5 | 1.92 | R-454B | 650
217949478 | HEIL | N5H9V24*K*AAA* | EA*5X30M17A* | *96CTN0601714B* | Split System | 23400 | 17.5 | 9.5 | 1.92 | R-454B | 650
217950272 | HEIL | N5H9V24*K*AAA* | EA*5X30M17A* | *97VTN0801716A* | Split System | 23400 | 17.5 | 9.5 | 1.92 | R-454B | 650
217949485 | HEIL | Q5H9V24*K*AAA* | EA*5X30M17A* | *96CTN0601714B* | Split System | 23400 | 17.5 | 9.5 | 1.92 | R-454B | 650
217950257 | HEIL | N5H9V24*K*AAA* | EA*5X30M17A* | *96VTN0801716B* | Split System | 23400 | 17.5 | 9.5 | 1.92 | R-454B | 650
217950279 | HEIL | Q5H9V24*K*AAA* | EA*5X30M17A* | *97VTN0801716A* | Split System | 23400 | 17.5 | 9.5 | 1.92 | R-454B | 650
217948726 | HEIL | Q5H9V24*K*AAA* | EA*5X36M17A* | *97CMN0601714B* | Split System | 23400 | 17.5 | 9.5 | 1.92 | R-454B | 650
217950883 | HEIL | Q5H9V24*K*AAA* | EA*5X24M17A* | *80MSU0401712A* | Split System | 23400 | 17.5 | 9.5 | 1.92 | R-454B | 650
217946026 | HEIL | N5H9V24*K*AAA* | EA*5X36M17A* | *97CTN0601716A* | Split System | 23400 | 17.5 | 9.5 | 1.92 | R-454B | 650
217949402 | HEIL | N5H9V24*K*AAA* | EA*5X24M17A* | *80VSL0701412B* | Split System | 23400 | 17.5 | 9.5 | 1.92 | R-454B | 650
217949409 | HEIL | Q5H9V24*K*AAA* | EA*5X24M17A* | *80VSL0701412B* | Split System | 23400 | 17.5 | 9.5 | 1.92 | R-454B | 650
217950264 | HEIL | Q5H9V24*K*AAA* | EA*5X30M17A* | *96VTN0801716B* | Split System | 23400 | 17.5 | 9.5 | 1.92 | R-454B | 650
217948704 | HEIL | N5H9V24*K*AAA* | EA*5X36M17A* | *80CTL0451712B* | Split System | 23400 | 17.5 | 9.5 | 1.92 | R-454B | 650
217950242 | HEIL | N5H9V24*K*AAA* | EA*5X30M17A* | *96VSN0801716B* | Split System | 23400 | 17.5 | 9.5 | 1.92 | R-454B | 650
217945123 | HEIL | N5H9V24*K*AAA* | EA*5X30M17A* | *80CTL0701412B* | Split System | 23600 | 17.5 | 9.5 | 1.92 | R-454B | 650
217945130 | HEIL | Q5H9V24*K*AAA* | EA*5X30M17A* | *80CTL0701412B* | Split System | 23600 | 17.5 | 9.5 | 1.92 | R-454B | 650
217950898 | HEIL | Q5H9V24*K*AAA* | EA*5X30M17A* | *80VSL0701716B* | Split System | 23600 | 17.5 | 9.5 | 1.92 | R-454B | 650
217950891 | HEIL | N5H9V24*K*AAA* | EA*5X30M17A* | *80VSL0701716B* | Split System | 23600 | 17.5 | 9.5 | 1.92 | R-454B | 650
217947747 | HEIL | Q5H9V24*K*AAA* | EA*5X30M17A* | *97CMN0801714B* | Split System | 23600 | 17.5 | 9.5 | 1.92 | R-454B | 650
217951376 | HEIL | N5H9V24*K*AAA* | EA*5X30M17A* | *80VSL0901716B* | Split System | 23600 | 17.5 | 9.5 | 1.92 | R-454B | 650
217950294 | HEIL | Q5H9V24*K*AAA* | EA*5X36M17A* | *97CTN0801716A* | Split System | 23600 | 17.5 | 9.5 | 1.92 | R-454B | 650
217948681 | HEIL | Q5H9V24*K*AAA* | EA*5X30M17A* | *95CSU0601716B* | Split System | 23600 | 17.5 | 9.5 | 1.92 | R-454B | 650
217950958 | HEIL | Q5H9V24*K*AAA* | EA*5X36M17A* | *96CTN0601714B* | Split System | 23600 | 17.5 | 9.5 | 1.92 | R-454B | 650
217950234 | HEIL | Q5H9V24*K*AAA* | EA*5X30M17A* | *80VTL0701716B* | Split System | 23600 | 17.5 | 9.5 | 1.92 | R-454B | 650
217948674 | HEIL | N5H9V24*K*AAA* | EA*5X30M17A* | *95CSU0601716B* | Split System | 23600 | 17.5 | 9.5 | 1.92 | R-454B | 650
217951383 | HEIL | Q5H9V24*K*AAA* | EA*5X30M17A* | *80VSL0901716B* | Split System | 23600 | 17.5 | 9.5 | 1.92 | R-454B | 650
217950538 | HEIL | Q5H9V24*K*AAA* | EA*5X30M17A* | *96CTN0801714B* | Split System | 23600 | 17.5 | 9.5 | 1.92 | R-454B | 650
217950227 | HEIL | N5H9V24*K*AAA* | EA*5X30M17A* | *80VTL0701716B* | Split System | 23600 | 17.5 | 9.5 | 1.92 | R-454B | 650
217950531 | HEIL | N5H9V24*K*AAA* | EA*5X30M17A* | *96CTN0801714B* | Split System | 23600 | 17.5 | 9.5 | 1.92 | R-454B | 650
217950913 | HEIL | Q5H9V24*K*AAA* | EA*5X30M17A* | *95MSU0601716A* | Split System | 23600 | 17.5 | 9.5 | 1.92 | R-454B | 650
217950906 | HEIL | N5H9V24*K*AAA* | EA*5X30M17A* | *95MSU0601716A* | Split System | 23600 | 17.5 | 9.5 | 1.92 | R-454B | 650
217950287 | HEIL | N5H9V24*K*AAA* | EA*5X36M17A* | *97CTN0801716A* | Split System | 23600 | 17.5 | 9.5 | 1.92 | R-454B | 650
217947740 | HEIL | N5H9V24*K*AAA* | EA*5X30M17A* | *97CMN0801714B* | Split System | 23600 | 17.5 | 9.5 | 1.92 | R-454B | 650
217950951 | HEIL | N5H9V24*K*AAA* | EA*5X36M17A* | *96CTN0601714B* | Split System | 23600 | 17.5 | 9.5 | 1.92 | R-454B | 650
217949523 | HEIL | N5H9V24*K*AAA* | ESH5X30M12A* | *80MSU0601716A* | Split System | 23800 | 17.5 | 9.5 | 1.92 | R-454B | 650
217949530 | HEIL | Q5H9V24*K*AAA* | ESH5X30M12A* | *80MSU0601716A* | Split System | 23800 | 17.5 | 9.5 | 1.92 | R-454B | 650
217946897 | HEIL | N5H9V24*K*AAA* | EA*5X37M17A* | *97CTN0601716A* | Split System | 23800 | 17.5 | 9.5 | 1.92 | R-454B | 650
217948741 | HEIL | Q5H9V24*K*AAA* | EA*5X37M17A* | OLV098A12* | Split System | 23800 | 17.5 | 9.5 | 1.92 | R-454B | 650
217946904 | HEIL | Q5H9V24*K*AAA* | EA*5X37M17A* | *97CTN0601716A* | Split System | 23800 | 17.5 | 9.5 | 1.92 | R-454B | 650
217950324 | HEIL | Q5H9V24*K*AAA* | EA*5X37M17A* | *96VTN0601412B* | Split System | 23800 | 17.5 | 9.5 | 1.92 | R-454B | 650
217950302 | HEIL | N5H9V24*K*AAA* | EA*5X37M17A* | *96VSN0601412B* | Split System | 23800 | 17.5 | 9.5 | 1.92 | R-454B | 650
217950309 | HEIL | Q5H9V24*K*AAA* | EA*5X37M17A* | *96VSN0601412B* | Split System | 23800 | 17.5 | 9.5 | 1.92 | R-454B | 650
217948734 | HEIL | N5H9V24*K*AAA* | EA*5X37M17A* | OLV098A12* | Split System | 23800 | 17.5 | 9.5 | 1.92 | R-454B | 650
217950317 | HEIL | N5H9V24*K*AAA* | EA*5X37M17A* | *96VTN0601412B* | Split System | 23800 | 17.5 | 9.5 | 1.92 | R-454B | 650
217949515 | HEIL | Q5H9V24*K*AAA* | EA*5X37M17A* | *80CTL0451712B* | Split System | 24000 | 17.5 | 9.5 | 1.92 | R-454B | 650
217949508 | HEIL | N5H9V24*K*AAA* | EA*5X37M17A* | *80CTL0451712B* | Split System | 24000 | 17.5 | 9.5 | 1.92 | R-454B | 650
217945966 | HEIL | N5H9V24*K*AAA* | EA*5X24M17A* | *80VTL0701716B* | Split System | 23200 | 17.5 | 9.5 | 1.94 | R-454B | 650
217945973 | HEIL | Q5H9V24*K*AAA* | EA*5X24M17A* | *80VTL0701716B* | Split System | 23200 | 17.5 | 9.5 | 1.94 | R-454B | 650
217945145 | HEIL | Q5H9V24*K*AAA* | EA*5X36M17A* | *95CSU0601716B* | Split System | 23400 | 17.5 | 9.5 | 1.94 | R-454B | 650
217945138 | HEIL | N5H9V24*K*AAA* | EA*5X36M17A* | *95CSU0601716B* | Split System | 23400 | 17.5 | 9.5 | 1.94 | R-454B | 650
217950576 | HEIL | N5H9V24*K*AAA* | EA*5X36M17A* | *96VTN0801716B* | Split System | 23400 | 17.5 | 9.5 | 1.94 | R-454B | 650
217950598 | HEIL | Q5H9V24*K*AAA* | EA*5X36M17A* | *97VTN0801716A* | Split System | 23400 | 17.5 | 9.5 | 1.94 | R-454B | 650
217951407 | HEIL | N5H9V24*K*AAA* | EA*5X36M17A* | *97CMN0801714B* | Split System | 23400 | 17.5 | 9.5 | 1.94 | R-454B | 650
217950591 | HEIL | N5H9V24*K*AAA* | EA*5X36M17A* | *97VTN0801716A* | Split System | 23400 | 17.5 | 9.5 | 1.94 | R-454B | 650
217951414 | HEIL | Q5H9V24*K*AAA* | EA*5X36M17A* | *97CMN0801714B* | Split System | 23400 | 17.5 | 9.5 | 1.94 | R-454B | 650
217950553 | HEIL | Q5H9V24*K*AAA* | EA*5X36M17A* | *96VSN0801716B* | Split System | 23400 | 17.5 | 9.5 | 1.94 | R-454B | 650
217950546 | HEIL | N5H9V24*K*AAA* | EA*5X36M17A* | *96VSN0801716B* | Split System | 23400 | 17.5 | 9.5 | 1.94 | R-454B | 650
217950583 | HEIL | Q5H9V24*K*AAA* | EA*5X36M17A* | *96VTN0801716B* | Split System | 23400 | 17.5 | 9.5 | 1.94 | R-454B | 650
217945093 | HEIL | N5H9V24*K*AAA* | EA*5X30M17A* | *80CSU0601716B* | Split System | 23600 | 17.5 | 9.5 | 1.94 | R-454B | 650
217945100 | HEIL | Q5H9V24*K*AAA* | EA*5X30M17A* | *80CSU0601716B* | Split System | 23600 | 17.5 | 9.5 | 1.94 | R-454B | 650
217950943 | HEIL | Q5H9V24*K*AAA* | EA*5X36M17A* | *80CTL0701716B* | Split System | 23600 | 17.5 | 9.5 | 1.94 | R-454B | 650
217950936 | HEIL | N5H9V24*K*AAA* | EA*5X36M17A* | *80CTL0701716B* | Split System | 23600 | 17.5 | 9.5 | 1.94 | R-454B | 650
217951429 | HEIL | Q5H9V24*K*AAA* | EA*5X36M17A* | OMV112K14A | Split System | 23800 | 17.5 | 9.5 | 1.94 | R-454B | 650
217951422 | HEIL | N5H9V24*K*AAA* | EA*5X36M17A* | OMV112K14A | Split System | 23800 | 17.5 | 9.5 | 1.94 | R-454B | 650
217949538 | HEIL | N5H9V24*K*AAA* | ESH5X36M12A* | *95MSU1002122A* | Split System | 24000 | 17.5 | 9.5 | 1.94 | R-454B | 650
217949545 | HEIL | Q5H9V24*K*AAA* | ESH5X36M12A* | *95MSU1002122A* | Split System | 24000 | 17.5 | 9.5 | 1.94 | R-454B | 650
217946823 | KEEPRITE | N5H9V24*K*AAA* | EA*5X24M14A* | *80CTL0701412B* | Split System | 23200 | 17.5 | 9.5 | 1.9 | R-454B | 650
217946830 | KEEPRITE | Q5H9V24*K*AAA* | EA*5X24M14A* | *80CTL0701412B* | Split System | 23200 | 17.5 | 9.5 | 1.9 | R-454B | 650
217950523 | KEEPRITE | Q5H9V24*K*AAA* | EA*5X30M17A* | *80VSL0701412B* | Split System | 23400 | 17.5 | 9.5 | 1.9 | R-454B | 650
217950516 | KEEPRITE | N5H9V24*K*AAA* | EA*5X30M17A* | *80VSL0701412B* | Split System | 23400 | 17.5 | 9.5 | 1.9 | R-454B | 650
217945635 | KEEPRITE | N5H9V24*K*AAA* | EA*5X24M17A* | *80MSU0601716A* | Split System | 23400 | 17.5 | 9.5 | 1.9 | R-454B | 650
217945642 | KEEPRITE | Q5H9V24*K*AAA* | EA*5X24M17A* | *80MSU0601716A* | Split System | 23400 | 17.5 | 9.5 | 1.9 | R-454B | 650
217949471 | KEEPRITE | Q5H9V24*K*AAA* | EA*5X30M17A* | *80VTL0451412B* | Split System | 23400 | 17.5 | 9.5 | 1.9 | R-454B | 650
217949464 | KEEPRITE | N5H9V24*K*AAA* | EA*5X30M17A* | *80VTL0451412B* | Split System | 23400 | 17.5 | 9.5 | 1.9 | R-454B | 650
217949434 | KEEPRITE | N5H9V24*K*AAA* | EA*5X30M17A* | *80VSL0451412B* | Split System | 23400 | 17.5 | 9.5 | 1.9 | R-454B | 650
217949441 | KEEPRITE | Q5H9V24*K*AAA* | EA*5X30M17A* | *80VSL0451412B* | Split System | 23400 | 17.5 | 9.5 | 1.9 | R-454B | 650
217945161 | KEEPRITE | Q5H9V24*K*AAA* | EA*5X37M17A* | *95MSU0401712A* | Split System | 23800 | 17.5 | 9.5 | 1.9 | R-454B | 650
217945154 | KEEPRITE | N5H9V24*K*AAA* | EA*5X37M17A* | *95MSU0401712A* | Split System | 23800 | 17.5 | 9.5 | 1.9 | R-454B | 650
217946019 | KEEPRITE | Q5H9V24*K*AAA* | EA*5X25M17A* | *96VTN0401712B* | Split System | 23800 | 17.5 | 9.5 | 1.9 | R-454B | 650
217945997 | KEEPRITE | N5H9V24*K*AAA* | EA*5X25M17A* | *96VSN0401712B* | Split System | 23800 | 17.5 | 9.5 | 1.9 | R-454B | 650
217946004 | KEEPRITE | Q5H9V24*K*AAA* | EA*5X25M17A* | *96VSN0401712B* | Split System | 23800 | 17.5 | 9.5 | 1.9 | R-454B | 650
217946012 | KEEPRITE | N5H9V24*K*AAA* | EA*5X25M17A* | *96VTN0401712B* | Split System | 23800 | 17.5 | 9.5 | 1.9 | R-454B | 650
217945951 | KEEPRITE | N5H9V24*K*AAA* | EA*5X24M14A* | *80VSL0701412B* | Split System | 23200 | 17.5 | 9.5 | 1.92 | R-454B | 650
217945958 | KEEPRITE | Q5H9V24*K*AAA* | EA*5X24M14A* | *80VSL0701412B* | Split System | 23200 | 17.5 | 9.5 | 1.92 | R-454B | 650
217946845 | KEEPRITE | Q5H9V24*K*AAA* | EA*5X24M14A* | *80VTL0451412B* | Split System | 23200 | 17.5 | 9.5 | 1.92 | R-454B | 650
217946838 | KEEPRITE | N5H9V24*K*AAA* | EA*5X24M14A* | *80VTL0451412B* | Split System | 23200 | 17.5 | 9.5 | 1.92 | R-454B | 650
217946815 | KEEPRITE | Q5H9V24*K*AAA* | EA*5X24M14A* | *80VSL0451412B* | Split System | 23200 | 17.5 | 9.5 | 1.92 | R-454B | 650
217946808 | KEEPRITE | N5H9V24*K*AAA* | EA*5X24M14A* | *80VSL0451412B* | Split System | 23200 | 17.5 | 9.5 | 1.92 | R-454B | 650
217946868 | KEEPRITE | N5H9V24*K*AAA* | EA*5X24M17A* | *80VTL0451412B* | Split System | 23200 | 17.5 | 9.5 | 1.92 | R-454B | 650
217946853 | KEEPRITE | N5H9V24*K*AAA* | EA*5X24M17A* | *80VSL0451412B* | Split System | 23200 | 17.5 | 9.5 | 1.92 | R-454B | 650
217947726 | KEEPRITE | N5H9V24*K*AAA* | EA*5X24M17A* | *80CTL0901716B* | Split System | 23200 | 17.5 | 9.5 | 1.92 | R-454B | 650
217947733 | KEEPRITE | Q5H9V24*K*AAA* | EA*5X24M17A* | *80CTL0901716B* | Split System | 23200 | 17.5 | 9.5 | 1.92 | R-454B | 650
217946860 | KEEPRITE | Q5H9V24*K*AAA* | EA*5X24M17A* | *80VSL0451412B* | Split System | 23200 | 17.5 | 9.5 | 1.92 | R-454B | 650
217947711 | KEEPRITE | N5H9V24*K*AAA* | EA*5X24M17A* | *80VSL0701716B* | Split System | 23200 | 17.5 | 9.5 | 1.92 | R-454B | 650
217949425 | KEEPRITE | Q5H9V24*K*AAA* | EA*5X24M17A* | *80CTL0701412B* | Split System | 23200 | 17.5 | 9.5 | 1.92 | R-454B | 650
217948659 | KEEPRITE | N5H9V24*K*AAA* | EA*5X24M17A* | *80VSL0901716B* | Split System | 23200 | 17.5 | 9.5 | 1.92 | R-454B | 650
217949418 | KEEPRITE | N5H9V24*K*AAA* | EA*5X24M17A* | *80CTL0701412B* | Split System | 23200 | 17.5 | 9.5 | 1.92 | R-454B | 650
217948666 | KEEPRITE | Q5H9V24*K*AAA* | EA*5X24M17A* | *80VSL0901716B* | Split System | 23200 | 17.5 | 9.5 | 1.92 | R-454B | 650
217946875 | KEEPRITE | Q5H9V24*K*AAA* | EA*5X24M17A* | *80VTL0451412B* | Split System | 23200 | 17.5 | 9.5 | 1.92 | R-454B | 650
217947718 | KEEPRITE | Q5H9V24*K*AAA* | EA*5X24M17A* | *80VSL0701716B* | Split System | 23200 | 17.5 | 9.5 | 1.92 | R-454B | 650
217951362 | KEEPRITE | N5H9V24*K*AAA* | EA*5X30M17A* | *80CSU0401712B* | Split System | 23400 | 17.5 | 9.5 | 1.92 | R-454B | 650
217951369 | KEEPRITE | Q5H9V24*K*AAA* | EA*5X30M17A* | *80CSU0401712B* | Split System | 23400 | 17.5 | 9.5 | 1.92 | R-454B | 650
217949456 | KEEPRITE | Q5H9V24*K*AAA* | EA*5X30M17A* | *80CTL0701716B* | Split System | 23400 | 17.5 | 9.5 | 1.92 | R-454B | 650
217949449 | KEEPRITE | N5H9V24*K*AAA* | EA*5X30M17A* | *80CTL0701716B* | Split System | 23400 | 17.5 | 9.5 | 1.92 | R-454B | 650
217950569 | KEEPRITE | Q5H9V24*K*AAA* | EA*5X36M17A* | *95MSU0601716A* | Split System | 23400 | 17.5 | 9.5 | 1.92 | R-454B | 650
217951392 | KEEPRITE | N5H9V24*K*AAA* | EA*5X30M17A* | *80CTL0901716B* | Split System | 23400 | 17.5 | 9.5 | 1.92 | R-454B | 650
217951399 | KEEPRITE | Q5H9V24*K*AAA* | EA*5X30M17A* | *80CTL0901716B* | Split System | 23400 | 17.5 | 9.5 | 1.92 | R-454B | 650
217950562 | KEEPRITE | N5H9V24*K*AAA* | EA*5X36M17A* | *95MSU0601716A* | Split System | 23400 | 17.5 | 9.5 | 1.92 | R-454B | 650
217945989 | KEEPRITE | Q5H9V24*K*AAA* | EA*5X24M17A* | *96CTN0801714B* | Split System | 23400 | 17.5 | 9.5 | 1.92 | R-454B | 650
217947786 | KEEPRITE | N5H9V24*K*AAA* | EA*5X30M17A* | *97VTN0601716A* | Split System | 23400 | 17.5 | 9.5 | 1.92 | R-454B | 650
217948697 | KEEPRITE | Q5H9V24*K*AAA* | EA*5X30M17A* | *97CTN0801716A* | Split System | 23400 | 17.5 | 9.5 | 1.92 | R-454B | 650
217948727 | KEEPRITE | Q5H9V24*K*AAA* | EA*5X36M17A* | *97CMN0601714B* | Split System | 23400 | 17.5 | 9.5 | 1.92 | R-454B | 650
217945982 | KEEPRITE | N5H9V24*K*AAA* | EA*5X24M17A* | *96CTN0801714B* | Split System | 23400 | 17.5 | 9.5 | 1.92 | R-454B | 650
217948720 | KEEPRITE | N5H9V24*K*AAA* | EA*5X36M17A* | *97CMN0601714B* | Split System | 23400 | 17.5 | 9.5 | 1.92 | R-454B | 650
217946034 | KEEPRITE | Q5H9V24*K*AAA* | EA*5X36M17A* | *97CTN0601716A* | Split System | 23400 | 17.5 | 9.5 | 1.92 | R-454B | 650
217948644 | KEEPRITE | N5H9V24*K*AAA* | EA*5X24M17A* | *80CSU0601716B* | Split System | 23400 | 17.5 | 9.5 | 1.92 | R-454B | 650
217946027 | KEEPRITE | N5H9V24*K*AAA* | EA*5X36M17A* | *97CTN0601716A* | Split System | 23400 | 17.5 | 9.5 | 1.92 | R-454B | 650
217947793 | KEEPRITE | Q5H9V24*K*AAA* | EA*5X30M17A* | *97VTN0601716A* | Split System | 23400 | 17.5 | 9.5 | 1.92 | R-454B | 650
217948705 | KEEPRITE | N5H9V24*K*AAA* | EA*5X36M17A* | *80CTL0451712B* | Split System | 23400 | 17.5 | 9.5 | 1.92 | R-454B | 650
217949479 | KEEPRITE | N5H9V24*K*AAA* | EA*5X30M17A* | *96CTN0601714B* | Split System | 23400 | 17.5 | 9.5 | 1.92 | R-454B | 650
217948690 | KEEPRITE | N5H9V24*K*AAA* | EA*5X30M17A* | *97CTN0801716A* | Split System | 23400 | 17.5 | 9.5 | 1.92 | R-454B | 650
217950250 | KEEPRITE | Q5H9V24*K*AAA* | EA*5X30M17A* | *96VSN0801716B* | Split System | 23400 | 17.5 | 9.5 | 1.92 | R-454B | 650
217950243 | KEEPRITE | N5H9V24*K*AAA* | EA*5X30M17A* | *96VSN0801716B* | Split System | 23400 | 17.5 | 9.5 | 1.92 | R-454B | 650
217949410 | KEEPRITE | Q5H9V24*K*AAA* | EA*5X24M17A* | *80VSL0701412B* | Split System | 23400 | 17.5 | 9.5 | 1.92 | R-454B | 650
217947771 | KEEPRITE | N5H9V24*K*AAA* | EA*5X30M17A* | *96VTN0601716B* | Split System | 23400 | 17.5 | 9.5 | 1.92 | R-454B | 650
217950258 | KEEPRITE | N5H9V24*K*AAA* | EA*5X30M17A* | *96VTN0801716B* | Split System | 23400 | 17.5 | 9.5 | 1.92 | R-454B | 650
217949486 | KEEPRITE | Q5H9V24*K*AAA* | EA*5X30M17A* | *96CTN0601714B* | Split System | 23400 | 17.5 | 9.5 | 1.92 | R-454B | 650
217948712 | KEEPRITE | Q5H9V24*K*AAA* | EA*5X36M17A* | *80CTL0451712B* | Split System | 23400 | 17.5 | 9.5 | 1.92 | R-454B | 650
217948651 | KEEPRITE | Q5H9V24*K*AAA* | EA*5X24M17A* | *80CSU0601716B* | Split System | 23400 | 17.5 | 9.5 | 1.92 | R-454B | 650
217950884 | KEEPRITE | Q5H9V24*K*AAA* | EA*5X24M17A* | *80MSU0401712A* | Split System | 23400 | 17.5 | 9.5 | 1.92 | R-454B | 650
217947778 | KEEPRITE | Q5H9V24*K*AAA* | EA*5X30M17A* | *96VTN0601716B* | Split System | 23400 | 17.5 | 9.5 | 1.92 | R-454B | 650
217950877 | KEEPRITE | N5H9V24*K*AAA* | EA*5X24M17A* | *80MSU0401712A* | Split System | 23400 | 17.5 | 9.5 | 1.92 | R-454B | 650
217947763 | KEEPRITE | Q5H9V24*K*AAA* | EA*5X30M17A* | *96VSN0601716B* | Split System | 23400 | 17.5 | 9.5 | 1.92 | R-454B | 650
217949403 | KEEPRITE | N5H9V24*K*AAA* | EA*5X24M17A* | *80VSL0701412B* | Split System | 23400 | 17.5 | 9.5 | 1.92 | R-454B | 650
217947756 | KEEPRITE | N5H9V24*K*AAA* | EA*5X30M17A* | *96VSN0601716B* | Split System | 23400 | 17.5 | 9.5 | 1.92 | R-454B | 650
217950280 | KEEPRITE | Q5H9V24*K*AAA* | EA*5X30M17A* | *97VTN0801716A* | Split System | 23400 | 17.5 | 9.5 | 1.92 | R-454B | 650
217950273 | KEEPRITE | N5H9V24*K*AAA* | EA*5X30M17A* | *97VTN0801716A* | Split System | 23400 | 17.5 | 9.5 | 1.92 | R-454B | 650
217950265 | KEEPRITE | Q5H9V24*K*AAA* | EA*5X30M17A* | *96VTN0801716B* | Split System | 23400 | 17.5 | 9.5 | 1.92 | R-454B | 650
217945131 | KEEPRITE | Q5H9V24*K*AAA* | EA*5X30M17A* | *80CTL0701412B* | Split System | 23600 | 17.5 | 9.5 | 1.92 | R-454B | 650
217945124 | KEEPRITE | N5H9V24*K*AAA* | EA*5X30M17A* | *80CTL0701412B* | Split System | 23600 | 17.5 | 9.5 | 1.92 | R-454B | 650
217950899 | KEEPRITE | Q5H9V24*K*AAA* | EA*5X30M17A* | *80VSL0701716B* | Split System | 23600 | 17.5 | 9.5 | 1.92 | R-454B | 650
217950892 | KEEPRITE | N5H9V24*K*AAA* | EA*5X30M17A* | *80VSL0701716B* | Split System | 23600 | 17.5 | 9.5 | 1.92 | R-454B | 650
217951384 | KEEPRITE | Q5H9V24*K*AAA* | EA*5X30M17A* | *80VSL0901716B* | Split System | 23600 | 17.5 | 9.5 | 1.92 | R-454B | 650
217950295 | KEEPRITE | Q5H9V24*K*AAA* | EA*5X36M17A* | *97CTN0801716A* | Split System | 23600 | 17.5 | 9.5 | 1.92 | R-454B | 650
217950228 | KEEPRITE | N5H9V24*K*AAA* | EA*5X30M17A* | *80VTL0701716B* | Split System | 23600 | 17.5 | 9.5 | 1.92 | R-454B | 650
217950532 | KEEPRITE | N5H9V24*K*AAA* | EA*5X30M17A* | *96CTN0801714B* | Split System | 23600 | 17.5 | 9.5 | 1.92 | R-454B | 650
217950907 | KEEPRITE | N5H9V24*K*AAA* | EA*5X30M17A* | *95MSU0601716A* | Split System | 23600 | 17.5 | 9.5 | 1.92 | R-454B | 650
217948682 | KEEPRITE | Q5H9V24*K*AAA* | EA*5X30M17A* | *95CSU0601716B* | Split System | 23600 | 17.5 | 9.5 | 1.92 | R-454B | 650
217950952 | KEEPRITE | N5H9V24*K*AAA* | EA*5X36M17A* | *96CTN0601714B* | Split System | 23600 | 17.5 | 9.5 | 1.92 | R-454B | 650
217950235 | KEEPRITE | Q5H9V24*K*AAA* | EA*5X30M17A* | *80VTL0701716B* | Split System | 23600 | 17.5 | 9.5 | 1.92 | R-454B | 650
217950288 | KEEPRITE | N5H9V24*K*AAA* | EA*5X36M17A* | *97CTN0801716A* | Split System | 23600 | 17.5 | 9.5 | 1.92 | R-454B | 650
217950914 | KEEPRITE | Q5H9V24*K*AAA* | EA*5X30M17A* | *95MSU0601716A* | Split System | 23600 | 17.5 | 9.5 | 1.92 | R-454B | 650
217950539 | KEEPRITE | Q5H9V24*K*AAA* | EA*5X30M17A* | *96CTN0801714B* | Split System | 23600 | 17.5 | 9.5 | 1.92 | R-454B | 650
217947748 | KEEPRITE | Q5H9V24*K*AAA* | EA*5X30M17A* | *97CMN0801714B* | Split System | 23600 | 17.5 | 9.5 | 1.92 | R-454B | 650
217948675 | KEEPRITE | N5H9V24*K*AAA* | EA*5X30M17A* | *95CSU0601716B* | Split System | 23600 | 17.5 | 9.5 | 1.92 | R-454B | 650
217950959 | KEEPRITE | Q5H9V24*K*AAA* | EA*5X36M17A* | *96CTN0601714B* | Split System | 23600 | 17.5 | 9.5 | 1.92 | R-454B | 650
217951377 | KEEPRITE | N5H9V24*K*AAA* | EA*5X30M17A* | *80VSL0901716B* | Split System | 23600 | 17.5 | 9.5 | 1.92 | R-454B | 650
217947741 | KEEPRITE | N5H9V24*K*AAA* | EA*5X30M17A* | *97CMN0801714B* | Split System | 23600 | 17.5 | 9.5 | 1.92 | R-454B | 650
217949531 | KEEPRITE | Q5H9V24*K*AAA* | ESH5X30M12A* | *80MSU0601716A* | Split System | 23800 | 17.5 | 9.5 | 1.92 | R-454B | 650
217949524 | KEEPRITE | N5H9V24*K*AAA* | ESH5X30M12A* | *80MSU0601716A* | Split System | 23800 | 17.5 | 9.5 | 1.92 | R-454B | 650
217946898 | KEEPRITE | N5H9V24*K*AAA* | EA*5X37M17A* | *97CTN0601716A* | Split System | 23800 | 17.5 | 9.5 | 1.92 | R-454B | 650
217946905 | KEEPRITE | Q5H9V24*K*AAA* | EA*5X37M17A* | *97CTN0601716A* | Split System | 23800 | 17.5 | 9.5 | 1.92 | R-454B | 650
217948742 | KEEPRITE | Q5H9V24*K*AAA* | EA*5X37M17A* | OLV098A12* | Split System | 23800 | 17.5 | 9.5 | 1.92 | R-454B | 650
217948735 | KEEPRITE | N5H9V24*K*AAA* | EA*5X37M17A* | OLV098A12* | Split System | 23800 | 17.5 | 9.5 | 1.92 | R-454B | 650
217950325 | KEEPRITE | Q5H9V24*K*AAA* | EA*5X37M17A* | *96VTN0601412B* | Split System | 23800 | 17.5 | 9.5 | 1.92 | R-454B | 650
217950310 | KEEPRITE | Q5H9V24*K*AAA* | EA*5X37M17A* | *96VSN0601412B* | Split System | 23800 | 17.5 | 9.5 | 1.92 | R-454B | 650
217950303 | KEEPRITE | N5H9V24*K*AAA* | EA*5X37M17A* | *96VSN0601412B* | Split System | 23800 | 17.5 | 9.5 | 1.92 | R-454B | 650
217950318 | KEEPRITE | N5H9V24*K*AAA* | EA*5X37M17A* | *96VTN0601412B* | Split System | 23800 | 17.5 | 9.5 | 1.92 | R-454B | 650
217949516 | KEEPRITE | Q5H9V24*K*AAA* | EA*5X37M17A* | *80CTL0451712B* | Split System | 24000 | 17.5 | 9.5 | 1.92 | R-454B | 650
217949509 | KEEPRITE | N5H9V24*K*AAA* | EA*5X37M17A* | *80CTL0451712B* | Split System | 24000 | 17.5 | 9.5 | 1.92 | R-454B | 650
217945967 | KEEPRITE | N5H9V24*K*AAA* | EA*5X24M17A* | *80VTL0701716B* | Split System | 23200 | 17.5 | 9.5 | 1.94 | R-454B | 650
217945974 | KEEPRITE | Q5H9V24*K*AAA* | EA*5X24M17A* | *80VTL0701716B* | Split System | 23200 | 17.5 | 9.5 | 1.94 | R-454B | 650
217945146 | KEEPRITE | Q5H9V24*K*AAA* | EA*5X36M17A* | *95CSU0601716B* | Split System | 23400 | 17.5 | 9.5 | 1.94 | R-454B | 650
217945139 | KEEPRITE | N5H9V24*K*AAA* | EA*5X36M17A* | *95CSU0601716B* | Split System | 23400 | 17.5 | 9.5 | 1.94 | R-454B | 650
217950592 | KEEPRITE | N5H9V24*K*AAA* | EA*5X36M17A* | *97VTN0801716A* | Split System | 23400 | 17.5 | 9.5 | 1.94 | R-454B | 650
217950599 | KEEPRITE | Q5H9V24*K*AAA* | EA*5X36M17A* | *97VTN0801716A* | Split System | 23400 | 17.5 | 9.5 | 1.94 | R-454B | 650
217951415 | KEEPRITE | Q5H9V24*K*AAA* | EA*5X36M17A* | *97CMN0801714B* | Split System | 23400 | 17.5 | 9.5 | 1.94 | R-454B | 650
217951408 | KEEPRITE | N5H9V24*K*AAA* | EA*5X36M17A* | *97CMN0801714B* | Split System | 23400 | 17.5 | 9.5 | 1.94 | R-454B | 650
217950554 | KEEPRITE | Q5H9V24*K*AAA* | EA*5X36M17A* | *96VSN0801716B* | Split System | 23400 | 17.5 | 9.5 | 1.94 | R-454B | 650
217950547 | KEEPRITE | N5H9V24*K*AAA* | EA*5X36M17A* | *96VSN0801716B* | Split System | 23400 | 17.5 | 9.5 | 1.94 | R-454B | 650
217950584 | KEEPRITE | Q5H9V24*K*AAA* | EA*5X36M17A* | *96VTN0801716B* | Split System | 23400 | 17.5 | 9.5 | 1.94 | R-454B | 650
217950577 | KEEPRITE | N5H9V24*K*AAA* | EA*5X36M17A* | *96VTN0801716B* | Split System | 23400 | 17.5 | 9.5 | 1.94 | R-454B | 650
217945094 | KEEPRITE | N5H9V24*K*AAA* | EA*5X30M17A* | *80CSU0601716B* | Split System | 23600 | 17.5 | 9.5 | 1.94 | R-454B | 650
217945101 | KEEPRITE | Q5H9V24*K*AAA* | EA*5X30M17A* | *80CSU0601716B* | Split System | 23600 | 17.5 | 9.5 | 1.94 | R-454B | 650
217950944 | KEEPRITE | Q5H9V24*K*AAA* | EA*5X36M17A* | *80CTL0701716B* | Split System | 23600 | 17.5 | 9.5 | 1.94 | R-454B | 650
217950937 | KEEPRITE | N5H9V24*K*AAA* | EA*5X36M17A* | *80CTL0701716B* | Split System | 23600 | 17.5 | 9.5 | 1.94 | R-454B | 650
217951430 | KEEPRITE | Q5H9V24*K*AAA* | EA*5X36M17A* | OMV112K14A | Split System | 23800 | 17.5 | 9.5 | 1.94 | R-454B | 650
217951423 | KEEPRITE | N5H9V24*K*AAA* | EA*5X36M17A* | OMV112K14A | Split System | 23800 | 17.5 | 9.5 | 1.94 | R-454B | 650
217949546 | KEEPRITE | Q5H9V24*K*AAA* | ESH5X36M12A* | *95MSU1002122A* | Split System | 24000 | 17.5 | 9.5 | 1.94 | R-454B | 650
217949539 | KEEPRITE | N5H9V24*K*AAA* | ESH5X36M12A* | *95MSU1002122A* | Split System | 24000 | 17.5 | 9.5 | 1.94 | R-454B | 650
217946831 | TEMPSTAR | Q5H9V24*K*AAA* | EA*5X24M14A* | *80CTL0701412B* | Split System | 23200 | 17.5 | 9.5 | 1.9 | R-454B | 650
217946824 | TEMPSTAR | N5H9V24*K*AAA* | EA*5X24M14A* | *80CTL0701412B* | Split System | 23200 | 17.5 | 9.5 | 1.9 | R-454B | 650
217950517 | TEMPSTAR | N5H9V24*K*AAA* | EA*5X30M17A* | *80VSL0701412B* | Split System | 23400 | 17.5 | 9.5 | 1.9 | R-454B | 650
217950524 | TEMPSTAR | Q5H9V24*K*AAA* | EA*5X30M17A* | *80VSL0701412B* | Split System | 23400 | 17.5 | 9.5 | 1.9 | R-454B | 650
217945636 | TEMPSTAR | N5H9V24*K*AAA* | EA*5X24M17A* | *80MSU0601716A* | Split System | 23400 | 17.5 | 9.5 | 1.9 | R-454B | 650
217945643 | TEMPSTAR | Q5H9V24*K*AAA* | EA*5X24M17A* | *80MSU0601716A* | Split System | 23400 | 17.5 | 9.5 | 1.9 | R-454B | 650
217949442 | TEMPSTAR | Q5H9V24*K*AAA* | EA*5X30M17A* | *80VSL0451412B* | Split System | 23400 | 17.5 | 9.5 | 1.9 | R-454B | 650
217949465 | TEMPSTAR | N5H9V24*K*AAA* | EA*5X30M17A* | *80VTL0451412B* | Split System | 23400 | 17.5 | 9.5 | 1.9 | R-454B | 650
217949435 | TEMPSTAR | N5H9V24*K*AAA* | EA*5X30M17A* | *80VSL0451412B* | Split System | 23400 | 17.5 | 9.5 | 1.9 | R-454B | 650
217949472 | TEMPSTAR | Q5H9V24*K*AAA* | EA*5X30M17A* | *80VTL0451412B* | Split System | 23400 | 17.5 | 9.5 | 1.9 | R-454B | 650
217945155 | TEMPSTAR | N5H9V24*K*AAA* | EA*5X37M17A* | *95MSU0401712A* | Split System | 23800 | 17.5 | 9.5 | 1.9 | R-454B | 650
217945162 | TEMPSTAR | Q5H9V24*K*AAA* | EA*5X37M17A* | *95MSU0401712A* | Split System | 23800 | 17.5 | 9.5 | 1.9 | R-454B | 650
217945998 | TEMPSTAR | N5H9V24*K*AAA* | EA*5X25M17A* | *96VSN0401712B* | Split System | 23800 | 17.5 | 9.5 | 1.9 | R-454B | 650
217946005 | TEMPSTAR | Q5H9V24*K*AAA* | EA*5X25M17A* | *96VSN0401712B* | Split System | 23800 | 17.5 | 9.5 | 1.9 | R-454B | 650
217946020 | TEMPSTAR | Q5H9V24*K*AAA* | EA*5X25M17A* | *96VTN0401712B* | Split System | 23800 | 17.5 | 9.5 | 1.9 | R-454B | 650
217946013 | TEMPSTAR | N5H9V24*K*AAA* | EA*5X25M17A* | *96VTN0401712B* | Split System | 23800 | 17.5 | 9.5 | 1.9 | R-454B | 650
217946839 | TEMPSTAR | N5H9V24*K*AAA* | EA*5X24M14A* | *80VTL0451412B* | Split System | 23200 | 17.5 | 9.5 | 1.92 | R-454B | 650
217946816 | TEMPSTAR | Q5H9V24*K*AAA* | EA*5X24M14A* | *80VSL0451412B* | Split System | 23200 | 17.5 | 9.5 | 1.92 | R-454B | 650
217945959 | TEMPSTAR | Q5H9V24*K*AAA* | EA*5X24M14A* | *80VSL0701412B* | Split System | 23200 | 17.5 | 9.5 | 1.92 | R-454B | 650
217945952 | TEMPSTAR | N5H9V24*K*AAA* | EA*5X24M14A* | *80VSL0701412B* | Split System | 23200 | 17.5 | 9.5 | 1.92 | R-454B | 650
217946809 | TEMPSTAR | N5H9V24*K*AAA* | EA*5X24M14A* | *80VSL0451412B* | Split System | 23200 | 17.5 | 9.5 | 1.92 | R-454B | 650
217946846 | TEMPSTAR | Q5H9V24*K*AAA* | EA*5X24M14A* | *80VTL0451412B* | Split System | 23200 | 17.5 | 9.5 | 1.92 | R-454B | 650
217947727 | TEMPSTAR | N5H9V24*K*AAA* | EA*5X24M17A* | *80CTL0901716B* | Split System | 23200 | 17.5 | 9.5 | 1.92 | R-454B | 650
217946861 | TEMPSTAR | Q5H9V24*K*AAA* | EA*5X24M17A* | *80VSL0451412B* | Split System | 23200 | 17.5 | 9.5 | 1.92 | R-454B | 650
217946876 | TEMPSTAR | Q5H9V24*K*AAA* | EA*5X24M17A* | *80VTL0451412B* | Split System | 23200 | 17.5 | 9.5 | 1.92 | R-454B | 650
217946854 | TEMPSTAR | N5H9V24*K*AAA* | EA*5X24M17A* | *80VSL0451412B* | Split System | 23200 | 17.5 | 9.5 | 1.92 | R-454B | 650
217947719 | TEMPSTAR | Q5H9V24*K*AAA* | EA*5X24M17A* | *80VSL0701716B* | Split System | 23200 | 17.5 | 9.5 | 1.92 | R-454B | 650
217947734 | TEMPSTAR | Q5H9V24*K*AAA* | EA*5X24M17A* | *80CTL0901716B* | Split System | 23200 | 17.5 | 9.5 | 1.92 | R-454B | 650
217946869 | TEMPSTAR | N5H9V24*K*AAA* | EA*5X24M17A* | *80VTL0451412B* | Split System | 23200 | 17.5 | 9.5 | 1.92 | R-454B | 650
217947712 | TEMPSTAR | N5H9V24*K*AAA* | EA*5X24M17A* | *80VSL0701716B* | Split System | 23200 | 17.5 | 9.5 | 1.92 | R-454B | 650
217948660 | TEMPSTAR | N5H9V24*K*AAA* | EA*5X24M17A* | *80VSL0901716B* | Split System | 23200 | 17.5 | 9.5 | 1.92 | R-454B | 650
217948667 | TEMPSTAR | Q5H9V24*K*AAA* | EA*5X24M17A* | *80VSL0901716B* | Split System | 23200 | 17.5 | 9.5 | 1.92 | R-454B | 650
217949419 | TEMPSTAR | N5H9V24*K*AAA* | EA*5X24M17A* | *80CTL0701412B* | Split System | 23200 | 17.5 | 9.5 | 1.92 | R-454B | 650
217949426 | TEMPSTAR | Q5H9V24*K*AAA* | EA*5X24M17A* | *80CTL0701412B* | Split System | 23200 | 17.5 | 9.5 | 1.92 | R-454B | 650
217951363 | TEMPSTAR | N5H9V24*K*AAA* | EA*5X30M17A* | *80CSU0401712B* | Split System | 23400 | 17.5 | 9.5 | 1.92 | R-454B | 650
217951370 | TEMPSTAR | Q5H9V24*K*AAA* | EA*5X30M17A* | *80CSU0401712B* | Split System | 23400 | 17.5 | 9.5 | 1.92 | R-454B | 650
217949457 | TEMPSTAR | Q5H9V24*K*AAA* | EA*5X30M17A* | *80CTL0701716B* | Split System | 23400 | 17.5 | 9.5 | 1.92 | R-454B | 650
217950563 | TEMPSTAR | N5H9V24*K*AAA* | EA*5X36M17A* | *95MSU0601716A* | Split System | 23400 | 17.5 | 9.5 | 1.92 | R-454B | 650
217950570 | TEMPSTAR | Q5H9V24*K*AAA* | EA*5X36M17A* | *95MSU0601716A* | Split System | 23400 | 17.5 | 9.5 | 1.92 | R-454B | 650
217949450 | TEMPSTAR | N5H9V24*K*AAA* | EA*5X30M17A* | *80CTL0701716B* | Split System | 23400 | 17.5 | 9.5 | 1.92 | R-454B | 650
217951400 | TEMPSTAR | Q5H9V24*K*AAA* | EA*5X30M17A* | *80CTL0901716B* | Split System | 23400 | 17.5 | 9.5 | 1.92 | R-454B | 650
217951393 | TEMPSTAR | N5H9V24*K*AAA* | EA*5X30M17A* | *80CTL0901716B* | Split System | 23400 | 17.5 | 9.5 | 1.92 | R-454B | 650
217946028 | TEMPSTAR | N5H9V24*K*AAA* | EA*5X36M17A* | *97CTN0601716A* | Split System | 23400 | 17.5 | 9.5 | 1.92 | R-454B | 650
217945983 | TEMPSTAR | N5H9V24*K*AAA* | EA*5X24M17A* | *96CTN0801714B* | Split System | 23400 | 17.5 | 9.5 | 1.92 | R-454B | 650
217948713 | TEMPSTAR | Q5H9V24*K*AAA* | EA*5X36M17A* | *80CTL0451712B* | Split System | 23400 | 17.5 | 9.5 | 1.92 | R-454B | 650
217947772 | TEMPSTAR | N5H9V24*K*AAA* | EA*5X30M17A* | *96VTN0601716B* | Split System | 23400 | 17.5 | 9.5 | 1.92 | R-454B | 650
217946035 | TEMPSTAR | Q5H9V24*K*AAA* | EA*5X36M17A* | *97CTN0601716A* | Split System | 23400 | 17.5 | 9.5 | 1.92 | R-454B | 650
217947764 | TEMPSTAR | Q5H9V24*K*AAA* | EA*5X30M17A* | *96VSN0601716B* | Split System | 23400 | 17.5 | 9.5 | 1.92 | R-454B | 650
217950251 | TEMPSTAR | Q5H9V24*K*AAA* | EA*5X30M17A* | *96VSN0801716B* | Split System | 23400 | 17.5 | 9.5 | 1.92 | R-454B | 650
217947794 | TEMPSTAR | Q5H9V24*K*AAA* | EA*5X30M17A* | *97VTN0601716A* | Split System | 23400 | 17.5 | 9.5 | 1.92 | R-454B | 650
217945990 | TEMPSTAR | Q5H9V24*K*AAA* | EA*5X24M17A* | *96CTN0801714B* | Split System | 23400 | 17.5 | 9.5 | 1.92 | R-454B | 650
217949404 | TEMPSTAR | N5H9V24*K*AAA* | EA*5X24M17A* | *80VSL0701412B* | Split System | 23400 | 17.5 | 9.5 | 1.92 | R-454B | 650
217948645 | TEMPSTAR | N5H9V24*K*AAA* | EA*5X24M17A* | *80CSU0601716B* | Split System | 23400 | 17.5 | 9.5 | 1.92 | R-454B | 650
217950281 | TEMPSTAR | Q5H9V24*K*AAA* | EA*5X30M17A* | *97VTN0801716A* | Split System | 23400 | 17.5 | 9.5 | 1.92 | R-454B | 650
217948728 | TEMPSTAR | Q5H9V24*K*AAA* | EA*5X36M17A* | *97CMN0601714B* | Split System | 23400 | 17.5 | 9.5 | 1.92 | R-454B | 650
217949480 | TEMPSTAR | N5H9V24*K*AAA* | EA*5X30M17A* | *96CTN0601714B* | Split System | 23400 | 17.5 | 9.5 | 1.92 | R-454B | 650
217947787 | TEMPSTAR | N5H9V24*K*AAA* | EA*5X30M17A* | *97VTN0601716A* | Split System | 23400 | 17.5 | 9.5 | 1.92 | R-454B | 650
217950885 | TEMPSTAR | Q5H9V24*K*AAA* | EA*5X24M17A* | *80MSU0401712A* | Split System | 23400 | 17.5 | 9.5 | 1.92 | R-454B | 650
217950259 | TEMPSTAR | N5H9V24*K*AAA* | EA*5X30M17A* | *96VTN0801716B* | Split System | 23400 | 17.5 | 9.5 | 1.92 | R-454B | 650
217947779 | TEMPSTAR | Q5H9V24*K*AAA* | EA*5X30M17A* | *96VTN0601716B* | Split System | 23400 | 17.5 | 9.5 | 1.92 | R-454B | 650
217949411 | TEMPSTAR | Q5H9V24*K*AAA* | EA*5X24M17A* | *80VSL0701412B* | Split System | 23400 | 17.5 | 9.5 | 1.92 | R-454B | 650
217948721 | TEMPSTAR | N5H9V24*K*AAA* | EA*5X36M17A* | *97CMN0601714B* | Split System | 23400 | 17.5 | 9.5 | 1.92 | R-454B | 650
217949487 | TEMPSTAR | Q5H9V24*K*AAA* | EA*5X30M17A* | *96CTN0601714B* | Split System | 23400 | 17.5 | 9.5 | 1.92 | R-454B | 650
217950266 | TEMPSTAR | Q5H9V24*K*AAA* | EA*5X30M17A* | *96VTN0801716B* | Split System | 23400 | 17.5 | 9.5 | 1.92 | R-454B | 650
217948698 | TEMPSTAR | Q5H9V24*K*AAA* | EA*5X30M17A* | *97CTN0801716A* | Split System | 23400 | 17.5 | 9.5 | 1.92 | R-454B | 650
217947757 | TEMPSTAR | N5H9V24*K*AAA* | EA*5X30M17A* | *96VSN0601716B* | Split System | 23400 | 17.5 | 9.5 | 1.92 | R-454B | 650
217948691 | TEMPSTAR | N5H9V24*K*AAA* | EA*5X30M17A* | *97CTN0801716A* | Split System | 23400 | 17.5 | 9.5 | 1.92 | R-454B | 650
217948706 | TEMPSTAR | N5H9V24*K*AAA* | EA*5X36M17A* | *80CTL0451712B* | Split System | 23400 | 17.5 | 9.5 | 1.92 | R-454B | 650
217950244 | TEMPSTAR | N5H9V24*K*AAA* | EA*5X30M17A* | *96VSN0801716B* | Split System | 23400 | 17.5 | 9.5 | 1.92 | R-454B | 650
217948652 | TEMPSTAR | Q5H9V24*K*AAA* | EA*5X24M17A* | *80CSU0601716B* | Split System | 23400 | 17.5 | 9.5 | 1.92 | R-454B | 650
217950274 | TEMPSTAR | N5H9V24*K*AAA* | EA*5X30M17A* | *97VTN0801716A* | Split System | 23400 | 17.5 | 9.5 | 1.92 | R-454B | 650
217950878 | TEMPSTAR | N5H9V24*K*AAA* | EA*5X24M17A* | *80MSU0401712A* | Split System | 23400 | 17.5 | 9.5 | 1.92 | R-454B | 650
217945132 | TEMPSTAR | Q5H9V24*K*AAA* | EA*5X30M17A* | *80CTL0701412B* | Split System | 23600 | 17.5 | 9.5 | 1.92 | R-454B | 650
217945125 | TEMPSTAR | N5H9V24*K*AAA* | EA*5X30M17A* | *80CTL0701412B* | Split System | 23600 | 17.5 | 9.5 | 1.92 | R-454B | 650
217950893 | TEMPSTAR | N5H9V24*K*AAA* | EA*5X30M17A* | *80VSL0701716B* | Split System | 23600 | 17.5 | 9.5 | 1.92 | R-454B | 650
217950900 | TEMPSTAR | Q5H9V24*K*AAA* | EA*5X30M17A* | *80VSL0701716B* | Split System | 23600 | 17.5 | 9.5 | 1.92 | R-454B | 650
217947749 | TEMPSTAR | Q5H9V24*K*AAA* | EA*5X30M17A* | *97CMN0801714B* | Split System | 23600 | 17.5 | 9.5 | 1.92 | R-454B | 650
217947742 | TEMPSTAR | N5H9V24*K*AAA* | EA*5X30M17A* | *97CMN0801714B* | Split System | 23600 | 17.5 | 9.5 | 1.92 | R-454B | 650
217951378 | TEMPSTAR | N5H9V24*K*AAA* | EA*5X30M17A* | *80VSL0901716B* | Split System | 23600 | 17.5 | 9.5 | 1.92 | R-454B | 650
217950908 | TEMPSTAR | N5H9V24*K*AAA* | EA*5X30M17A* | *95MSU0601716A* | Split System | 23600 | 17.5 | 9.5 | 1.92 | R-454B | 650
217950953 | TEMPSTAR | N5H9V24*K*AAA* | EA*5X36M17A* | *96CTN0601714B* | Split System | 23600 | 17.5 | 9.5 | 1.92 | R-454B | 650
217950229 | TEMPSTAR | N5H9V24*K*AAA* | EA*5X30M17A* | *80VTL0701716B* | Split System | 23600 | 17.5 | 9.5 | 1.92 | R-454B | 650
217950960 | TEMPSTAR | Q5H9V24*K*AAA* | EA*5X36M17A* | *96CTN0601714B* | Split System | 23600 | 17.5 | 9.5 | 1.92 | R-454B | 650
217951385 | TEMPSTAR | Q5H9V24*K*AAA* | EA*5X30M17A* | *80VSL0901716B* | Split System | 23600 | 17.5 | 9.5 | 1.92 | R-454B | 650
217950540 | TEMPSTAR | Q5H9V24*K*AAA* | EA*5X30M17A* | *96CTN0801714B* | Split System | 23600 | 17.5 | 9.5 | 1.92 | R-454B | 650
217950915 | TEMPSTAR | Q5H9V24*K*AAA* | EA*5X30M17A* | *95MSU0601716A* | Split System | 23600 | 17.5 | 9.5 | 1.92 | R-454B | 650
217950289 | TEMPSTAR | N5H9V24*K*AAA* | EA*5X36M17A* | *97CTN0801716A* | Split System | 23600 | 17.5 | 9.5 | 1.92 | R-454B | 650
217950296 | TEMPSTAR | Q5H9V24*K*AAA* | EA*5X36M17A* | *97CTN0801716A* | Split System | 23600 | 17.5 | 9.5 | 1.92 | R-454B | 650
217948683 | TEMPSTAR | Q5H9V24*K*AAA* | EA*5X30M17A* | *95CSU0601716B* | Split System | 23600 | 17.5 | 9.5 | 1.92 | R-454B | 650
217950236 | TEMPSTAR | Q5H9V24*K*AAA* | EA*5X30M17A* | *80VTL0701716B* | Split System | 23600 | 17.5 | 9.5 | 1.92 | R-454B | 650
217948676 | TEMPSTAR | N5H9V24*K*AAA* | EA*5X30M17A* | *95CSU0601716B* | Split System | 23600 | 17.5 | 9.5 | 1.92 | R-454B | 650
217950533 | TEMPSTAR | N5H9V24*K*AAA* | EA*5X30M17A* | *96CTN0801714B* | Split System | 23600 | 17.5 | 9.5 | 1.92 | R-454B | 650
217949532 | TEMPSTAR | Q5H9V24*K*AAA* | ESH5X30M12A* | *80MSU0601716A* | Split System | 23800 | 17.5 | 9.5 | 1.92 | R-454B | 650
217949525 | TEMPSTAR | N5H9V24*K*AAA* | ESH5X30M12A* | *80MSU0601716A* | Split System | 23800 | 17.5 | 9.5 | 1.92 | R-454B | 650
217946906 | TEMPSTAR | Q5H9V24*K*AAA* | EA*5X37M17A* | *97CTN0601716A* | Split System | 23800 | 17.5 | 9.5 | 1.92 | R-454B | 650
217946899 | TEMPSTAR | N5H9V24*K*AAA* | EA*5X37M17A* | *97CTN0601716A* | Split System | 23800 | 17.5 | 9.5 | 1.92 | R-454B | 650
217948743 | TEMPSTAR | Q5H9V24*K*AAA* | EA*5X37M17A* | OLV098A12* | Split System | 23800 | 17.5 | 9.5 | 1.92 | R-454B | 650
217950326 | TEMPSTAR | Q5H9V24*K*AAA* | EA*5X37M17A* | *96VTN0601412B* | Split System | 23800 | 17.5 | 9.5 | 1.92 | R-454B | 650
217950319 | TEMPSTAR | N5H9V24*K*AAA* | EA*5X37M17A* | *96VTN0601412B* | Split System | 23800 | 17.5 | 9.5 | 1.92 | R-454B | 650
217950311 | TEMPSTAR | Q5H9V24*K*AAA* | EA*5X37M17A* | *96VSN0601412B* | Split System | 23800 | 17.5 | 9.5 | 1.92 | R-454B | 650
217950304 | TEMPSTAR | N5H9V24*K*AAA* | EA*5X37M17A* | *96VSN0601412B* | Split System | 23800 | 17.5 | 9.5 | 1.92 | R-454B | 650
217948736 | TEMPSTAR | N5H9V24*K*AAA* | EA*5X37M17A* | OLV098A12* | Split System | 23800 | 17.5 | 9.5 | 1.92 | R-454B | 650
217949510 | TEMPSTAR | N5H9V24*K*AAA* | EA*5X37M17A* | *80CTL0451712B* | Split System | 24000 | 17.5 | 9.5 | 1.92 | R-454B | 650
217949517 | TEMPSTAR | Q5H9V24*K*AAA* | EA*5X37M17A* | *80CTL0451712B* | Split System | 24000 | 17.5 | 9.5 | 1.92 | R-454B | 650
217945968 | TEMPSTAR | N5H9V24*K*AAA* | EA*5X24M17A* | *80VTL0701716B* | Split System | 23200 | 17.5 | 9.5 | 1.94 | R-454B | 650
217945975 | TEMPSTAR | Q5H9V24*K*AAA* | EA*5X24M17A* | *80VTL0701716B* | Split System | 23200 | 17.5 | 9.5 | 1.94 | R-454B | 650
217945147 | TEMPSTAR | Q5H9V24*K*AAA* | EA*5X36M17A* | *95CSU0601716B* | Split System | 23400 | 17.5 | 9.5 | 1.94 | R-454B | 650
217945140 | TEMPSTAR | N5H9V24*K*AAA* | EA*5X36M17A* | *95CSU0601716B* | Split System | 23400 | 17.5 | 9.5 | 1.94 | R-454B | 650
217950600 | TEMPSTAR | Q5H9V24*K*AAA* | EA*5X36M17A* | *97VTN0801716A* | Split System | 23400 | 17.5 | 9.5 | 1.94 | R-454B | 650
217950585 | TEMPSTAR | Q5H9V24*K*AAA* | EA*5X36M17A* | *96VTN0801716B* | Split System | 23400 | 17.5 | 9.5 | 1.94 | R-454B | 650
217950578 | TEMPSTAR | N5H9V24*K*AAA* | EA*5X36M17A* | *96VTN0801716B* | Split System | 23400 | 17.5 | 9.5 | 1.94 | R-454B | 650
217951416 | TEMPSTAR | Q5H9V24*K*AAA* | EA*5X36M17A* | *97CMN0801714B* | Split System | 23400 | 17.5 | 9.5 | 1.94 | R-454B | 650
217950548 | TEMPSTAR | N5H9V24*K*AAA* | EA*5X36M17A* | *96VSN0801716B* | Split System | 23400 | 17.5 | 9.5 | 1.94 | R-454B | 650
217950555 | TEMPSTAR | Q5H9V24*K*AAA* | EA*5X36M17A* | *96VSN0801716B* | Split System | 23400 | 17.5 | 9.5 | 1.94 | R-454B | 650
217951409 | TEMPSTAR | N5H9V24*K*AAA* | EA*5X36M17A* | *97CMN0801714B* | Split System | 23400 | 17.5 | 9.5 | 1.94 | R-454B | 650
217950593 | TEMPSTAR | N5H9V24*K*AAA* | EA*5X36M17A* | *97VTN0801716A* | Split System | 23400 | 17.5 | 9.5 | 1.94 | R-454B | 650
217945102 | TEMPSTAR | Q5H9V24*K*AAA* | EA*5X30M17A* | *80CSU0601716B* | Split System | 23600 | 17.5 | 9.5 | 1.94 | R-454B | 650
217945095 | TEMPSTAR | N5H9V24*K*AAA* | EA*5X30M17A* | *80CSU0601716B* | Split System | 23600 | 17.5 | 9.5 | 1.94 | R-454B | 650
217950938 | TEMPSTAR | N5H9V24*K*AAA* | EA*5X36M17A* | *80CTL0701716B* | Split System | 23600 | 17.5 | 9.5 | 1.94 | R-454B | 650
217950945 | TEMPSTAR | Q5H9V24*K*AAA* | EA*5X36M17A* | *80CTL0701716B* | Split System | 23600 | 17.5 | 9.5 | 1.94 | R-454B | 650
217951431 | TEMPSTAR | Q5H9V24*K*AAA* | EA*5X36M17A* | OMV112K14A | Split System | 23800 | 17.5 | 9.5 | 1.94 | R-454B | 650
217951424 | TEMPSTAR | N5H9V24*K*AAA* | EA*5X36M17A* | OMV112K14A | Split System | 23800 | 17.5 | 9.5 | 1.94 | R-454B | 650
217949547 | TEMPSTAR | Q5H9V24*K*AAA* | ESH5X36M12A* | *95MSU1002122A* | Split System | 24000 | 17.5 | 9.5 | 1.94 | R-454B | 650
217949540 | TEMPSTAR | N5H9V24*K*AAA* | ESH5X36M12A* | *95MSU1002122A* | Split System | 24000 | 17.5 | 9.5 | 1.94 | R-454B | 650
218020568 | ACIQ | N5H9V24*K*AAA* | EA*5X30M14A* | *80CTL0701412B* | Split System | 23200 | 18 | 9.5 | 1.9 | R-454B | 650
218020635 | ACIQ | N5H9V24*K*AAA* | EA*5X30M14A* | *80VSL0701412B* | Split System | 23400 | 18 | 9.5 | 1.9 | R-454B | 650
218019083 | ACIQ | N5H9V24*K*AAA* | EA*5X25M17A* | *95MSU0401712A* | Split System | 24000 | 18 | 9.5 | 1.9 | R-454B | 650
218019086 | ACIQ | N5H9V24*K*AAA* | EA*5X36M17A* | *80CSU0601716B* | Split System | 23400 | 18 | 9.5 | 1.92 | R-454B | 650
218020570 | ACIQ | N5H9V24*K*AAA* | EA*5X30M14A* | *80VTL0451412B* | Split System | 23400 | 18 | 9.5 | 1.92 | R-454B | 650
218020566 | ACIQ | N5H9V24*K*AAA* | EA*5X30M14A* | *80VSL0451412B* | Split System | 23400 | 18 | 9.5 | 1.92 | R-454B | 650
218018685 | ACIQ | N5H9V24*K*AAA* | EA*5X36M17A* | *96CTN0801714B* | Split System | 23400 | 18 | 9.5 | 1.92 | R-454B | 650
218018968 | ACIQ | N5H9V24*K*AAA* | EA*5X36M17A* | *80VSL0901716B* | Split System | 23400 | 18 | 9.5 | 1.92 | R-454B | 650
218018682 | ACIQ | N5H9V24*K*AAA* | EA*5X36M17A* | *80VTL0701716B* | Split System | 23400 | 18 | 9.5 | 1.92 | R-454B | 650
218019258 | ACIQ | N5H9V24*K*AAA* | EA*5X30M17A* | *80MSU0601716A* | Split System | 23600 | 18 | 9.5 | 1.92 | R-454B | 650
218019381 | ACIQ | N5H9V24*K*AAA* | EA*5X36M17A* | *80MSU0401712A* | Split System | 23600 | 18 | 9.5 | 1.92 | R-454B | 650
218019260 | ACIQ | N5H9V24*K*AAA* | EA*5X36M17A* | *80VSL0701412B* | Split System | 23600 | 18 | 9.5 | 1.92 | R-454B | 650
218020556 | ACIQ | N5H9V24*K*AAA* | EA*5X36M17A* | *80CSU0401712B* | Split System | 23600 | 18 | 9.5 | 1.92 | R-454B | 650
218019170 | ACIQ | N5H9V24*K*AAA* | EA*5X36M17A* | *80VSL0451412B* | Split System | 23600 | 18 | 9.5 | 1.94 | R-454B | 650
218019172 | ACIQ | N5H9V24*K*AAA* | EA*5X36M17A* | *80VTL0451412B* | Split System | 23600 | 18 | 9.5 | 1.94 | R-454B | 650
218018675 | ACIQ | N5H9V24*K*AAA* | EA*5X36M17A* | *80CTL0901716B* | Split System | 23600 | 18 | 9.5 | 1.94 | R-454B | 650
218019298 | ACIQ | N5H9V24*K*AAA* | EA*5X36M17A* | *80VSL0701716B* | Split System | 23600 | 18 | 9.5 | 1.94 | R-454B | 650
217945067 | AIRQUEST | Q5H9V24*K*AAA* | EA*5X30M14A* | *80CTL0701412B* | Split System | 23200 | 18 | 9.5 | 1.9 | R-454B | 650
217945060 | AIRQUEST | N5H9V24*K*AAA* | EA*5X30M14A* | *80CTL0701412B* | Split System | 23200 | 18 | 9.5 | 1.9 | R-454B | 650
217945653 | AIRQUEST | Q5H9V24*K*AAA* | EA*5X30M14A* | *80VSL0701412B* | Split System | 23400 | 18 | 9.5 | 1.9 | R-454B | 650
217945646 | AIRQUEST | N5H9V24*K*AAA* | EA*5X30M14A* | *80VSL0701412B* | Split System | 23400 | 18 | 9.5 | 1.9 | R-454B | 650
217948445 | AIRQUEST | N5H9V24*K*AAA* | EA*5X25M17A* | *95MSU0401712A* | Split System | 24000 | 18 | 9.5 | 1.9 | R-454B | 650
217948452 | AIRQUEST | Q5H9V24*K*AAA* | EA*5X25M17A* | *95MSU0401712A* | Split System | 24000 | 18 | 9.5 | 1.9 | R-454B | 650
217945052 | AIRQUEST | Q5H9V24*K*AAA* | EA*5X30M14A* | *80VSL0451412B* | Split System | 23400 | 18 | 9.5 | 1.92 | R-454B | 650
217945082 | AIRQUEST | Q5H9V24*K*AAA* | EA*5X30M14A* | *80VTL0451412B* | Split System | 23400 | 18 | 9.5 | 1.92 | R-454B | 650
217945075 | AIRQUEST | N5H9V24*K*AAA* | EA*5X30M14A* | *80VTL0451412B* | Split System | 23400 | 18 | 9.5 | 1.92 | R-454B | 650
217945045 | AIRQUEST | N5H9V24*K*AAA* | EA*5X30M14A* | *80VSL0451412B* | Split System | 23400 | 18 | 9.5 | 1.92 | R-454B | 650
217948475 | AIRQUEST | N5H9V24*K*AAA* | EA*5X36M17A* | *80CSU0601716B* | Split System | 23400 | 18 | 9.5 | 1.92 | R-454B | 650
217948482 | AIRQUEST | Q5H9V24*K*AAA* | EA*5X36M17A* | *80CSU0601716B* | Split System | 23400 | 18 | 9.5 | 1.92 | R-454B | 650
217946691 | AIRQUEST | Q5H9V24*K*AAA* | EA*5X36M17A* | *80VTL0701716B* | Split System | 23400 | 18 | 9.5 | 1.92 | R-454B | 650
217947586 | AIRQUEST | N5H9V24*K*AAA* | EA*5X36M17A* | *80VSL0901716B* | Split System | 23400 | 18 | 9.5 | 1.92 | R-454B | 650
217947593 | AIRQUEST | Q5H9V24*K*AAA* | EA*5X36M17A* | *80VSL0901716B* | Split System | 23400 | 18 | 9.5 | 1.92 | R-454B | 650
217946684 | AIRQUEST | N5H9V24*K*AAA* | EA*5X36M17A* | *80VTL0701716B* | Split System | 23400 | 18 | 9.5 | 1.92 | R-454B | 650
217946699 | AIRQUEST | N5H9V24*K*AAA* | EA*5X36M17A* | *96CTN0801714B* | Split System | 23400 | 18 | 9.5 | 1.92 | R-454B | 650
217946706 | AIRQUEST | Q5H9V24*K*AAA* | EA*5X36M17A* | *96CTN0801714B* | Split System | 23400 | 18 | 9.5 | 1.92 | R-454B | 650
217944962 | AIRQUEST | Q5H9V24*K*AAA* | EA*5X36M17A* | *80CSU0401712B* | Split System | 23600 | 18 | 9.5 | 1.92 | R-454B | 650
217944955 | AIRQUEST | N5H9V24*K*AAA* | EA*5X36M17A* | *80CSU0401712B* | Split System | 23600 | 18 | 9.5 | 1.92 | R-454B | 650
217950125 | AIRQUEST | Q5H9V24*K*AAA* | EA*5X36M17A* | *80VSL0701412B* | Split System | 23600 | 18 | 9.5 | 1.92 | R-454B | 650
217950110 | AIRQUEST | Q5H9V24*K*AAA* | EA*5X30M17A* | *80MSU0601716A* | Split System | 23600 | 18 | 9.5 | 1.92 | R-454B | 650
217951180 | AIRQUEST | Q5H9V24*K*AAA* | EA*5X36M17A* | *80MSU0401712A* | Split System | 23600 | 18 | 9.5 | 1.92 | R-454B | 650
217950103 | AIRQUEST | N5H9V24*K*AAA* | EA*5X30M17A* | *80MSU0601716A* | Split System | 23600 | 18 | 9.5 | 1.92 | R-454B | 650
217951173 | AIRQUEST | N5H9V24*K*AAA* | EA*5X36M17A* | *80MSU0401712A* | Split System | 23600 | 18 | 9.5 | 1.92 | R-454B | 650
217950118 | AIRQUEST | N5H9V24*K*AAA* | EA*5X36M17A* | *80VSL0701412B* | Split System | 23600 | 18 | 9.5 | 1.92 | R-454B | 650
217946676 | AIRQUEST | Q5H9V24*K*AAA* | EA*5X36M17A* | *80CTL0901716B* | Split System | 23600 | 18 | 9.5 | 1.94 | R-454B | 650
217949263 | AIRQUEST | N5H9V24*K*AAA* | EA*5X36M17A* | *80VTL0451412B* | Split System | 23600 | 18 | 9.5 | 1.94 | R-454B | 650
217946669 | AIRQUEST | N5H9V24*K*AAA* | EA*5X36M17A* | *80CTL0901716B* | Split System | 23600 | 18 | 9.5 | 1.94 | R-454B | 650
217949270 | AIRQUEST | Q5H9V24*K*AAA* | EA*5X36M17A* | *80VTL0451412B* | Split System | 23600 | 18 | 9.5 | 1.94 | R-454B | 650
217949248 | AIRQUEST | N5H9V24*K*AAA* | EA*5X36M17A* | *80VSL0451412B* | Split System | 23600 | 18 | 9.5 | 1.94 | R-454B | 650
217949255 | AIRQUEST | Q5H9V24*K*AAA* | EA*5X36M17A* | *80VSL0451412B* | Split System | 23600 | 18 | 9.5 | 1.94 | R-454B | 650
217950459 | AIRQUEST | Q5H9V24*K*AAA* | EA*5X36M17A* | *80VSL0701716B* | Split System | 23600 | 18 | 9.5 | 1.94 | R-454B | 650
217950452 | AIRQUEST | N5H9V24*K*AAA* | EA*5X36M17A* | *80VSL0701716B* | Split System | 23600 | 18 | 9.5 | 1.94 | R-454B | 650
217945066 | ARCOAIRE | Q5H9V24*K*AAA* | EA*5X30M14A* | *80CTL0701412B* | Split System | 23200 | 18 | 9.5 | 1.9 | R-454B | 650
217945059 | ARCOAIRE | N5H9V24*K*AAA* | EA*5X30M14A* | *80CTL0701412B* | Split System | 23200 | 18 | 9.5 | 1.9 | R-454B | 650
217945645 | ARCOAIRE | N5H9V24*K*AAA* | EA*5X30M14A* | *80VSL0701412B* | Split System | 23400 | 18 | 9.5 | 1.9 | R-454B | 650
217945652 | ARCOAIRE | Q5H9V24*K*AAA* | EA*5X30M14A* | *80VSL0701412B* | Split System | 23400 | 18 | 9.5 | 1.9 | R-454B | 650
217948451 | ARCOAIRE | Q5H9V24*K*AAA* | EA*5X25M17A* | *95MSU0401712A* | Split System | 24000 | 18 | 9.5 | 1.9 | R-454B | 650
217948444 | ARCOAIRE | N5H9V24*K*AAA* | EA*5X25M17A* | *95MSU0401712A* | Split System | 24000 | 18 | 9.5 | 1.9 | R-454B | 650
217945051 | ARCOAIRE | Q5H9V24*K*AAA* | EA*5X30M14A* | *80VSL0451412B* | Split System | 23400 | 18 | 9.5 | 1.92 | R-454B | 650
217945044 | ARCOAIRE | N5H9V24*K*AAA* | EA*5X30M14A* | *80VSL0451412B* | Split System | 23400 | 18 | 9.5 | 1.92 | R-454B | 650
217945074 | ARCOAIRE | N5H9V24*K*AAA* | EA*5X30M14A* | *80VTL0451412B* | Split System | 23400 | 18 | 9.5 | 1.92 | R-454B | 650
217945081 | ARCOAIRE | Q5H9V24*K*AAA* | EA*5X30M14A* | *80VTL0451412B* | Split System | 23400 | 18 | 9.5 | 1.92 | R-454B | 650
217948474 | ARCOAIRE | N5H9V24*K*AAA* | EA*5X36M17A* | *80CSU0601716B* | Split System | 23400 | 18 | 9.5 | 1.92 | R-454B | 650
217948481 | ARCOAIRE | Q5H9V24*K*AAA* | EA*5X36M17A* | *80CSU0601716B* | Split System | 23400 | 18 | 9.5 | 1.92 | R-454B | 650
217946705 | ARCOAIRE | Q5H9V24*K*AAA* | EA*5X36M17A* | *96CTN0801714B* | Split System | 23400 | 18 | 9.5 | 1.92 | R-454B | 650
217947585 | ARCOAIRE | N5H9V24*K*AAA* | EA*5X36M17A* | *80VSL0901716B* | Split System | 23400 | 18 | 9.5 | 1.92 | R-454B | 650
217946683 | ARCOAIRE | N5H9V24*K*AAA* | EA*5X36M17A* | *80VTL0701716B* | Split System | 23400 | 18 | 9.5 | 1.92 | R-454B | 650
217946690 | ARCOAIRE | Q5H9V24*K*AAA* | EA*5X36M17A* | *80VTL0701716B* | Split System | 23400 | 18 | 9.5 | 1.92 | R-454B | 650
217947592 | ARCOAIRE | Q5H9V24*K*AAA* | EA*5X36M17A* | *80VSL0901716B* | Split System | 23400 | 18 | 9.5 | 1.92 | R-454B | 650
217946698 | ARCOAIRE | N5H9V24*K*AAA* | EA*5X36M17A* | *96CTN0801714B* | Split System | 23400 | 18 | 9.5 | 1.92 | R-454B | 650
217944961 | ARCOAIRE | Q5H9V24*K*AAA* | EA*5X36M17A* | *80CSU0401712B* | Split System | 23600 | 18 | 9.5 | 1.92 | R-454B | 650
217944954 | ARCOAIRE | N5H9V24*K*AAA* | EA*5X36M17A* | *80CSU0401712B* | Split System | 23600 | 18 | 9.5 | 1.92 | R-454B | 650
217950124 | ARCOAIRE | Q5H9V24*K*AAA* | EA*5X36M17A* | *80VSL0701412B* | Split System | 23600 | 18 | 9.5 | 1.92 | R-454B | 650
217950117 | ARCOAIRE | N5H9V24*K*AAA* | EA*5X36M17A* | *80VSL0701412B* | Split System | 23600 | 18 | 9.5 | 1.92 | R-454B | 650
217950109 | ARCOAIRE | Q5H9V24*K*AAA* | EA*5X30M17A* | *80MSU0601716A* | Split System | 23600 | 18 | 9.5 | 1.92 | R-454B | 650
217951179 | ARCOAIRE | Q5H9V24*K*AAA* | EA*5X36M17A* | *80MSU0401712A* | Split System | 23600 | 18 | 9.5 | 1.92 | R-454B | 650
217950102 | ARCOAIRE | N5H9V24*K*AAA* | EA*5X30M17A* | *80MSU0601716A* | Split System | 23600 | 18 | 9.5 | 1.92 | R-454B | 650
217951172 | ARCOAIRE | N5H9V24*K*AAA* | EA*5X36M17A* | *80MSU0401712A* | Split System | 23600 | 18 | 9.5 | 1.92 | R-454B | 650
217946668 | ARCOAIRE | N5H9V24*K*AAA* | EA*5X36M17A* | *80CTL0901716B* | Split System | 23600 | 18 | 9.5 | 1.94 | R-454B | 650
217946675 | ARCOAIRE | Q5H9V24*K*AAA* | EA*5X36M17A* | *80CTL0901716B* | Split System | 23600 | 18 | 9.5 | 1.94 | R-454B | 650
217949247 | ARCOAIRE | N5H9V24*K*AAA* | EA*5X36M17A* | *80VSL0451412B* | Split System | 23600 | 18 | 9.5 | 1.94 | R-454B | 650
217949254 | ARCOAIRE | Q5H9V24*K*AAA* | EA*5X36M17A* | *80VSL0451412B* | Split System | 23600 | 18 | 9.5 | 1.94 | R-454B | 650
217949262 | ARCOAIRE | N5H9V24*K*AAA* | EA*5X36M17A* | *80VTL0451412B* | Split System | 23600 | 18 | 9.5 | 1.94 | R-454B | 650
217949269 | ARCOAIRE | Q5H9V24*K*AAA* | EA*5X36M17A* | *80VTL0451412B* | Split System | 23600 | 18 | 9.5 | 1.94 | R-454B | 650
217950451 | ARCOAIRE | N5H9V24*K*AAA* | EA*5X36M17A* | *80VSL0701716B* | Split System | 23600 | 18 | 9.5 | 1.94 | R-454B | 650
217950458 | ARCOAIRE | Q5H9V24*K*AAA* | EA*5X36M17A* | *80VSL0701716B* | Split System | 23600 | 18 | 9.5 | 1.94 | R-454B | 650
217945058 | BRYANT HEATING AND COOLING SYSTEMS | 249VAN024**AA* | CAA**3014AM* | 88*TB36070C14*** | Split System | 23200 | 18 | 9.5 | 1.9 | R-454B | 650
217945644 | BRYANT HEATING AND COOLING SYSTEMS | 249VAN024**AA* | CAA**3014AM* | 82*SB36070V14*** | Split System | 23400 | 18 | 9.5 | 1.9 | R-454B | 650
217945659 | BRYANT HEATING AND COOLING SYSTEMS | 249VAN024**AA* | CAA**3014AM* | 82*TB36070V14*** | Split System | 23400 | 18 | 9.5 | 1.9 | R-454B | 650
217948443 | BRYANT HEATING AND COOLING SYSTEMS | 249VAN024**AA* | CAA**2517AM* | 935SB36040M17*** | Split System | 24000 | 18 | 9.5 | 1.9 | R-454B | 650
217945073 | BRYANT HEATING AND COOLING SYSTEMS | 249VAN024**AA* | CAA**3014AM* | 82*TB36045V14*** | Split System | 23400 | 18 | 9.5 | 1.92 | R-454B | 650
217945043 | BRYANT HEATING AND COOLING SYSTEMS | 249VAN024**AA* | CAA**3014AM* | 82*SB36045V14*** | Split System | 23400 | 18 | 9.5 | 1.92 | R-454B | 650
217948473 | BRYANT HEATING AND COOLING SYSTEMS | 249VAN024**AA* | CAA**3617AM* | 83*CB48060C17*** | Split System | 23400 | 18 | 9.5 | 1.92 | R-454B | 650
217946682 | BRYANT HEATING AND COOLING SYSTEMS | 249VAN024**AA* | CAA**3617AM* | 82*TB48070V17*** | Split System | 23400 | 18 | 9.5 | 1.92 | R-454B | 650
217946697 | BRYANT HEATING AND COOLING SYSTEMS | 249VAN024**AA* | CAA**3617AM* | 986TD42080C17*** | Split System | 23400 | 18 | 9.5 | 1.92 | R-454B | 650
217947584 | BRYANT HEATING AND COOLING SYSTEMS | 249VAN024**AA* | CAA**3617AM* | 82*SB48090V17*** | Split System | 23400 | 18 | 9.5 | 1.92 | R-454B | 650
217947599 | BRYANT HEATING AND COOLING SYSTEMS | 249VAN024**AA* | CAA**3617AM* | 82*TB48090V17*** | Split System | 23400 | 18 | 9.5 | 1.92 | R-454B | 650
217944953 | BRYANT HEATING AND COOLING SYSTEMS | 249VAN024**AA* | CAA**3617AM* | 83*CB36040C17*** | Split System | 23600 | 18 | 9.5 | 1.92 | R-454B | 650
217950101 | BRYANT HEATING AND COOLING SYSTEMS | 249VAN024**AA* | CAA**3017AM* | 83*SB48060M17*** | Split System | 23600 | 18 | 9.5 | 1.92 | R-454B | 650
217950116 | BRYANT HEATING AND COOLING SYSTEMS | 249VAN024**AA* | CAA**3617AM* | 82*SB36070V14*** | Split System | 23600 | 18 | 9.5 | 1.92 | R-454B | 650
217951171 | BRYANT HEATING AND COOLING SYSTEMS | 249VAN024**AA* | CAA**3617AM* | 83*SB36040M17*** | Split System | 23600 | 18 | 9.5 | 1.92 | R-454B | 650
217950131 | BRYANT HEATING AND COOLING SYSTEMS | 249VAN024**AA* | CAA**3617AM* | 82*TB36070V14*** | Split System | 23600 | 18 | 9.5 | 1.92 | R-454B | 650
217946667 | BRYANT HEATING AND COOLING SYSTEMS | 249VAN024**AA* | CAA**3617AM* | 88*TB48090C17*** | Split System | 23600 | 18 | 9.5 | 1.94 | R-454B | 650
217949261 | BRYANT HEATING AND COOLING SYSTEMS | 249VAN024**AA* | CAA**3617AM* | 82*TB36045V14*** | Split System | 23600 | 18 | 9.5 | 1.94 | R-454B | 650
217949246 | BRYANT HEATING AND COOLING SYSTEMS | 249VAN024**AA* | CAA**3617AM* | 82*SB36045V14*** | Split System | 23600 | 18 | 9.5 | 1.94 | R-454B | 650
217950450 | BRYANT HEATING AND COOLING SYSTEMS | 249VAN024**AA* | CAA**3617AM* | 82*SB48070V17*** | Split System | 23600 | 18 | 9.5 | 1.94 | R-454B | 650
217945061 | COMFORTMAKER | N5H9V24*K*AAA* | EA*5X30M14A* | *80CTL0701412B* | Split System | 23200 | 18 | 9.5 | 1.9 | R-454B | 650
217945068 | COMFORTMAKER | Q5H9V24*K*AAA* | EA*5X30M14A* | *80CTL0701412B* | Split System | 23200 | 18 | 9.5 | 1.9 | R-454B | 650
217945654 | COMFORTMAKER | Q5H9V24*K*AAA* | EA*5X30M14A* | *80VSL0701412B* | Split System | 23400 | 18 | 9.5 | 1.9 | R-454B | 650
217945647 | COMFORTMAKER | N5H9V24*K*AAA* | EA*5X30M14A* | *80VSL0701412B* | Split System | 23400 | 18 | 9.5 | 1.9 | R-454B | 650
217948446 | COMFORTMAKER | N5H9V24*K*AAA* | EA*5X25M17A* | *95MSU0401712A* | Split System | 24000 | 18 | 9.5 | 1.9 | R-454B | 650
217948453 | COMFORTMAKER | Q5H9V24*K*AAA* | EA*5X25M17A* | *95MSU0401712A* | Split System | 24000 | 18 | 9.5 | 1.9 | R-454B | 650
217945076 | COMFORTMAKER | N5H9V24*K*AAA* | EA*5X30M14A* | *80VTL0451412B* | Split System | 23400 | 18 | 9.5 | 1.92 | R-454B | 650
217945046 | COMFORTMAKER | N5H9V24*K*AAA* | EA*5X30M14A* | *80VSL0451412B* | Split System | 23400 | 18 | 9.5 | 1.92 | R-454B | 650
217945083 | COMFORTMAKER | Q5H9V24*K*AAA* | EA*5X30M14A* | *80VTL0451412B* | Split System | 23400 | 18 | 9.5 | 1.92 | R-454B | 650
217948476 | COMFORTMAKER | N5H9V24*K*AAA* | EA*5X36M17A* | *80CSU0601716B* | Split System | 23400 | 18 | 9.5 | 1.92 | R-454B | 650
217948483 | COMFORTMAKER | Q5H9V24*K*AAA* | EA*5X36M17A* | *80CSU0601716B* | Split System | 23400 | 18 | 9.5 | 1.92 | R-454B | 650
217945053 | COMFORTMAKER | Q5H9V24*K*AAA* | EA*5X30M14A* | *80VSL0451412B* | Split System | 23400 | 18 | 9.5 | 1.92 | R-454B | 650
217946707 | COMFORTMAKER | Q5H9V24*K*AAA* | EA*5X36M17A* | *96CTN0801714B* | Split System | 23400 | 18 | 9.5 | 1.92 | R-454B | 650
217946692 | COMFORTMAKER | Q5H9V24*K*AAA* | EA*5X36M17A* | *80VTL0701716B* | Split System | 23400 | 18 | 9.5 | 1.92 | R-454B | 650
217947594 | COMFORTMAKER | Q5H9V24*K*AAA* | EA*5X36M17A* | *80VSL0901716B* | Split System | 23400 | 18 | 9.5 | 1.92 | R-454B | 650
217946685 | COMFORTMAKER | N5H9V24*K*AAA* | EA*5X36M17A* | *80VTL0701716B* | Split System | 23400 | 18 | 9.5 | 1.92 | R-454B | 650
217946700 | COMFORTMAKER | N5H9V24*K*AAA* | EA*5X36M17A* | *96CTN0801714B* | Split System | 23400 | 18 | 9.5 | 1.92 | R-454B | 650
217947587 | COMFORTMAKER | N5H9V24*K*AAA* | EA*5X36M17A* | *80VSL0901716B* | Split System | 23400 | 18 | 9.5 | 1.92 | R-454B | 650
217944956 | COMFORTMAKER | N5H9V24*K*AAA* | EA*5X36M17A* | *80CSU0401712B* | Split System | 23600 | 18 | 9.5 | 1.92 | R-454B | 650
217944963 | COMFORTMAKER | Q5H9V24*K*AAA* | EA*5X36M17A* | *80CSU0401712B* | Split System | 23600 | 18 | 9.5 | 1.92 | R-454B | 650
217950126 | COMFORTMAKER | Q5H9V24*K*AAA* | EA*5X36M17A* | *80VSL0701412B* | Split System | 23600 | 18 | 9.5 | 1.92 | R-454B | 650
217950111 | COMFORTMAKER | Q5H9V24*K*AAA* | EA*5X30M17A* | *80MSU0601716A* | Split System | 23600 | 18 | 9.5 | 1.92 | R-454B | 650
217951181 | COMFORTMAKER | Q5H9V24*K*AAA* | EA*5X36M17A* | *80MSU0401712A* | Split System | 23600 | 18 | 9.5 | 1.92 | R-454B | 650
217951174 | COMFORTMAKER | N5H9V24*K*AAA* | EA*5X36M17A* | *80MSU0401712A* | Split System | 23600 | 18 | 9.5 | 1.92 | R-454B | 650
217950104 | COMFORTMAKER | N5H9V24*K*AAA* | EA*5X30M17A* | *80MSU0601716A* | Split System | 23600 | 18 | 9.5 | 1.92 | R-454B | 650
217950119 | COMFORTMAKER | N5H9V24*K*AAA* | EA*5X36M17A* | *80VSL0701412B* | Split System | 23600 | 18 | 9.5 | 1.92 | R-454B | 650
217946677 | COMFORTMAKER | Q5H9V24*K*AAA* | EA*5X36M17A* | *80CTL0901716B* | Split System | 23600 | 18 | 9.5 | 1.94 | R-454B | 650
217949256 | COMFORTMAKER | Q5H9V24*K*AAA* | EA*5X36M17A* | *80VSL0451412B* | Split System | 23600 | 18 | 9.5 | 1.94 | R-454B | 650
217949271 | COMFORTMAKER | Q5H9V24*K*AAA* | EA*5X36M17A* | *80VTL0451412B* | Split System | 23600 | 18 | 9.5 | 1.94 | R-454B | 650
217946670 | COMFORTMAKER | N5H9V24*K*AAA* | EA*5X36M17A* | *80CTL0901716B* | Split System | 23600 | 18 | 9.5 | 1.94 | R-454B | 650
217949264 | COMFORTMAKER | N5H9V24*K*AAA* | EA*5X36M17A* | *80VTL0451412B* | Split System | 23600 | 18 | 9.5 | 1.94 | R-454B | 650
217949249 | COMFORTMAKER | N5H9V24*K*AAA* | EA*5X36M17A* | *80VSL0451412B* | Split System | 23600 | 18 | 9.5 | 1.94 | R-454B | 650
217950453 | COMFORTMAKER | N5H9V24*K*AAA* | EA*5X36M17A* | *80VSL0701716B* | Split System | 23600 | 18 | 9.5 | 1.94 | R-454B | 650
217950460 | COMFORTMAKER | Q5H9V24*K*AAA* | EA*5X36M17A* | *80VSL0701716B* | Split System | 23600 | 18 | 9.5 | 1.94 | R-454B | 650
217945062 | DAY & NIGHT | N5H9V24*K*AAA* | EA*5X30M14A* | *80CTL0701412B* | Split System | 23200 | 18 | 9.5 | 1.9 | R-454B | 650
217945069 | DAY & NIGHT | Q5H9V24*K*AAA* | EA*5X30M14A* | *80CTL0701412B* | Split System | 23200 | 18 | 9.5 | 1.9 | R-454B | 650
217945655 | DAY & NIGHT | Q5H9V24*K*AAA* | EA*5X30M14A* | *80VSL0701412B* | Split System | 23400 | 18 | 9.5 | 1.9 | R-454B | 650
217945648 | DAY & NIGHT | N5H9V24*K*AAA* | EA*5X30M14A* | *80VSL0701412B* | Split System | 23400 | 18 | 9.5 | 1.9 | R-454B | 650
217948454 | DAY & NIGHT | Q5H9V24*K*AAA* | EA*5X25M17A* | *95MSU0401712A* | Split System | 24000 | 18 | 9.5 | 1.9 | R-454B | 650
217948447 | DAY & NIGHT | N5H9V24*K*AAA* | EA*5X25M17A* | *95MSU0401712A* | Split System | 24000 | 18 | 9.5 | 1.9 | R-454B | 650
217945047 | DAY & NIGHT | N5H9V24*K*AAA* | EA*5X30M14A* | *80VSL0451412B* | Split System | 23400 | 18 | 9.5 | 1.92 | R-454B | 650
217945054 | DAY & NIGHT | Q5H9V24*K*AAA* | EA*5X30M14A* | *80VSL0451412B* | Split System | 23400 | 18 | 9.5 | 1.92 | R-454B | 650
217948477 | DAY & NIGHT | N5H9V24*K*AAA* | EA*5X36M17A* | *80CSU0601716B* | Split System | 23400 | 18 | 9.5 | 1.92 | R-454B | 650
217945077 | DAY & NIGHT | N5H9V24*K*AAA* | EA*5X30M14A* | *80VTL0451412B* | Split System | 23400 | 18 | 9.5 | 1.92 | R-454B | 650
217945084 | DAY & NIGHT | Q5H9V24*K*AAA* | EA*5X30M14A* | *80VTL0451412B* | Split System | 23400 | 18 | 9.5 | 1.92 | R-454B | 650
217948484 | DAY & NIGHT | Q5H9V24*K*AAA* | EA*5X36M17A* | *80CSU0601716B* | Split System | 23400 | 18 | 9.5 | 1.92 | R-454B | 650
217946686 | DAY & NIGHT | N5H9V24*K*AAA* | EA*5X36M17A* | *80VTL0701716B* | Split System | 23400 | 18 | 9.5 | 1.92 | R-454B | 650
217947588 | DAY & NIGHT | N5H9V24*K*AAA* | EA*5X36M17A* | *80VSL0901716B* | Split System | 23400 | 18 | 9.5 | 1.92 | R-454B | 650
217946701 | DAY & NIGHT | N5H9V24*K*AAA* | EA*5X36M17A* | *96CTN0801714B* | Split System | 23400 | 18 | 9.5 | 1.92 | R-454B | 650
217946708 | DAY & NIGHT | Q5H9V24*K*AAA* | EA*5X36M17A* | *96CTN0801714B* | Split System | 23400 | 18 | 9.5 | 1.92 | R-454B | 650
217946693 | DAY & NIGHT | Q5H9V24*K*AAA* | EA*5X36M17A* | *80VTL0701716B* | Split System | 23400 | 18 | 9.5 | 1.92 | R-454B | 650
217947595 | DAY & NIGHT | Q5H9V24*K*AAA* | EA*5X36M17A* | *80VSL0901716B* | Split System | 23400 | 18 | 9.5 | 1.92 | R-454B | 650
217944964 | DAY & NIGHT | Q5H9V24*K*AAA* | EA*5X36M17A* | *80CSU0401712B* | Split System | 23600 | 18 | 9.5 | 1.92 | R-454B | 650
217944957 | DAY & NIGHT | N5H9V24*K*AAA* | EA*5X36M17A* | *80CSU0401712B* | Split System | 23600 | 18 | 9.5 | 1.92 | R-454B | 650
217950105 | DAY & NIGHT | N5H9V24*K*AAA* | EA*5X30M17A* | *80MSU0601716A* | Split System | 23600 | 18 | 9.5 | 1.92 | R-454B | 650
217950112 | DAY & NIGHT | Q5H9V24*K*AAA* | EA*5X30M17A* | *80MSU0601716A* | Split System | 23600 | 18 | 9.5 | 1.92 | R-454B | 650
217950127 | DAY & NIGHT | Q5H9V24*K*AAA* | EA*5X36M17A* | *80VSL0701412B* | Split System | 23600 | 18 | 9.5 | 1.92 | R-454B | 650
217951182 | DAY & NIGHT | Q5H9V24*K*AAA* | EA*5X36M17A* | *80MSU0401712A* | Split System | 23600 | 18 | 9.5 | 1.92 | R-454B | 650
217950120 | DAY & NIGHT | N5H9V24*K*AAA* | EA*5X36M17A* | *80VSL0701412B* | Split System | 23600 | 18 | 9.5 | 1.92 | R-454B | 650
217951175 | DAY & NIGHT | N5H9V24*K*AAA* | EA*5X36M17A* | *80MSU0401712A* | Split System | 23600 | 18 | 9.5 | 1.92 | R-454B | 650
217946671 | DAY & NIGHT | N5H9V24*K*AAA* | EA*5X36M17A* | *80CTL0901716B* | Split System | 23600 | 18 | 9.5 | 1.94 | R-454B | 650
217949272 | DAY & NIGHT | Q5H9V24*K*AAA* | EA*5X36M17A* | *80VTL0451412B* | Split System | 23600 | 18 | 9.5 | 1.94 | R-454B | 650
217949257 | DAY & NIGHT | Q5H9V24*K*AAA* | EA*5X36M17A* | *80VSL0451412B* | Split System | 23600 | 18 | 9.5 | 1.94 | R-454B | 650
217949250 | DAY & NIGHT | N5H9V24*K*AAA* | EA*5X36M17A* | *80VSL0451412B* | Split System | 23600 | 18 | 9.5 | 1.94 | R-454B | 650
217946678 | DAY & NIGHT | Q5H9V24*K*AAA* | EA*5X36M17A* | *80CTL0901716B* | Split System | 23600 | 18 | 9.5 | 1.94 | R-454B | 650
217949265 | DAY & NIGHT | N5H9V24*K*AAA* | EA*5X36M17A* | *80VTL0451412B* | Split System | 23600 | 18 | 9.5 | 1.94 | R-454B | 650
217950461 | DAY & NIGHT | Q5H9V24*K*AAA* | EA*5X36M17A* | *80VSL0701716B* | Split System | 23600 | 18 | 9.5 | 1.94 | R-454B | 650
217950454 | DAY & NIGHT | N5H9V24*K*AAA* | EA*5X36M17A* | *80VSL0701716B* | Split System | 23600 | 18 | 9.5 | 1.94 | R-454B | 650
217945063 | HEIL | N5H9V24*K*AAA* | EA*5X30M14A* | *80CTL0701412B* | Split System | 23200 | 18 | 9.5 | 1.9 | R-454B | 650
217945070 | HEIL | Q5H9V24*K*AAA* | EA*5X30M14A* | *80CTL0701412B* | Split System | 23200 | 18 | 9.5 | 1.9 | R-454B | 650
217945649 | HEIL | N5H9V24*K*AAA* | EA*5X30M14A* | *80VSL0701412B* | Split System | 23400 | 18 | 9.5 | 1.9 | R-454B | 650
217945656 | HEIL | Q5H9V24*K*AAA* | EA*5X30M14A* | *80VSL0701412B* | Split System | 23400 | 18 | 9.5 | 1.9 | R-454B | 650
217948455 | HEIL | Q5H9V24*K*AAA* | EA*5X25M17A* | *95MSU0401712A* | Split System | 24000 | 18 | 9.5 | 1.9 | R-454B | 650
217948448 | HEIL | N5H9V24*K*AAA* | EA*5X25M17A* | *95MSU0401712A* | Split System | 24000 | 18 | 9.5 | 1.9 | R-454B | 650
217945078 | HEIL | N5H9V24*K*AAA* | EA*5X30M14A* | *80VTL0451412B* | Split System | 23400 | 18 | 9.5 | 1.92 | R-454B | 650
217945055 | HEIL | Q5H9V24*K*AAA* | EA*5X30M14A* | *80VSL0451412B* | Split System | 23400 | 18 | 9.5 | 1.92 | R-454B | 650
217945048 | HEIL | N5H9V24*K*AAA* | EA*5X30M14A* | *80VSL0451412B* | Split System | 23400 | 18 | 9.5 | 1.92 | R-454B | 650
217948478 | HEIL | N5H9V24*K*AAA* | EA*5X36M17A* | *80CSU0601716B* | Split System | 23400 | 18 | 9.5 | 1.92 | R-454B | 650
217948485 | HEIL | Q5H9V24*K*AAA* | EA*5X36M17A* | *80CSU0601716B* | Split System | 23400 | 18 | 9.5 | 1.92 | R-454B | 650
217945085 | HEIL | Q5H9V24*K*AAA* | EA*5X30M14A* | *80VTL0451412B* | Split System | 23400 | 18 | 9.5 | 1.92 | R-454B | 650
217946687 | HEIL | N5H9V24*K*AAA* | EA*5X36M17A* | *80VTL0701716B* | Split System | 23400 | 18 | 9.5 | 1.92 | R-454B | 650
217946702 | HEIL | N5H9V24*K*AAA* | EA*5X36M17A* | *96CTN0801714B* | Split System | 23400 | 18 | 9.5 | 1.92 | R-454B | 650
217947596 | HEIL | Q5H9V24*K*AAA* | EA*5X36M17A* | *80VSL0901716B* | Split System | 23400 | 18 | 9.5 | 1.92 | R-454B | 650
217946709 | HEIL | Q5H9V24*K*AAA* | EA*5X36M17A* | *96CTN0801714B* | Split System | 23400 | 18 | 9.5 | 1.92 | R-454B | 650
217947589 | HEIL | N5H9V24*K*AAA* | EA*5X36M17A* | *80VSL0901716B* | Split System | 23400 | 18 | 9.5 | 1.92 | R-454B | 650
217946694 | HEIL | Q5H9V24*K*AAA* | EA*5X36M17A* | *80VTL0701716B* | Split System | 23400 | 18 | 9.5 | 1.92 | R-454B | 650
217944965 | HEIL | Q5H9V24*K*AAA* | EA*5X36M17A* | *80CSU0401712B* | Split System | 23600 | 18 | 9.5 | 1.92 | R-454B | 650
217951176 | HEIL | N5H9V24*K*AAA* | EA*5X36M17A* | *80MSU0401712A* | Split System | 23600 | 18 | 9.5 | 1.92 | R-454B | 650
217950128 | HEIL | Q5H9V24*K*AAA* | EA*5X36M17A* | *80VSL0701412B* | Split System | 23600 | 18 | 9.5 | 1.92 | R-454B | 650
217951183 | HEIL | Q5H9V24*K*AAA* | EA*5X36M17A* | *80MSU0401712A* | Split System | 23600 | 18 | 9.5 | 1.92 | R-454B | 650
217950121 | HEIL | N5H9V24*K*AAA* | EA*5X36M17A* | *80VSL0701412B* | Split System | 23600 | 18 | 9.5 | 1.92 | R-454B | 650
217950113 | HEIL | Q5H9V24*K*AAA* | EA*5X30M17A* | *80MSU0601716A* | Split System | 23600 | 18 | 9.5 | 1.92 | R-454B | 650
217944958 | HEIL | N5H9V24*K*AAA* | EA*5X36M17A* | *80CSU0401712B* | Split System | 23600 | 18 | 9.5 | 1.92 | R-454B | 650
217950106 | HEIL | N5H9V24*K*AAA* | EA*5X30M17A* | *80MSU0601716A* | Split System | 23600 | 18 | 9.5 | 1.92 | R-454B | 650
217946672 | HEIL | N5H9V24*K*AAA* | EA*5X36M17A* | *80CTL0901716B* | Split System | 23600 | 18 | 9.5 | 1.94 | R-454B | 650
217946679 | HEIL | Q5H9V24*K*AAA* | EA*5X36M17A* | *80CTL0901716B* | Split System | 23600 | 18 | 9.5 | 1.94 | R-454B | 650
217949273 | HEIL | Q5H9V24*K*AAA* | EA*5X36M17A* | *80VTL0451412B* | Split System | 23600 | 18 | 9.5 | 1.94 | R-454B | 650
217949266 | HEIL | N5H9V24*K*AAA* | EA*5X36M17A* | *80VTL0451412B* | Split System | 23600 | 18 | 9.5 | 1.94 | R-454B | 650
217949251 | HEIL | N5H9V24*K*AAA* | EA*5X36M17A* | *80VSL0451412B* | Split System | 23600 | 18 | 9.5 | 1.94 | R-454B | 650
217949258 | HEIL | Q5H9V24*K*AAA* | EA*5X36M17A* | *80VSL0451412B* | Split System | 23600 | 18 | 9.5 | 1.94 | R-454B | 650
217950462 | HEIL | Q5H9V24*K*AAA* | EA*5X36M17A* | *80VSL0701716B* | Split System | 23600 | 18 | 9.5 | 1.94 | R-454B | 650
217950455 | HEIL | N5H9V24*K*AAA* | EA*5X36M17A* | *80VSL0701716B* | Split System | 23600 | 18 | 9.5 | 1.94 | R-454B | 650
217945064 | KEEPRITE | N5H9V24*K*AAA* | EA*5X30M14A* | *80CTL0701412B* | Split System | 23200 | 18 | 9.5 | 1.9 | R-454B | 650
217945071 | KEEPRITE | Q5H9V24*K*AAA* | EA*5X30M14A* | *80CTL0701412B* | Split System | 23200 | 18 | 9.5 | 1.9 | R-454B | 650
217945650 | KEEPRITE | N5H9V24*K*AAA* | EA*5X30M14A* | *80VSL0701412B* | Split System | 23400 | 18 | 9.5 | 1.9 | R-454B | 650
217945657 | KEEPRITE | Q5H9V24*K*AAA* | EA*5X30M14A* | *80VSL0701412B* | Split System | 23400 | 18 | 9.5 | 1.9 | R-454B | 650
217948456 | KEEPRITE | Q5H9V24*K*AAA* | EA*5X25M17A* | *95MSU0401712A* | Split System | 24000 | 18 | 9.5 | 1.9 | R-454B | 650
217948449 | KEEPRITE | N5H9V24*K*AAA* | EA*5X25M17A* | *95MSU0401712A* | Split System | 24000 | 18 | 9.5 | 1.9 | R-454B | 650
217945086 | KEEPRITE | Q5H9V24*K*AAA* | EA*5X30M14A* | *80VTL0451412B* | Split System | 23400 | 18 | 9.5 | 1.92 | R-454B | 650
217945049 | KEEPRITE | N5H9V24*K*AAA* | EA*5X30M14A* | *80VSL0451412B* | Split System | 23400 | 18 | 9.5 | 1.92 | R-454B | 650
217945079 | KEEPRITE | N5H9V24*K*AAA* | EA*5X30M14A* | *80VTL0451412B* | Split System | 23400 | 18 | 9.5 | 1.92 | R-454B | 650
217945056 | KEEPRITE | Q5H9V24*K*AAA* | EA*5X30M14A* | *80VSL0451412B* | Split System | 23400 | 18 | 9.5 | 1.92 | R-454B | 650
217948479 | KEEPRITE | N5H9V24*K*AAA* | EA*5X36M17A* | *80CSU0601716B* | Split System | 23400 | 18 | 9.5 | 1.92 | R-454B | 650
217948486 | KEEPRITE | Q5H9V24*K*AAA* | EA*5X36M17A* | *80CSU0601716B* | Split System | 23400 | 18 | 9.5 | 1.92 | R-454B | 650
217946703 | KEEPRITE | N5H9V24*K*AAA* | EA*5X36M17A* | *96CTN0801714B* | Split System | 23400 | 18 | 9.5 | 1.92 | R-454B | 650
217946710 | KEEPRITE | Q5H9V24*K*AAA* | EA*5X36M17A* | *96CTN0801714B* | Split System | 23400 | 18 | 9.5 | 1.92 | R-454B | 650
217946688 | KEEPRITE | N5H9V24*K*AAA* | EA*5X36M17A* | *80VTL0701716B* | Split System | 23400 | 18 | 9.5 | 1.92 | R-454B | 650
217947590 | KEEPRITE | N5H9V24*K*AAA* | EA*5X36M17A* | *80VSL0901716B* | Split System | 23400 | 18 | 9.5 | 1.92 | R-454B | 650
217946695 | KEEPRITE | Q5H9V24*K*AAA* | EA*5X36M17A* | *80VTL0701716B* | Split System | 23400 | 18 | 9.5 | 1.92 | R-454B | 650
217947597 | KEEPRITE | Q5H9V24*K*AAA* | EA*5X36M17A* | *80VSL0901716B* | Split System | 23400 | 18 | 9.5 | 1.92 | R-454B | 650
217944966 | KEEPRITE | Q5H9V24*K*AAA* | EA*5X36M17A* | *80CSU0401712B* | Split System | 23600 | 18 | 9.5 | 1.92 | R-454B | 650
217944959 | KEEPRITE | N5H9V24*K*AAA* | EA*5X36M17A* | *80CSU0401712B* | Split System | 23600 | 18 | 9.5 | 1.92 | R-454B | 650
217950114 | KEEPRITE | Q5H9V24*K*AAA* | EA*5X30M17A* | *80MSU0601716A* | Split System | 23600 | 18 | 9.5 | 1.92 | R-454B | 650
217950122 | KEEPRITE | N5H9V24*K*AAA* | EA*5X36M17A* | *80VSL0701412B* | Split System | 23600 | 18 | 9.5 | 1.92 | R-454B | 650
217950129 | KEEPRITE | Q5H9V24*K*AAA* | EA*5X36M17A* | *80VSL0701412B* | Split System | 23600 | 18 | 9.5 | 1.92 | R-454B | 650
217951177 | KEEPRITE | N5H9V24*K*AAA* | EA*5X36M17A* | *80MSU0401712A* | Split System | 23600 | 18 | 9.5 | 1.92 | R-454B | 650
217950107 | KEEPRITE | N5H9V24*K*AAA* | EA*5X30M17A* | *80MSU0601716A* | Split System | 23600 | 18 | 9.5 | 1.92 | R-454B | 650
217951184 | KEEPRITE | Q5H9V24*K*AAA* | EA*5X36M17A* | *80MSU0401712A* | Split System | 23600 | 18 | 9.5 | 1.92 | R-454B | 650
217946673 | KEEPRITE | N5H9V24*K*AAA* | EA*5X36M17A* | *80CTL0901716B* | Split System | 23600 | 18 | 9.5 | 1.94 | R-454B | 650
217946680 | KEEPRITE | Q5H9V24*K*AAA* | EA*5X36M17A* | *80CTL0901716B* | Split System | 23600 | 18 | 9.5 | 1.94 | R-454B | 650
217949252 | KEEPRITE | N5H9V24*K*AAA* | EA*5X36M17A* | *80VSL0451412B* | Split System | 23600 | 18 | 9.5 | 1.94 | R-454B | 650
217949274 | KEEPRITE | Q5H9V24*K*AAA* | EA*5X36M17A* | *80VTL0451412B* | Split System | 23600 | 18 | 9.5 | 1.94 | R-454B | 650
217949267 | KEEPRITE | N5H9V24*K*AAA* | EA*5X36M17A* | *80VTL0451412B* | Split System | 23600 | 18 | 9.5 | 1.94 | R-454B | 650
217949259 | KEEPRITE | Q5H9V24*K*AAA* | EA*5X36M17A* | *80VSL0451412B* | Split System | 23600 | 18 | 9.5 | 1.94 | R-454B | 650
217950456 | KEEPRITE | N5H9V24*K*AAA* | EA*5X36M17A* | *80VSL0701716B* | Split System | 23600 | 18 | 9.5 | 1.94 | R-454B | 650
217950463 | KEEPRITE | Q5H9V24*K*AAA* | EA*5X36M17A* | *80VSL0701716B* | Split System | 23600 | 18 | 9.5 | 1.94 | R-454B | 650
217945072 | TEMPSTAR | Q5H9V24*K*AAA* | EA*5X30M14A* | *80CTL0701412B* | Split System | 23200 | 18 | 9.5 | 1.9 | R-454B | 650
217945065 | TEMPSTAR | N5H9V24*K*AAA* | EA*5X30M14A* | *80CTL0701412B* | Split System | 23200 | 18 | 9.5 | 1.9 | R-454B | 650
217945651 | TEMPSTAR | N5H9V24*K*AAA* | EA*5X30M14A* | *80VSL0701412B* | Split System | 23400 | 18 | 9.5 | 1.9 | R-454B | 650
217945658 | TEMPSTAR | Q5H9V24*K*AAA* | EA*5X30M14A* | *80VSL0701412B* | Split System | 23400 | 18 | 9.5 | 1.9 | R-454B | 650
217948457 | TEMPSTAR | Q5H9V24*K*AAA* | EA*5X25M17A* | *95MSU0401712A* | Split System | 24000 | 18 | 9.5 | 1.9 | R-454B | 650
217948450 | TEMPSTAR | N5H9V24*K*AAA* | EA*5X25M17A* | *95MSU0401712A* | Split System | 24000 | 18 | 9.5 | 1.9 | R-454B | 650
217945080 | TEMPSTAR | N5H9V24*K*AAA* | EA*5X30M14A* | *80VTL0451412B* | Split System | 23400 | 18 | 9.5 | 1.92 | R-454B | 650
217945087 | TEMPSTAR | Q5H9V24*K*AAA* | EA*5X30M14A* | *80VTL0451412B* | Split System | 23400 | 18 | 9.5 | 1.92 | R-454B | 650
217945050 | TEMPSTAR | N5H9V24*K*AAA* | EA*5X30M14A* | *80VSL0451412B* | Split System | 23400 | 18 | 9.5 | 1.92 | R-454B | 650
217945057 | TEMPSTAR | Q5H9V24*K*AAA* | EA*5X30M14A* | *80VSL0451412B* | Split System | 23400 | 18 | 9.5 | 1.92 | R-454B | 650
217948487 | TEMPSTAR | Q5H9V24*K*AAA* | EA*5X36M17A* | *80CSU0601716B* | Split System | 23400 | 18 | 9.5 | 1.92 | R-454B | 650
217948480 | TEMPSTAR | N5H9V24*K*AAA* | EA*5X36M17A* | *80CSU0601716B* | Split System | 23400 | 18 | 9.5 | 1.92 | R-454B | 650
217946696 | TEMPSTAR | Q5H9V24*K*AAA* | EA*5X36M17A* | *80VTL0701716B* | Split System | 23400 | 18 | 9.5 | 1.92 | R-454B | 650
217946689 | TEMPSTAR | N5H9V24*K*AAA* | EA*5X36M17A* | *80VTL0701716B* | Split System | 23400 | 18 | 9.5 | 1.92 | R-454B | 650
217947591 | TEMPSTAR | N5H9V24*K*AAA* | EA*5X36M17A* | *80VSL0901716B* | Split System | 23400 | 18 | 9.5 | 1.92 | R-454B | 650
217946711 | TEMPSTAR | Q5H9V24*K*AAA* | EA*5X36M17A* | *96CTN0801714B* | Split System | 23400 | 18 | 9.5 | 1.92 | R-454B | 650
217946704 | TEMPSTAR | N5H9V24*K*AAA* | EA*5X36M17A* | *96CTN0801714B* | Split System | 23400 | 18 | 9.5 | 1.92 | R-454B | 650
217947598 | TEMPSTAR | Q5H9V24*K*AAA* | EA*5X36M17A* | *80VSL0901716B* | Split System | 23400 | 18 | 9.5 | 1.92 | R-454B | 650
217944960 | TEMPSTAR | N5H9V24*K*AAA* | EA*5X36M17A* | *80CSU0401712B* | Split System | 23600 | 18 | 9.5 | 1.92 | R-454B | 650
217950115 | TEMPSTAR | Q5H9V24*K*AAA* | EA*5X30M17A* | *80MSU0601716A* | Split System | 23600 | 18 | 9.5 | 1.92 | R-454B | 650
217950123 | TEMPSTAR | N5H9V24*K*AAA* | EA*5X36M17A* | *80VSL0701412B* | Split System | 23600 | 18 | 9.5 | 1.92 | R-454B | 650
217950108 | TEMPSTAR | N5H9V24*K*AAA* | EA*5X30M17A* | *80MSU0601716A* | Split System | 23600 | 18 | 9.5 | 1.92 | R-454B | 650
217951178 | TEMPSTAR | N5H9V24*K*AAA* | EA*5X36M17A* | *80MSU0401712A* | Split System | 23600 | 18 | 9.5 | 1.92 | R-454B | 650
217951185 | TEMPSTAR | Q5H9V24*K*AAA* | EA*5X36M17A* | *80MSU0401712A* | Split System | 23600 | 18 | 9.5 | 1.92 | R-454B | 650
217950130 | TEMPSTAR | Q5H9V24*K*AAA* | EA*5X36M17A* | *80VSL0701412B* | Split System | 23600 | 18 | 9.5 | 1.92 | R-454B | 650
217944967 | TEMPSTAR | Q5H9V24*K*AAA* | EA*5X36M17A* | *80CSU0401712B* | Split System | 23600 | 18 | 9.5 | 1.92 | R-454B | 650
217946674 | TEMPSTAR | N5H9V24*K*AAA* | EA*5X36M17A* | *80CTL0901716B* | Split System | 23600 | 18 | 9.5 | 1.94 | R-454B | 650
217946681 | TEMPSTAR | Q5H9V24*K*AAA* | EA*5X36M17A* | *80CTL0901716B* | Split System | 23600 | 18 | 9.5 | 1.94 | R-454B | 650
217949253 | TEMPSTAR | N5H9V24*K*AAA* | EA*5X36M17A* | *80VSL0451412B* | Split System | 23600 | 18 | 9.5 | 1.94 | R-454B | 650
217949268 | TEMPSTAR | N5H9V24*K*AAA* | EA*5X36M17A* | *80VTL0451412B* | Split System | 23600 | 18 | 9.5 | 1.94 | R-454B | 650
217949275 | TEMPSTAR | Q5H9V24*K*AAA* | EA*5X36M17A* | *80VTL0451412B* | Split System | 23600 | 18 | 9.5 | 1.94 | R-454B | 650
217949260 | TEMPSTAR | Q5H9V24*K*AAA* | EA*5X36M17A* | *80VSL0451412B* | Split System | 23600 | 18 | 9.5 | 1.94 | R-454B | 650
217950464 | TEMPSTAR | Q5H9V24*K*AAA* | EA*5X36M17A* | *80VSL0701716B* | Split System | 23600 | 18 | 9.5 | 1.94 | R-454B | 650
217950457 | TEMPSTAR | N5H9V24*K*AAA* | EA*5X36M17A* | *80VSL0701716B* | Split System | 23600 | 18 | 9.5 | 1.94 | R-454B | 650
218019233 | ACIQ | N5H9V24*K*AAA* | EA*5X25M17A* | *80CSU0601716B* | Split System | 24200 | 18.5 | 9.5 | 1.9 | R-454B | 650
217949813 | AIRQUEST | Q5H9V24*K*AAA* | EA*5X25M17A* | *80CSU0601716B* | Split System | 24200 | 18.5 | 9.5 | 1.9 | R-454B | 650
217949806 | AIRQUEST | N5H9V24*K*AAA* | EA*5X25M17A* | *80CSU0601716B* | Split System | 24200 | 18.5 | 9.5 | 1.9 | R-454B | 650
217949805 | ARCOAIRE | N5H9V24*K*AAA* | EA*5X25M17A* | *80CSU0601716B* | Split System | 24200 | 18.5 | 9.5 | 1.9 | R-454B | 650
217949812 | ARCOAIRE | Q5H9V24*K*AAA* | EA*5X25M17A* | *80CSU0601716B* | Split System | 24200 | 18.5 | 9.5 | 1.9 | R-454B | 650
217949804 | BRYANT HEATING AND COOLING SYSTEMS | 249VAN024**AA* | CAA**2517AM* | 83*CB48060C17*** | Split System | 24200 | 18.5 | 9.5 | 1.9 | R-454B | 650
217949814 | COMFORTMAKER | Q5H9V24*K*AAA* | EA*5X25M17A* | *80CSU0601716B* | Split System | 24200 | 18.5 | 9.5 | 1.9 | R-454B | 650
217949807 | COMFORTMAKER | N5H9V24*K*AAA* | EA*5X25M17A* | *80CSU0601716B* | Split System | 24200 | 18.5 | 9.5 | 1.9 | R-454B | 650
217949808 | DAY & NIGHT | N5H9V24*K*AAA* | EA*5X25M17A* | *80CSU0601716B* | Split System | 24200 | 18.5 | 9.5 | 1.9 | R-454B | 650
217949815 | DAY & NIGHT | Q5H9V24*K*AAA* | EA*5X25M17A* | *80CSU0601716B* | Split System | 24200 | 18.5 | 9.5 | 1.9 | R-454B | 650
217949816 | HEIL | Q5H9V24*K*AAA* | EA*5X25M17A* | *80CSU0601716B* | Split System | 24200 | 18.5 | 9.5 | 1.9 | R-454B | 650
217949809 | HEIL | N5H9V24*K*AAA* | EA*5X25M17A* | *80CSU0601716B* | Split System | 24200 | 18.5 | 9.5 | 1.9 | R-454B | 650
217949810 | KEEPRITE | N5H9V24*K*AAA* | EA*5X25M17A* | *80CSU0601716B* | Split System | 24200 | 18.5 | 9.5 | 1.9 | R-454B | 650
217949817 | KEEPRITE | Q5H9V24*K*AAA* | EA*5X25M17A* | *80CSU0601716B* | Split System | 24200 | 18.5 | 9.5 | 1.9 | R-454B | 650
217949811 | TEMPSTAR | N5H9V24*K*AAA* | EA*5X25M17A* | *80CSU0601716B* | Split System | 24200 | 18.5 | 9.5 | 1.9 | R-454B | 650
217949818 | TEMPSTAR | Q5H9V24*K*AAA* | EA*5X25M17A* | *80CSU0601716B* | Split System | 24200 | 18.5 | 9.5 | 1.9 | R-454B | 650
218407073 | AIRQUEST | B5H3V24*K*AAA* | ESH5X42M12A*+WALLCON | *80CSU0401712B* | Split System | 23000 | 20 | 9.5 | 1.98 | R-454B | 650
218406961 | AIRQUEST | B5H3V24*K*AAA* | ESH5X36M12A*+WALLCON | *80CSU0401712B* | Split System | 23000 | 20 | 9.5 | 1.98 | R-454B | 650
218407082 | ARCOAIRE | B5H3V24*K*AAA* | ESH5X42M12A*+WALLCON | *80CSU0601716B* | Split System | 23000 | 20 | 9.5 | 1.98 | R-454B | 650
218407074 | ARCOAIRE | B5H3V24*K*AAA* | ESH5X42M12A*+WALLCON | *80CSU0401712B* | Split System | 23000 | 20 | 9.5 | 1.98 | R-454B | 650
218406962 | ARCOAIRE | B5H3V24*K*AAA* | ESH5X36M12A*+WALLCON | *80CSU0401712B* | Split System | 23000 | 20 | 9.5 | 1.98 | R-454B | 650
217895327 | BOSCH | BOVB-36RTB-M20S | BIVB-24RCB-M20X |  | Split System | 24000 | 20 | 9.5 | 2 | R-454B | 650
218407075 | COMFORTMAKER | B5H3V24*K*AAA* | ESH5X42M12A*+WALLCON | *80CSU0401712B* | Split System | 23000 | 20 | 9.5 | 1.98 | R-454B | 650
218407083 | COMFORTMAKER | B5H3V24*K*AAA* | ESH5X42M12A*+WALLCON | *80CSU0601716B* | Split System | 23000 | 20 | 9.5 | 1.98 | R-454B | 650
218406963 | COMFORTMAKER | B5H3V24*K*AAA* | ESH5X36M12A*+WALLCON | *80CSU0401712B* | Split System | 23000 | 20 | 9.5 | 1.98 | R-454B | 650
218407084 | DAY & NIGHT | B5H3V24*K*AAA* | ESH5X42M12A*+WALLCON | *80CSU0601716B* | Split System | 23000 | 20 | 9.5 | 1.98 | R-454B | 650
218407076 | DAY & NIGHT | B5H3V24*K*AAA* | ESH5X42M12A*+WALLCON | *80CSU0401712B* | Split System | 23000 | 20 | 9.5 | 1.98 | R-454B | 650
218406964 | DAY & NIGHT | B5H3V24*K*AAA* | ESH5X36M12A*+WALLCON | *80CSU0401712B* | Split System | 23000 | 20 | 9.5 | 1.98 | R-454B | 650
218407072 | HEIL | B5H3V24*K*AAA* | ESH5X42M12A*+WALLCON | *80CSU0401712B* | Split System | 23000 | 20 | 9.5 | 1.98 | R-454B | 650
218407080 | HEIL | B5H3V24*K*AAA* | ESH5X42M12A*+WALLCON | *80CSU0601716B* | Split System | 23000 | 20 | 9.5 | 1.98 | R-454B | 650
218406960 | HEIL | B5H3V24*K*AAA* | ESH5X36M12A*+WALLCON | *80CSU0401712B* | Split System | 23000 | 20 | 9.5 | 1.98 | R-454B | 650
218407085 | KEEPRITE | B5H3V24*K*AAA* | ESH5X42M12A*+WALLCON | *80CSU0601716B* | Split System | 23000 | 20 | 9.5 | 1.98 | R-454B | 650
218407077 | KEEPRITE | B5H3V24*K*AAA* | ESH5X42M12A*+WALLCON | *80CSU0401712B* | Split System | 23000 | 20 | 9.5 | 1.98 | R-454B | 650
218406965 | KEEPRITE | B5H3V24*K*AAA* | ESH5X36M12A*+WALLCON | *80CSU0401712B* | Split System | 23000 | 20 | 9.5 | 1.98 | R-454B | 650
218407079 | TEMPSTAR | B5H3V24*K*AAA* | ESH5X42M12A*+WALLCON | *80CSU0401712B* | Split System | 23000 | 20 | 9.5 | 1.98 | R-454B | 650
218407087 | TEMPSTAR | B5H3V24*K*AAA* | ESH5X42M12A*+WALLCON | *80CSU0601716B* | Split System | 23000 | 20 | 9.5 | 1.98 | R-454B | 650
218406967 | TEMPSTAR | B5H3V24*K*AAA* | ESH5X36M12A*+WALLCON | *80CSU0401712B* | Split System | 23000 | 20 | 9.5 | 1.98 | R-454B | 650
218406562 | ARCOAIRE | B5H3V24*K*AAA* | EA*5X42M21A*+WALLCON | *80CSU0401712B* | Split System | 22600 | 21 | 9.5 | 1.98 | R-454B | 650
218406570 | ARCOAIRE | B5H3V24*K*AAA* | EA*5X42M21A*+WALLCON | *80CSU0601716B* | Split System | 22600 | 21 | 9.5 | 1.98 | R-454B | 650
218406563 | COMFORTMAKER | B5H3V24*K*AAA* | EA*5X42M21A*+WALLCON | *80CSU0401712B* | Split System | 22600 | 21 | 9.5 | 1.98 | R-454B | 650
218406571 | COMFORTMAKER | B5H3V24*K*AAA* | EA*5X42M21A*+WALLCON | *80CSU0601716B* | Split System | 22600 | 21 | 9.5 | 1.98 | R-454B | 650
218406564 | DAY & NIGHT | B5H3V24*K*AAA* | EA*5X42M21A*+WALLCON | *80CSU0401712B* | Split System | 22600 | 21 | 9.5 | 1.98 | R-454B | 650
218406572 | DAY & NIGHT | B5H3V24*K*AAA* | EA*5X42M21A*+WALLCON | *80CSU0601716B* | Split System | 22600 | 21 | 9.5 | 1.98 | R-454B | 650
218406560 | HEIL | B5H3V24*K*AAA* | EA*5X42M21A*+WALLCON | *80CSU0401712B* | Split System | 22600 | 21 | 9.5 | 1.98 | R-454B | 650
218406568 | HEIL | B5H3V24*K*AAA* | EA*5X42M21A*+WALLCON | *80CSU0601716B* | Split System | 22600 | 21 | 9.5 | 1.98 | R-454B | 650
218406565 | KEEPRITE | B5H3V24*K*AAA* | EA*5X42M21A*+WALLCON | *80CSU0401712B* | Split System | 22600 | 21 | 9.5 | 1.98 | R-454B | 650
218406573 | KEEPRITE | B5H3V24*K*AAA* | EA*5X42M21A*+WALLCON | *80CSU0601716B* | Split System | 22600 | 21 | 9.5 | 1.98 | R-454B | 650
218406567 | TEMPSTAR | B5H3V24*K*AAA* | EA*5X42M21A*+WALLCON | *80CSU0401712B* | Split System | 22600 | 21 | 9.5 | 1.98 | R-454B | 650
218406575 | TEMPSTAR | B5H3V24*K*AAA* | EA*5X42M21A*+WALLCON | *80CSU0601716B* | Split System | 22600 | 21 | 9.5 | 1.98 | R-454B | 650
218407545 | AIRQUEST | B5H3V24*K*AAA* | EVM5X31M17A*+WALLCON | *80CTL0451712B* | Split System | 23400 | 21.5 | 9.5 | 2.06 | R-454B | 650
218407625 | AIRQUEST | B5H3V24*K*AAA* | EVM5X31M17A*+WALLCON | *97CTN0601716A* | Split System | 23400 | 21.5 | 9.5 | 2.06 | R-454B | 650
218407729 | AIRQUEST | B5H3V24*K*AAA* | EVM5X32M17A*+WALLCON | *97CTN0601716A* | Split System | 23600 | 21.5 | 9.5 | 2.06 | R-454B | 650
218407546 | ARCOAIRE | B5H3V24*K*AAA* | EVM5X31M17A*+WALLCON | *80CTL0451712B* | Split System | 23400 | 21.5 | 9.5 | 2.06 | R-454B | 650
218407626 | ARCOAIRE | B5H3V24*K*AAA* | EVM5X31M17A*+WALLCON | *97CTN0601716A* | Split System | 23400 | 21.5 | 9.5 | 2.06 | R-454B | 650
218407730 | ARCOAIRE | B5H3V24*K*AAA* | EVM5X32M17A*+WALLCON | *97CTN0601716A* | Split System | 23600 | 21.5 | 9.5 | 2.06 | R-454B | 650
217624675 | CARRIER | 27VNA324A*030* | CVAMA3117XMA*+UI | 58TN*B045C17**12 | Split System | 23400 | 21.5 | 9.5 | 2.06 | R-454B | 650
217625043 | CARRIER | 27VNA324A*030* | CVAMA3217XMA*+UI | 59TN7A060C17**16 | Split System | 23600 | 21.5 | 9.5 | 2.06 | R-454B | 650
217624775 | CARRIER | 27VNA324A*030* | CVAVA4217XMA*+UI | 58TN*B070C17**16 | Split System | 23200 | 21.5 | 9.5 | 2.08 | R-454B | 650