215932506 | HEIL | H5H3V36*K*AAA* | EA*5X48M21A*+WALLCON | *96CTN0601714B* | Split System | 33000 | 19.5 | 9.5 | 2.04 | R-454B | 650
215932466 | HEIL | H5H3V36*K*AAA* | EA*5X48M21A*+WALLCON | *97CMN0601714B* | Split System | 33000 | 19.5 | 9.5 | 2.04 | R-454B | 650
215932166 | HEIL | H5H3V36*K*AAA* | EA*5X37M21A*+WALLCON | *97CMN0601714B* | Split System | 33600 | 19.5 | 9.5 | 2.06 | R-454B | 650
215932176 | HEIL | H5H3V36*K*AAA* | EA*5X37M21A*+WALLCON | *96CTN0601714B* | Split System | 33800 | 19.5 | 9.5 | 2.06 | R-454B | 650
215932376 | HEIL | H5H3V36*K*AAA* | EA*5X43M21A*+WALLCON | *96CTN0601714B* | Split System | 33800 | 19.5 | 9.5 | 2.06 | R-454B | 650
215939621 | KEEPRITE | C5H3V36*K*AAA* | EA*5X36M17A*+WALLCON | *80CSU0601716B* | Split System | 32400 | 19.5 | 9.5 | 2 | R-454B | 650
215932271 | KEEPRITE | C5H3V36*K*AAA* | EA*5X42M21A*+WALLCON | *95CSU0601716B* | Split System | 32400 | 19.5 | 9.5 | 2 | R-454B | 650
215932311 | KEEPRITE | C5H3V36*K*AAA* | EA*5X42M21A*+WALLCON | *97CMN0801714B* | Split System | 32400 | 19.5 | 9.5 | 2 | R-454B | 650
215932351 | KEEPRITE | C5H3V36*K*AAA* | EA*5X42M21A*+WALLCON | *96CTN0801714B* | Split System | 32600 | 19.5 | 9.5 | 2 | R-454B | 650
215932231 | KEEPRITE | C5H3V36*K*AAA* | EA*5X42M21A*+WALLCON | *80CTL0701716B* | Split System | 32600 | 19.5 | 9.5 | 2 | R-454B | 650
215932241 | KEEPRITE | C5H3V36*K*AAA* | EA*5X42M21A*+WALLCON | *80CTL0702120B* | Split System | 32600 | 19.5 | 9.5 | 2.02 | R-454B | 650
215932321 | KEEPRITE | C5H3V36*K*AAA* | EA*5X42M21A*+WALLCON | *97CMN0802120B* | Split System | 32800 | 19.5 | 9.5 | 2.02 | R-454B | 650
215932491 | KEEPRITE | C5H3V36*K*AAA* | EA*5X48M21A*+WALLCON | *97CMN0801714B* | Split System | 33200 | 19.5 | 9.5 | 2.02 | R-454B | 650
215932461 | KEEPRITE | C5H3V36*K*AAA* | EA*5X48M21A*+WALLCON | *95CSU0601716B* | Split System | 33200 | 19.5 | 9.5 | 2.02 | R-454B | 650
215932471 | KEEPRITE | C5H3V36*K*AAA* | EA*5X48M21A*+WALLCON | *97CMN0601714B* | Split System | 33000 | 19.5 | 9.5 | 2.04 | R-454B | 650
215932511 | KEEPRITE | C5H3V36*K*AAA* | EA*5X48M21A*+WALLCON | *96CTN0601714B* | Split System | 33000 | 19.5 | 9.5 | 2.04 | R-454B | 650
215932171 | KEEPRITE | C5H3V36*K*AAA* | EA*5X37M21A*+WALLCON | *97CMN0601714B* | Split System | 33600 | 19.5 | 9.5 | 2.06 | R-454B | 650
215932381 | KEEPRITE | C5H3V36*K*AAA* | EA*5X43M21A*+WALLCON | *96CTN0601714B* | Split System | 33800 | 19.5 | 9.5 | 2.06 | R-454B | 650
215932371 | KEEPRITE | C5H3V36*K*AAA* | EA*5X43M21A*+WALLCON | *97CMN0601714B* | Split System | 33800 | 19.5 | 9.5 | 2.06 | R-454B | 650
215932083 | TEMPSTAR | T5H3V36*K*AAA* | EA*5X36M17A*+WALLCON | *80CTL0901716B* | Split System | 32200 | 19.5 | 9.5 | 2 | R-454B | 650
215939623 | TEMPSTAR | T5H3V36*K*AAA* | EA*5X36M17A*+WALLCON | *80CSU0601716B* | Split System | 32400 | 19.5 | 9.5 | 2 | R-454B | 650
215932273 | TEMPSTAR | T5H3V36*K*AAA* | EA*5X42M21A*+WALLCON | *95CSU0601716B* | Split System | 32400 | 19.5 | 9.5 | 2 | R-454B | 650
215932353 | TEMPSTAR | T5H3V36*K*AAA* | EA*5X42M21A*+WALLCON | *96CTN0801714B* | Split System | 32600 | 19.5 | 9.5 | 2 | R-454B | 650
215932243 | TEMPSTAR | T5H3V36*K*AAA* | EA*5X42M21A*+WALLCON | *80CTL0702120B* | Split System | 32600 | 19.5 | 9.5 | 2.02 | R-454B | 650
215932323 | TEMPSTAR | T5H3V36*K*AAA* | EA*5X42M21A*+WALLCON | *97CMN0802120B* | Split System | 32800 | 19.5 | 9.5 | 2.02 | R-454B | 650
215932493 | TEMPSTAR | T5H3V36*K*AAA* | EA*5X48M21A*+WALLCON | *97CMN0801714B* | Split System | 33200 | 19.5 | 9.5 | 2.02 | R-454B | 650
215932483 | TEMPSTAR | T5H3V36*K*AAA* | EA*5X48M21A*+WALLCON | *97CMN0602120B* | Split System | 33200 | 19.5 | 9.5 | 2.02 | R-454B | 650
215932463 | TEMPSTAR | T5H3V36*K*AAA* | EA*5X48M21A*+WALLCON | *95CSU0601716B* | Split System | 33200 | 19.5 | 9.5 | 2.02 | R-454B | 650
215932513 | TEMPSTAR | T5H3V36*K*AAA* | EA*5X48M21A*+WALLCON | *96CTN0601714B* | Split System | 33000 | 19.5 | 9.5 | 2.04 | R-454B | 650
215932473 | TEMPSTAR | T5H3V36*K*AAA* | EA*5X48M21A*+WALLCON | *97CMN0601714B* | Split System | 33000 | 19.5 | 9.5 | 2.04 | R-454B | 650
215932173 | TEMPSTAR | T5H3V36*K*AAA* | EA*5X37M21A*+WALLCON | *97CMN0601714B* | Split System | 33600 | 19.5 | 9.5 | 2.06 | R-454B | 650
215932373 | TEMPSTAR | T5H3V36*K*AAA* | EA*5X43M21A*+WALLCON | *97CMN0601714B* | Split System | 33800 | 19.5 | 9.5 | 2.06 | R-454B | 650
215932383 | TEMPSTAR | T5H3V36*K*AAA* | EA*5X43M21A*+WALLCON | *96CTN0601714B* | Split System | 33800 | 19.5 | 9.5 | 2.06 | R-454B | 650
215932183 | TEMPSTAR | T5H3V36*K*AAA* | EA*5X37M21A*+WALLCON | *96CTN0601714B* | Split System | 33800 | 19.5 | 9.5 | 2.06 | R-454B | 650
215932248 | ARCOAIRE | H5H3V36*K*AAA* | EA*5X42M21A*+WALLCON | *80CTL0901716B* | Split System | 32600 | 20 | 9.5 | 2.02 | R-454B | 650
215932518 | ARCOAIRE | H5H3V36*K*AAA* | EA*5X48M21A*+WALLCON | *96CTN0801714B* | Split System | 33200 | 20 | 9.5 | 2.02 | R-454B | 650
215932519 | COMFORTMAKER | C5H3V36*K*AAA* | EA*5X48M21A*+WALLCON | *96CTN0801714B* | Split System | 33200 | 20 | 9.5 | 2.02 | R-454B | 650
215932250 | DAY & NIGHT | C5H3V36*K*AAA* | EA*5X42M21A*+WALLCON | *80CTL0901716B* | Split System | 32600 | 20 | 9.5 | 2.02 | R-454B | 650
215932520 | DAY & NIGHT | C5H3V36*K*AAA* | EA*5X48M21A*+WALLCON | *96CTN0801714B* | Split System | 33200 | 20 | 9.5 | 2.02 | R-454B | 650
215932246 | HEIL | H5H3V36*K*AAA* | EA*5X42M21A*+WALLCON | *80CTL0901716B* | Split System | 32600 | 20 | 9.5 | 2.02 | R-454B | 650
215932516 | HEIL | H5H3V36*K*AAA* | EA*5X48M21A*+WALLCON | *96CTN0801714B* | Split System | 33200 | 20 | 9.5 | 2.02 | R-454B | 650
215932251 | KEEPRITE | C5H3V36*K*AAA* | EA*5X42M21A*+WALLCON | *80CTL0901716B* | Split System | 32600 | 20 | 9.5 | 2.02 | R-454B | 650
215932521 | KEEPRITE | C5H3V36*K*AAA* | EA*5X48M21A*+WALLCON | *96CTN0801714B* | Split System | 33200 | 20 | 9.5 | 2.02 | R-454B | 650
215932253 | TEMPSTAR | T5H3V36*K*AAA* | EA*5X42M21A*+WALLCON | *80CTL0901716B* | Split System | 32600 | 20 | 9.5 | 2.02 | R-454B | 650
215932523 | TEMPSTAR | T5H3V36*K*AAA* | EA*5X48M21A*+WALLCON | *96CTN0801714B* | Split System | 33200 | 20 | 9.5 | 2.02 | R-454B | 650
215934167 | AIRQUEST | H5H3V48*K*AAA* | EA*5X61M21A*+WALLCON | *80CTL0702120B* | Split System | 45000 | 21 | 9.5 | 1.9 | R-454B | 650
215934307 | AIRQUEST | H5H3V48*K*AAA* | EA*5X61M24A*+WALLCON | *80CTL0702120B* | Split System | 45000 | 21 | 9.5 | 1.9 | R-454B | 650
215934347 | AIRQUEST | H5H3V48*K*AAA* | EA*5X61M24A*+WALLCON | *95CSU0802120B* | Split System | 45500 | 21 | 9.5 | 1.9 | R-454B | 650
215934017 | AIRQUEST | H5H3V48*K*AAA* | EA*5X48M21A*+WALLCON | *80CTL1102120B* | Split System | 44000 | 21 | 9.5 | 1.92 | R-454B | 650
215934007 | AIRQUEST | H5H3V48*K*AAA* | EA*5X48M21A*+WALLCON | *80CTL0902120B* | Split System | 44000 | 21 | 9.5 | 1.92 | R-454B | 650
215934397 | AIRQUEST | H5H3V48*K*AAA* | EA*5X61M24A*+WALLCON | *97CMN1202422B* | Split System | 45500 | 21 | 9.5 | 1.92 | R-454B | 650
215934377 | AIRQUEST | H5H3V48*K*AAA* | EA*5X61M24A*+WALLCON | *97CMN0802120B* | Split System | 45500 | 21 | 9.5 | 1.92 | R-454B | 650
215934037 | AIRQUEST | H5H3V48*K*AAA* | EA*5X48M21A*+WALLCON | *95CSU1002122B* | Split System | 44000 | 21 | 9.5 | 2 | R-454B | 650
215934097 | AIRQUEST | H5H3V48*K*AAA* | EA*5X60M24A*+WALLCON | *80CTL0702120B* | Split System | 44500 | 21 | 9.5 | 2 | R-454B | 650
215934127 | AIRQUEST | H5H3V48*K*AAA* | EA*5X60M24A*+WALLCON | *95CSU0802120B* | Split System | 44500 | 21 | 9.5 | 2 | R-454B | 650
215934257 | AIRQUEST | H5H3V48*K*AAA* | EA*5X61M21A*+WALLCON | *97CMN0802120B* | Split System | 45000 | 21 | 9.5 | 2 | R-454B | 650
215934217 | AIRQUEST | H5H3V48*K*AAA* | EA*5X61M21A*+WALLCON | *95CSU0802120B* | Split System | 45000 | 21 | 9.5 | 2 | R-454B | 650
215934267 | AIRQUEST | H5H3V48*K*AAA* | EA*5X61M21A*+WALLCON | *97CMN1002122B* | Split System | 45500 | 21 | 9.5 | 2 | R-454B | 650
215934287 | AIRQUEST | H5H3V48*K*AAA* | EA*5X61M21A*+WALLCON | *96CTN1002122B* | Split System | 45500 | 21 | 9.5 | 2 | R-454B | 650
215934168 | ARCOAIRE | H5H3V48*K*AAA* | EA*5X61M21A*+WALLCON | *80CTL0702120B* | Split System | 45000 | 21 | 9.5 | 1.9 | R-454B | 650
215934308 | ARCOAIRE | H5H3V48*K*AAA* | EA*5X61M24A*+WALLCON | *80CTL0702120B* | Split System | 45000 | 21 | 9.5 | 1.9 | R-454B | 650
215934348 | ARCOAIRE | H5H3V48*K*AAA* | EA*5X61M24A*+WALLCON | *95CSU0802120B* | Split System | 45500 | 21 | 9.5 | 1.9 | R-454B | 650
215934008 | ARCOAIRE | H5H3V48*K*AAA* | EA*5X48M21A*+WALLCON | *80CTL0902120B* | Split System | 44000 | 21 | 9.5 | 1.92 | R-454B | 650
215934018 | ARCOAIRE | H5H3V48*K*AAA* | EA*5X48M21A*+WALLCON | *80CTL1102120B* | Split System | 44000 | 21 | 9.5 | 1.92 | R-454B | 650
215934378 | ARCOAIRE | H5H3V48*K*AAA* | EA*5X61M24A*+WALLCON | *97CMN0802120B* | Split System | 45500 | 21 | 9.5 | 1.92 | R-454B | 650
215934398 | ARCOAIRE | H5H3V48*K*AAA* | EA*5X61M24A*+WALLCON | *97CMN1202422B* | Split System | 45500 | 21 | 9.5 | 1.92 | R-454B | 650
215934098 | ARCOAIRE | H5H3V48*K*AAA* | EA*5X60M24A*+WALLCON | *80CTL0702120B* | Split System | 44500 | 21 | 9.5 | 2 | R-454B | 650
215934128 | ARCOAIRE | H5H3V48*K*AAA* | EA*5X60M24A*+WALLCON | *95CSU0802120B* | Split System | 44500 | 21 | 9.5 | 2 | R-454B | 650
215934218 | ARCOAIRE | H5H3V48*K*AAA* | EA*5X61M21A*+WALLCON | *95CSU0802120B* | Split System | 45000 | 21 | 9.5 | 2 | R-454B | 650
215934258 | ARCOAIRE | H5H3V48*K*AAA* | EA*5X61M21A*+WALLCON | *97CMN0802120B* | Split System | 45000 | 21 | 9.5 | 2 | R-454B | 650
215934268 | ARCOAIRE | H5H3V48*K*AAA* | EA*5X61M21A*+WALLCON | *97CMN1002122B* | Split System | 45500 | 21 | 9.5 | 2 | R-454B | 650
215934288 | ARCOAIRE | H5H3V48*K*AAA* | EA*5X61M21A*+WALLCON | *96CTN1002122B* | Split System | 45500 | 21 | 9.5 | 2 | R-454B | 650
215934309 | COMFORTMAKER | C5H3V48*K*AAA* | EA*5X61M24A*+WALLCON | *80CTL0702120B* | Split System | 45000 | 21 | 9.5 | 1.9 | R-454B | 650
215934169 | COMFORTMAKER | C5H3V48*K*AAA* | EA*5X61M21A*+WALLCON | *80CTL0702120B* | Split System | 45000 | 21 | 9.5 | 1.9 | R-454B | 650
215934349 | COMFORTMAKER | C5H3V48*K*AAA* | EA*5X61M24A*+WALLCON | *95CSU0802120B* | Split System | 45500 | 21 | 9.5 | 1.9 | R-454B | 650
215934019 | COMFORTMAKER | C5H3V48*K*AAA* | EA*5X48M21A*+WALLCON | *80CTL1102120B* | Split System | 44000 | 21 | 9.5 | 1.92 | R-454B | 650
215934009 | COMFORTMAKER | C5H3V48*K*AAA* | EA*5X48M21A*+WALLCON | *80CTL0902120B* | Split System | 44000 | 21 | 9.5 | 1.92 | R-454B | 650
215934399 | COMFORTMAKER | C5H3V48*K*AAA* | EA*5X61M24A*+WALLCON | *97CMN1202422B* | Split System | 45500 | 21 | 9.5 | 1.92 | R-454B | 650
215934379 | COMFORTMAKER | C5H3V48*K*AAA* | EA*5X61M24A*+WALLCON | *97CMN0802120B* | Split System | 45500 | 21 | 9.5 | 1.92 | R-454B | 650
215934039 | COMFORTMAKER | C5H3V48*K*AAA* | EA*5X48M21A*+WALLCON | *95CSU1002122B* | Split System | 44000 | 21 | 9.5 | 2 | R-454B | 650
215934099 | COMFORTMAKER | C5H3V48*K*AAA* | EA*5X60M24A*+WALLCON | *80CTL0702120B* | Split System | 44500 | 21 | 9.5 | 2 | R-454B | 650
215934129 | COMFORTMAKER | C5H3V48*K*AAA* | EA*5X60M24A*+WALLCON | *95CSU0802120B* | Split System | 44500 | 21 | 9.5 | 2 | R-454B | 650
215934259 | COMFORTMAKER | C5H3V48*K*AAA* | EA*5X61M21A*+WALLCON | *97CMN0802120B* | Split System | 45000 | 21 | 9.5 | 2 | R-454B | 650
215934219 | COMFORTMAKER | C5H3V48*K*AAA* | EA*5X61M21A*+WALLCON | *95CSU0802120B* | Split System | 45000 | 21 | 9.5 | 2 | R-454B | 650
215934269 | COMFORTMAKER | C5H3V48*K*AAA* | EA*5X61M21A*+WALLCON | *97CMN1002122B* | Split System | 45500 | 21 | 9.5 | 2 | R-454B | 650
215934310 | DAY & NIGHT | C5H3V48*K*AAA* | EA*5X61M24A*+WALLCON | *80CTL0702120B* | Split System | 45000 | 21 | 9.5 | 1.9 | R-454B | 650
215934170 | DAY & NIGHT | C5H3V48*K*AAA* | EA*5X61M21A*+WALLCON | *80CTL0702120B* | Split System | 45000 | 21 | 9.5 | 1.9 | R-454B | 650
215934350 | DAY & NIGHT | C5H3V48*K*AAA* | EA*5X61M24A*+WALLCON | *95CSU0802120B* | Split System | 45500 | 21 | 9.5 | 1.9 | R-454B | 650
215934010 | DAY & NIGHT | C5H3V48*K*AAA* | EA*5X48M21A*+WALLCON | *80CTL0902120B* | Split System | 44000 | 21 | 9.5 | 1.92 | R-454B | 650
215934020 | DAY & NIGHT | C5H3V48*K*AAA* | EA*5X48M21A*+WALLCON | *80CTL1102120B* | Split System | 44000 | 21 | 9.5 | 1.92 | R-454B | 650
215934400 | DAY & NIGHT | C5H3V48*K*AAA* | EA*5X61M24A*+WALLCON | *97CMN1202422B* | Split System | 45500 | 21 | 9.5 | 1.92 | R-454B | 650
215934380 | DAY & NIGHT | C5H3V48*K*AAA* | EA*5X61M24A*+WALLCON | *97CMN0802120B* | Split System | 45500 | 21 | 9.5 | 1.92 | R-454B | 650
215934040 | DAY & NIGHT | C5H3V48*K*AAA* | EA*5X48M21A*+WALLCON | *95CSU1002122B* | Split System | 44000 | 21 | 9.5 | 2 | R-454B | 650
215934100 | DAY & NIGHT | C5H3V48*K*AAA* | EA*5X60M24A*+WALLCON | *80CTL0702120B* | Split System | 44500 | 21 | 9.5 | 2 | R-454B | 650
215934260 | DAY & NIGHT | C5H3V48*K*AAA* | EA*5X61M21A*+WALLCON | *97CMN0802120B* | Split System | 45000 | 21 | 9.5 | 2 | R-454B | 650
215934220 | DAY & NIGHT | C5H3V48*K*AAA* | EA*5X61M21A*+WALLCON | *95CSU0802120B* | Split System | 45000 | 21 | 9.5 | 2 | R-454B | 650
215934270 | DAY & NIGHT | C5H3V48*K*AAA* | EA*5X61M21A*+WALLCON | *97CMN1002122B* | Split System | 45500 | 21 | 9.5 | 2 | R-454B | 650
215934290 | DAY & NIGHT | C5H3V48*K*AAA* | EA*5X61M21A*+WALLCON | *96CTN1002122B* | Split System | 45500 | 21 | 9.5 | 2 | R-454B | 650
215934166 | HEIL | H5H3V48*K*AAA* | EA*5X61M21A*+WALLCON | *80CTL0702120B* | Split System | 45000 | 21 | 9.5 | 1.9 | R-454B | 650
215934306 | HEIL | H5H3V48*K*AAA* | EA*5X61M24A*+WALLCON | *80CTL0702120B* | Split System | 45000 | 21 | 9.5 | 1.9 | R-454B | 650
215934016 | HEIL | H5H3V48*K*AAA* | EA*5X48M21A*+WALLCON | *80CTL1102120B* | Split System | 44000 | 21 | 9.5 | 1.92 | R-454B | 650
215934006 | HEIL | H5H3V48*K*AAA* | EA*5X48M21A*+WALLCON | *80CTL0902120B* | Split System | 44000 | 21 | 9.5 | 1.92 | R-454B | 650
215934376 | HEIL | H5H3V48*K*AAA* | EA*5X61M24A*+WALLCON | *97CMN0802120B* | Split System | 45500 | 21 | 9.5 | 1.92 | R-454B | 650
215934396 | HEIL | H5H3V48*K*AAA* | EA*5X61M24A*+WALLCON | *97CMN1202422B* | Split System | 45500 | 21 | 9.5 | 1.92 | R-454B | 650
215934036 | HEIL | H5H3V48*K*AAA* | EA*5X48M21A*+WALLCON | *95CSU1002122B* | Split System | 44000 | 21 | 9.5 | 2 | R-454B | 650
215934126 | HEIL | H5H3V48*K*AAA* | EA*5X60M24A*+WALLCON | *95CSU0802120B* | Split System | 44500 | 21 | 9.5 | 2 | R-454B | 650
215934096 | HEIL | H5H3V48*K*AAA* | EA*5X60M24A*+WALLCON | *80CTL0702120B* | Split System | 44500 | 21 | 9.5 | 2 | R-454B | 650
215934216 | HEIL | H5H3V48*K*AAA* | EA*5X61M21A*+WALLCON | *95CSU0802120B* | Split System | 45000 | 21 | 9.5 | 2 | R-454B | 650
215934256 | HEIL | H5H3V48*K*AAA* | EA*5X61M21A*+WALLCON | *97CMN0802120B* | Split System | 45000 | 21 | 9.5 | 2 | R-454B | 650
215934286 | HEIL | H5H3V48*K*AAA* | EA*5X61M21A*+WALLCON | *96CTN1002122B* | Split System | 45500 | 21 | 9.5 | 2 | R-454B | 650
215934266 | HEIL | H5H3V48*K*AAA* | EA*5X61M21A*+WALLCON | *97CMN1002122B* | Split System | 45500 | 21 | 9.5 | 2 | R-454B | 650
215934311 | KEEPRITE | C5H3V48*K*AAA* | EA*5X61M24A*+WALLCON | *80CTL0702120B* | Split System | 45000 | 21 | 9.5 | 1.9 | R-454B | 650
215934351 | KEEPRITE | C5H3V48*K*AAA* | EA*5X61M24A*+WALLCON | *95CSU0802120B* | Split System | 45500 | 21 | 9.5 | 1.9 | R-454B | 650
215934021 | KEEPRITE | C5H3V48*K*AAA* | EA*5X48M21A*+WALLCON | *80CTL1102120B* | Split System | 44000 | 21 | 9.5 | 1.92 | R-454B | 650
215934401 | KEEPRITE | C5H3V48*K*AAA* | EA*5X61M24A*+WALLCON | *97CMN1202422B* | Split System | 45500 | 21 | 9.5 | 1.92 | R-454B | 650
215934381 | KEEPRITE | C5H3V48*K*AAA* | EA*5X61M24A*+WALLCON | *97CMN0802120B* | Split System | 45500 | 21 | 9.5 | 1.92 | R-454B | 650
215934041 | KEEPRITE | C5H3V48*K*AAA* | EA*5X48M21A*+WALLCON | *95CSU1002122B* | Split System | 44000 | 21 | 9.5 | 2 | R-454B | 650
215934131 | KEEPRITE | C5H3V48*K*AAA* | EA*5X60M24A*+WALLCON | *95CSU0802120B* | Split System | 44500 | 21 | 9.5 | 2 | R-454B | 650
215934101 | KEEPRITE | C5H3V48*K*AAA* | EA*5X60M24A*+WALLCON | *80CTL0702120B* | Split System | 44500 | 21 | 9.5 | 2 | R-454B | 650
215934221 | KEEPRITE | C5H3V48*K*AAA* | EA*5X61M21A*+WALLCON | *95CSU0802120B* | Split System | 45000 | 21 | 9.5 | 2 | R-454B | 650
215934291 | KEEPRITE | C5H3V48*K*AAA* | EA*5X61M21A*+WALLCON | *96CTN1002122B* | Split System | 45500 | 21 | 9.5 | 2 | R-454B | 650
215934271 | KEEPRITE | C5H3V48*K*AAA* | EA*5X61M21A*+WALLCON | *97CMN1002122B* | Split System | 45500 | 21 | 9.5 | 2 | R-454B | 650
215934173 | TEMPSTAR | T5H3V48*K*AAA* | EA*5X61M21A*+WALLCON | *80CTL0702120B* | Split System | 45000 | 21 | 9.5 | 1.9 | R-454B | 650
215934313 | TEMPSTAR | T5H3V48*K*AAA* | EA*5X61M24A*+WALLCON | *80CTL0702120B* | Split System | 45000 | 21 | 9.5 | 1.9 | R-454B | 650
215934013 | TEMPSTAR | T5H3V48*K*AAA* | EA*5X48M21A*+WALLCON | *80CTL0902120B* | Split System | 44000 | 21 | 9.5 | 1.92 | R-454B | 650
215934023 | TEMPSTAR | T5H3V48*K*AAA* | EA*5X48M21A*+WALLCON | *80CTL1102120B* | Split System | 44000 | 21 | 9.5 | 1.92 | R-454B | 650
215934403 | TEMPSTAR | T5H3V48*K*AAA* | EA*5X61M24A*+WALLCON | *97CMN1202422B* | Split System | 45500 | 21 | 9.5 | 1.92 | R-454B | 650
215934383 | TEMPSTAR | T5H3V48*K*AAA* | EA*5X61M24A*+WALLCON | *97CMN0802120B* | Split System | 45500 | 21 | 9.5 | 1.92 | R-454B | 650
215934043 | TEMPSTAR | T5H3V48*K*AAA* | EA*5X48M21A*+WALLCON | *95CSU1002122B* | Split System | 44000 | 21 | 9.5 | 2 | R-454B | 650
215934133 | TEMPSTAR | T5H3V48*K*AAA* | EA*5X60M24A*+WALLCON | *95CSU0802120B* | Split System | 44500 | 21 | 9.5 | 2 | R-454B | 650
215934263 | TEMPSTAR | T5H3V48*K*AAA* | EA*5X61M21A*+WALLCON | *97CMN0802120B* | Split System | 45000 | 21 | 9.5 | 2 | R-454B | 650
215934223 | TEMPSTAR | T5H3V48*K*AAA* | EA*5X61M21A*+WALLCON | *95CSU0802120B* | Split System | 45000 | 21 | 9.5 | 2 | R-454B | 650
215934293 | TEMPSTAR | T5H3V48*K*AAA* | EA*5X61M21A*+WALLCON | *96CTN1002122B* | Split System | 45500 | 21 | 9.5 | 2 | R-454B | 650
215934273 | TEMPSTAR | T5H3V48*K*AAA* | EA*5X61M21A*+WALLCON | *97CMN1002122B* | Split System | 45500 | 21 | 9.5 | 2 | R-454B | 650
215934407 | AIRQUEST | H5H3V48*K*AAA* | EA*5X61M24A*+WALLCON | *96CTN1002122B* | Split System | 45500 | 21.5 | 9.5 | 1.92 | R-454B | 650
215934107 | AIRQUEST | H5H3V48*K*AAA* | EA*5X60M24A*+WALLCON | *80CTL1102120B* | Split System | 45000 | 21.5 | 9.5 | 2 | R-454B | 650
215934408 | ARCOAIRE | H5H3V48*K*AAA* | EA*5X61M24A*+WALLCON | *96CTN1002122B* | Split System | 45500 | 21.5 | 9.5 | 1.92 | R-454B | 650
215934198 | ARCOAIRE | H5H3V48*K*AAA* | EA*5X61M21A*+WALLCON | *80CTL1102120B* | Split System | 45500 | 21.5 | 9.5 | 1.92 | R-454B | 650
215934108 | ARCOAIRE | H5H3V48*K*AAA* | EA*5X60M24A*+WALLCON | *80CTL1102120B* | Split System | 45000 | 21.5 | 9.5 | 2 | R-454B | 650
215934389 | COMFORTMAKER | C5H3V48*K*AAA* | EA*5X61M24A*+WALLCON | *97CMN1002122B* | Split System | 45500 | 21.5 | 9.5 | 1.92 | R-454B | 650
215934409 | COMFORTMAKER | C5H3V48*K*AAA* | EA*5X61M24A*+WALLCON | *96CTN1002122B* | Split System | 45500 | 21.5 | 9.5 | 1.92 | R-454B | 650
215934199 | COMFORTMAKER | C5H3V48*K*AAA* | EA*5X61M21A*+WALLCON | *80CTL1102120B* | Split System | 45500 | 21.5 | 9.5 | 1.92 | R-454B | 650
215934109 | COMFORTMAKER | C5H3V48*K*AAA* | EA*5X60M24A*+WALLCON | *80CTL1102120B* | Split System | 45000 | 21.5 | 9.5 | 2 | R-454B | 650
215934410 | DAY & NIGHT | C5H3V48*K*AAA* | EA*5X61M24A*+WALLCON | *96CTN1002122B* | Split System | 45500 | 21.5 | 9.5 | 1.92 | R-454B | 650
215934200 | DAY & NIGHT | C5H3V48*K*AAA* | EA*5X61M21A*+WALLCON | *80CTL1102120B* | Split System | 45500 | 21.5 | 9.5 | 1.92 | R-454B | 650
215934390 | DAY & NIGHT | C5H3V48*K*AAA* | EA*5X61M24A*+WALLCON | *97CMN1002122B* | Split System | 45500 | 21.5 | 9.5 | 1.92 | R-454B | 650
215934386 | HEIL | H5H3V48*K*AAA* | EA*5X61M24A*+WALLCON | *97CMN1002122B* | Split System | 45500 | 21.5 | 9.5 | 1.92 | R-454B | 650
215934196 | HEIL | H5H3V48*K*AAA* | EA*5X61M21A*+WALLCON | *80CTL1102120B* | Split System | 45500 | 21.5 | 9.5 | 1.92 | R-454B | 650
215934106 | HEIL | H5H3V48*K*AAA* | EA*5X60M24A*+WALLCON | *80CTL1102120B* | Split System | 45000 | 21.5 | 9.5 | 2 | R-454B | 650
215934391 | KEEPRITE | C5H3V48*K*AAA* | EA*5X61M24A*+WALLCON | *97CMN1002122B* | Split System | 45500 | 21.5 | 9.5 | 1.92 | R-454B | 650
215934201 | KEEPRITE | C5H3V48*K*AAA* | EA*5X61M21A*+WALLCON | *80CTL1102120B* | Split System | 45500 | 21.5 | 9.5 | 1.92 | R-454B | 650
215934411 | KEEPRITE | C5H3V48*K*AAA* | EA*5X61M24A*+WALLCON | *96CTN1002122B* | Split System | 45500 | 21.5 | 9.5 | 1.92 | R-454B | 650
215934393 | TEMPSTAR | T5H3V48*K*AAA* | EA*5X61M24A*+WALLCON | *97CMN1002122B* | Split System | 45500 | 21.5 | 9.5 | 1.92 | R-454B | 650
215934203 | TEMPSTAR | T5H3V48*K*AAA* | EA*5X61M21A*+WALLCON | *80CTL1102120B* | Split System | 45500 | 21.5 | 9.5 | 1.92 | R-454B | 650
215934113 | TEMPSTAR | T5H3V48*K*AAA* | EA*5X60M24A*+WALLCON | *80CTL1102120B* | Split System | 45000 | 21.5 | 9.5 | 2 | R-454B | 650
215588162 | BRYANT HEATING AND COOLING SYSTEMS | 291VAN054**AA* | CSAH*6012AM*+UI | 88*TB60070C21*** | Split System | 49500 | 18 | 10.5 | 1.88 | R-454B | 650
215588172 | BRYANT HEATING AND COOLING SYSTEMS | 291VAN054**AA* | CSAH*6012AM*+UI | 935CB60080C21*** | Split System | 49500 | 18 | 10.5 | 1.96 | R-454B | 650
215588161 | CARRIER | 27VNA154A*030* | CSAH*6012AM*+UI | 58TN*B070C21**20 | Split System | 49500 | 18 | 10.5 | 1.88 | R-454B | 650
215588171 | CARRIER | 27VNA154A*030* | CSAH*6012AM*+UI | 59CU5B080C21**20 | Split System | 49500 | 18 | 10.5 | 1.96 | R-454B | 650
215588184 | BRYANT HEATING AND COOLING SYSTEMS | 291VAN054**AA* | CSAH*6012AM*+UI | 987MC66120C24*** | Split System | 49500 | 18.5 | 10.5 | 1.9 | R-454B | 650
215588460 | BRYANT HEATING AND COOLING SYSTEMS | 291VAN054**AA* | CSAH*6012AM*+UI | 987TA60080C21*** | Split System | 49500 | 18.5 | 10.5 | 1.9 | R-454B | 650
215588462 | BRYANT HEATING AND COOLING SYSTEMS | 291VAN054**AA* | CSAH*6012AM*+UI | 987TA66100C21*** | Split System | 49500 | 18.5 | 10.5 | 1.9 | R-454B | 650
215588448 | BRYANT HEATING AND COOLING SYSTEMS | 291VAN054**AA* | CSAH*6012AM*+UI | 986TD60080C21*** | Split System | 49500 | 18.5 | 10.5 | 1.9 | R-454B | 650
215588182 | BRYANT HEATING AND COOLING SYSTEMS | 291VAN054**AA* | CSAH*6012AM*+UI | 987MC66100C21*** | Split System | 49500 | 18.5 | 10.5 | 1.92 | R-454B | 650
215588180 | BRYANT HEATING AND COOLING SYSTEMS | 291VAN054**AA* | CSAH*6012AM*+UI | 987MC60080C21*** | Split System | 49500 | 18.5 | 10.5 | 1.94 | R-454B | 650
215588183 | CARRIER | 27VNA154A*030* | CSAH*6012AM*+UI | 59MN7C120C24**22 | Split System | 49500 | 18.5 | 10.5 | 1.9 | R-454B | 650
215588447 | CARRIER | 27VNA154A*030* | CSAH*6012AM*+UI | 59TN6C080C21**20 | Split System | 49500 | 18.5 | 10.5 | 1.9 | R-454B | 650
215588461 | CARRIER | 27VNA154A*030* | CSAH*6012AM*+UI | 59TN7A100C21**22 | Split System | 49500 | 18.5 | 10.5 | 1.9 | R-454B | 650
215588187 | CARRIER | 27VNA154A*030* | CSAH*6012AM*+UI | 59TN6C100C21**22 | Split System | 49500 | 18.5 | 10.5 | 1.92 | R-454B | 650
215588181 | CARRIER | 27VNA154A*030* | CSAH*6012AM*+UI | 59MN7C100C21**22 | Split System | 49500 | 18.5 | 10.5 | 1.92 | R-454B | 650
215588179 | CARRIER | 27VNA154A*030* | CSAH*6012AM*+UI | 59MN7C080C21**20 | Split System | 49500 | 18.5 | 10.5 | 1.94 | R-454B | 650
215588092 | BRYANT HEATING AND COOLING SYSTEMS | 291VAN054**AA* | CAA**6024AM*+UI | 88*TB60070C21*** | Split System | 49000 | 19 | 10.5 | 1.92 | R-454B | 650
215588124 | BRYANT HEATING AND COOLING SYSTEMS | 291VAN054**AA* | CAA**6121AM*+UI | 987MC60080C21*** | Split System | 50000 | 19 | 10.5 | 1.92 | R-454B | 650
215588132 | BRYANT HEATING AND COOLING SYSTEMS | 291VAN054**AA* | CAA**6124AM*+UI | 987MC60080C21*** | Split System | 50000 | 19 | 10.5 | 1.92 | R-454B | 650
215588565 | BRYANT HEATING AND COOLING SYSTEMS | 291VAN054**AA* | CAA**6121AM*+UI | 935CB60080C21*** | Split System | 50000 | 19 | 10.5 | 1.92 | R-454B | 650
215588430 | BRYANT HEATING AND COOLING SYSTEMS | 291VAN054**AA* | CAA**6024AM*+UI | 987TA60080C21*** | Split System | 49000 | 19 | 10.5 | 1.94 | R-454B | 650
215588424 | BRYANT HEATING AND COOLING SYSTEMS | 291VAN054**AA* | CAA**6024AM*+UI | 986TD60080C21*** | Split System | 49000 | 19 | 10.5 | 1.94 | R-454B | 650
215588128 | BRYANT HEATING AND COOLING SYSTEMS | 291VAN054**AA* | CAA**6124AM*+UI | 935CB60080C21*** | Split System | 50000 | 19 | 10.5 | 1.94 | R-454B | 650
215588108 | BRYANT HEATING AND COOLING SYSTEMS | 291VAN054**AA* | CAA**6024AM*+UI | 987MC66120C24*** | Split System | 49000 | 19 | 10.5 | 1.96 | R-454B | 650
215588110 | BRYANT HEATING AND COOLING SYSTEMS | 291VAN054**AA* | CAA**6024AM*+UI | 986TD66100C21*** | Split System | 49000 | 19 | 10.5 | 1.96 | R-454B | 650
215588432 | BRYANT HEATING AND COOLING SYSTEMS | 291VAN054**AA* | CAA**6024AM*+UI | 987TA66100C21*** | Split System | 49000 | 19 | 10.5 | 1.96 | R-454B | 650
215588104 | BRYANT HEATING AND COOLING SYSTEMS | 291VAN054**AA* | CAA**6024AM*+UI | 987MC60080C21*** | Split System | 49000 | 19 | 10.5 | 2 | R-454B | 650
215588091 | CARRIER | 27VNA154A*030* | CAA**6024AM*+UI | 58TN*B070C21**20 | Split System | 49000 | 19 | 10.5 | 1.92 | R-454B | 650
215588131 | CARRIER | 27VNA154A*030* | CAA**6124AM*+UI | 59MN7C080C21**20 | Split System | 50000 | 19 | 10.5 | 1.92 | R-454B | 650
215588564 | CARRIER | 27VNA154A*030* | CAA**6121AM*+UI | 59CU5B080C21**20 | Split System | 50000 | 19 | 10.5 | 1.92 | R-454B | 650
215588123 | CARRIER | 27VNA154A*030* | CAA**6121AM*+UI | 59MN7C080C21**20 | Split System | 50000 | 19 | 10.5 | 1.92 | R-454B | 650
215588429 | CARRIER | 27VNA154A*030* | CAA**6024AM*+UI | 59TN7A080C21**20 | Split System | 49000 | 19 | 10.5 | 1.94 | R-454B | 650
215588423 | CARRIER | 27VNA154A*030* | CAA**6024AM*+UI | 59TN6C080C21**20 | Split System | 49000 | 19 | 10.5 | 1.94 | R-454B | 650
215588127 | CARRIER | 27VNA154A*030* | CAA**6124AM*+UI | 59CU5B080C21**20 | Split System | 50000 | 19 | 10.5 | 1.94 | R-454B | 650
215588109 | CARRIER | 27VNA154A*030* | CAA**6024AM*+UI | 59TN6C100C21**22 | Split System | 49000 | 19 | 10.5 | 1.96 | R-454B | 650
215588107 | CARRIER | 27VNA154A*030* | CAA**6024AM*+UI | 59MN7C120C24**22 | Split System | 49000 | 19 | 10.5 | 1.96 | R-454B | 650
215588431 | CARRIER | 27VNA154A*030* | CAA**6024AM*+UI | 59TN7A100C21**22 | Split System | 49000 | 19 | 10.5 | 1.96 | R-454B | 650
215588105 | CARRIER | 27VNA154A*030* | CAA**6024AM*+UI | 59MN7C100C21**22 | Split System | 49000 | 19 | 10.5 | 1.96 | R-454B | 650
215588103 | CARRIER | 27VNA154A*030* | CAA**6024AM*+UI | 59MN7C080C21**20 | Split System | 49000 | 19 | 10.5 | 2 | R-454B | 650
216763805 | AMERICAN STANDARD | 5A6H7036A1 | 5TXCB004AS3 | L9X1B070U4VSA | Split System | 32000 | 16.5 | 8.5 | 2 | R-454B | 650
216763571 | AMERICAN STANDARD | 5A6H7036A1 | 5PX*B004AS3 | L9X1B070U4VSA | Split System | 32000 | 16.5 | 8.5 | 2 | R-454B | 650
216763804 | TRANE | 5TWR7036A1 | 5TXCB004AS3 | L9X1B070U4VSA | Split System | 32000 | 16.5 | 8.5 | 2 | R-454B | 650
216764232 | TRANE | 5TWX7036A1 | 5PX*B004AS3 | L9X1B070U4VSA | Split System | 32000 | 16.5 | 8.5 | 2 | R-454B | 650
216764348 | TRANE | 5TWX7036A1 | 5TXCB004AS3 | L9X1B070U4VSA | Split System | 32000 | 16.5 | 8.5 | 2 | R-454B | 650
216763570 | TRANE | 5TWR7036A1 | 5PX*B004AS3 | L9X1B070U4VSA | Split System | 32000 | 16.5 | 8.5 | 2 | R-454B | 650
216763833 | AMERICAN STANDARD | 5A6H7036A1 | 5TXCB006AS3 | *DHMB060CCV3 | Split System | 31600 | 16 | 8.7 | 2.1 | R-454B | 650
216764378 | TRANE | 5TWX7036A1 | 5TXCB006AS3 | *DHMB080CCV3 | Split System | 31400 | 16 | 8.7 | 2.1 | R-454B | 650
216764381 | TRANE | 5TWX7036A1 | 5TXCB006AS3 | S9V2B060D3VSB | Split System | 31400 | 16 | 8.7 | 2.1 | R-454B | 650
216764377 | TRANE | 5TWX7036A1 | 5TXCB006AS3 | *DHMB060CCV3 | Split System | 31600 | 16 | 8.7 | 2.1 | R-454B | 650
216763832 | TRANE | 5TWR7036A1 | 5TXCB006AS3 | *DHMB060CCV3 | Split System | 31600 | 16 | 8.7 | 2.1 | R-454B | 650
216764464 | TRANE | 5TWX7048A1 | 5TXCC009AS3 | L9X1C100U5VSA | Split System | 43500 | 16.5 | 8.7 | 2.1 | R-454B | 650
216764422 | TRANE | 5TWX7048A1 | 5PX*C009AS3 | L9X1C100U5VSA | Split System | 43500 | 16.5 | 8.7 | 2.1 | R-454B | 650
216764445 | TRANE | 5TWX7048A1 | 5PX*D010AS3 | L9X1C100U5VSA | Split System | 43500 | 16.5 | 8.7 | 2.1 | R-454B | 650
216765119 | TRANE | 5TWX7060A1 | 5TXCD010AS3 | S8X1D120M5PTC | Split System | 52000 | 16.5 | 8.7 | 2.2 | R-454B | 650
216764537 | TRANE | 5TWX7060A1 | 5TXCD010AS3 | S8X1D120M5PSC | Split System | 52000 | 16.5 | 8.7 | 2.2 | R-454B | 650
216765115 | TRANE | 5TWX7060A1 | 5TXCD010AS3 | S8X2D120M5PSC | Split System | 52000 | 16.5 | 8.7 | 2.2 | R-454B | 650
216765121 | TRANE | 5TWX7060A1 | 5TXCD010AS3 | S8X2D120M5PTC | Split System | 52000 | 16.5 | 8.7 | 2.2 | R-454B | 650
216763685 | AMERICAN STANDARD | 5A6H7036A1 | 5PX*C005AS3 | L9X1C100U5VSA | Split System | 32400 | 17 | 8.7 | 2.1 | R-454B | 650
216763684 | TRANE | 5TWR7036A1 | 5PX*C005AS3 | L9X1C100U5VSA | Split System | 32400 | 17 | 8.7 | 2.1 | R-454B | 650
216763926 | AMERICAN STANDARD | 5A6H7048A1 | 5PX*C009AS3 | L9X1C100U5VSA | Split System | 43500 | 17.1 | 8.7 | 2.1 | R-454B | 650
216763925 | TRANE | 5TWR7048A1 | 5PX*C009AS3 | L9X1C100U5VSA | Split System | 43500 | 17.1 | 8.7 | 2.1 | R-454B | 650
216764165 | TRANE | 5TWX7024A1 | 5PX*C009AS3 | *DHMC100CCV4 | Split System | 21000 | 15.5 | 9 | 2 | R-454B | 650
216764218 | TRANE | 5TWX7024A1 | 5TXCC009AS3 | *DHMC100CCV4 | Split System | 21000 | 15.5 | 9 | 2 | R-454B | 650
216764288 | TRANE | 5TWX7036A1 | 5PX*C007AS3 | *DHMC100CCV4 | Split System | 31400 | 15.5 | 9 | 2.1 | R-454B | 650
216764235 | TRANE | 5TWX7036A1 | 5PX*B006AS3 | S9V2B080D4VSB | Split System | 31400 | 15.5 | 9 | 2.1 | R-454B | 650
216763621 | AMERICAN STANDARD | 5A6H7036A1 | 5PX*B006AS3 | S9V2B080D4VSB | Split System | 31400 | 16 | 9 | 2.1 | R-454B | 650
216763620 | TRANE | 5TWR7036A1 | 5PX*B006AS3 | S9V2B080D4VSB | Split System | 31400 | 16 | 9 | 2.1 | R-454B | 650
216764509 | TRANE | 5TWX7060A1 | 5PX*D010AS3 | L8V1C100U5VSB | Split System | 52500 | 16 | 9 | 2.2 | R-454B | 650
216764531 | TRANE | 5TWX7060A1 | 5TXCD010AS3 | L8V1C100U5VSB | Split System | 52500 | 16 | 9 | 2.2 | R-454B | 650
216764034 | AMERICAN STANDARD | 5A6H7060A1 | 5PX*D008AS3 | S9V2D120U5VSB | Split System | 51500 | 16.5 | 9 | 2.2 | R-454B | 650
216764064 | AMERICAN STANDARD | 5A6H7060A1 | 5PX*D010AS3 | S8X1C080M5PSC | Split System | 52500 | 16.5 | 9 | 2.2 | R-454B | 650
216764866 | AMERICAN STANDARD | 5A6H7060A1 | 5PX*D010AS3 | S8X2C080M5PSC | Split System | 52500 | 16.5 | 9 | 2.2 | R-454B | 650
216764070 | AMERICAN STANDARD | 5A6H7060A1 | 5PX*D010AS3 | L8V1C100U5VSB | Split System | 52500 | 16.5 | 9 | 2.2 | R-454B | 650
216764102 | AMERICAN STANDARD | 5A6H7060A1 | 5TXCD010AS3 | L8V1C100U5VSB | Split System | 52500 | 16.5 | 9 | 2.2 | R-454B | 650
216764906 | AMERICAN STANDARD | 5A6H7060A1 | 5TXCD010AS3 | S8X2C080M5PTC | Split System | 52500 | 16.5 | 9 | 2.2 | R-454B | 650
216764098 | AMERICAN STANDARD | 5A6H7060A1 | 5TXCD010AS3 | S8X1C100M5PSC | Split System | 52500 | 16.5 | 9 | 2.2 | R-454B | 650
216764860 | AMERICAN STANDARD | 5A6H7060A1 | 5PX*D010AS3 | S8X1C100M5PTC | Split System | 52500 | 16.5 | 9 | 2.2 | R-454B | 650
216764900 | AMERICAN STANDARD | 5A6H7060A1 | 5TXCD010AS3 | S8X2C100M5PTC | Split System | 52500 | 16.5 | 9 | 2.2 | R-454B | 650
216764062 | AMERICAN STANDARD | 5A6H7060A1 | 5PX*D010AS3 | S8X1C100M5PSC | Split System | 52500 | 16.5 | 9 | 2.2 | R-454B | 650
216764870 | AMERICAN STANDARD | 5A6H7060A1 | 5PX*D010AS3 | S8X2C100M5PTC | Split System | 52500 | 16.5 | 9 | 2.2 | R-454B | 650
216764896 | AMERICAN STANDARD | 5A6H7060A1 | 5TXCD010AS3 | S8X1C080M5PTC | Split System | 52500 | 16.5 | 9 | 2.2 | R-454B | 650
216764106 | AMERICAN STANDARD | 5A6H7060A1 | 5TXCD010AS3 | S9V2D120U5VSB | Split System | 52500 | 16.5 | 9 | 2.2 | R-454B | 650
216764864 | AMERICAN STANDARD | 5A6H7060A1 | 5PX*D010AS3 | S8X2C100M5PSC | Split System | 52500 | 16.5 | 9 | 2.2 | R-454B | 650
216764054 | AMERICAN STANDARD | 5A6H7060A1 | 5PX*D010AS3 | S9V2D120U5VSB | Split System | 52500 | 16.5 | 9 | 2.2 | R-454B | 650
216764872 | AMERICAN STANDARD | 5A6H7060A1 | 5PX*D010AS3 | S8X2C080M5PTC | Split System | 52500 | 16.5 | 9 | 2.2 | R-454B | 650
216764033 | TRANE | 5TWR7060A1 | 5PX*D008AS3 | S9V2D120U5VSB | Split System | 51500 | 16.5 | 9 | 2.2 | R-454B | 650
216764053 | TRANE | 5TWR7060A1 | 5PX*D010AS3 | S9V2D120U5VSB | Split System | 52500 | 16.5 | 9 | 2.2 | R-454B | 650
216764859 | TRANE | 5TWR7060A1 | 5PX*D010AS3 | S8X1C100M5PTC | Split System | 52500 | 16.5 | 9 | 2.2 | R-454B | 650
216764063 | TRANE | 5TWR7060A1 | 5PX*D010AS3 | S8X1C080M5PSC | Split System | 52500 | 16.5 | 9 | 2.2 | R-454B | 650
216764069 | TRANE | 5TWR7060A1 | 5PX*D010AS3 | L8V1C100U5VSB | Split System | 52500 | 16.5 | 9 | 2.2 | R-454B | 650
216764905 | TRANE | 5TWR7060A1 | 5TXCD010AS3 | S8X2C080M5PTC | Split System | 52500 | 16.5 | 9 | 2.2 | R-454B | 650
216764865 | TRANE | 5TWR7060A1 | 5PX*D010AS3 | S8X2C080M5PSC | Split System | 52500 | 16.5 | 9 | 2.2 | R-454B | 650
216764897 | TRANE | 5TWR7060A1 | 5TXCD010AS3 | S8X1C100M5PTC | Split System | 52500 | 16.5 | 9 | 2.2 | R-454B | 650
216764538 | TRANE | 5TWX7060A1 | 5TXCD010AS3 | S9V2D120U5VSB | Split System | 52500 | 16.5 | 9 | 2.2 | R-454B | 650
216764061 | TRANE | 5TWR7060A1 | 5PX*D010AS3 | S8X1C100M5PSC | Split System | 52500 | 16.5 | 9 | 2.2 | R-454B | 650
216764105 | TRANE | 5TWR7060A1 | 5TXCD010AS3 | S9V2D120U5VSB | Split System | 52500 | 16.5 | 9 | 2.2 | R-454B | 650
216764871 | TRANE | 5TWR7060A1 | 5PX*D010AS3 | S8X2C080M5PTC | Split System | 52500 | 16.5 | 9 | 2.2 | R-454B | 650
216764097 | TRANE | 5TWR7060A1 | 5TXCD010AS3 | S8X1C100M5PSC | Split System | 52500 | 16.5 | 9 | 2.2 | R-454B | 650
216764507 | TRANE | 5TWX7060A1 | 5PX*D010AS3 | S9V2D120U5VSB | Split System | 52500 | 16.5 | 9 | 2.2 | R-454B | 650
216764861 | TRANE | 5TWR7060A1 | 5PX*D010AS3 | S8X1C080M5PTC | Split System | 52500 | 16.5 | 9 | 2.2 | R-454B | 650
216764869 | TRANE | 5TWR7060A1 | 5PX*D010AS3 | S8X2C100M5PTC | Split System | 52500 | 16.5 | 9 | 2.2 | R-454B | 650
216764895 | TRANE | 5TWR7060A1 | 5TXCD010AS3 | S8X1C080M5PTC | Split System | 52500 | 16.5 | 9 | 2.2 | R-454B | 650
216764101 | TRANE | 5TWR7060A1 | 5TXCD010AS3 | L8V1C100U5VSB | Split System | 52500 | 16.5 | 9 | 2.2 | R-454B | 650
216764907 | TRANE | 5TWR7060A1 | 5TXCD010AS3 | S8X2C100M5PSC | Split System | 52500 | 16.5 | 9 | 2.2 | R-454B | 650
216764902 | AMERICAN STANDARD | 5A6H7060A1 | 5TXCD010AS3 | S8X2D120M5PTC | Split System | 52000 | 17 | 9 | 2.2 | R-454B | 650
216764096 | AMERICAN STANDARD | 5A6H7060A1 | 5TXCD010AS3 | S8X1D120M5PSC | Split System | 52000 | 17 | 9 | 2.2 | R-454B | 650
216764904 | AMERICAN STANDARD | 5A6H7060A1 | 5TXCD010AS3 | S8X2D120M5PSC | Split System | 52000 | 17 | 9 | 2.2 | R-454B | 650
216764868 | AMERICAN STANDARD | 5A6H7060A1 | 5PX*D010AS3 | S8X2D120M5PTC | Split System | 52500 | 17 | 9 | 2.2 | R-454B | 650
216764874 | AMERICAN STANDARD | 5A6H7060A1 | 5PX*D010AS3 | S8X1D120M5PTC | Split System | 52500 | 17 | 9 | 2.2 | R-454B | 650
216764060 | AMERICAN STANDARD | 5A6H7060A1 | 5PX*D010AS3 | S8X1D120M5PSC | Split System | 52500 | 17 | 9 | 2.2 | R-454B | 650
216764901 | TRANE | 5TWR7060A1 | 5TXCD010AS3 | S8X2D120M5PTC | Split System | 52000 | 17 | 9 | 2.2 | R-454B | 650
216764095 | TRANE | 5TWR7060A1 | 5TXCD010AS3 | S8X1D120M5PSC | Split System | 52000 | 17 | 9 | 2.2 | R-454B | 650
216764903 | TRANE | 5TWR7060A1 | 5TXCD010AS3 | S8X2D120M5PSC | Split System | 52000 | 17 | 9 | 2.2 | R-454B | 650
216764875 | TRANE | 5TWR7060A1 | 5PX*D010AS3 | S8X2D120M5PSC | Split System | 52500 | 17 | 9 | 2.2 | R-454B | 650
216764059 | TRANE | 5TWR7060A1 | 5PX*D010AS3 | S8X1D120M5PSC | Split System | 52500 | 17 | 9 | 2.2 | R-454B | 650
216764867 | TRANE | 5TWR7060A1 | 5PX*D010AS3 | S8X2D120M5PTC | Split System | 52500 | 17 | 9 | 2.2 | R-454B | 650
216764873 | TRANE | 5TWR7060A1 | 5PX*D010AS3 | S8X1D120M5PTC | Split System | 52500 | 17 | 9 | 2.2 | R-454B | 650
215931837 | AIRQUEST | H5H3V60*K*AAA* | ESH5X60M12A*+WALLCON | *80CTL1102120B* | Split System | 56500 | 18 | 8.1 | 2 | R-454B | 650
215931857 | AIRQUEST | H5H3V60*K*AAA* | ESH5X60M12A*+WALLCON | *95CSU1002122B* | Split System | 56500 | 18 | 8.1 | 2 | R-454B | 650
215931827 | AIRQUEST | H5H3V60*K*AAA* | ESH5X60M12A*+WALLCON | *80CTL0902120B* | Split System | 56500 | 18 | 8.1 | 2 | R-454B | 650
215931828 | ARCOAIRE | H5H3V60*K*AAA* | ESH5X60M12A*+WALLCON | *80CTL0902120B* | Split System | 56500 | 18 | 8.1 | 2 | R-454B | 650
215931858 | ARCOAIRE | H5H3V60*K*AAA* | ESH5X60M12A*+WALLCON | *95CSU1002122B* | Split System | 56500 | 18 | 8.1 | 2 | R-454B | 650
215931838 | ARCOAIRE | H5H3V60*K*AAA* | ESH5X60M12A*+WALLCON | *80CTL1102120B* | Split System | 56500 | 18 | 8.1 | 2 | R-454B | 650
215931829 | COMFORTMAKER | C5H3V60*K*AAA* | ESH5X60M12A*+WALLCON | *80CTL0902120B* | Split System | 56500 | 18 | 8.1 | 2 | R-454B | 650
215931859 | COMFORTMAKER | C5H3V60*K*AAA* | ESH5X60M12A*+WALLCON | *95CSU1002122B* | Split System | 56500 | 18 | 8.1 | 2 | R-454B | 650
215931839 | COMFORTMAKER | C5H3V60*K*AAA* | ESH5X60M12A*+WALLCON | *80CTL1102120B* | Split System | 56500 | 18 | 8.1 | 2 | R-454B | 650
215931860 | DAY & NIGHT | C5H3V60*K*AAA* | ESH5X60M12A*+WALLCON | *95CSU1002122B* | Split System | 56500 | 18 | 8.1 | 2 | R-454B | 650
215931840 | DAY & NIGHT | C5H3V60*K*AAA* | ESH5X60M12A*+WALLCON | *80CTL1102120B* | Split System | 56500 | 18 | 8.1 | 2 | R-454B | 650
215931830 | DAY & NIGHT | C5H3V60*K*AAA* | ESH5X60M12A*+WALLCON | *80CTL0902120B* | Split System | 56500 | 18 | 8.1 | 2 | R-454B | 650
215931826 | HEIL | H5H3V60*K*AAA* | ESH5X60M12A*+WALLCON | *80CTL0902120B* | Split System | 56500 | 18 | 8.1 | 2 | R-454B | 650
215931856 | HEIL | H5H3V60*K*AAA* | ESH5X60M12A*+WALLCON | *95CSU1002122B* | Split System | 56500 | 18 | 8.1 | 2 | R-454B | 650
215931836 | HEIL | H5H3V60*K*AAA* | ESH5X60M12A*+WALLCON | *80CTL1102120B* | Split System | 56500 | 18 | 8.1 | 2 | R-454B | 650
215931861 | KEEPRITE | C5H3V60*K*AAA* | ESH5X60M12A*+WALLCON | *95CSU1002122B* | Split System | 56500 | 18 | 8.1 | 2 | R-454B | 650
215931831 | KEEPRITE | C5H3V60*K*AAA* | ESH5X60M12A*+WALLCON | *80CTL0902120B* | Split System | 56500 | 18 | 8.1 | 2 | R-454B | 650
215931841 | KEEPRITE | C5H3V60*K*AAA* | ESH5X60M12A*+WALLCON | *80CTL1102120B* | Split System | 56500 | 18 | 8.1 | 2 | R-454B | 650
215931833 | TEMPSTAR | T5H3V60*K*AAA* | ESH5X60M12A*+WALLCON | *80CTL0902120B* | Split System | 56500 | 18 | 8.1 | 2 | R-454B | 650
215931863 | TEMPSTAR | T5H3V60*K*AAA* | ESH5X60M12A*+WALLCON | *95CSU1002122B* | Split System | 56500 | 18 | 8.1 | 2 | R-454B | 650
215931843 | TEMPSTAR | T5H3V60*K*AAA* | ESH5X60M12A*+WALLCON | *80CTL1102120B* | Split System | 56500 | 18 | 8.1 | 2 | R-454B | 650
215588244 | BRYANT HEATING AND COOLING SYSTEMS | 291VAN054**AA* | CVAMA6024XMA*+UI | 88*TB60070C21*** | Split System | 51500 | 19 | 8.1 | 1.82 | R-454B | 650
215588314 | BRYANT HEATING AND COOLING SYSTEMS | 291VAN054**AA* | CVAVA4924XMA*+UI | 88*TB60070C21*** | Split System | 51500 | 19 | 8.1 | 1.82 | R-454B | 650
215588532 | BRYANT HEATING AND COOLING SYSTEMS | 291VAN054**AA* | CVAVA6024XMA*+UI | 986TD60080C21*** | Split System | 51500 | 19 | 8.1 | 1.85 | R-454B | 650
215588520 | BRYANT HEATING AND COOLING SYSTEMS | 291VAN054**AA* | CVAVA4924XMA*+UI | 987TA60080C21*** | Split System | 51500 | 19 | 8.1 | 1.85 | R-454B | 650
215588514 | BRYANT HEATING AND COOLING SYSTEMS | 291VAN054**AA* | CVAVA4924XMA*+UI | 986TD60080C21*** | Split System | 51500 | 19 | 8.1 | 1.85 | R-454B | 650
215588262 | BRYANT HEATING AND COOLING SYSTEMS | 291VAN054**AA* | CVAMA6024XMA*+UI | 987MC66120C24*** | Split System | 51500 | 19 | 8.1 | 1.85 | R-454B | 650
215588330 | BRYANT HEATING AND COOLING SYSTEMS | 291VAN054**AA* | CVAVA4924XMA*+UI | 987MC66120C24*** | Split System | 51500 | 19 | 8.1 | 1.85 | R-454B | 650
215588490 | BRYANT HEATING AND COOLING SYSTEMS | 291VAN054**AA* | CVAMA6024XMA*+UI | 987TA60080C21*** | Split System | 51500 | 19 | 8.1 | 1.85 | R-454B | 650
215588538 | BRYANT HEATING AND COOLING SYSTEMS | 291VAN054**AA* | CVAVA6024XMA*+UI | 987TA60080C21*** | Split System | 51500 | 19 | 8.1 | 1.85 | R-454B | 650
215588328 | BRYANT HEATING AND COOLING SYSTEMS | 291VAN054**AA* | CVAVA4924XMA*+UI | 987MC66100C21*** | Split System | 52000 | 19 | 8.1 | 1.85 | R-454B | 650
215588332 | BRYANT HEATING AND COOLING SYSTEMS | 291VAN054**AA* | CVAVA4924XMA*+UI | 986TD66100C21*** | Split System | 52000 | 19 | 8.1 | 1.85 | R-454B | 650
215588368 | BRYANT HEATING AND COOLING SYSTEMS | 291VAN054**AA* | CVAVA6024XMA*+UI | 987MC66100C21*** | Split System | 52000 | 19 | 8.1 | 1.85 | R-454B | 650
215588372 | BRYANT HEATING AND COOLING SYSTEMS | 291VAN054**AA* | CVAVA6024XMA*+UI | 986TD66100C21*** | Split System | 52000 | 19 | 8.1 | 1.85 | R-454B | 650
215588540 | BRYANT HEATING AND COOLING SYSTEMS | 291VAN054**AA* | CVAVA6024XMA*+UI | 987TA66100C21*** | Split System | 52000 | 19 | 8.1 | 1.85 | R-454B | 650
215588522 | BRYANT HEATING AND COOLING SYSTEMS | 291VAN054**AA* | CVAVA4924XMA*+UI | 987TA66100C21*** | Split System | 52000 | 19 | 8.1 | 1.85 | R-454B | 650
215588370 | BRYANT HEATING AND COOLING SYSTEMS | 291VAN054**AA* | CVAVA6024XMA*+UI | 987MC66120C24*** | Split System | 52000 | 19 | 8.1 | 1.85 | R-454B | 650
215588492 | BRYANT HEATING AND COOLING SYSTEMS | 291VAN054**AA* | CVAMA6024XMA*+UI | 987TA66100C21*** | Split System | 52000 | 19 | 8.1 | 1.85 | R-454B | 650
215588260 | BRYANT HEATING AND COOLING SYSTEMS | 291VAN054**AA* | CVAMA6024XMA*+UI | 987MC66100C21*** | Split System | 52000 | 19 | 8.1 | 1.85 | R-454B | 650
215588264 | BRYANT HEATING AND COOLING SYSTEMS | 291VAN054**AA* | CVAMA6024XMA*+UI | 986TD66100C21*** | Split System | 52000 | 19 | 8.1 | 1.85 | R-454B | 650
215588326 | BRYANT HEATING AND COOLING SYSTEMS | 291VAN054**AA* | CVAVA4924XMA*+UI | 987MC60080C21*** | Split System | 51500 | 19 | 8.1 | 1.88 | R-454B | 650
215588366 | BRYANT HEATING AND COOLING SYSTEMS | 291VAN054**AA* | CVAVA6024XMA*+UI | 987MC60080C21*** | Split System | 51500 | 19 | 8.1 | 1.88 | R-454B | 650
215588258 | BRYANT HEATING AND COOLING SYSTEMS | 291VAN054**AA* | CVAMA6024XMA*+UI | 987MC60080C21*** | Split System | 51500 | 19 | 8.1 | 1.88 | R-454B | 650
215588236 | BRYANT HEATING AND COOLING SYSTEMS | 291VAN054**AA* | CVAMA6021XMA*+UI | 987MC60080C21*** | Split System | 52000 | 19 | 8.1 | 1.9 | R-454B | 650
215588346 | BRYANT HEATING AND COOLING SYSTEMS | 291VAN054**AA* | CVAVA6021XMA*+UI | 987MC60080C21*** | Split System | 52000 | 19 | 8.1 | 1.9 | R-454B | 650
215588353 | CARRIER | 27VNA154A*030* | CVAVA6024XMA*+UI | 58TN*B070C21**20 | Split System | 51500 | 19 | 8.1 | 1.82 | R-454B | 650
215588243 | CARRIER | 27VNA154A*030* | CVAMA6024XMA*+UI | 58TN*B070C21**20 | Split System | 51500 | 19 | 8.1 | 1.82 | R-454B | 650
215588313 | CARRIER | 27VNA154A*030* | CVAVA4924XMA*+UI | 58TN*B070C21**20 | Split System | 51500 | 19 | 8.1 | 1.82 | R-454B | 650
215588261 | CARRIER | 27VNA154A*030* | CVAMA6024XMA*+UI | 59MN7C120C24**22 | Split System | 51500 | 19 | 8.1 | 1.85 | R-454B | 650
215588519 | CARRIER | 27VNA154A*030* | CVAVA4924XMA*+UI | 59TN7A080C21**20 | Split System | 51500 | 19 | 8.1 | 1.85 | R-454B | 650
215588483 | CARRIER | 27VNA154A*030* | CVAMA6024XMA*+UI | 59TN6C080C21**20 | Split System | 51500 | 19 | 8.1 | 1.85 | R-454B | 650
215588513 | CARRIER | 27VNA154A*030* | CVAVA4924XMA*+UI | 59TN6C080C21**20 | Split System | 51500 | 19 | 8.1 | 1.85 | R-454B | 650
215588537 | CARRIER | 27VNA154A*030* | CVAVA6024XMA*+UI | 59TN7A080C21**20 | Split System | 51500 | 19 | 8.1 | 1.85 | R-454B | 650
215588531 | CARRIER | 27VNA154A*030* | CVAVA6024XMA*+UI | 59TN6C080C21**20 | Split System | 51500 | 19 | 8.1 | 1.85 | R-454B | 650
215588329 | CARRIER | 27VNA154A*030* | CVAVA4924XMA*+UI | 59MN7C120C24**22 | Split System | 51500 | 19 | 8.1 | 1.85 | R-454B | 650
215588489 | CARRIER | 27VNA154A*030* | CVAMA6024XMA*+UI | 59TN7A080C21**20 | Split System | 51500 | 19 | 8.1 | 1.85 | R-454B | 650
215588539 | CARRIER | 27VNA154A*030* | CVAVA6024XMA*+UI | 59TN7A100C21**22 | Split System | 52000 | 19 | 8.1 | 1.85 | R-454B | 650
215588331 | CARRIER | 27VNA154A*030* | CVAVA4924XMA*+UI | 59TN6C100C21**22 | Split System | 52000 | 19 | 8.1 | 1.85 | R-454B | 650
215588367 | CARRIER | 27VNA154A*030* | CVAVA6024XMA*+UI | 59MN7C100C21**22 | Split System | 52000 | 19 | 8.1 | 1.85 | R-454B | 650
215588327 | CARRIER | 27VNA154A*030* | CVAVA4924XMA*+UI | 59MN7C100C21**22 | Split System | 52000 | 19 | 8.1 | 1.85 | R-454B | 650
215588371 | CARRIER | 27VNA154A*030* | CVAVA6024XMA*+UI | 59TN6C100C21**22 | Split System | 52000 | 19 | 8.1 | 1.85 | R-454B | 650
215588263 | CARRIER | 27VNA154A*030* | CVAMA6024XMA*+UI | 59TN6C100C21**22 | Split System | 52000 | 19 | 8.1 | 1.85 | R-454B | 650
215588259 | CARRIER | 27VNA154A*030* | CVAMA6024XMA*+UI | 59MN7C100C21**22 | Split System | 52000 | 19 | 8.1 | 1.85 | R-454B | 650
215588369 | CARRIER | 27VNA154A*030* | CVAVA6024XMA*+UI | 59MN7C120C24**22 | Split System | 52000 | 19 | 8.1 | 1.85 | R-454B | 650
215588491 | CARRIER | 27VNA154A*030* | CVAMA6024XMA*+UI | 59TN7A100C21**22 | Split System | 52000 | 19 | 8.1 | 1.85 | R-454B | 650
215588325 | CARRIER | 27VNA154A*030* | CVAVA4924XMA*+UI | 59MN7C080C21**20 | Split System | 51500 | 19 | 8.1 | 1.88 | R-454B | 650
215588365 | CARRIER | 27VNA154A*030* | CVAVA6024XMA*+UI | 59MN7C080C21**20 | Split System | 51500 | 19 | 8.1 | 1.88 | R-454B | 650
215588257 | CARRIER | 27VNA154A*030* | CVAMA6024XMA*+UI | 59MN7C080C21**20 | Split System | 51500 | 19 | 8.1 | 1.88 | R-454B | 650
215588235 | CARRIER | 27VNA154A*030* | CVAMA6021XMA*+UI | 59MN7C080C21**20 | Split System | 52000 | 19 | 8.1 | 1.9 | R-454B | 650
215588345 | CARRIER | 27VNA154A*030* | CVAVA6021XMA*+UI | 59MN7C080C21**20 | Split System | 52000 | 19 | 8.1 | 1.9 | R-454B | 650
215588221 | CARRIER | 27VNA154A*030* | CVAMA4921XMA*+UI | 59MN7C080C21**20 | Split System | 52000 | 19 | 8.1 | 1.9 | R-454B | 650
215937537 | AIRQUEST | H5H3V48*K*AAA* | EVM5X60M24A*+WALLCON | *97CMN1002122B* | Split System | 45500 | 20.5 | 8.1 | 1.9 | R-454B | 650
215938087 | AIRQUEST | H5H3V48*K*AAA* | EVD5X49M24A*+WALLCON | *97CMN1002122B* | Split System | 45500 | 20.5 | 8.1 | 1.9 | R-454B | 650
215938387 | AIRQUEST | H5H3V48*K*AAA* | EVD5X60M24A*+WALLCON | *96CTN1002122B* | Split System | 45500 | 20.5 | 8.1 | 1.9 | R-454B | 650
215937567 | AIRQUEST | H5H3V48*K*AAA* | EVM5X60M24A*+WALLCON | *96CTN1202422B* | Split System | 45500 | 20.5 | 8.1 | 1.95 | R-454B | 650
215938388 | ARCOAIRE | H5H3V48*K*AAA* | EVD5X60M24A*+WALLCON | *96CTN1002122B* | Split System | 45500 | 20.5 | 8.1 | 1.9 | R-454B | 650
215937558 | ARCOAIRE | H5H3V48*K*AAA* | EVM5X60M24A*+WALLCON | *96CTN1002122B* | Split System | 45500 | 20.5 | 8.1 | 1.9 | R-454B | 650
215938108 | ARCOAIRE | H5H3V48*K*AAA* | EVD5X49M24A*+WALLCON | *96CTN1002122B* | Split System | 45500 | 20.5 | 8.1 | 1.9 | R-454B | 650
215937908 | ARCOAIRE | H5H3V48*K*AAA* | EVD5X48M24A*+WALLCON | *80CTL1352422B* | Split System | 45000 | 20.5 | 8.1 | 1.95 | R-454B | 650
215937568 | ARCOAIRE | H5H3V48*K*AAA* | EVM5X60M24A*+WALLCON | *96CTN1202422B* | Split System | 45500 | 20.5 | 8.1 | 1.95 | R-454B | 650
215938118 | ARCOAIRE | H5H3V48*K*AAA* | EVD5X49M24A*+WALLCON | *96CTN1202422B* | Split System | 45500 | 20.5 | 8.1 | 1.95 | R-454B | 650
215938389 | COMFORTMAKER | C5H3V48*K*AAA* | EVD5X60M24A*+WALLCON | *96CTN1002122B* | Split System | 45500 | 20.5 | 8.1 | 1.9 | R-454B | 650
215938369 | COMFORTMAKER | C5H3V48*K*AAA* | EVD5X60M24A*+WALLCON | *97CMN1002122B* | Split System | 45500 | 20.5 | 8.1 | 1.9 | R-454B | 650
215938109 | COMFORTMAKER | C5H3V48*K*AAA* | EVD5X49M24A*+WALLCON | *96CTN1002122B* | Split System | 45500 | 20.5 | 8.1 | 1.9 | R-454B | 650
215937569 | COMFORTMAKER | C5H3V48*K*AAA* | EVM5X60M24A*+WALLCON | *96CTN1202422B* | Split System | 45500 | 20.5 | 8.1 | 1.95 | R-454B | 650
215937540 | DAY & NIGHT | C5H3V48*K*AAA* | EVM5X60M24A*+WALLCON | *97CMN1002122B* | Split System | 45500 | 20.5 | 8.1 | 1.9 | R-454B | 650
215938110 | DAY & NIGHT | C5H3V48*K*AAA* | EVD5X49M24A*+WALLCON | *96CTN1002122B* | Split System | 45500 | 20.5 | 8.1 | 1.9 | R-454B | 650
215938370 | DAY & NIGHT | C5H3V48*K*AAA* | EVD5X60M24A*+WALLCON | *97CMN1002122B* | Split System | 45500 | 20.5 | 8.1 | 1.9 | R-454B | 650
215937560 | DAY & NIGHT | C5H3V48*K*AAA* | EVM5X60M24A*+WALLCON | *96CTN1002122B* | Split System | 45500 | 20.5 | 8.1 | 1.9 | R-454B | 650
215938390 | DAY & NIGHT | C5H3V48*K*AAA* | EVD5X60M24A*+WALLCON | *96CTN1002122B* | Split System | 45500 | 20.5 | 8.1 | 1.9 | R-454B | 650
215937536 | HEIL | H5H3V48*K*AAA* | EVM5X60M24A*+WALLCON | *97CMN1002122B* | Split System | 45500 | 20.5 | 8.1 | 1.9 | R-454B | 650
215938106 | HEIL | H5H3V48*K*AAA* | EVD5X49M24A*+WALLCON | *96CTN1002122B* | Split System | 45500 | 20.5 | 8.1 | 1.9 | R-454B | 650
215937566 | HEIL | H5H3V48*K*AAA* | EVM5X60M24A*+WALLCON | *96CTN1202422B* | Split System | 45500 | 20.5 | 8.1 | 1.95 | R-454B | 650
215937561 | KEEPRITE | C5H3V48*K*AAA* | EVM5X60M24A*+WALLCON | *96CTN1002122B* | Split System | 45500 | 20.5 | 8.1 | 1.9 | R-454B | 650
215938391 | KEEPRITE | C5H3V48*K*AAA* | EVD5X60M24A*+WALLCON | *96CTN1002122B* | Split System | 45500 | 20.5 | 8.1 | 1.9 | R-454B | 650
215938401 | KEEPRITE | C5H3V48*K*AAA* | EVD5X60M24A*+WALLCON | *96CTN1202422B* | Split System | 45500 | 20.5 | 8.1 | 1.95 | R-454B | 650
215937893 | TEMPSTAR | T5H3V48*K*AAA* | EVD5X48M24A*+WALLCON | *80CTL0902120B* | Split System | 45000 | 20.5 | 8.1 | 1.95 | R-454B | 650
215938403 | TEMPSTAR | T5H3V48*K*AAA* | EVD5X60M24A*+WALLCON | *96CTN1202422B* | Split System | 45500 | 20.5 | 8.1 | 1.95 | R-454B | 650
215938308 | ARCOAIRE | H5H3V48*K*AAA* | EVD5X60M24A*+WALLCON | *80CTL1102120B* | Split System | 45500 | 21 | 8.1 | 1.95 | R-454B | 650
215938028 | ARCOAIRE | H5H3V48*K*AAA* | EVD5X49M24A*+WALLCON | *80CTL1102120B* | Split System | 45500 | 21 | 8.1 | 1.95 | R-454B | 650
215937478 | ARCOAIRE | H5H3V48*K*AAA* | EVM5X60M24A*+WALLCON | *80CTL1102120B* | Split System | 45500 | 21 | 8.1 | 1.95 | R-454B | 650
215938319 | COMFORTMAKER | C5H3V48*K*AAA* | EVD5X60M24A*+WALLCON | *80CTL1352422B* | Split System | 45500 | 21 | 8.1 | 1.95 | R-454B | 650
215938019 | COMFORTMAKER | C5H3V48*K*AAA* | EVD5X49M24A*+WALLCON | *80CTL0902120B* | Split System | 45500 | 21 | 8.1 | 1.95 | R-454B | 650
215937479 | COMFORTMAKER | C5H3V48*K*AAA* | EVM5X60M24A*+WALLCON | *80CTL1102120B* | Split System | 45500 | 21 | 8.1 | 1.95 | R-454B | 650
215937470 | DAY & NIGHT | C5H3V48*K*AAA* | EVM5X60M24A*+WALLCON | *80CTL0902120B* | Split System | 45500 | 21 | 8.1 | 1.95 | R-454B | 650
215937490 | DAY & NIGHT | C5H3V48*K*AAA* | EVM5X60M24A*+WALLCON | *80CTL1352422B* | Split System | 45500 | 21 | 8.1 | 1.95 | R-454B | 650
215937480 | DAY & NIGHT | C5H3V48*K*AAA* | EVM5X60M24A*+WALLCON | *80CTL1102120B* | Split System | 45500 | 21 | 8.1 | 1.95 | R-454B | 650
215938306 | HEIL | H5H3V48*K*AAA* | EVD5X60M24A*+WALLCON | *80CTL1102120B* | Split System | 45500 | 21 | 8.1 | 1.95 | R-454B | 650
215937466 | HEIL | H5H3V48*K*AAA* | EVM5X60M24A*+WALLCON | *80CTL0902120B* | Split System | 45500 | 21 | 8.1 | 1.95 | R-454B | 650
215938036 | HEIL | H5H3V48*K*AAA* | EVD5X49M24A*+WALLCON | *80CTL1352422B* | Split System | 45500 | 21 | 8.1 | 1.95 | R-454B | 650
215938016 | HEIL | H5H3V48*K*AAA* | EVD5X49M24A*+WALLCON | *80CTL0902120B* | Split System | 45500 | 21 | 8.1 | 1.95 | R-454B | 650
215938301 | KEEPRITE | C5H3V48*K*AAA* | EVD5X60M24A*+WALLCON | *80CTL0902120B* | Split System | 45500 | 21 | 8.1 | 1.95 | R-454B | 650
215937481 | KEEPRITE | C5H3V48*K*AAA* | EVM5X60M24A*+WALLCON | *80CTL1102120B* | Split System | 45500 | 21 | 8.1 | 1.95 | R-454B | 650
215937491 | KEEPRITE | C5H3V48*K*AAA* | EVM5X60M24A*+WALLCON | *80CTL1352422B* | Split System | 45500 | 21 | 8.1 | 1.95 | R-454B | 650
215938303 | TEMPSTAR | T5H3V48*K*AAA* | EVD5X60M24A*+WALLCON | *80CTL0902120B* | Split System | 45500 | 21 | 8.1 | 1.95 | R-454B | 650
215938043 | TEMPSTAR | T5H3V48*K*AAA* | EVD5X49M24A*+WALLCON | *80CTL1352422B* | Split System | 45500 | 21 | 8.1 | 1.95 | R-454B | 650
216764125 | TRANE | 5TWX7024A1 | 5PX*B004AS3 | *DHMB060CCV3 | Split System | 21600 | 16 | 8.5 | 1.9 | R-454B | 650
216764186 | TRANE | 5TWX7024A1 | 5TXCB004AS3 | *DHMB060CCV3 | Split System | 21600 | 16 | 8.5 | 1.9 | R-454B | 650
216764108 | TRANE | 5TWX7024A1 | 5PX*B004AS3 | S9V2B080D4VSB | Split System | 21600 | 16 | 8.5 | 1.9 | R-454B | 650
216764193 | TRANE | 5TWX7024A1 | 5TXCB004AS3 | S9V2B080D4VSB | Split System | 21600 | 16 | 8.5 | 1.9 | R-454B | 650
216764187 | TRANE | 5TWX7024A1 | 5TXCB004AS3 | *DHMB080CCV3 | Split System | 21600 | 16 | 8.5 | 1.9 | R-454B | 650
216764126 | TRANE | 5TWX7024A1 | 5PX*B004AS3 | *DHMB080CCV3 | Split System | 21600 | 16 | 8.5 | 1.9 | R-454B | 650
216764195 | TRANE | 5TWX7024A1 | 5TXCB004AS3 | S9V2B060D3VSB | Split System | 21600 | 16.5 | 8.5 | 1.9 | R-454B | 650
216764251 | TRANE | 5TWX7036A1 | 5PX*B006AS3 | L9X1A050U3VSA | Split System | 32200 | 16.5 | 8.5 | 2 | R-454B | 650
216764360 | TRANE | 5TWX7036A1 | 5TXCB006AS3 | L9X1A050U3VSA | Split System | 32200 | 16.5 | 8.5 | 2 | R-454B | 650
215931757 | AIRQUEST | H5H3V60*K*AAA* | EA*5X61M24A*+WALLCON | *97CMN1002122B* | Split System | 57000 | 18.5 | 8.5 | 2.02 | R-454B | 650
215931787 | AIRQUEST | H5H3V60*K*AAA* | EA*5X61M24A*+WALLCON | *96CTN1202422B* | Split System | 57000 | 18.5 | 8.5 | 2.02 | R-454B | 650
215931777 | AIRQUEST | H5H3V60*K*AAA* | EA*5X61M24A*+WALLCON | *96CTN1002122B* | Split System | 57000 | 18.5 | 8.5 | 2.02 | R-454B | 650
215931557 | AIRQUEST | H5H3V60*K*AAA* | EA*5X60M24A*+WALLCON | *80CTL1102120B* | Split System | 56000 | 18.5 | 8.5 | 2.06 | R-454B | 650
215931547 | AIRQUEST | H5H3V60*K*AAA* | EA*5X60M24A*+WALLCON | *80CTL0902120B* | Split System | 56000 | 18.5 | 8.5 | 2.06 | R-454B | 650
215931567 | AIRQUEST | H5H3V60*K*AAA* | EA*5X60M24A*+WALLCON | *80CTL1352422B* | Split System | 56000 | 18.5 | 8.5 | 2.08 | R-454B | 650
215931587 | AIRQUEST | H5H3V60*K*AAA* | EA*5X60M24A*+WALLCON | *95CSU1002122B* | Split System | 56000 | 18.5 | 8.5 | 2.08 | R-454B | 650
215931758 | ARCOAIRE | H5H3V60*K*AAA* | EA*5X61M24A*+WALLCON | *97CMN1002122B* | Split System | 57000 | 18.5 | 8.5 | 2.02 | R-454B | 650
215931778 | ARCOAIRE | H5H3V60*K*AAA* | EA*5X61M24A*+WALLCON | *96CTN1002122B* | Split System | 57000 | 18.5 | 8.5 | 2.02 | R-454B | 650
215931788 | ARCOAIRE | H5H3V60*K*AAA* | EA*5X61M24A*+WALLCON | *96CTN1202422B* | Split System | 57000 | 18.5 | 8.5 | 2.02 | R-454B | 650
215931558 | ARCOAIRE | H5H3V60*K*AAA* | EA*5X60M24A*+WALLCON | *80CTL1102120B* | Split System | 56000 | 18.5 | 8.5 | 2.06 | R-454B | 650
215931548 | ARCOAIRE | H5H3V60*K*AAA* | EA*5X60M24A*+WALLCON | *80CTL0902120B* | Split System | 56000 | 18.5 | 8.5 | 2.06 | R-454B | 650
215931588 | ARCOAIRE | H5H3V60*K*AAA* | EA*5X60M24A*+WALLCON | *95CSU1002122B* | Split System | 56000 | 18.5 | 8.5 | 2.08 | R-454B | 650
215931568 | ARCOAIRE | H5H3V60*K*AAA* | EA*5X60M24A*+WALLCON | *80CTL1352422B* | Split System | 56000 | 18.5 | 8.5 | 2.08 | R-454B | 650
215931789 | COMFORTMAKER | C5H3V60*K*AAA* | EA*5X61M24A*+WALLCON | *96CTN1202422B* | Split System | 57000 | 18.5 | 8.5 | 2.02 | R-454B | 650
215931759 | COMFORTMAKER | C5H3V60*K*AAA* | EA*5X61M24A*+WALLCON | *97CMN1002122B* | Split System | 57000 | 18.5 | 8.5 | 2.02 | R-454B | 650
215931559 | COMFORTMAKER | C5H3V60*K*AAA* | EA*5X60M24A*+WALLCON | *80CTL1102120B* | Split System | 56000 | 18.5 | 8.5 | 2.06 | R-454B | 650
215931549 | COMFORTMAKER | C5H3V60*K*AAA* | EA*5X60M24A*+WALLCON | *80CTL0902120B* | Split System | 56000 | 18.5 | 8.5 | 2.06 | R-454B | 650
215931569 | COMFORTMAKER | C5H3V60*K*AAA* | EA*5X60M24A*+WALLCON | *80CTL1352422B* | Split System | 56000 | 18.5 | 8.5 | 2.08 | R-454B | 650
215931589 | COMFORTMAKER | C5H3V60*K*AAA* | EA*5X60M24A*+WALLCON | *95CSU1002122B* | Split System | 56000 | 18.5 | 8.5 | 2.08 | R-454B | 650
215931790 | DAY & NIGHT | C5H3V60*K*AAA* | EA*5X61M24A*+WALLCON | *96CTN1202422B* | Split System | 57000 | 18.5 | 8.5 | 2.02 | R-454B | 650
215931780 | DAY & NIGHT | C5H3V60*K*AAA* | EA*5X61M24A*+WALLCON | *96CTN1002122B* | Split System | 57000 | 18.5 | 8.5 | 2.02 | R-454B | 650
215931760 | DAY & NIGHT | C5H3V60*K*AAA* | EA*5X61M24A*+WALLCON | *97CMN1002122B* | Split System | 57000 | 18.5 | 8.5 | 2.02 | R-454B | 650
215931550 | DAY & NIGHT | C5H3V60*K*AAA* | EA*5X60M24A*+WALLCON | *80CTL0902120B* | Split System | 56000 | 18.5 | 8.5 | 2.06 | R-454B | 650
215931560 | DAY & NIGHT | C5H3V60*K*AAA* | EA*5X60M24A*+WALLCON | *80CTL1102120B* | Split System | 56000 | 18.5 | 8.5 | 2.06 | R-454B | 650
215931570 | DAY & NIGHT | C5H3V60*K*AAA* | EA*5X60M24A*+WALLCON | *80CTL1352422B* | Split System | 56000 | 18.5 | 8.5 | 2.08 | R-454B | 650
215931590 | DAY & NIGHT | C5H3V60*K*AAA* | EA*5X60M24A*+WALLCON | *95CSU1002122B* | Split System | 56000 | 18.5 | 8.5 | 2.08 | R-454B | 650
215931776 | HEIL | H5H3V60*K*AAA* | EA*5X61M24A*+WALLCON | *96CTN1002122B* | Split System | 57000 | 18.5 | 8.5 | 2.02 | R-454B | 650
215931786 | HEIL | H5H3V60*K*AAA* | EA*5X61M24A*+WALLCON | *96CTN1202422B* | Split System | 57000 | 18.5 | 8.5 | 2.02 | R-454B | 650
215931756 | HEIL | H5H3V60*K*AAA* | EA*5X61M24A*+WALLCON | *97CMN1002122B* | Split System | 57000 | 18.5 | 8.5 | 2.02 | R-454B | 650
215931546 | HEIL | H5H3V60*K*AAA* | EA*5X60M24A*+WALLCON | *80CTL0902120B* | Split System | 56000 | 18.5 | 8.5 | 2.06 | R-454B | 650
215931556 | HEIL | H5H3V60*K*AAA* | EA*5X60M24A*+WALLCON | *80CTL1102120B* | Split System | 56000 | 18.5 | 8.5 | 2.06 | R-454B | 650
215931566 | HEIL | H5H3V60*K*AAA* | EA*5X60M24A*+WALLCON | *80CTL1352422B* | Split System | 56000 | 18.5 | 8.5 | 2.08 | R-454B | 650
215931586 | HEIL | H5H3V60*K*AAA* | EA*5X60M24A*+WALLCON | *95CSU1002122B* | Split System | 56000 | 18.5 | 8.5 | 2.08 | R-454B | 650
215931781 | KEEPRITE | C5H3V60*K*AAA* | EA*5X61M24A*+WALLCON | *96CTN1002122B* | Split System | 57000 | 18.5 | 8.5 | 2.02 | R-454B | 650
215931761 | KEEPRITE | C5H3V60*K*AAA* | EA*5X61M24A*+WALLCON | *97CMN1002122B* | Split System | 57000 | 18.5 | 8.5 | 2.02 | R-454B | 650
215931791 | KEEPRITE | C5H3V60*K*AAA* | EA*5X61M24A*+WALLCON | *96CTN1202422B* | Split System | 57000 | 18.5 | 8.5 | 2.02 | R-454B | 650
215931551 | KEEPRITE | C5H3V60*K*AAA* | EA*5X60M24A*+WALLCON | *80CTL0902120B* | Split System | 56000 | 18.5 | 8.5 | 2.06 | R-454B | 650
215931591 | KEEPRITE | C5H3V60*K*AAA* | EA*5X60M24A*+WALLCON | *95CSU1002122B* | Split System | 56000 | 18.5 | 8.5 | 2.08 | R-454B | 650
215931571 | KEEPRITE | C5H3V60*K*AAA* | EA*5X60M24A*+WALLCON | *80CTL1352422B* | Split System | 56000 | 18.5 | 8.5 | 2.08 | R-454B | 650
215931763 | TEMPSTAR | T5H3V60*K*AAA* | EA*5X61M24A*+WALLCON | *97CMN1002122B* | Split System | 57000 | 18.5 | 8.5 | 2.02 | R-454B | 650
215931783 | TEMPSTAR | T5H3V60*K*AAA* | EA*5X61M24A*+WALLCON | *96CTN1002122B* | Split System | 57000 | 18.5 | 8.5 | 2.02 | R-454B | 650
215931793 | TEMPSTAR | T5H3V60*K*AAA* | EA*5X61M24A*+WALLCON | *96CTN1202422B* | Split System | 57000 | 18.5 | 8.5 | 2.02 | R-454B | 650
215931563 | TEMPSTAR | T5H3V60*K*AAA* | EA*5X60M24A*+WALLCON | *80CTL1102120B* | Split System | 56000 | 18.5 | 8.5 | 2.06 | R-454B | 650
215931553 | TEMPSTAR | T5H3V60*K*AAA* | EA*5X60M24A*+WALLCON | *80CTL0902120B* | Split System | 56000 | 18.5 | 8.5 | 2.06 | R-454B | 650
215931593 | TEMPSTAR | T5H3V60*K*AAA* | EA*5X60M24A*+WALLCON | *95CSU1002122B* | Split System | 56000 | 18.5 | 8.5 | 2.08 | R-454B | 650
215931573 | TEMPSTAR | T5H3V60*K*AAA* | EA*5X60M24A*+WALLCON | *80CTL1352422B* | Split System | 56000 | 18.5 | 8.5 | 2.08 | R-454B | 650
215931707 | AIRQUEST | H5H3V60*K*AAA* | EA*5X61M24A*+WALLCON | *80CTL1102120B* | Split System | 57000 | 19 | 8.5 | 2.02 | R-454B | 650
215931697 | AIRQUEST | H5H3V60*K*AAA* | EA*5X61M24A*+WALLCON | *80CTL0902120B* | Split System | 57000 | 19 | 8.5 | 2.04 | R-454B | 650
215931708 | ARCOAIRE | H5H3V60*K*AAA* | EA*5X61M24A*+WALLCON | *80CTL1102120B* | Split System | 57000 | 19 | 8.5 | 2.02 | R-454B | 650
215931709 | COMFORTMAKER | C5H3V60*K*AAA* | EA*5X61M24A*+WALLCON | *80CTL1102120B* | Split System | 57000 | 19 | 8.5 | 2.02 | R-454B | 650
215931699 | COMFORTMAKER | C5H3V60*K*AAA* | EA*5X61M24A*+WALLCON | *80CTL0902120B* | Split System | 57000 | 19 | 8.5 | 2.04 | R-454B | 650
215931710 | DAY & NIGHT | C5H3V60*K*AAA* | EA*5X61M24A*+WALLCON | *80CTL1102120B* | Split System | 57000 | 19 | 8.5 | 2.02 | R-454B | 650
215931700 | DAY & NIGHT | C5H3V60*K*AAA* | EA*5X61M24A*+WALLCON | *80CTL0902120B* | Split System | 57000 | 19 | 8.5 | 2.04 | R-454B | 650
215931706 | HEIL | H5H3V60*K*AAA* | EA*5X61M24A*+WALLCON | *80CTL1102120B* | Split System | 57000 | 19 | 8.5 | 2.02 | R-454B | 650
215931696 | HEIL | H5H3V60*K*AAA* | EA*5X61M24A*+WALLCON | *80CTL0902120B* | Split System | 57000 | 19 | 8.5 | 2.04 | R-454B | 650
215931711 | KEEPRITE | C5H3V60*K*AAA* | EA*5X61M24A*+WALLCON | *80CTL1102120B* | Split System | 57000 | 19 | 8.5 | 2.02 | R-454B | 650
215931701 | KEEPRITE | C5H3V60*K*AAA* | EA*5X61M24A*+WALLCON | *80CTL0902120B* | Split System | 57000 | 19 | 8.5 | 2.04 | R-454B | 650
215931713 | TEMPSTAR | T5H3V60*K*AAA* | EA*5X61M24A*+WALLCON | *80CTL1102120B* | Split System | 57000 | 19 | 8.5 | 2.02 | R-454B | 650
215931703 | TEMPSTAR | T5H3V60*K*AAA* | EA*5X61M24A*+WALLCON | *80CTL0902120B* | Split System | 57000 | 19 | 8.5 | 2.04 | R-454B | 650
215936287 | AIRQUEST | H5H3V36*K*AAA* | EVD5X48M21A*+WALLCON | *96CTN0601714B* | Split System | 34600 | 20.5 | 8.5 | 2 | R-454B | 650
215935627 | AIRQUEST | H5H3V36*K*AAA* | EVD5X36M21A*+WALLCON | *80CTL0701716B* | Split System | 34200 | 20.5 | 8.5 | 2.02 | R-454B | 650
215935727 | AIRQUEST | H5H3V36*K*AAA* | EVD5X36M21A*+WALLCON | *97CMN0801714B* | Split System | 34200 | 20.5 | 8.5 | 2.02 | R-454B | 650
215935987 | AIRQUEST | H5H3V36*K*AAA* | EVD5X42M21A*+WALLCON | *80CTL0701716B* | Split System | 34200 | 20.5 | 8.5 | 2.02 | R-454B | 650
215936087 | AIRQUEST | H5H3V36*K*AAA* | EVD5X42M21A*+WALLCON | *97CMN0801714B* | Split System | 34200 | 20.5 | 8.5 | 2.02 | R-454B | 650
215935767 | AIRQUEST | H5H3V36*K*AAA* | EVD5X36M21A*+WALLCON | *96CTN0801714B* | Split System | 34200 | 20.5 | 8.5 | 2.02 | R-454B | 650
215935677 | AIRQUEST | H5H3V36*K*AAA* | EVD5X36M21A*+WALLCON | *95CSU0601716B* | Split System | 34200 | 20.5 | 8.5 | 2.04 | R-454B | 650
215935717 | AIRQUEST | H5H3V36*K*AAA* | EVD5X36M21A*+WALLCON | *97CMN0602120B* | Split System | 34200 | 20.5 | 8.5 | 2.04 | R-454B | 650
215936037 | AIRQUEST | H5H3V36*K*AAA* | EVD5X42M21A*+WALLCON | *95CSU0601716B* | Split System | 34200 | 20.5 | 8.5 | 2.04 | R-454B | 650
215934967 | AIRQUEST | H5H3V36*K*AAA* | EVM5X48M21A*+WALLCON | *96CTN0601714B* | Split System | 34600 | 20.5 | 8.5 | 2.05 | R-454B | 650
215934767 | AIRQUEST | H5H3V36*K*AAA* | EVM5X43M21A*+WALLCON | *96CTN0601714B* | Split System | 34600 | 20.5 | 8.5 | 2.06 | R-454B | 650
215935797 | AIRQUEST | H5H3V36*K*AAA* | EVD5X37M21A*+WALLCON | *96CTN0601714B* | Split System | 34600 | 20.5 | 8.5 | 2.06 | R-454B | 650
215936288 | ARCOAIRE | H5H3V36*K*AAA* | EVD5X48M21A*+WALLCON | *96CTN0601714B* | Split System | 34600 | 20.5 | 8.5 | 2 | R-454B | 650
215935988 | ARCOAIRE | H5H3V36*K*AAA* | EVD5X42M21A*+WALLCON | *80CTL0701716B* | Split System | 34200 | 20.5 | 8.5 | 2.02 | R-454B | 650
215936088 | ARCOAIRE | H5H3V36*K*AAA* | EVD5X42M21A*+WALLCON | *97CMN0801714B* | Split System | 34200 | 20.5 | 8.5 | 2.02 | R-454B | 650
215935728 | ARCOAIRE | H5H3V36*K*AAA* | EVD5X36M21A*+WALLCON | *97CMN0801714B* | Split System | 34200 | 20.5 | 8.5 | 2.02 | R-454B | 650
215936128 | ARCOAIRE | H5H3V36*K*AAA* | EVD5X42M21A*+WALLCON | *96CTN0801714B* | Split System | 34200 | 20.5 | 8.5 | 2.02 | R-454B | 650
215935628 | ARCOAIRE | H5H3V36*K*AAA* | EVD5X36M21A*+WALLCON | *80CTL0701716B* | Split System | 34200 | 20.5 | 8.5 | 2.02 | R-454B | 650
215935768 | ARCOAIRE | H5H3V36*K*AAA* | EVD5X36M21A*+WALLCON | *96CTN0801714B* | Split System | 34200 | 20.5 | 8.5 | 2.02 | R-454B | 650
215936038 | ARCOAIRE | H5H3V36*K*AAA* | EVD5X42M21A*+WALLCON | *95CSU0601716B* | Split System | 34200 | 20.5 | 8.5 | 2.04 | R-454B | 650
215935678 | ARCOAIRE | H5H3V36*K*AAA* | EVD5X36M21A*+WALLCON | *95CSU0601716B* | Split System | 34200 | 20.5 | 8.5 | 2.04 | R-454B | 650
215934968 | ARCOAIRE | H5H3V36*K*AAA* | EVM5X48M21A*+WALLCON | *96CTN0601714B* | Split System | 34600 | 20.5 | 8.5 | 2.05 | R-454B | 650
215934768 | ARCOAIRE | H5H3V36*K*AAA* | EVM5X43M21A*+WALLCON | *96CTN0601714B* | Split System | 34600 | 20.5 | 8.5 | 2.06 | R-454B | 650
215935798 | ARCOAIRE | H5H3V36*K*AAA* | EVD5X37M21A*+WALLCON | *96CTN0601714B* | Split System | 34600 | 20.5 | 8.5 | 2.06 | R-454B | 650
215936289 | COMFORTMAKER | C5H3V36*K*AAA* | EVD5X48M21A*+WALLCON | *96CTN0601714B* | Split System | 34600 | 20.5 | 8.5 | 2 | R-454B | 650
215935629 | COMFORTMAKER | C5H3V36*K*AAA* | EVD5X36M21A*+WALLCON | *80CTL0701716B* | Split System | 34200 | 20.5 | 8.5 | 2.02 | R-454B | 650
215936089 | COMFORTMAKER | C5H3V36*K*AAA* | EVD5X42M21A*+WALLCON | *97CMN0801714B* | Split System | 34200 | 20.5 | 8.5 | 2.02 | R-454B | 650
215935729 | COMFORTMAKER | C5H3V36*K*AAA* | EVD5X36M21A*+WALLCON | *97CMN0801714B* | Split System | 34200 | 20.5 | 8.5 | 2.02 | R-454B | 650
215936129 | COMFORTMAKER | C5H3V36*K*AAA* | EVD5X42M21A*+WALLCON | *96CTN0801714B* | Split System | 34200 | 20.5 | 8.5 | 2.02 | R-454B | 650
215935989 | COMFORTMAKER | C5H3V36*K*AAA* | EVD5X42M21A*+WALLCON | *80CTL0701716B* | Split System | 34200 | 20.5 | 8.5 | 2.02 | R-454B | 650
215935769 | COMFORTMAKER | C5H3V36*K*AAA* | EVD5X36M21A*+WALLCON | *96CTN0801714B* | Split System | 34200 | 20.5 | 8.5 | 2.02 | R-454B | 650
215936079 | COMFORTMAKER | C5H3V36*K*AAA* | EVD5X42M21A*+WALLCON | *97CMN0602120B* | Split System | 34200 | 20.5 | 8.5 | 2.04 | R-454B | 650
215935719 | COMFORTMAKER | C5H3V36*K*AAA* | EVD5X36M21A*+WALLCON | *97CMN0602120B* | Split System | 34200 | 20.5 | 8.5 | 2.04 | R-454B | 650
215935679 | COMFORTMAKER | C5H3V36*K*AAA* | EVD5X36M21A*+WALLCON | *95CSU0601716B* | Split System | 34200 | 20.5 | 8.5 | 2.04 | R-454B | 650
215936039 | COMFORTMAKER | C5H3V36*K*AAA* | EVD5X42M21A*+WALLCON | *95CSU0601716B* | Split System | 34200 | 20.5 | 8.5 | 2.04 | R-454B | 650
215934969 | COMFORTMAKER | C5H3V36*K*AAA* | EVM5X48M21A*+WALLCON | *96CTN0601714B* | Split System | 34600 | 20.5 | 8.5 | 2.05 | R-454B | 650
215935799 | COMFORTMAKER | C5H3V36*K*AAA* | EVD5X37M21A*+WALLCON | *96CTN0601714B* | Split System | 34600 | 20.5 | 8.5 | 2.06 | R-454B | 650
215934769 | COMFORTMAKER | C5H3V36*K*AAA* | EVM5X43M21A*+WALLCON | *96CTN0601714B* | Split System | 34600 | 20.5 | 8.5 | 2.06 | R-454B | 650
215935630 | DAY & NIGHT | C5H3V36*K*AAA* | EVD5X36M21A*+WALLCON | *80CTL0701716B* | Split System | 34200 | 20.5 | 8.5 | 2.02 | R-454B | 650
215935730 | DAY & NIGHT | C5H3V36*K*AAA* | EVD5X36M21A*+WALLCON | *97CMN0801714B* | Split System | 34200 | 20.5 | 8.5 | 2.02 | R-454B | 650
215936130 | DAY & NIGHT | C5H3V36*K*AAA* | EVD5X42M21A*+WALLCON | *96CTN0801714B* | Split System | 34200 | 20.5 | 8.5 | 2.02 | R-454B | 650
215935770 | DAY & NIGHT | C5H3V36*K*AAA* | EVD5X36M21A*+WALLCON | *96CTN0801714B* | Split System | 34200 | 20.5 | 8.5 | 2.02 | R-454B | 650
215936040 | DAY & NIGHT | C5H3V36*K*AAA* | EVD5X42M21A*+WALLCON | *95CSU0601716B* | Split System | 34200 | 20.5 | 8.5 | 2.04 | R-454B | 650
215936080 | DAY & NIGHT | C5H3V36*K*AAA* | EVD5X42M21A*+WALLCON | *97CMN0602120B* | Split System | 34200 | 20.5 | 8.5 | 2.04 | R-454B | 650
215935720 | DAY & NIGHT | C5H3V36*K*AAA* | EVD5X36M21A*+WALLCON | *97CMN0602120B* | Split System | 34200 | 20.5 | 8.5 | 2.04 | R-454B | 650
215935680 | DAY & NIGHT | C5H3V36*K*AAA* | EVD5X36M21A*+WALLCON | *95CSU0601716B* | Split System | 34200 | 20.5 | 8.5 | 2.04 | R-454B | 650
215940550 | DAY & NIGHT | C5H3V36*K*AAA* | EVD5X36M21A*+WALLCON | *97CTN0801716A* | Split System | 34200 | 20.5 | 8.5 | 2.04 | R-454B | 650
215934970 | DAY & NIGHT | C5H3V36*K*AAA* | EVM5X48M21A*+WALLCON | *96CTN0601714B* | Split System | 34600 | 20.5 | 8.5 | 2.05 | R-454B | 650
215934770 | DAY & NIGHT | C5H3V36*K*AAA* | EVM5X43M21A*+WALLCON | *96CTN0601714B* | Split System | 34600 | 20.5 | 8.5 | 2.06 | R-454B | 650
215935800 | DAY & NIGHT | C5H3V36*K*AAA* | EVD5X37M21A*+WALLCON | *96CTN0601714B* | Split System | 34600 | 20.5 | 8.5 | 2.06 | R-454B | 650
215935986 | HEIL | H5H3V36*K*AAA* | EVD5X42M21A*+WALLCON | *80CTL0701716B* | Split System | 34200 | 20.5 | 8.5 | 2.02 | R-454B | 650
215936086 | HEIL | H5H3V36*K*AAA* | EVD5X42M21A*+WALLCON | *97CMN0801714B* | Split System | 34200 | 20.5 | 8.5 | 2.02 | R-454B | 650
215935626 | HEIL | H5H3V36*K*AAA* | EVD5X36M21A*+WALLCON | *80CTL0701716B* | Split System | 34200 | 20.5 | 8.5 | 2.02 | R-454B | 650
215936126 | HEIL | H5H3V36*K*AAA* | EVD5X42M21A*+WALLCON | *96CTN0801714B* | Split System | 34200 | 20.5 | 8.5 | 2.02 | R-454B | 650
215935766 | HEIL | H5H3V36*K*AAA* | EVD5X36M21A*+WALLCON | *96CTN0801714B* | Split System | 34200 | 20.5 | 8.5 | 2.02 | R-454B | 650
215935716 | HEIL | H5H3V36*K*AAA* | EVD5X36M21A*+WALLCON | *97CMN0602120B* | Split System | 34200 | 20.5 | 8.5 | 2.04 | R-454B | 650
215936036 | HEIL | H5H3V36*K*AAA* | EVD5X42M21A*+WALLCON | *95CSU0601716B* | Split System | 34200 | 20.5 | 8.5 | 2.04 | R-454B | 650
215936076 | HEIL | H5H3V36*K*AAA* | EVD5X42M21A*+WALLCON | *97CMN0602120B* | Split System | 34200 | 20.5 | 8.5 | 2.04 | R-454B | 650
215934966 | HEIL | H5H3V36*K*AAA* | EVM5X48M21A*+WALLCON | *96CTN0601714B* | Split System | 34600 | 20.5 | 8.5 | 2.05 | R-454B | 650
215934766 | HEIL | H5H3V36*K*AAA* | EVM5X43M21A*+WALLCON | *96CTN0601714B* | Split System | 34600 | 20.5 | 8.5 | 2.06 | R-454B | 650
215935731 | KEEPRITE | C5H3V36*K*AAA* | EVD5X36M21A*+WALLCON | *97CMN0801714B* | Split System | 34200 | 20.5 | 8.5 | 2.02 | R-454B | 650
215936091 | KEEPRITE | C5H3V36*K*AAA* | EVD5X42M21A*+WALLCON | *97CMN0801714B* | Split System | 34200 | 20.5 | 8.5 | 2.02 | R-454B | 650
215935631 | KEEPRITE | C5H3V36*K*AAA* | EVD5X36M21A*+WALLCON | *80CTL0701716B* | Split System | 34200 | 20.5 | 8.5 | 2.02 | R-454B | 650
215935991 | KEEPRITE | C5H3V36*K*AAA* | EVD5X42M21A*+WALLCON | *80CTL0701716B* | Split System | 34200 | 20.5 | 8.5 | 2.02 | R-454B | 650
215936131 | KEEPRITE | C5H3V36*K*AAA* | EVD5X42M21A*+WALLCON | *96CTN0801714B* | Split System | 34200 | 20.5 | 8.5 | 2.02 | R-454B | 650
215936041 | KEEPRITE | C5H3V36*K*AAA* | EVD5X42M21A*+WALLCON | *95CSU0601716B* | Split System | 34200 | 20.5 | 8.5 | 2.04 | R-454B | 650
215936081 | KEEPRITE | C5H3V36*K*AAA* | EVD5X42M21A*+WALLCON | *97CMN0602120B* | Split System | 34200 | 20.5 | 8.5 | 2.04 | R-454B | 650
215935721 | KEEPRITE | C5H3V36*K*AAA* | EVD5X36M21A*+WALLCON | *97CMN0602120B* | Split System | 34200 | 20.5 | 8.5 | 2.04 | R-454B | 650
215935681 | KEEPRITE | C5H3V36*K*AAA* | EVD5X36M21A*+WALLCON | *95CSU0601716B* | Split System | 34200 | 20.5 | 8.5 | 2.04 | R-454B | 650
215934971 | KEEPRITE | C5H3V36*K*AAA* | EVM5X48M21A*+WALLCON | *96CTN0601714B* | Split System | 34600 | 20.5 | 8.5 | 2.05 | R-454B | 650
215934771 | KEEPRITE | C5H3V36*K*AAA* | EVM5X43M21A*+WALLCON | *96CTN0601714B* | Split System | 34600 | 20.5 | 8.5 | 2.06 | R-454B | 650
215935801 | KEEPRITE | C5H3V36*K*AAA* | EVD5X37M21A*+WALLCON | *96CTN0601714B* | Split System | 34600 | 20.5 | 8.5 | 2.06 | R-454B | 650
215936293 | TEMPSTAR | T5H3V36*K*AAA* | EVD5X48M21A*+WALLCON | *96CTN0601714B* | Split System | 34600 | 20.5 | 8.5 | 2 | R-454B | 650
215935633 | TEMPSTAR | T5H3V36*K*AAA* | EVD5X36M21A*+WALLCON | *80CTL0701716B* | Split System | 34200 | 20.5 | 8.5 | 2.02 | R-454B | 650
215936133 | TEMPSTAR | T5H3V36*K*AAA* | EVD5X42M21A*+WALLCON | *96CTN0801714B* | Split System | 34200 | 20.5 | 8.5 | 2.02 | R-454B | 650
215935773 | TEMPSTAR | T5H3V36*K*AAA* | EVD5X36M21A*+WALLCON | *96CTN0801714B* | Split System | 34200 | 20.5 | 8.5 | 2.02 | R-454B | 650
215935993 | TEMPSTAR | T5H3V36*K*AAA* | EVD5X42M21A*+WALLCON | *80CTL0701716B* | Split System | 34200 | 20.5 | 8.5 | 2.02 | R-454B | 650
215936093 | TEMPSTAR | T5H3V36*K*AAA* | EVD5X42M21A*+WALLCON | *97CMN0801714B* | Split System | 34200 | 20.5 | 8.5 | 2.02 | R-454B | 650
215935733 | TEMPSTAR | T5H3V36*K*AAA* | EVD5X36M21A*+WALLCON | *97CMN0801714B* | Split System | 34200 | 20.5 | 8.5 | 2.02 | R-454B | 650
215935683 | TEMPSTAR | T5H3V36*K*AAA* | EVD5X36M21A*+WALLCON | *95CSU0601716B* | Split System | 34200 | 20.5 | 8.5 | 2.04 | R-454B | 650
215935723 | TEMPSTAR | T5H3V36*K*AAA* | EVD5X36M21A*+WALLCON | *97CMN0602120B* | Split System | 34200 | 20.5 | 8.5 | 2.04 | R-454B | 650
215936043 | TEMPSTAR | T5H3V36*K*AAA* | EVD5X42M21A*+WALLCON | *95CSU0601716B* | Split System | 34200 | 20.5 | 8.5 | 2.04 | R-454B | 650
215934773 | TEMPSTAR | T5H3V36*K*AAA* | EVM5X43M21A*+WALLCON | *96CTN0601714B* | Split System | 34600 | 20.5 | 8.5 | 2.06 | R-454B | 650
215935827 | AIRQUEST | H5H3V36*K*AAA* | EVD5X38M17A*+WALLCON | *80CTL0451712B* | Split System | 35000 | 21 | 8.5 | 2 | R-454B | 650
215935877 | AIRQUEST | H5H3V36*K*AAA* | EVD5X38M17A*+WALLCON | *97CMN0601714B* | Split System | 35200 | 21 | 8.5 | 2.06 | R-454B | 650
215935828 | ARCOAIRE | H5H3V36*K*AAA* | EVD5X38M17A*+WALLCON | *80CTL0451712B* | Split System | 35000 | 21 | 8.5 | 2 | R-454B | 650
215935829 | COMFORTMAKER | C5H3V36*K*AAA* | EVD5X38M17A*+WALLCON | *80CTL0451712B* | Split System | 35000 | 21 | 8.5 | 2 | R-454B | 650
215935879 | COMFORTMAKER | C5H3V36*K*AAA* | EVD5X38M17A*+WALLCON | *97CMN0601714B* | Split System | 35200 | 21 | 8.5 | 2.06 | R-454B | 650
215935830 | DAY & NIGHT | C5H3V36*K*AAA* | EVD5X38M17A*+WALLCON | *80CTL0451712B* | Split System | 35000 | 21 | 8.5 | 2 | R-454B | 650
215935880 | DAY & NIGHT | C5H3V36*K*AAA* | EVD5X38M17A*+WALLCON | *97CMN0601714B* | Split System | 35200 | 21 | 8.5 | 2.06 | R-454B | 650
215935826 | HEIL | H5H3V36*K*AAA* | EVD5X38M17A*+WALLCON | *80CTL0451712B* | Split System | 35000 | 21 | 8.5 | 2 | R-454B | 650
215935831 | KEEPRITE | C5H3V36*K*AAA* | EVD5X38M17A*+WALLCON | *80CTL0451712B* | Split System | 35000 | 21 | 8.5 | 2 | R-454B | 650
215935881 | KEEPRITE | C5H3V36*K*AAA* | EVD5X38M17A*+WALLCON | *97CMN0601714B* | Split System | 35200 | 21 | 8.5 | 2.06 | R-454B | 650
215935833 | TEMPSTAR | T5H3V36*K*AAA* | EVD5X38M17A*+WALLCON | *80CTL0451712B* | Split System | 35000 | 21 | 8.5 | 2 | R-454B | 650
216763487 | AMERICAN STANDARD | 5A6H7024A1 | 5TXCB004AS3 | *DHMB060CCV3 | Split System | 21800 | 16 | 8.7 | 1.9 | R-454B | 650
216763849 | AMERICAN STANDARD | 5A6H7036A1 | 5TXCB006AS3 | *DHMB080CCV3 | Split System | 31400 | 16 | 8.7 | 2.1 | R-454B | 650
216763843 | AMERICAN STANDARD | 5A6H7036A1 | 5TXCB006AS3 | S9V2B060D3VSB | Split System | 31400 | 16 | 8.7 | 2.1 | R-454B | 650
216763868 | AMERICAN STANDARD | 5A6H7036A1 | 5TXCB006AS3 | L9X1A050U3VSA | Split System | 32200 | 16 | 8.7 | 2.1 | R-454B | 650
216763603 | AMERICAN STANDARD | 5A6H7036A1 | 5PX*B006AS3 | L9X1A050U3VSA | Split System | 32200 | 16 | 8.7 | 2.1 | R-454B | 650
216763486 | TRANE | 5TWR7024A1 | 5TXCB004AS3 | *DHMB060CCV3 | Split System | 21800 | 16 | 8.7 | 1.9 | R-454B | 650
216764361 | TRANE | 5TWX7036A1 | 5TXCB006AS3 | S9V2B080D4VSB | Split System | 31400 | 16 | 8.7 | 2.1 | R-454B | 650
216763848 | TRANE | 5TWR7036A1 | 5TXCB006AS3 | *DHMB080CCV3 | Split System | 31400 | 16 | 8.7 | 2.1 | R-454B | 650
216763842 | TRANE | 5TWR7036A1 | 5TXCB006AS3 | S9V2B060D3VSB | Split System | 31400 | 16 | 8.7 | 2.1 | R-454B | 650
216763867 | TRANE | 5TWR7036A1 | 5TXCB006AS3 | L9X1A050U3VSA | Split System | 32200 | 16 | 8.7 | 2.1 | R-454B | 650
216763602 | TRANE | 5TWR7036A1 | 5PX*B006AS3 | L9X1A050U3VSA | Split System | 32200 | 16 | 8.7 | 2.1 | R-454B | 650
216763369 | AMERICAN STANDARD | 5A6H7024A1 | 5PX*B004AS3 | *DHMB080CCV3 | Split System | 21800 | 16.5 | 8.7 | 1.9 | R-454B | 650
216763367 | AMERICAN STANDARD | 5A6H7024A1 | 5PX*B004AS3 | *DHMB060CCV3 | Split System | 21800 | 16.5 | 8.7 | 1.9 | R-454B | 650
216763519 | AMERICAN STANDARD | 5A6H7024A1 | 5TXCB004AS3 | S9V2B060D3VSB | Split System | 21800 | 16.5 | 8.7 | 1.9 | R-454B | 650
216763525 | AMERICAN STANDARD | 5A6H7024A1 | 5TXCB004AS3 | *DHMB080CCV3 | Split System | 21800 | 16.5 | 8.7 | 1.9 | R-454B | 650
216763579 | AMERICAN STANDARD | 5A6H7036A1 | 5PX*B004AS3 | L8V1A040U3VSB | Split System | 32000 | 16.5 | 8.7 | 2 | R-454B | 650
216763831 | AMERICAN STANDARD | 5A6H7036A1 | 5TXCB004AS3 | L8V1A040U3VSB | Split System | 32000 | 16.5 | 8.7 | 2 | R-454B | 650
216763839 | AMERICAN STANDARD | 5A6H7036A1 | 5TXCB006AS3 | S9V2B080D4VSB | Split System | 31400 | 16.5 | 8.7 | 2.1 | R-454B | 650
216763368 | TRANE | 5TWR7024A1 | 5PX*B004AS3 | *DHMB080CCV3 | Split System | 21800 | 16.5 | 8.7 | 1.9 | R-454B | 650
216763518 | TRANE | 5TWR7024A1 | 5TXCB004AS3 | S9V2B060D3VSB | Split System | 21800 | 16.5 | 8.7 | 1.9 | R-454B | 650
216763366 | TRANE | 5TWR7024A1 | 5PX*B004AS3 | *DHMB060CCV3 | Split System | 21800 | 16.5 | 8.7 | 1.9 | R-454B | 650
216764129 | TRANE | 5TWX7024A1 | 5PX*B004AS3 | S9V2B060D3VSB | Split System | 21800 | 16.5 | 8.7 | 1.9 | R-454B | 650
216763524 | TRANE | 5TWR7024A1 | 5TXCB004AS3 | *DHMB080CCV3 | Split System | 21800 | 16.5 | 8.7 | 1.9 | R-454B | 650
216764226 | TRANE | 5TWX7036A1 | 5PX*B004AS3 | L8V1A040U3VSB | Split System | 31800 | 16.5 | 8.7 | 2 | R-454B | 650
216764344 | TRANE | 5TWX7036A1 | 5TXCB004AS3 | L8V1A040U3VSB | Split System | 31800 | 16.5 | 8.7 | 2 | R-454B | 650
216763578 | TRANE | 5TWR7036A1 | 5PX*B004AS3 | L8V1A040U3VSB | Split System | 32000 | 16.5 | 8.7 | 2 | R-454B | 650
216763830 | TRANE | 5TWR7036A1 | 5TXCB004AS3 | L8V1A040U3VSB | Split System | 32000 | 16.5 | 8.7 | 2 | R-454B | 650
216763838 | TRANE | 5TWR7036A1 | 5TXCB006AS3 | S9V2B080D4VSB | Split System | 31400 | 16.5 | 8.7 | 2.1 | R-454B | 650
216764228 | TRANE | 5TWX7036A1 | 5PX*B004AS3 | L8V1B080U4VSB | Split System | 32200 | 16.5 | 8.7 | 2.1 | R-454B | 650
216764346 | TRANE | 5TWX7036A1 | 5TXCB004AS3 | L8V1B080U4VSB | Split System | 32200 | 16.5 | 8.7 | 2.1 | R-454B | 650
216763823 | AMERICAN STANDARD | 5A6H7036A1 | 5TXCB004AS3 | S8X1A040M3PSC | Split System | 32400 | 17.1 | 8.7 | 2.1 | R-454B | 650
216764710 | AMERICAN STANDARD | 5A6H7036A1 | 5TXCB004AS3 | S8X2A040M3PTC | Split System | 32400 | 17.1 | 8.7 | 2.1 | R-454B | 650
216764726 | AMERICAN STANDARD | 5A6H7036A1 | 5TXCB004AS3 | S8X1A040M3PTC | Split System | 32400 | 17.1 | 8.7 | 2.1 | R-454B | 650
216764582 | AMERICAN STANDARD | 5A6H7036A1 | 5PX*B004AS3 | S8X2A040M3PSC | Split System | 32400 | 17.1 | 8.7 | 2.1 | R-454B | 650
216763597 | AMERICAN STANDARD | 5A6H7036A1 | 5PX*B004AS3 | S8X1A040M3PSC | Split System | 32400 | 17.1 | 8.7 | 2.1 | R-454B | 650
216764712 | AMERICAN STANDARD | 5A6H7036A1 | 5TXCB004AS3 | S8X2A040M3PSC | Split System | 32400 | 17.1 | 8.7 | 2.1 | R-454B | 650
216764586 | AMERICAN STANDARD | 5A6H7036A1 | 5PX*B004AS3 | S8X1A040M3PTC | Split System | 32400 | 17.1 | 8.7 | 2.1 | R-454B | 650
216764588 | AMERICAN STANDARD | 5A6H7036A1 | 5PX*B004AS3 | S8X2A040M3PTC | Split System | 32400 | 17.1 | 8.7 | 2.1 | R-454B | 650
216763593 | AMERICAN STANDARD | 5A6H7036A1 | 5PX*B004AS3 | S8X1B080M4PSC | Split System | 32600 | 17.1 | 8.7 | 2.1 | R-454B | 650
216764718 | AMERICAN STANDARD | 5A6H7036A1 | 5TXCB004AS3 | S8X1B080M4PTC | Split System | 32600 | 17.1 | 8.7 | 2.1 | R-454B | 650
216764720 | AMERICAN STANDARD | 5A6H7036A1 | 5TXCB004AS3 | S8X2B080M4PSC | Split System | 32600 | 17.1 | 8.7 | 2.1 | R-454B | 650
216764584 | AMERICAN STANDARD | 5A6H7036A1 | 5PX*B004AS3 | S8X1B080M4PTC | Split System | 32600 | 17.1 | 8.7 | 2.1 | R-454B | 650
216764716 | AMERICAN STANDARD | 5A6H7036A1 | 5TXCB004AS3 | S8X2B080M4PTC | Split System | 32600 | 17.1 | 8.7 | 2.1 | R-454B | 650
216763809 | AMERICAN STANDARD | 5A6H7036A1 | 5TXCB004AS3 | S8X1B080M4PSC | Split System | 32600 | 17.1 | 8.7 | 2.1 | R-454B | 650
216764592 | AMERICAN STANDARD | 5A6H7036A1 | 5PX*B004AS3 | S8X2B080M4PTC | Split System | 32600 | 17.1 | 8.7 | 2.1 | R-454B | 650
216763870 | AMERICAN STANDARD | 5A6H7036A1 | 5TXCB006AS3 | L9X1B070U4VSA | Split System | 33000 | 17.1 | 8.7 | 2.1 | R-454B | 650
216763976 | AMERICAN STANDARD | 5A6H7048A1 | 5PX*D010AS3 | L9X1C100U5VSA | Split System | 43500 | 17.1 | 8.7 | 2.1 | R-454B | 650
216763822 | TRANE | 5TWR7036A1 | 5TXCB004AS3 | S8X1A040M3PSC | Split System | 32400 | 17.1 | 8.7 | 2.1 | R-454B | 650
216764711 | TRANE | 5TWR7036A1 | 5TXCB004AS3 | S8X2A040M3PSC | Split System | 32400 | 17.1 | 8.7 | 2.1 | R-454B | 650
216764997 | TRANE | 5TWX7036A1 | 5TXCB004AS3 | S8X2A040M3PSC | Split System | 32400 | 17.1 | 8.7 | 2.1 | R-454B | 650
216765000 | TRANE | 5TWX7036A1 | 5TXCB004AS3 | S8X1A040M3PTC | Split System | 32400 | 17.1 | 8.7 | 2.1 | R-454B | 650
216764222 | TRANE | 5TWX7036A1 | 5PX*B004AS3 | S8X1A040M3PSC | Split System | 32400 | 17.1 | 8.7 | 2.1 | R-454B | 650
216763596 | TRANE | 5TWR7036A1 | 5PX*B004AS3 | S8X1A040M3PSC | Split System | 32400 | 17.1 | 8.7 | 2.1 | R-454B | 650
216764350 | TRANE | 5TWX7036A1 | 5TXCB004AS3 | S8X1A040M3PSC | Split System | 32400 | 17.1 | 8.7 | 2.1 | R-454B | 650
216764587 | TRANE | 5TWR7036A1 | 5PX*B004AS3 | S8X2A040M3PTC | Split System | 32400 | 17.1 | 8.7 | 2.1 | R-454B | 650
216764709 | TRANE | 5TWR7036A1 | 5TXCB004AS3 | S8X2A040M3PTC | Split System | 32400 | 17.1 | 8.7 | 2.1 | R-454B | 650
216764725 | TRANE | 5TWR7036A1 | 5TXCB004AS3 | S8X1A040M3PTC | Split System | 32400 | 17.1 | 8.7 | 2.1 | R-454B | 650
216764581 | TRANE | 5TWR7036A1 | 5PX*B004AS3 | S8X2A040M3PSC | Split System | 32400 | 17.1 | 8.7 | 2.1 | R-454B | 650
216764585 | TRANE | 5TWR7036A1 | 5PX*B004AS3 | S8X1A040M3PTC | Split System | 32400 | 17.1 | 8.7 | 2.1 | R-454B | 650
216764928 | TRANE | 5TWX7036A1 | 5PX*B004AS3 | S8X2A040M3PTC | Split System | 32400 | 17.1 | 8.7 | 2.1 | R-454B | 650
216763592 | TRANE | 5TWR7036A1 | 5PX*B004AS3 | S8X1B080M4PSC | Split System | 32600 | 17.1 | 8.7 | 2.1 | R-454B | 650
216763808 | TRANE | 5TWR7036A1 | 5TXCB004AS3 | S8X1B080M4PSC | Split System | 32600 | 17.1 | 8.7 | 2.1 | R-454B | 650
216764591 | TRANE | 5TWR7036A1 | 5PX*B004AS3 | S8X2B080M4PTC | Split System | 32600 | 17.1 | 8.7 | 2.1 | R-454B | 650
216764719 | TRANE | 5TWR7036A1 | 5TXCB004AS3 | S8X2B080M4PSC | Split System | 32600 | 17.1 | 8.7 | 2.1 | R-454B | 650
216764717 | TRANE | 5TWR7036A1 | 5TXCB004AS3 | S8X1B080M4PTC | Split System | 32600 | 17.1 | 8.7 | 2.1 | R-454B | 650
216764579 | TRANE | 5TWR7036A1 | 5PX*B004AS3 | S8X2B080M4PSC | Split System | 32600 | 17.1 | 8.7 | 2.1 | R-454B | 650
216765012 | TRANE | 5TWX7036A1 | 5TXCC005AS3 | S8X2C100M5PTC | Split System | 33000 | 17.1 | 8.7 | 2.1 | R-454B | 650
216764384 | TRANE | 5TWX7036A1 | 5TXCC005AS3 | S8X1C100M5PSC | Split System | 33000 | 17.1 | 8.7 | 2.1 | R-454B | 650
216764962 | TRANE | 5TWX7036A1 | 5PX*C005AS3 | S8X2C100M5PSC | Split System | 33000 | 17.1 | 8.7 | 2.1 | R-454B | 650
216765014 | TRANE | 5TWX7036A1 | 5TXCC005AS3 | S8X1C100M5PTC | Split System | 33000 | 17.1 | 8.7 | 2.1 | R-454B | 650
216764965 | TRANE | 5TWX7036A1 | 5PX*C005AS3 | S8X1C100M5PTC | Split System | 33000 | 17.1 | 8.7 | 2.1 | R-454B | 650
216764967 | TRANE | 5TWX7036A1 | 5PX*C005AS3 | S8X2C100M5PTC | Split System | 33000 | 17.1 | 8.7 | 2.1 | R-454B | 650
216764282 | TRANE | 5TWX7036A1 | 5PX*C005AS3 | S8X1C100M5PSC | Split System | 33000 | 17.1 | 8.7 | 2.1 | R-454B | 650
216763869 | TRANE | 5TWR7036A1 | 5TXCB006AS3 | L9X1B070U4VSA | Split System | 33000 | 17.1 | 8.7 | 2.1 | R-454B | 650
216764252 | TRANE | 5TWX7036A1 | 5PX*B006AS3 | L9X1B070U4VSA | Split System | 33000 | 17.1 | 8.7 | 2.1 | R-454B | 650
216764366 | TRANE | 5TWX7036A1 | 5TXCB006AS3 | L9X1B070U4VSA | Split System | 33000 | 17.1 | 8.7 | 2.1 | R-454B | 650
216763975 | TRANE | 5TWR7048A1 | 5PX*D010AS3 | L9X1C100U5VSA | Split System | 43500 | 17.1 | 8.7 | 2.1 | R-454B | 650
216763453 | AMERICAN STANDARD | 5A6H7024A1 | 5PX*C009AS3 | *DHMC100CCV4 | Split System | 21000 | 16 | 9 | 2 | R-454B | 650
216763916 | AMERICAN STANDARD | 5A6H7036A1 | 5TXCD008AS3 | *DHMD120CCV5 | Split System | 31600 | 16 | 9 | 2.1 | R-454B | 650
216763884 | AMERICAN STANDARD | 5A6H7036A1 | 5TXCC007AS3 | *DHMC100CCV4 | Split System | 31800 | 16 | 9 | 2.1 | R-454B | 650
216763452 | TRANE | 5TWR7024A1 | 5PX*C009AS3 | *DHMC100CCV4 | Split System | 21000 | 16 | 9 | 2 | R-454B | 650
216763915 | TRANE | 5TWR7036A1 | 5TXCD008AS3 | *DHMD120CCV5 | Split System | 31600 | 16 | 9 | 2.1 | R-454B | 650
216764326 | TRANE | 5TWX7036A1 | 5PX*D008AS3 | *DHMD120CCV5 | Split System | 31600 | 16 | 9 | 2.1 | R-454B | 650
216764402 | TRANE | 5TWX7036A1 | 5TXCC007AS3 | *DHMC100CCV4 | Split System | 31800 | 16 | 9 | 2.1 | R-454B | 650
216763883 | TRANE | 5TWR7036A1 | 5TXCC007AS3 | *DHMC100CCV4 | Split System | 31800 | 16 | 9 | 2.1 | R-454B | 650
216764474 | TRANE | 5TWX7048A1 | 5TXCD008AS3 | *UHMD120CCV5 | Split System | 43500 | 16 | 9 | 2.1 | R-454B | 650
216764435 | TRANE | 5TWX7048A1 | 5PX*D008AS3 | *UHMD120CCV5 | Split System | 43500 | 16 | 9 | 2.1 | R-454B | 650
216764008 | AMERICAN STANDARD | 5A6H7048A1 | 5TXCD008AS3 | *UHMD120CCV5 | Split System | 43500 | 16.5 | 9 | 2.2 | R-454B | 650
216764007 | TRANE | 5TWR7048A1 | 5TXCD008AS3 | *UHMD120CCV5 | Split System | 43500 | 16.5 | 9 | 2.2 | R-454B | 650
216764516 | TRANE | 5TWX7060A1 | 5TEM6D06AV41+TDR |  | Split System | 53000 | 16.5 | 9 | 2.2 | R-454B | 650
216764519 | TRANE | 5TWX7060A1 | 5TEMCD07AV51+TDR |  | Split System | 53000 | 16.5 | 9 | 2.2 | R-454B | 650
216764518 | TRANE | 5TWX7060A1 | 5TEMCD06AV41+TDR |  | Split System | 53000 | 16.5 | 9 | 2.2 | R-454B | 650
216764517 | TRANE | 5TWX7060A1 | 5TEM6D07AV51+TDR |  | Split System | 53000 | 17 | 9 | 2.2 | R-454B | 650
215933107 | AIRQUEST | H5H3V36*K*AAA* | ESH5X36M12A*+WALLCON | *80CTL0902120B* | Split System | 33400 | 19 | 9 | 1.92 | R-454B | 650
215933127 | AIRQUEST | H5H3V36*K*AAA* | ESH5X36M12A*+WALLCON | *80CTL1352422B* | Split System | 33400 | 19 | 9 | 1.92 | R-454B | 650
215939957 | AIRQUEST | H5H3V36*K*AAA* | ESH5X36M12A*+WALLCON | *80CSU0601716B* | Split System | 33400 | 19 | 9 | 1.92 | R-454B | 650
215933867 | AIRQUEST | H5H3V36*K*AAA* | ESH5X60M12A*+WALLCON | *97CMN0602120B* | Split System | 34000 | 19 | 9 | 1.92 | R-454B | 650
215933157 | AIRQUEST | H5H3V36*K*AAA* | ESH5X36M12A*+WALLCON | *95CSU1002122B* | Split System | 33400 | 19 | 9 | 1.94 | R-454B | 650
215933487 | AIRQUEST | H5H3V36*K*AAA* | ESH5X42M12A*+WALLCON | *96CTN1002122B* | Split System | 33600 | 19 | 9 | 1.94 | R-454B | 650
215933497 | AIRQUEST | H5H3V36*K*AAA* | ESH5X42M12A*+WALLCON | *96CTN1202422B* | Split System | 33600 | 19 | 9 | 1.94 | R-454B | 650
215933437 | AIRQUEST | H5H3V36*K*AAA* | ESH5X42M12A*+WALLCON | *97CMN1002122B* | Split System | 33600 | 19 | 9 | 1.94 | R-454B | 650
215933427 | AIRQUEST | H5H3V36*K*AAA* | ESH5X42M12A*+WALLCON | *97CMN0802120B* | Split System | 33600 | 19 | 9 | 1.94 | R-454B | 650
215933447 | AIRQUEST | H5H3V36*K*AAA* | ESH5X42M12A*+WALLCON | *97CMN1202422B* | Split System | 33600 | 19 | 9 | 1.94 | R-454B | 650
215933617 | AIRQUEST | H5H3V36*K*AAA* | ESH5X48M12A*+WALLCON | *95CSU0802120B* | Split System | 33600 | 19 | 9 | 1.94 | R-454B | 650
215939948 | ARCOAIRE | H5H3V36*K*AAA* | ESH5X36M12A*+WALLCON | *80CSU0401712B* | Split System | 33400 | 19 | 9 | 1.92 | R-454B | 650
215933118 | ARCOAIRE | H5H3V36*K*AAA* | ESH5X36M12A*+WALLCON | *80CTL1102120B* | Split System | 33400 | 19 | 9 | 1.92 | R-454B | 650
215933108 | ARCOAIRE | H5H3V36*K*AAA* | ESH5X36M12A*+WALLCON | *80CTL0902120B* | Split System | 33400 | 19 | 9 | 1.92 | R-454B | 650
215933128 | ARCOAIRE | H5H3V36*K*AAA* | ESH5X36M12A*+WALLCON | *80CTL1352422B* | Split System | 33400 | 19 | 9 | 1.92 | R-454B | 650
215933868 | ARCOAIRE | H5H3V36*K*AAA* | ESH5X60M12A*+WALLCON | *97CMN0602120B* | Split System | 34000 | 19 | 9 | 1.92 | R-454B | 650
215933158 | ARCOAIRE | H5H3V36*K*AAA* | ESH5X36M12A*+WALLCON | *95CSU1002122B* | Split System | 33400 | 19 | 9 | 1.94 | R-454B | 650
215933488 | ARCOAIRE | H5H3V36*K*AAA* | ESH5X42M12A*+WALLCON | *96CTN1002122B* | Split System | 33600 | 19 | 9 | 1.94 | R-454B | 650
215933498 | ARCOAIRE | H5H3V36*K*AAA* | ESH5X42M12A*+WALLCON | *96CTN1202422B* | Split System | 33600 | 19 | 9 | 1.94 | R-454B | 650
215933438 | ARCOAIRE | H5H3V36*K*AAA* | ESH5X42M12A*+WALLCON | *97CMN1002122B* | Split System | 33600 | 19 | 9 | 1.94 | R-454B | 650
215933448 | ARCOAIRE | H5H3V36*K*AAA* | ESH5X42M12A*+WALLCON | *97CMN1202422B* | Split System | 33600 | 19 | 9 | 1.94 | R-454B | 650
215933618 | ARCOAIRE | H5H3V36*K*AAA* | ESH5X48M12A*+WALLCON | *95CSU0802120B* | Split System | 33600 | 19 | 9 | 1.94 | R-454B | 650
215933428 | ARCOAIRE | H5H3V36*K*AAA* | ESH5X42M12A*+WALLCON | *97CMN0802120B* | Split System | 33600 | 19 | 9 | 1.94 | R-454B | 650
215933119 | COMFORTMAKER | C5H3V36*K*AAA* | ESH5X36M12A*+WALLCON | *80CTL1102120B* | Split System | 33400 | 19 | 9 | 1.92 | R-454B | 650
215933129 | COMFORTMAKER | C5H3V36*K*AAA* | ESH5X36M12A*+WALLCON | *80CTL1352422B* | Split System | 33400 | 19 | 9 | 1.92 | R-454B | 650
215933869 | COMFORTMAKER | C5H3V36*K*AAA* | ESH5X60M12A*+WALLCON | *97CMN0602120B* | Split System | 34000 | 19 | 9 | 1.92 | R-454B | 650
215933159 | COMFORTMAKER | C5H3V36*K*AAA* | ESH5X36M12A*+WALLCON | *95CSU1002122B* | Split System | 33400 | 19 | 9 | 1.94 | R-454B | 650
215933499 | COMFORTMAKER | C5H3V36*K*AAA* | ESH5X42M12A*+WALLCON | *96CTN1202422B* | Split System | 33600 | 19 | 9 | 1.94 | R-454B | 650
215933439 | COMFORTMAKER | C5H3V36*K*AAA* | ESH5X42M12A*+WALLCON | *97CMN1002122B* | Split System | 33600 | 19 | 9 | 1.94 | R-454B | 650
215933489 | COMFORTMAKER | C5H3V36*K*AAA* | ESH5X42M12A*+WALLCON | *96CTN1002122B* | Split System | 33600 | 19 | 9 | 1.94 | R-454B | 650
215933449 | COMFORTMAKER | C5H3V36*K*AAA* | ESH5X42M12A*+WALLCON | *97CMN1202422B* | Split System | 33600 | 19 | 9 | 1.94 | R-454B | 650
215933619 | COMFORTMAKER | C5H3V36*K*AAA* | ESH5X48M12A*+WALLCON | *95CSU0802120B* | Split System | 33600 | 19 | 9 | 1.94 | R-454B | 650
215933429 | COMFORTMAKER | C5H3V36*K*AAA* | ESH5X42M12A*+WALLCON | *97CMN0802120B* | Split System | 33600 | 19 | 9 | 1.94 | R-454B | 650
215933110 | DAY & NIGHT | C5H3V36*K*AAA* | ESH5X36M12A*+WALLCON | *80CTL0902120B* | Split System | 33400 | 19 | 9 | 1.92 | R-454B | 650
215933130 | DAY & NIGHT | C5H3V36*K*AAA* | ESH5X36M12A*+WALLCON | *80CTL1352422B* | Split System | 33400 | 19 | 9 | 1.92 | R-454B | 650
215933120 | DAY & NIGHT | C5H3V36*K*AAA* | ESH5X36M12A*+WALLCON | *80CTL1102120B* | Split System | 33400 | 19 | 9 | 1.92 | R-454B | 650
215933870 | DAY & NIGHT | C5H3V36*K*AAA* | ESH5X60M12A*+WALLCON | *97CMN0602120B* | Split System | 34000 | 19 | 9 | 1.92 | R-454B | 650
215933160 | DAY & NIGHT | C5H3V36*K*AAA* | ESH5X36M12A*+WALLCON | *95CSU1002122B* | Split System | 33400 | 19 | 9 | 1.94 | R-454B | 650
215933440 | DAY & NIGHT | C5H3V36*K*AAA* | ESH5X42M12A*+WALLCON | *97CMN1002122B* | Split System | 33600 | 19 | 9 | 1.94 | R-454B | 650
215933490 | DAY & NIGHT | C5H3V36*K*AAA* | ESH5X42M12A*+WALLCON | *96CTN1002122B* | Split System | 33600 | 19 | 9 | 1.94 | R-454B | 650
215933430 | DAY & NIGHT | C5H3V36*K*AAA* | ESH5X42M12A*+WALLCON | *97CMN0802120B* | Split System | 33600 | 19 | 9 | 1.94 | R-454B | 650
215933620 | DAY & NIGHT | C5H3V36*K*AAA* | ESH5X48M12A*+WALLCON | *95CSU0802120B* | Split System | 33600 | 19 | 9 | 1.94 | R-454B | 650
215933450 | DAY & NIGHT | C5H3V36*K*AAA* | ESH5X42M12A*+WALLCON | *97CMN1202422B* | Split System | 33600 | 19 | 9 | 1.94 | R-454B | 650
215933126 | HEIL | H5H3V36*K*AAA* | ESH5X36M12A*+WALLCON | *80CTL1352422B* | Split System | 33400 | 19 | 9 | 1.92 | R-454B | 650
215933116 | HEIL | H5H3V36*K*AAA* | ESH5X36M12A*+WALLCON | *80CTL1102120B* | Split System | 33400 | 19 | 9 | 1.92 | R-454B | 650
215933106 | HEIL | H5H3V36*K*AAA* | ESH5X36M12A*+WALLCON | *80CTL0902120B* | Split System | 33400 | 19 | 9 | 1.92 | R-454B | 650
215933866 | HEIL | H5H3V36*K*AAA* | ESH5X60M12A*+WALLCON | *97CMN0602120B* | Split System | 34000 | 19 | 9 | 1.92 | R-454B | 650
215933156 | HEIL | H5H3V36*K*AAA* | ESH5X36M12A*+WALLCON | *95CSU1002122B* | Split System | 33400 | 19 | 9 | 1.94 | R-454B | 650
215933496 | HEIL | H5H3V36*K*AAA* | ESH5X42M12A*+WALLCON | *96CTN1202422B* | Split System | 33600 | 19 | 9 | 1.94 | R-454B | 650
215933436 | HEIL | H5H3V36*K*AAA* | ESH5X42M12A*+WALLCON | *97CMN1002122B* | Split System | 33600 | 19 | 9 | 1.94 | R-454B | 650
215933446 | HEIL | H5H3V36*K*AAA* | ESH5X42M12A*+WALLCON | *97CMN1202422B* | Split System | 33600 | 19 | 9 | 1.94 | R-454B | 650
215933616 | HEIL | H5H3V36*K*AAA* | ESH5X48M12A*+WALLCON | *95CSU0802120B* | Split System | 33600 | 19 | 9 | 1.94 | R-454B | 650
215933426 | HEIL | H5H3V36*K*AAA* | ESH5X42M12A*+WALLCON | *97CMN0802120B* | Split System | 33600 | 19 | 9 | 1.94 | R-454B | 650
215933131 | KEEPRITE | C5H3V36*K*AAA* | ESH5X36M12A*+WALLCON | *80CTL1352422B* | Split System | 33400 | 19 | 9 | 1.92 | R-454B | 650
215933111 | KEEPRITE | C5H3V36*K*AAA* | ESH5X36M12A*+WALLCON | *80CTL0902120B* | Split System | 33400 | 19 | 9 | 1.92 | R-454B | 650
215933121 | KEEPRITE | C5H3V36*K*AAA* | ESH5X36M12A*+WALLCON | *80CTL1102120B* | Split System | 33400 | 19 | 9 | 1.92 | R-454B | 650
215933871 | KEEPRITE | C5H3V36*K*AAA* | ESH5X60M12A*+WALLCON | *97CMN0602120B* | Split System | 34000 | 19 | 9 | 1.92 | R-454B | 650
215933161 | KEEPRITE | C5H3V36*K*AAA* | ESH5X36M12A*+WALLCON | *95CSU1002122B* | Split System | 33400 | 19 | 9 | 1.94 | R-454B | 650
215933441 | KEEPRITE | C5H3V36*K*AAA* | ESH5X42M12A*+WALLCON | *97CMN1002122B* | Split System | 33600 | 19 | 9 | 1.94 | R-454B | 650
215933501 | KEEPRITE | C5H3V36*K*AAA* | ESH5X42M12A*+WALLCON | *96CTN1202422B* | Split System | 33600 | 19 | 9 | 1.94 | R-454B | 650
215940091 | KEEPRITE | C5H3V36*K*AAA* | ESH5X42M12A*+WALLCON | *97CTN1202422A* | Split System | 33600 | 19 | 9 | 1.94 | R-454B | 650
215933491 | KEEPRITE | C5H3V36*K*AAA* | ESH5X42M12A*+WALLCON | *96CTN1002122B* | Split System | 33600 | 19 | 9 | 1.94 | R-454B | 650
215933431 | KEEPRITE | C5H3V36*K*AAA* | ESH5X42M12A*+WALLCON | *97CMN0802120B* | Split System | 33600 | 19 | 9 | 1.94 | R-454B | 650
215933621 | KEEPRITE | C5H3V36*K*AAA* | ESH5X48M12A*+WALLCON | *95CSU0802120B* | Split System | 33600 | 19 | 9 | 1.94 | R-454B | 650
215933451 | KEEPRITE | C5H3V36*K*AAA* | ESH5X42M12A*+WALLCON | *97CMN1202422B* | Split System | 33600 | 19 | 9 | 1.94 | R-454B | 650
215933123 | TEMPSTAR | T5H3V36*K*AAA* | ESH5X36M12A*+WALLCON | *80CTL1102120B* | Split System | 33400 | 19 | 9 | 1.92 | R-454B | 650
215933113 | TEMPSTAR | T5H3V36*K*AAA* | ESH5X36M12A*+WALLCON | *80CTL0902120B* | Split System | 33400 | 19 | 9 | 1.92 | R-454B | 650
215933133 | TEMPSTAR | T5H3V36*K*AAA* | ESH5X36M12A*+WALLCON | *80CTL1352422B* | Split System | 33400 | 19 | 9 | 1.92 | R-454B | 650
215940023 | TEMPSTAR | T5H3V36*K*AAA* | ESH5X42M12A*+WALLCON | *96CTN0802120B* | Split System | 33600 | 19 | 9 | 1.92 | R-454B | 650
215933873 | TEMPSTAR | T5H3V36*K*AAA* | ESH5X60M12A*+WALLCON | *97CMN0602120B* | Split System | 34000 | 19 | 9 | 1.92 | R-454B | 650
215933163 | TEMPSTAR | T5H3V36*K*AAA* | ESH5X36M12A*+WALLCON | *95CSU1002122B* | Split System | 33400 | 19 | 9 | 1.94 | R-454B | 650
215933493 | TEMPSTAR | T5H3V36*K*AAA* | ESH5X42M12A*+WALLCON | *96CTN1002122B* | Split System | 33600 | 19 | 9 | 1.94 | R-454B | 650
215933503 | TEMPSTAR | T5H3V36*K*AAA* | ESH5X42M12A*+WALLCON | *96CTN1202422B* | Split System | 33600 | 19 | 9 | 1.94 | R-454B | 650
215933443 | TEMPSTAR | T5H3V36*K*AAA* | ESH5X42M12A*+WALLCON | *97CMN1002122B* | Split System | 33600 | 19 | 9 | 1.94 | R-454B | 650
215933623 | TEMPSTAR | T5H3V36*K*AAA* | ESH5X48M12A*+WALLCON | *95CSU0802120B* | Split System | 33600 | 19 | 9 | 1.94 | R-454B | 650
215933433 | TEMPSTAR | T5H3V36*K*AAA* | ESH5X42M12A*+WALLCON | *97CMN0802120B* | Split System | 33600 | 19 | 9 | 1.94 | R-454B | 650
215933677 | AIRQUEST | H5H3V36*K*AAA* | ESH5X48M12A*+WALLCON | *97CMN1202422B* | Split System | 33800 | 19.5 | 9 | 1.92 | R-454B | 650
215933577 | AIRQUEST | H5H3V36*K*AAA* | ESH5X48M12A*+WALLCON | *80CTL0901716B* | Split System | 33600 | 19.5 | 9 | 1.94 | R-454B | 650
215933567 | AIRQUEST | H5H3V36*K*AAA* | ESH5X48M12A*+WALLCON | *80CTL0702120B* | Split System | 33600 | 19.5 | 9 | 1.94 | R-454B | 650
215933667 | AIRQUEST | H5H3V36*K*AAA* | ESH5X48M12A*+WALLCON | *97CMN0802120B* | Split System | 33800 | 19.5 | 9 | 1.94 | R-454B | 650
215933767 | AIRQUEST | H5H3V36*K*AAA* | ESH5X60M12A*+WALLCON | *80CTL0701716B* | Split System | 34000 | 19.5 | 9 | 1.94 | R-454B | 650
215933927 | AIRQUEST | H5H3V36*K*AAA* | ESH5X60M12A*+WALLCON | *96CTN0801714B* | Split System | 34000 | 19.5 | 9 | 1.94 | R-454B | 650
215933678 | ARCOAIRE | H5H3V36*K*AAA* | ESH5X48M12A*+WALLCON | *97CMN1202422B* | Split System | 33800 | 19.5 | 9 | 1.92 | R-454B | 650
215933578 | ARCOAIRE | H5H3V36*K*AAA* | ESH5X48M12A*+WALLCON | *80CTL0901716B* | Split System | 33600 | 19.5 | 9 | 1.94 | R-454B | 650
215933668 | ARCOAIRE | H5H3V36*K*AAA* | ESH5X48M12A*+WALLCON | *97CMN0802120B* | Split System | 33800 | 19.5 | 9 | 1.94 | R-454B | 650
215933928 | ARCOAIRE | H5H3V36*K*AAA* | ESH5X60M12A*+WALLCON | *96CTN0801714B* | Split System | 34000 | 19.5 | 9 | 1.94 | R-454B | 650
215933768 | ARCOAIRE | H5H3V36*K*AAA* | ESH5X60M12A*+WALLCON | *80CTL0701716B* | Split System | 34000 | 19.5 | 9 | 1.94 | R-454B | 650
215933679 | COMFORTMAKER | C5H3V36*K*AAA* | ESH5X48M12A*+WALLCON | *97CMN1202422B* | Split System | 33800 | 19.5 | 9 | 1.92 | R-454B | 650
215933579 | COMFORTMAKER | C5H3V36*K*AAA* | ESH5X48M12A*+WALLCON | *80CTL0901716B* | Split System | 33600 | 19.5 | 9 | 1.94 | R-454B | 650
215933569 | COMFORTMAKER | C5H3V36*K*AAA* | ESH5X48M12A*+WALLCON | *80CTL0702120B* | Split System | 33600 | 19.5 | 9 | 1.94 | R-454B | 650
215933669 | COMFORTMAKER | C5H3V36*K*AAA* | ESH5X48M12A*+WALLCON | *97CMN0802120B* | Split System | 33800 | 19.5 | 9 | 1.94 | R-454B | 650
215933929 | COMFORTMAKER | C5H3V36*K*AAA* | ESH5X60M12A*+WALLCON | *96CTN0801714B* | Split System | 34000 | 19.5 | 9 | 1.94 | R-454B | 650
215933680 | DAY & NIGHT | C5H3V36*K*AAA* | ESH5X48M12A*+WALLCON | *97CMN1202422B* | Split System | 33800 | 19.5 | 9 | 1.92 | R-454B | 650
215933580 | DAY & NIGHT | C5H3V36*K*AAA* | ESH5X48M12A*+WALLCON | *80CTL0901716B* | Split System | 33600 | 19.5 | 9 | 1.94 | R-454B | 650
215940150 | DAY & NIGHT | C5H3V36*K*AAA* | ESH5X48M12A*+WALLCON | *97CTN0802120A* | Split System | 33800 | 19.5 | 9 | 1.94 | R-454B | 650
215933670 | DAY & NIGHT | C5H3V36*K*AAA* | ESH5X48M12A*+WALLCON | *97CMN0802120B* | Split System | 33800 | 19.5 | 9 | 1.94 | R-454B | 650
215933770 | DAY & NIGHT | C5H3V36*K*AAA* | ESH5X60M12A*+WALLCON | *80CTL0701716B* | Split System | 34000 | 19.5 | 9 | 1.94 | R-454B | 650
215933930 | DAY & NIGHT | C5H3V36*K*AAA* | ESH5X60M12A*+WALLCON | *96CTN0801714B* | Split System | 34000 | 19.5 | 9 | 1.94 | R-454B | 650
215933676 | HEIL | H5H3V36*K*AAA* | ESH5X48M12A*+WALLCON | *97CMN1202422B* | Split System | 33800 | 19.5 | 9 | 1.92 | R-454B | 650
215933566 | HEIL | H5H3V36*K*AAA* | ESH5X48M12A*+WALLCON | *80CTL0702120B* | Split System | 33600 | 19.5 | 9 | 1.94 | R-454B | 650
215933576 | HEIL | H5H3V36*K*AAA* | ESH5X48M12A*+WALLCON | *80CTL0901716B* | Split System | 33600 | 19.5 | 9 | 1.94 | R-454B | 650
215933666 | HEIL | H5H3V36*K*AAA* | ESH5X48M12A*+WALLCON | *97CMN0802120B* | Split System | 33800 | 19.5 | 9 | 1.94 | R-454B | 650
215933766 | HEIL | H5H3V36*K*AAA* | ESH5X60M12A*+WALLCON | *80CTL0701716B* | Split System | 34000 | 19.5 | 9 | 1.94 | R-454B | 650
215933926 | HEIL | H5H3V36*K*AAA* | ESH5X60M12A*+WALLCON | *96CTN0801714B* | Split System | 34000 | 19.5 | 9 | 1.94 | R-454B | 650
215933681 | KEEPRITE | C5H3V36*K*AAA* | ESH5X48M12A*+WALLCON | *97CMN1202422B* | Split System | 33800 | 19.5 | 9 | 1.92 | R-454B | 650
215933571 | KEEPRITE | C5H3V36*K*AAA* | ESH5X48M12A*+WALLCON | *80CTL0702120B* | Split System | 33600 | 19.5 | 9 | 1.94 | R-454B | 650
215933581 | KEEPRITE | C5H3V36*K*AAA* | ESH5X48M12A*+WALLCON | *80CTL0901716B* | Split System | 33600 | 19.5 | 9 | 1.94 | R-454B | 650
215933671 | KEEPRITE | C5H3V36*K*AAA* | ESH5X48M12A*+WALLCON | *97CMN0802120B* | Split System | 33800 | 19.5 | 9 | 1.94 | R-454B | 650
215933771 | KEEPRITE | C5H3V36*K*AAA* | ESH5X60M12A*+WALLCON | *80CTL0701716B* | Split System | 34000 | 19.5 | 9 | 1.94 | R-454B | 650
215933931 | KEEPRITE | C5H3V36*K*AAA* | ESH5X60M12A*+WALLCON | *96CTN0801714B* | Split System | 34000 | 19.5 | 9 | 1.94 | R-454B | 650
215933683 | TEMPSTAR | T5H3V36*K*AAA* | ESH5X48M12A*+WALLCON | *97CMN1202422B* | Split System | 33800 | 19.5 | 9 | 1.92 | R-454B | 650
215933573 | TEMPSTAR | T5H3V36*K*AAA* | ESH5X48M12A*+WALLCON | *80CTL0702120B* | Split System | 33600 | 19.5 | 9 | 1.94 | R-454B | 650
215933583 | TEMPSTAR | T5H3V36*K*AAA* | ESH5X48M12A*+WALLCON | *80CTL0901716B* | Split System | 33600 | 19.5 | 9 | 1.94 | R-454B | 650
215933673 | TEMPSTAR | T5H3V36*K*AAA* | ESH5X48M12A*+WALLCON | *97CMN0802120B* | Split System | 33800 | 19.5 | 9 | 1.94 | R-454B | 650
215933773 | TEMPSTAR | T5H3V36*K*AAA* | ESH5X60M12A*+WALLCON | *80CTL0701716B* | Split System | 34000 | 19.5 | 9 | 1.94 | R-454B | 650
215933933 | TEMPSTAR | T5H3V36*K*AAA* | ESH5X60M12A*+WALLCON | *96CTN0801714B* | Split System | 34000 | 19.5 | 9 | 1.94 | R-454B | 650
215932597 | AIRQUEST | H5H3V36*K*AAA* | EA*5X60M24A*+WALLCON | *97CMN0602120B* | Split System | 33800 | 20 | 9 | 1.92 | R-454B | 650
215932747 | AIRQUEST | H5H3V36*K*AAA* | EA*5X61M21A*+WALLCON | *95CSU0601716B* | Split System | 34200 | 20 | 9 | 1.92 | R-454B | 650
215932787 | AIRQUEST | H5H3V36*K*AAA* | EA*5X61M21A*+WALLCON | *97CMN0602120B* | Split System | 34200 | 20 | 9 | 1.92 | R-454B | 650
215932907 | AIRQUEST | H5H3V36*K*AAA* | EA*5X61M24A*+WALLCON | *97CMN0602120B* | Split System | 34200 | 20 | 9 | 1.92 | R-454B | 650
215932827 | AIRQUEST | H5H3V36*K*AAA* | EA*5X61M21A*+WALLCON | *96CTN0801714B* | Split System | 34200 | 20 | 9 | 1.94 | R-454B | 650
215932797 | AIRQUEST | H5H3V36*K*AAA* | EA*5X61M21A*+WALLCON | *97CMN0801714B* | Split System | 34200 | 20 | 9 | 1.94 | R-454B | 650
215932908 | ARCOAIRE | H5H3V36*K*AAA* | EA*5X61M24A*+WALLCON | *97CMN0602120B* | Split System | 34200 | 20 | 9 | 1.92 | R-454B | 650
215932788 | ARCOAIRE | H5H3V36*K*AAA* | EA*5X61M21A*+WALLCON | *97CMN0602120B* | Split System | 34200 | 20 | 9 | 1.92 | R-454B | 650
215932748 | ARCOAIRE | H5H3V36*K*AAA* | EA*5X61M21A*+WALLCON | *95CSU0601716B* | Split System | 34200 | 20 | 9 | 1.92 | R-454B | 650
215932828 | ARCOAIRE | H5H3V36*K*AAA* | EA*5X61M21A*+WALLCON | *96CTN0801714B* | Split System | 34200 | 20 | 9 | 1.94 | R-454B | 650
215932798 | ARCOAIRE | H5H3V36*K*AAA* | EA*5X61M21A*+WALLCON | *97CMN0801714B* | Split System | 34200 | 20 | 9 | 1.94 | R-454B | 650
215932599 | COMFORTMAKER | C5H3V36*K*AAA* | EA*5X60M24A*+WALLCON | *97CMN0602120B* | Split System | 33800 | 20 | 9 | 1.92 | R-454B | 650
215932789 | COMFORTMAKER | C5H3V36*K*AAA* | EA*5X61M21A*+WALLCON | *97CMN0602120B* | Split System | 34200 | 20 | 9 | 1.92 | R-454B | 650
215932749 | COMFORTMAKER | C5H3V36*K*AAA* | EA*5X61M21A*+WALLCON | *95CSU0601716B* | Split System | 34200 | 20 | 9 | 1.92 | R-454B | 650
215932909 | COMFORTMAKER | C5H3V36*K*AAA* | EA*5X61M24A*+WALLCON | *97CMN0602120B* | Split System | 34200 | 20 | 9 | 1.92 | R-454B | 650
215932829 | COMFORTMAKER | C5H3V36*K*AAA* | EA*5X61M21A*+WALLCON | *96CTN0801714B* | Split System | 34200 | 20 | 9 | 1.94 | R-454B | 650
215932910 | DAY & NIGHT | C5H3V36*K*AAA* | EA*5X61M24A*+WALLCON | *97CMN0602120B* | Split System | 34200 | 20 | 9 | 1.92 | R-454B | 650
215932790 | DAY & NIGHT | C5H3V36*K*AAA* | EA*5X61M21A*+WALLCON | *97CMN0602120B* | Split System | 34200 | 20 | 9 | 1.92 | R-454B | 650
215932830 | DAY & NIGHT | C5H3V36*K*AAA* | EA*5X61M21A*+WALLCON | *96CTN0801714B* | Split System | 34200 | 20 | 9 | 1.94 | R-454B | 650
215932800 | DAY & NIGHT | C5H3V36*K*AAA* | EA*5X61M21A*+WALLCON | *97CMN0801714B* | Split System | 34200 | 20 | 9 | 1.94 | R-454B | 650
215932596 | HEIL | H5H3V36*K*AAA* | EA*5X60M24A*+WALLCON | *97CMN0602120B* | Split System | 33800 | 20 | 9 | 1.92 | R-454B | 650
215932746 | HEIL | H5H3V36*K*AAA* | EA*5X61M21A*+WALLCON | *95CSU0601716B* | Split System | 34200 | 20 | 9 | 1.92 | R-454B | 650
215932786 | HEIL | H5H3V36*K*AAA* | EA*5X61M21A*+WALLCON | *97CMN0602120B* | Split System | 34200 | 20 | 9 | 1.92 | R-454B | 650
215932906 | HEIL | H5H3V36*K*AAA* | EA*5X61M24A*+WALLCON | *97CMN0602120B* | Split System | 34200 | 20 | 9 | 1.92 | R-454B | 650
215932826 | HEIL | H5H3V36*K*AAA* | EA*5X61M21A*+WALLCON | *96CTN0801714B* | Split System | 34200 | 20 | 9 | 1.94 | R-454B | 650
215932796 | HEIL | H5H3V36*K*AAA* | EA*5X61M21A*+WALLCON | *97CMN0801714B* | Split System | 34200 | 20 | 9 | 1.94 | R-454B | 650
215932601 | KEEPRITE | C5H3V36*K*AAA* | EA*5X60M24A*+WALLCON | *97CMN0602120B* | Split System | 33800 | 20 | 9 | 1.92 | R-454B | 650
215932791 | KEEPRITE | C5H3V36*K*AAA* | EA*5X61M21A*+WALLCON | *97CMN0602120B* | Split System | 34200 | 20 | 9 | 1.92 | R-454B | 650
215932911 | KEEPRITE | C5H3V36*K*AAA* | EA*5X61M24A*+WALLCON | *97CMN0602120B* | Split System | 34200 | 20 | 9 | 1.92 | R-454B | 650
215932751 | KEEPRITE | C5H3V36*K*AAA* | EA*5X61M21A*+WALLCON | *95CSU0601716B* | Split System | 34200 | 20 | 9 | 1.92 | R-454B | 650
215932831 | KEEPRITE | C5H3V36*K*AAA* | EA*5X61M21A*+WALLCON | *96CTN0801714B* | Split System | 34200 | 20 | 9 | 1.94 | R-454B | 650
215932801 | KEEPRITE | C5H3V36*K*AAA* | EA*5X61M21A*+WALLCON | *97CMN0801714B* | Split System | 34200 | 20 | 9 | 1.94 | R-454B | 650
215932603 | TEMPSTAR | T5H3V36*K*AAA* | EA*5X60M24A*+WALLCON | *97CMN0602120B* | Split System | 33800 | 20 | 9 | 1.92 | R-454B | 650
215932913 | TEMPSTAR | T5H3V36*K*AAA* | EA*5X61M24A*+WALLCON | *97CMN0602120B* | Split System | 34200 | 20 | 9 | 1.92 | R-454B | 650
215932753 | TEMPSTAR | T5H3V36*K*AAA* | EA*5X61M21A*+WALLCON | *95CSU0601716B* | Split System | 34200 | 20 | 9 | 1.92 | R-454B | 650
215932793 | TEMPSTAR | T5H3V36*K*AAA* | EA*5X61M21A*+WALLCON | *97CMN0602120B* | Split System | 34200 | 20 | 9 | 1.92 | R-454B | 650
215932833 | TEMPSTAR | T5H3V36*K*AAA* | EA*5X61M21A*+WALLCON | *96CTN0801714B* | Split System | 34200 | 20 | 9 | 1.94 | R-454B | 650
215932803 | TEMPSTAR | T5H3V36*K*AAA* | EA*5X61M21A*+WALLCON | *97CMN0801714B* | Split System | 34200 | 20 | 9 | 1.94 | R-454B | 650
215934587 | AIRQUEST | H5H3V48*K*AAA* | ESH5X60M12A*+WALLCON | *95CSU1002122B* | Split System | 45000 | 20.5 | 9 | 1.84 | R-454B | 650
215934588 | ARCOAIRE | H5H3V48*K*AAA* | ESH5X60M12A*+WALLCON | *95CSU1002122B* | Split System | 45000 | 20.5 | 9 | 1.84 | R-454B | 650
215934590 | DAY & NIGHT | C5H3V48*K*AAA* | ESH5X60M12A*+WALLCON | *95CSU1002122B* | Split System | 45000 | 20.5 | 9 | 1.84 | R-454B | 650
215934586 | HEIL | H5H3V48*K*AAA* | ESH5X60M12A*+WALLCON | *95CSU1002122B* | Split System | 45000 | 20.5 | 9 | 1.84 | R-454B | 650
215934591 | KEEPRITE | C5H3V48*K*AAA* | ESH5X60M12A*+WALLCON | *95CSU1002122B* | Split System | 45000 | 20.5 | 9 | 1.84 | R-454B | 650
215934593 | TEMPSTAR | T5H3V48*K*AAA* | ESH5X60M12A*+WALLCON | *95CSU1002122B* | Split System | 45000 | 20.5 | 9 | 1.84 | R-454B | 650
218171234 | COMFORTMAKER | B5H0V36*K*AAA* | FCMA5B60L0D*+WALLCON |  | Split System | 35400 | 19.5 | 9.5 | 2.04 | R-454B | 650
218171235 | DAY & NIGHT | B5H0V36*K*AAA* | FCMA5B60L0D*+WALLCON |  | Split System | 35400 | 19.5 | 9.5 | 2.04 | R-454B | 650
218171236 | KEEPRITE | B5H0V36*K*AAA* | FCMA5B60L0D*+WALLCON |  | Split System | 35400 | 19.5 | 9.5 | 2.04 | R-454B | 650
215932357 | AIRQUEST | H5H3V36*K*AAA* | EA*5X42M21A*+WALLCON | *96CTN1002122B* | Split System | 32800 | 20 | 9.5 | 2 | R-454B | 650
215932327 | AIRQUEST | H5H3V36*K*AAA* | EA*5X42M21A*+WALLCON | *97CMN1002122B* | Split System | 32800 | 20 | 9.5 | 2 | R-454B | 650
215932277 | AIRQUEST | H5H3V36*K*AAA* | EA*5X42M21A*+WALLCON | *95CSU1002122B* | Split System | 32800 | 20 | 9.5 | 2.02 | R-454B | 650
215932257 | AIRQUEST | H5H3V36*K*AAA* | EA*5X42M21A*+WALLCON | *80CTL1102120B* | Split System | 32800 | 20 | 9.5 | 2.02 | R-454B | 650
215932497 | AIRQUEST | H5H3V36*K*AAA* | EA*5X48M21A*+WALLCON | *97CMN0802120B* | Split System | 33400 | 20 | 9.5 | 2.02 | R-454B | 650
215932427 | AIRQUEST | H5H3V36*K*AAA* | EA*5X48M21A*+WALLCON | *80CTL0901716B* | Split System | 33400 | 20 | 9.5 | 2.04 | R-454B | 650
215932328 | ARCOAIRE | H5H3V36*K*AAA* | EA*5X42M21A*+WALLCON | *97CMN1002122B* | Split System | 32800 | 20 | 9.5 | 2 | R-454B | 650
215932358 | ARCOAIRE | H5H3V36*K*AAA* | EA*5X42M21A*+WALLCON | *96CTN1002122B* | Split System | 32800 | 20 | 9.5 | 2 | R-454B | 650
215932278 | ARCOAIRE | H5H3V36*K*AAA* | EA*5X42M21A*+WALLCON | *95CSU1002122B* | Split System | 32800 | 20 | 9.5 | 2.02 | R-454B | 650
215932258 | ARCOAIRE | H5H3V36*K*AAA* | EA*5X42M21A*+WALLCON | *80CTL1102120B* | Split System | 32800 | 20 | 9.5 | 2.02 | R-454B | 650
215932498 | ARCOAIRE | H5H3V36*K*AAA* | EA*5X48M21A*+WALLCON | *97CMN0802120B* | Split System | 33400 | 20 | 9.5 | 2.02 | R-454B | 650
215932428 | ARCOAIRE | H5H3V36*K*AAA* | EA*5X48M21A*+WALLCON | *80CTL0901716B* | Split System | 33400 | 20 | 9.5 | 2.04 | R-454B | 650
215932418 | ARCOAIRE | H5H3V36*K*AAA* | EA*5X48M21A*+WALLCON | *80CTL0702120B* | Split System | 33400 | 20 | 9.5 | 2.04 | R-454B | 650
215932329 | COMFORTMAKER | C5H3V36*K*AAA* | EA*5X42M21A*+WALLCON | *97CMN1002122B* | Split System | 32800 | 20 | 9.5 | 2 | R-454B | 650
215932359 | COMFORTMAKER | C5H3V36*K*AAA* | EA*5X42M21A*+WALLCON | *96CTN1002122B* | Split System | 32800 | 20 | 9.5 | 2 | R-454B | 650
215932259 | COMFORTMAKER | C5H3V36*K*AAA* | EA*5X42M21A*+WALLCON | *80CTL1102120B* | Split System | 32800 | 20 | 9.5 | 2.02 | R-454B | 650
215932279 | COMFORTMAKER | C5H3V36*K*AAA* | EA*5X42M21A*+WALLCON | *95CSU1002122B* | Split System | 32800 | 20 | 9.5 | 2.02 | R-454B | 650
215932499 | COMFORTMAKER | C5H3V36*K*AAA* | EA*5X48M21A*+WALLCON | *97CMN0802120B* | Split System | 33400 | 20 | 9.5 | 2.02 | R-454B | 650
215932429 | COMFORTMAKER | C5H3V36*K*AAA* | EA*5X48M21A*+WALLCON | *80CTL0901716B* | Split System | 33400 | 20 | 9.5 | 2.04 | R-454B | 650
215932419 | COMFORTMAKER | C5H3V36*K*AAA* | EA*5X48M21A*+WALLCON | *80CTL0702120B* | Split System | 33400 | 20 | 9.5 | 2.04 | R-454B | 650
215932360 | DAY & NIGHT | C5H3V36*K*AAA* | EA*5X42M21A*+WALLCON | *96CTN1002122B* | Split System | 32800 | 20 | 9.5 | 2 | R-454B | 650
215932330 | DAY & NIGHT | C5H3V36*K*AAA* | EA*5X42M21A*+WALLCON | *97CMN1002122B* | Split System | 32800 | 20 | 9.5 | 2 | R-454B | 650
215932260 | DAY & NIGHT | C5H3V36*K*AAA* | EA*5X42M21A*+WALLCON | *80CTL1102120B* | Split System | 32800 | 20 | 9.5 | 2.02 | R-454B | 650
215932280 | DAY & NIGHT | C5H3V36*K*AAA* | EA*5X42M21A*+WALLCON | *95CSU1002122B* | Split System | 32800 | 20 | 9.5 | 2.02 | R-454B | 650
215932500 | DAY & NIGHT | C5H3V36*K*AAA* | EA*5X48M21A*+WALLCON | *97CMN0802120B* | Split System | 33400 | 20 | 9.5 | 2.02 | R-454B | 650
215932430 | DAY & NIGHT | C5H3V36*K*AAA* | EA*5X48M21A*+WALLCON | *80CTL0901716B* | Split System | 33400 | 20 | 9.5 | 2.04 | R-454B | 650
215932420 | DAY & NIGHT | C5H3V36*K*AAA* | EA*5X48M21A*+WALLCON | *80CTL0702120B* | Split System | 33400 | 20 | 9.5 | 2.04 | R-454B | 650
215932356 | HEIL | H5H3V36*K*AAA* | EA*5X42M21A*+WALLCON | *96CTN1002122B* | Split System | 32800 | 20 | 9.5 | 2 | R-454B | 650
215932326 | HEIL | H5H3V36*K*AAA* | EA*5X42M21A*+WALLCON | *97CMN1002122B* | Split System | 32800 | 20 | 9.5 | 2 | R-454B | 650
215939666 | HEIL | H5H3V36*K*AAA* | EA*5X42M21A*+WALLCON | *80CSU0601716B* | Split System | 32800 | 20 | 9.5 | 2 | R-454B | 650
215932276 | HEIL | H5H3V36*K*AAA* | EA*5X42M21A*+WALLCON | *95CSU1002122B* | Split System | 32800 | 20 | 9.5 | 2.02 | R-454B | 650
215932256 | HEIL | H5H3V36*K*AAA* | EA*5X42M21A*+WALLCON | *80CTL1102120B* | Split System | 32800 | 20 | 9.5 | 2.02 | R-454B | 650
215932496 | HEIL | H5H3V36*K*AAA* | EA*5X48M21A*+WALLCON | *97CMN0802120B* | Split System | 33400 | 20 | 9.5 | 2.02 | R-454B | 650
215932426 | HEIL | H5H3V36*K*AAA* | EA*5X48M21A*+WALLCON | *80CTL0901716B* | Split System | 33400 | 20 | 9.5 | 2.04 | R-454B | 650
215932416 | HEIL | H5H3V36*K*AAA* | EA*5X48M21A*+WALLCON | *80CTL0702120B* | Split System | 33400 | 20 | 9.5 | 2.04 | R-454B | 650
215932331 | KEEPRITE | C5H3V36*K*AAA* | EA*5X42M21A*+WALLCON | *97CMN1002122B* | Split System | 32800 | 20 | 9.5 | 2 | R-454B | 650
215932361 | KEEPRITE | C5H3V36*K*AAA* | EA*5X42M21A*+WALLCON | *96CTN1002122B* | Split System | 32800 | 20 | 9.5 | 2 | R-454B | 650
215939671 | KEEPRITE | C5H3V36*K*AAA* | EA*5X42M21A*+WALLCON | *80CSU0601716B* | Split System | 32800 | 20 | 9.5 | 2 | R-454B | 650
215932261 | KEEPRITE | C5H3V36*K*AAA* | EA*5X42M21A*+WALLCON | *80CTL1102120B* | Split System | 32800 | 20 | 9.5 | 2.02 | R-454B | 650
215932281 | KEEPRITE | C5H3V36*K*AAA* | EA*5X42M21A*+WALLCON | *95CSU1002122B* | Split System | 32800 | 20 | 9.5 | 2.02 | R-454B | 650
215932501 | KEEPRITE | C5H3V36*K*AAA* | EA*5X48M21A*+WALLCON | *97CMN0802120B* | Split System | 33400 | 20 | 9.5 | 2.02 | R-454B | 650
215932421 | KEEPRITE | C5H3V36*K*AAA* | EA*5X48M21A*+WALLCON | *80CTL0702120B* | Split System | 33400 | 20 | 9.5 | 2.04 | R-454B | 650
215932431 | KEEPRITE | C5H3V36*K*AAA* | EA*5X48M21A*+WALLCON | *80CTL0901716B* | Split System | 33400 | 20 | 9.5 | 2.04 | R-454B | 650
215939771 | KEEPRITE | C5H3V36*K*AAA* | EA*5X48M21A*+WALLCON | *97CTN0802120A* | Split System | 33400 | 20 | 9.5 | 2.04 | R-454B | 650
215939673 | TEMPSTAR | T5H3V36*K*AAA* | EA*5X42M21A*+WALLCON | *80CSU0601716B* | Split System | 32800 | 20 | 9.5 | 2 | R-454B | 650
215932363 | TEMPSTAR | T5H3V36*K*AAA* | EA*5X42M21A*+WALLCON | *96CTN1002122B* | Split System | 32800 | 20 | 9.5 | 2 | R-454B | 650
215932263 | TEMPSTAR | T5H3V36*K*AAA* | EA*5X42M21A*+WALLCON | *80CTL1102120B* | Split System | 32800 | 20 | 9.5 | 2.02 | R-454B | 650
215932283 | TEMPSTAR | T5H3V36*K*AAA* | EA*5X42M21A*+WALLCON | *95CSU1002122B* | Split System | 32800 | 20 | 9.5 | 2.02 | R-454B | 650
215932503 | TEMPSTAR | T5H3V36*K*AAA* | EA*5X48M21A*+WALLCON | *97CMN0802120B* | Split System | 33400 | 20 | 9.5 | 2.02 | R-454B | 650
215932423 | TEMPSTAR | T5H3V36*K*AAA* | EA*5X48M21A*+WALLCON | *80CTL0702120B* | Split System | 33400 | 20 | 9.5 | 2.04 | R-454B | 650
215932433 | TEMPSTAR | T5H3V36*K*AAA* | EA*5X48M21A*+WALLCON | *80CTL0901716B* | Split System | 33400 | 20 | 9.5 | 2.04 | R-454B | 650
215939723 | TEMPSTAR | T5H3V36*K*AAA* | EA*5X48M21A*+WALLCON | *96CTN0802120B* | Split System | 33400 | 20 | 9.5 | 2.04 | R-454B | 650
215939773 | TEMPSTAR | T5H3V36*K*AAA* | EA*5X48M21A*+WALLCON | *97CTN0802120A* | Split System | 33400 | 20 | 9.5 | 2.04 | R-454B | 650
215934357 | AIRQUEST | H5H3V48*K*AAA* | EA*5X61M24A*+WALLCON | *95CSU1002122B* | Split System | 45500 | 21.5 | 9.5 | 1.94 | R-454B | 650
215934317 | AIRQUEST | H5H3V48*K*AAA* | EA*5X61M24A*+WALLCON | *80CTL0902120B* | Split System | 45500 | 21.5 | 9.5 | 1.94 | R-454B | 650
215934417 | AIRQUEST | H5H3V48*K*AAA* | EA*5X61M24A*+WALLCON | *96CTN1202422B* | Split System | 45500 | 21.5 | 9.5 | 1.94 | R-454B | 650
215934337 | AIRQUEST | H5H3V48*K*AAA* | EA*5X61M24A*+WALLCON | *80CTL1352422B* | Split System | 45500 | 21.5 | 9.5 | 1.94 | R-454B | 650
215934327 | AIRQUEST | H5H3V48*K*AAA* | EA*5X61M24A*+WALLCON | *80CTL1102120B* | Split System | 45500 | 21.5 | 9.5 | 1.94 | R-454B | 650
215934117 | AIRQUEST | H5H3V48*K*AAA* | EA*5X60M24A*+WALLCON | *80CTL1352422B* | Split System | 45000 | 21.5 | 9.5 | 2 | R-454B | 650
215934227 | AIRQUEST | H5H3V48*K*AAA* | EA*5X61M21A*+WALLCON | *95CSU1002122B* | Split System | 45500 | 21.5 | 9.5 | 2 | R-454B | 650
215934187 | AIRQUEST | H5H3V48*K*AAA* | EA*5X61M21A*+WALLCON | *80CTL0902120B* | Split System | 45500 | 21.5 | 9.5 | 2 | R-454B | 650
215934318 | ARCOAIRE | H5H3V48*K*AAA* | EA*5X61M24A*+WALLCON | *80CTL0902120B* | Split System | 45500 | 21.5 | 9.5 | 1.94 | R-454B | 650
215934418 | ARCOAIRE | H5H3V48*K*AAA* | EA*5X61M24A*+WALLCON | *96CTN1202422B* | Split System | 45500 | 21.5 | 9.5 | 1.94 | R-454B | 650
215934358 | ARCOAIRE | H5H3V48*K*AAA* | EA*5X61M24A*+WALLCON | *95CSU1002122B* | Split System | 45500 | 21.5 | 9.5 | 1.94 | R-454B | 650
215934338 | ARCOAIRE | H5H3V48*K*AAA* | EA*5X61M24A*+WALLCON | *80CTL1352422B* | Split System | 45500 | 21.5 | 9.5 | 1.94 | R-454B | 650
215934188 | ARCOAIRE | H5H3V48*K*AAA* | EA*5X61M21A*+WALLCON | *80CTL0902120B* | Split System | 45500 | 21.5 | 9.5 | 2 | R-454B | 650
215934329 | COMFORTMAKER | C5H3V48*K*AAA* | EA*5X61M24A*+WALLCON | *80CTL1102120B* | Split System | 45500 | 21.5 | 9.5 | 1.94 | R-454B | 650
215934359 | COMFORTMAKER | C5H3V48*K*AAA* | EA*5X61M24A*+WALLCON | *95CSU1002122B* | Split System | 45500 | 21.5 | 9.5 | 1.94 | R-454B | 650
215934419 | COMFORTMAKER | C5H3V48*K*AAA* | EA*5X61M24A*+WALLCON | *96CTN1202422B* | Split System | 45500 | 21.5 | 9.5 | 1.94 | R-454B | 650
215934319 | COMFORTMAKER | C5H3V48*K*AAA* | EA*5X61M24A*+WALLCON | *80CTL0902120B* | Split System | 45500 | 21.5 | 9.5 | 1.94 | R-454B | 650
215934119 | COMFORTMAKER | C5H3V48*K*AAA* | EA*5X60M24A*+WALLCON | *80CTL1352422B* | Split System | 45000 | 21.5 | 9.5 | 2 | R-454B | 650
215934229 | COMFORTMAKER | C5H3V48*K*AAA* | EA*5X61M21A*+WALLCON | *95CSU1002122B* | Split System | 45500 | 21.5 | 9.5 | 2 | R-454B | 650
215934189 | COMFORTMAKER | C5H3V48*K*AAA* | EA*5X61M21A*+WALLCON | *80CTL0902120B* | Split System | 45500 | 21.5 | 9.5 | 2 | R-454B | 650
215934420 | DAY & NIGHT | C5H3V48*K*AAA* | EA*5X61M24A*+WALLCON | *96CTN1202422B* | Split System | 45500 | 21.5 | 9.5 | 1.94 | R-454B | 650
215934340 | DAY & NIGHT | C5H3V48*K*AAA* | EA*5X61M24A*+WALLCON | *80CTL1352422B* | Split System | 45500 | 21.5 | 9.5 | 1.94 | R-454B | 650
215934360 | DAY & NIGHT | C5H3V48*K*AAA* | EA*5X61M24A*+WALLCON | *95CSU1002122B* | Split System | 45500 | 21.5 | 9.5 | 1.94 | R-454B | 650
215934330 | DAY & NIGHT | C5H3V48*K*AAA* | EA*5X61M24A*+WALLCON | *80CTL1102120B* | Split System | 45500 | 21.5 | 9.5 | 1.94 | R-454B | 650
215934320 | DAY & NIGHT | C5H3V48*K*AAA* | EA*5X61M24A*+WALLCON | *80CTL0902120B* | Split System | 45500 | 21.5 | 9.5 | 1.94 | R-454B | 650
215934120 | DAY & NIGHT | C5H3V48*K*AAA* | EA*5X60M24A*+WALLCON | *80CTL1352422B* | Split System | 45000 | 21.5 | 9.5 | 2 | R-454B | 650
215934190 | DAY & NIGHT | C5H3V48*K*AAA* | EA*5X61M21A*+WALLCON | *80CTL0902120B* | Split System | 45500 | 21.5 | 9.5 | 2 | R-454B | 650
215934416 | HEIL | H5H3V48*K*AAA* | EA*5X61M24A*+WALLCON | *96CTN1202422B* | Split System | 45500 | 21.5 | 9.5 | 1.94 | R-454B | 650
215934336 | HEIL | H5H3V48*K*AAA* | EA*5X61M24A*+WALLCON | *80CTL1352422B* | Split System | 45500 | 21.5 | 9.5 | 1.94 | R-454B | 650
215934326 | HEIL | H5H3V48*K*AAA* | EA*5X61M24A*+WALLCON | *80CTL1102120B* | Split System | 45500 | 21.5 | 9.5 | 1.94 | R-454B | 650
215934316 | HEIL | H5H3V48*K*AAA* | EA*5X61M24A*+WALLCON | *80CTL0902120B* | Split System | 45500 | 21.5 | 9.5 | 1.94 | R-454B | 650
215934116 | HEIL | H5H3V48*K*AAA* | EA*5X60M24A*+WALLCON | *80CTL1352422B* | Split System | 45000 | 21.5 | 9.5 | 2 | R-454B | 650
215934226 | HEIL | H5H3V48*K*AAA* | EA*5X61M21A*+WALLCON | *95CSU1002122B* | Split System | 45500 | 21.5 | 9.5 | 2 | R-454B | 650
215934186 | HEIL | H5H3V48*K*AAA* | EA*5X61M21A*+WALLCON | *80CTL0902120B* | Split System | 45500 | 21.5 | 9.5 | 2 | R-454B | 650
215934321 | KEEPRITE | C5H3V48*K*AAA* | EA*5X61M24A*+WALLCON | *80CTL0902120B* | Split System | 45500 | 21.5 | 9.5 | 1.94 | R-454B | 650
215934421 | KEEPRITE | C5H3V48*K*AAA* | EA*5X61M24A*+WALLCON | *96CTN1202422B* | Split System | 45500 | 21.5 | 9.5 | 1.94 | R-454B | 650
215934331 | KEEPRITE | C5H3V48*K*AAA* | EA*5X61M24A*+WALLCON | *80CTL1102120B* | Split System | 45500 | 21.5 | 9.5 | 1.94 | R-454B | 650
215934341 | KEEPRITE | C5H3V48*K*AAA* | EA*5X61M24A*+WALLCON | *80CTL1352422B* | Split System | 45500 | 21.5 | 9.5 | 1.94 | R-454B | 650
215934361 | KEEPRITE | C5H3V48*K*AAA* | EA*5X61M24A*+WALLCON | *95CSU1002122B* | Split System | 45500 | 21.5 | 9.5 | 1.94 | R-454B | 650
215934121 | KEEPRITE | C5H3V48*K*AAA* | EA*5X60M24A*+WALLCON | *80CTL1352422B* | Split System | 45000 | 21.5 | 9.5 | 2 | R-454B | 650
215934191 | KEEPRITE | C5H3V48*K*AAA* | EA*5X61M21A*+WALLCON | *80CTL0902120B* | Split System | 45500 | 21.5 | 9.5 | 2 | R-454B | 650
215934231 | KEEPRITE | C5H3V48*K*AAA* | EA*5X61M21A*+WALLCON | *95CSU1002122B* | Split System | 45500 | 21.5 | 9.5 | 2 | R-454B | 650
215934323 | TEMPSTAR | T5H3V48*K*AAA* | EA*5X61M24A*+WALLCON | *80CTL0902120B* | Split System | 45500 | 21.5 | 9.5 | 1.94 | R-454B | 650
215934423 | TEMPSTAR | T5H3V48*K*AAA* | EA*5X61M24A*+WALLCON | *96CTN1202422B* | Split System | 45500 | 21.5 | 9.5 | 1.94 | R-454B | 650
215934363 | TEMPSTAR | T5H3V48*K*AAA* | EA*5X61M24A*+WALLCON | *95CSU1002122B* | Split System | 45500 | 21.5 | 9.5 | 1.94 | R-454B | 650
215934343 | TEMPSTAR | T5H3V48*K*AAA* | EA*5X61M24A*+WALLCON | *80CTL1352422B* | Split System | 45500 | 21.5 | 9.5 | 1.94 | R-454B | 650
215934333 | TEMPSTAR | T5H3V48*K*AAA* | EA*5X61M24A*+WALLCON | *80CTL1102120B* | Split System | 45500 | 21.5 | 9.5 | 1.94 | R-454B | 650
215934123 | TEMPSTAR | T5H3V48*K*AAA* | EA*5X60M24A*+WALLCON | *80CTL1352422B* | Split System | 45000 | 21.5 | 9.5 | 2 | R-454B | 650
215934193 | TEMPSTAR | T5H3V48*K*AAA* | EA*5X61M21A*+WALLCON | *80CTL0902120B* | Split System | 45500 | 21.5 | 9.5 | 2 | R-454B | 650
215934233 | TEMPSTAR | T5H3V48*K*AAA* | EA*5X61M21A*+WALLCON | *95CSU1002122B* | Split System | 45500 | 21.5 | 9.5 | 2 | R-454B | 650
215588174 | BRYANT HEATING AND COOLING SYSTEMS | 291VAN054**AA* | CSAH*6012AM*+UI | 935CB66100C21*** | Split System | 50000 | 18.5 | 10 | 1.84 | R-454B | 650
215588168 | BRYANT HEATING AND COOLING SYSTEMS | 291VAN054**AA* | CSAH*6012AM*+UI | 88*TB66135C24*** | Split System | 50000 | 18.5 | 10 | 1.84 | R-454B | 650
215588456 | BRYANT HEATING AND COOLING SYSTEMS | 291VAN054**AA* | CSAH*6012AM*+UI | 83*CB60100C21*** | Split System | 50000 | 18.5 | 10 | 1.84 | R-454B | 650
215588167 | CARRIER | 27VNA154A*030* | CSAH*6012AM*+UI | 58TN*B135C24**22 | Split System | 50000 | 18.5 | 10 | 1.84 | R-454B | 650
215588173 | CARRIER | 27VNA154A*030* | CSAH*6012AM*+UI | 59CU5B100C21**22 | Split System | 50000 | 18.5 | 10 | 1.84 | R-454B | 650
215588166 | BRYANT HEATING AND COOLING SYSTEMS | 291VAN054**AA* | CSAH*6012AM*+UI | 88*TB60110C21*** | Split System | 50000 | 18.5 | 10.5 | 1.94 | R-454B | 650
215588464 | BRYANT HEATING AND COOLING SYSTEMS | 291VAN054**AA* | CSAH*6012AM*+UI | 987TA66120C24*** | Split System | 50000 | 18.5 | 10.5 | 1.94 | R-454B | 650
215588190 | BRYANT HEATING AND COOLING SYSTEMS | 291VAN054**AA* | CSAH*6012AM*+UI | 986TD66120C24*** | Split System | 50000 | 18.5 | 10.5 | 1.94 | R-454B | 650
215588463 | CARRIER | 27VNA154A*030* | CSAH*6012AM*+UI | 59TN7A120C24**22 | Split System | 50000 | 18.5 | 10.5 | 1.94 | R-454B | 650
215588189 | CARRIER | 27VNA154A*030* | CSAH*6012AM*+UI | 59TN6C120C24**22 | Split System | 50000 | 18.5 | 10.5 | 1.94 | R-454B | 650
215588165 | CARRIER | 27VNA154A*030* | CSAH*6012AM*+UI | 58TN*B110C21**20 | Split System | 50000 | 18.5 | 10.5 | 1.94 | R-454B | 650
215588112 | BRYANT HEATING AND COOLING SYSTEMS | 291VAN054**AA* | CAA**6024AM*+UI | 986TD66120C24*** | Split System | 49500 | 19 | 10.5 | 1.96 | R-454B | 650
215588428 | BRYANT HEATING AND COOLING SYSTEMS | 291VAN054**AA* | CAA**6024AM*+UI | 83*CB60100C21*** | Split System | 49500 | 19 | 10.5 | 1.96 | R-454B | 650
215588434 | BRYANT HEATING AND COOLING SYSTEMS | 291VAN054**AA* | CAA**6024AM*+UI | 987TA66120C24*** | Split System | 49500 | 19 | 10.5 | 1.96 | R-454B | 650
215588100 | BRYANT HEATING AND COOLING SYSTEMS | 291VAN054**AA* | CAA**6024AM*+UI | 935CB66100C21*** | Split System | 49500 | 19 | 10.5 | 1.98 | R-454B | 650
215588427 | CARRIER | 27VNA154A*030* | CAA**6024AM*+UI | 58CU*B100C21**20 | Split System | 49500 | 19 | 10.5 | 1.96 | R-454B | 650
215588433 | CARRIER | 27VNA154A*030* | CAA**6024AM*+UI | 59TN7A120C24**22 | Split System | 49500 | 19 | 10.5 | 1.96 | R-454B | 650
215588111 | CARRIER | 27VNA154A*030* | CAA**6024AM*+UI | 59TN6C120C24**22 | Split System | 49500 | 19 | 10.5 | 1.96 | R-454B | 650
215588099 | CARRIER | 27VNA154A*030* | CAA**6024AM*+UI | 59CU5B100C21**22 | Split System | 49500 | 19 | 10.5 | 1.98 | R-454B | 650
215588094 | BRYANT HEATING AND COOLING SYSTEMS | 291VAN054**AA* | CAA**6024AM*+UI | 88*TB60090C21*** | Split System | 49500 | 19.5 | 10.5 | 1.96 | R-454B | 650
215588096 | BRYANT HEATING AND COOLING SYSTEMS | 291VAN054**AA* | CAA**6024AM*+UI | 88*TB60110C21*** | Split System | 49500 | 19.5 | 10.5 | 1.96 | R-454B | 650
215588098 | BRYANT HEATING AND COOLING SYSTEMS | 291VAN054**AA* | CAA**6024AM*+UI | 88*TB66135C24*** | Split System | 49500 | 19.5 | 10.5 | 1.98 | R-454B | 650
215588093 | CARRIER | 27VNA154A*030* | CAA**6024AM*+UI | 58TN*B090C21**20 | Split System | 49500 | 19.5 | 10.5 | 1.96 | R-454B | 650
215588095 | CARRIER | 27VNA154A*030* | CAA**6024AM*+UI | 58TN*B110C21**20 | Split System | 49500 | 19.5 | 10.5 | 1.96 | R-454B | 650
215588097 | CARRIER | 27VNA154A*030* | CAA**6024AM*+UI | 58TN*B135C24**22 | Split System | 49500 | 19.5 | 10.5 | 1.98 | R-454B | 650
215429186 | AMANA | AZV7SA2410A* | AHVE36CP1300A* |  | Split System | 23200 | 19 | 8.8 | 2 | R-32 | 650
215415508 | DAIKIN | DH7VSA2410A* | DFVE36CP1300A* |  | Split System | 23200 | 19 | 8.8 | 2 | R-32 | 650
215429196 | GOODMAN | GZV7SA2410A* | AHVE36CP1300A* |  | Split System | 23200 | 19 | 8.8 | 2 | R-32 | 650
218472798 | UTL | UCHA-36HDCTRN2 | UCHA-36HDCALN2 |  | Split System | 34200 | 18 | 10 | 2.3 | R-32 | 650
215351152 | TOSOT | TU60-32WEDU | TUD60-32AH2EDU |  | Split System | 53000 | 18.5 | 10.5 | 2.1 | R-32 | 650
215429180 | AMANA | AZV6SA1810A* | AHVE24BP1300A* |  | Split System | 17100 | 19 | 8.8 | 2.1 | R-32 | 650
215415502 | DAIKIN | DH6VSA1810A* | DFVE24BP1300A* |  | Split System | 17100 | 19 | 8.8 | 2.1 | R-32 | 650
215429190 | GOODMAN | GZV6SA1810A* | AHVE24BP1300A* |  | Split System | 17100 | 19 | 8.8 | 2.1 | R-32 | 650
215387236 | 1HVAC | ACIQ-48-HP32 | ACIQ-48-AH32 |  | Split System | 48000 | 19 | 10 | 2 | R-32 | 650
215387240 | ACIQ | ACIQ-48-HP32 | ACIQ-48-AH32 |  | Split System | 48000 | 19 | 10 | 2 | R-32 | 650
215420684 | BOREAL | ENX48HPJ132OA | ENX48HPJ132IA |  | Split System | 48000 | 19 | 10 | 2 | R-32 | 650
215387244 | DIYCOOL | ACIQ-48-HP32 | ACIQ-48-AH32 |  | Split System | 48000 | 19 | 10 | 2 | R-32 | 650
215213331 | GREE | FXU48HP230V1R32AO | FXU48HP230V1R32AH |  | Split System | 48000 | 19 | 10 | 2 | R-32 | 650
215387248 | Stealth Comfort | ACIQ-48-HP32 | ACIQ-48-AH32 |  | Split System | 48000 | 19 | 10 | 2 | R-32 | 650
215390438 | TOSOT | TU48W-EDU | TUD48AH2-EDU |  | Split System | 48000 | 19 | 10 | 2 | R-32 | 650
218473000 | KINGHOME | KU18UXO | KD18UXI |  | Split System | 18000 | 18 | 9 | 2 | R-32 | 650
218472797 | UTL | UCHA-24HDCTRN2 | UCHA-24HDCALN2 |  | Split System | 24000 | 19 | 10.2 | 2.3 | R-32 | 650
218189010 | DAIKIN | DH6VSA121MA* | AWVE12SU1300A* |  | Split System | 11500 | 16.5 | 8.5 | 2 | R-32 | 650
218189011 | DAIKIN | DH6VSA181MA* | AWVE18SU1300A* |  | Split System | 17000 | 16.5 | 8.5 | 2 | R-32 | 650
218189015 | GOODMAN | GZV6SA121MA* | AWVE12SU1300A* |  | Split System | 11500 | 16.5 | 8.5 | 2 | R-32 | 650
215429188 | AMANA | AZV7SA4210A* | AHVE60DP1300A* |  | Split System | 41000 | 17.5 | 8.8 | 2 | R-32 | 650
215429189 | AMANA | AZV7SA4810A* | AHVE60DP1300A* |  | Split System | 46500 | 17.5 | 8.8 | 2 | R-32 | 650
215415510 | DAIKIN | DH7VSA4210A* | DFVE60DP1300A* |  | Split System | 41000 | 17.5 | 8.8 | 2 | R-32 | 650
215415511 | DAIKIN | DH7VSA4810A* | DFVE60DP1300A* |  | Split System | 46500 | 17.5 | 8.8 | 2 | R-32 | 650
215429198 | GOODMAN | GZV7SA4210A* | AHVE60DP1300A* |  | Split System | 41000 | 17.5 | 8.8 | 2 | R-32 | 650
215429199 | GOODMAN | GZV7SA4810A* | AHVE60DP1300A* |  | Split System | 46500 | 17.5 | 8.8 | 2 | R-32 | 650
218472799 | UTL | UCHA-60HDCTRN2 | UCHA-60HDCALN2 |  | Split System | 54000 | 16.2 | 9.8 | 2.2 | R-32 | 650
215429187 | AMANA | AZV7SA3610A* | AHVE48DP1300A* |  | Split System | 35000 | 19 | 8.8 | 2 | R-32 | 650
215415509 | DAIKIN | DH7VSA3610A* | DFVE48DP1300A* |  | Split System | 35000 | 19 | 8.8 | 2 | R-32 | 650
215429197 | GOODMAN | GZV7SA3610A* | AHVE48DP1300A* |  | Split System | 35000 | 19 | 8.8 | 2 | R-32 | 650
218472800 | UTL | UCHA-48HDCTRN2 | UCHA-48HDCALN2 |  | Split System | 48000 | 16.5 | 10.5 | 2.2 | R-32 | 650
217497614 | Trane/American Standard | 5HCL9024A1000A* | 5TEM9C02AC21SA* |  | Split System | 24000 | 19.7 | 8.8 | 2.1 | R-454B | 650
215381148 | ZEPHYR | ZE-660HPA | AH-660A |  | Split System | 57000 | 19 | 9 | 2.46 | R-454B | 650
215434510 | ZEPHYR | ZE-660HPA | AH- 660A |  | Split System | 57000 | 19 | 9 | 2.46 | R-454B | 650
218473011 | CARRIER | 37MUHAQ24AA3+KSAIC0701230 | FT5ANXB24L* |  | Split System | 23600 | 17.5 | 9.5 | 2.04 | R-454B | 650
217014849 | UTL | UCHA-48HDCT | UCHA-48HDC |  | Split System | 48000 | 18.5 | 9.8 | 2.2 | R-454B | 650
216505546 | MIDEA | MDV-V30WMN10T | MPUE30B1MN10TA |  | Split System | 30000 | 16 | 8.5 | 1.8 | R-454B | 650
215374890 | Durastar | DRU1H49S2A | DRUM4260S2A |  | Split System | 48000 | 16.3 | 9 | 1.8 | R-454B | 650
216759900 | ECO-AIR | ECUO-48H | ECMP-60U |  | Split System | 48000 | 16.3 | 9 | 1.8 | R-454B | 650
214861595 | MDV | MOE30-48HFN10-M3X-D | MVBC-48HWFN10-MD3E-DD |  | Split System | 48000 | 16.3 | 9 | 1.8 | R-454B | 650
215471337 | MIDEA | MO1SE-H48B-2A | MAUHE-H60B-2A |  | Split System | 48000 | 16.3 | 9 | 1.8 | R-454B | 650
216497969 | AC PRO | MHPC-H-024BSB | MMUL-H-024BMB |  | Split System | 24000 | 19.7 | 9 | 2.2 | R-454B | 650
218471558 | ACIQ | ACIQ-24ZS-HP230C | ACIQ-24AHB-HH-MB |  | Split System | 24000 | 19.7 | 9 | 2.2 | R-454B | 650
215374881 | Durastar | DRA1U24S2A | DRAM24F2A |  | Split System | 24000 | 19.7 | 9 | 2.2 | R-454B | 650
214861582 | MDV | MOD30-24HFN10-M1 | MVBC-24HWFN10-MB1-D |  | Split System | 24000 | 19.7 | 9 | 2.2 | R-454B | 650
215471347 | MIDEA | MO1ES-H24B-2A | MACHU-H24B-2A |  | Split System | 24000 | 19.7 | 9 | 2.2 | R-454B | 650
216760026 | Multi MFG | 24MSZ-M-B | 24MPHP0-S-B |  | Split System | 24000 | 19.7 | 9 | 2.2 | R-454B | 650
215374888 | Durastar | DRU1H42S2A | DRUM4260S2A |  | Split System | 42000 | 16.7 | 9.5 | 1.9 | R-454B | 650
215374763 | MDV | MOX630-42HFN10-M3X-D | MVBC-48HWFN10-MD3E-DD |  | Split System | 42000 | 16.7 | 9.5 | 1.9 | R-454B | 650
215449752 | Breeze33 | BZ33-HYP36OUT2-454-G3-P | BZ33-MSAHU36-454-G3-P |  | Split System | 36000 | 17.2 | 9.5 | 2.06 | R-454B | 650
214861575 | MDV | MOX630-36HFN10-M2X | MVBC-36HWFN10-MC2-D |  | Split System | 36000 | 17.2 | 9.5 | 2.06 | R-454B | 650
215471354 | MIDEA | MO1HU-H36B-2A | MASHS-H36B-2A |  | Split System | 36000 | 17.2 | 9.5 | 2.06 | R-454B | 650
214861574 | MDV | MOD30-33HFN10-M1X | MVBC-36HWFN10-MC1-D |  | Split System | 33000 | 16.5 | 10 | 2 | R-454B | 650
215415501 | Durastar | DRU1H30S2A | DRUM3036S2A |  | Split System | 30000 | 16.8 | 10 | 1.96 | R-454B | 650
215359325 | MDV | MOD30-30HFN10-M3X | MVBC-36HWFN10-MC3E-D |  | Split System | 30000 | 16.8 | 10 | 1.96 | R-454B | 650
215449705 | CanAir | 4CDH2024C21 | 4CDH2024F21 |  | Split System | 23000 | 18.3 | 10 | 1.87 | R-454B | 650
215374885 | Durastar | DRU1H24S2A | DRUM1824S2A |  | Split System | 23000 | 18.3 | 10 | 1.87 | R-454B | 650
216759894 | ECO-AIR | ECUO-24H | ECMP-24U |  | Split System | 23000 | 18.3 | 10 | 1.87 | R-454B | 650
215408662 | INNOVAIR | SHV24H2BA | SAV24BDA |  | Split System | 23000 | 18.3 | 10 | 1.87 | R-454B | 650
215488115 | GOODMAN | GZV7SA4810A* | CA*EA6030*3A* | G*VC961205DNB* | Split System | 45500 | 16.5 | 8.8 | 2 | R-32 | 650
215487722 | AMANA | AZV7SA4210A* | CA*EA6030*3A* | A*VC961205DNB* | Split System | 40500 | 17 | 8.8 | 2 | R-32 | 650
215487422 | DAIKIN | DH7VSA4210A* | CA*EA6030*3A* | D*96VC1205DNA* | Split System | 40500 | 17 | 8.8 | 2 | R-32 | 650
215488086 | GOODMAN | GZV7SA4210A* | CA*EA6030*3A* | G*VC961205DNB* | Split System | 40500 | 17 | 8.8 | 2 | R-32 | 650
214728386 | CHAMPION HEATING AND COOLING | HH836E2S11 | CTU36B5XDS1+TXV | TM9E060B12MP12 | Split System | 33200 | 17 | 8.5 | 2 | R-454B | 650
214719860 | FRASER-JOHNSTON | HH836E2S11 | CTU48C5XFS1+TXV | TM8E120C20MP11 | Split System | 34400 | 17 | 8.5 | 2 | R-454B | 650
214728364 | CHAMPION HEATING AND COOLING | HH836E2S11 | CTU36B5XDS1+TXV | TM9E080B12MP12 | Split System | 33600 | 18 | 8.5 | 2 | R-454B | 650
214728361 | COLEMAN | HH836E2S11 | CTU36B5XDS1+TXV | TM9E080B12MP12 | Split System | 33600 | 18 | 8.5 | 2 | R-454B | 650
214728368 | FRASER-JOHNSTON | HH836E2S11 | CTU36B5XDS1+TXV | TM9Y060B12MP11 | Split System | 33200 | 18 | 8.5 | 2 | R-454B | 650
214728370 | JOHNSON CONTROLS | HH836E2S11 | CTU36B5XDS1+TXV | TM9Y060B12MP11 | Split System | 33200 | 18 | 8.5 | 2 | R-454B | 650
214719691 | JOHNSON CONTROLS | HH836E2S11 | CTU36B5XDS1+TXV | TMLE100B12MP11 | Split System | 33200 | 18 | 8.5 | 2 | R-454B | 650
214728365 | JOHNSON CONTROLS | HH836E2S11 | CTU36B5XDS1+TXV | TM9E080B12MP12 | Split System | 33600 | 18 | 8.5 | 2 | R-454B | 650
214728362 | LUXAIRE | HH836E2S11 | CTU36B5XDS1+TXV | TM9E080B12MP12 | Split System | 33600 | 18 | 8.5 | 2 | R-454B | 650
215940542 | KENMORE | (C,H,T)5H3V36*K*AAA* | EVD5X36M21A*+WALLCON | *97CTN0601716A* | Split System | 34000 | 20 | 8.5 | 2.02 | R-454B | 650
217179526 | AMERICAN STANDARD | 5A6V8X24A1 | 5PX*BD04AS3 | S9V2B060D3PSC+LRP | Split System | 21600 | 18.1 | 8.5 | 2.1 | R-454B | 650
217179532 | AMERICAN STANDARD | 5A6V8X24A1 | 5PX*BD04AS3 | S9V2B040D3PSC+LRP | Split System | 21600 | 18.1 | 8.5 | 2.1 | R-454B | 650
217179558 | AMERICAN STANDARD | 5A6V8X24A1 | 5PX*BD06AS3 | S9V2B060D3PSC+LRP | Split System | 21800 | 18.1 | 8.5 | 2.2 | R-454B | 650
217179580 | AMERICAN STANDARD | 5A6V8X24A1 | 5TXCB006AS3 | S9V2B080U4PSC+LRP | Split System | 22000 | 18.1 | 8.5 | 2.2 | R-454B | 650
217179510 | AMERICAN STANDARD | 5A6V8X24A1 | 5PX*B006AS3 | S9V2B060U3VSB+LRP | Split System | 22000 | 18.1 | 8.5 | 2.2 | R-454B | 650
217179522 | AMERICAN STANDARD | 5A6V8X24A1 | 5PX*B006AS3 | S9V2B060U4PSC+LRP | Split System | 22000 | 18.1 | 8.5 | 2.2 | R-454B | 650
217179516 | AMERICAN STANDARD | 5A6V8X24A1 | 5PX*B006AS3 | S9V2B040U3PSC+LRP | Split System | 22000 | 18.1 | 8.5 | 2.2 | R-454B | 650
217179574 | AMERICAN STANDARD | 5A6V8X24A1 | 5TXCB006AS3 | S9V2B060U3VSB+LRP | Split System | 22000 | 18.1 | 8.5 | 2.2 | R-454B | 650
217179576 | AMERICAN STANDARD | 5A6V8X24A1 | 5TXCB006AS3 | S9V2B060U4PSC+LRP | Split System | 22000 | 18.1 | 8.5 | 2.2 | R-454B | 650
217179570 | AMERICAN STANDARD | 5A6V8X24A1 | 5TXCB006AS3 | S9V2B040U3PSC+LRP | Split System | 22000 | 18.1 | 8.5 | 2.2 | R-454B | 650
217179529 | TRANE | 5TWV8X24A1 | 5PX*BD04AS3 | S9V2B080D4PSC+LRP | Split System | 21600 | 18.1 | 8.5 | 2.1 | R-454B | 650
217179525 | TRANE | 5TWV8X24A1 | 5PX*BD04AS3 | S9V2B060D3PSC+LRP | Split System | 21600 | 18.1 | 8.5 | 2.1 | R-454B | 650
217179531 | TRANE | 5TWV8X24A1 | 5PX*BD04AS3 | S9V2B040D3PSC+LRP | Split System | 21600 | 18.1 | 8.5 | 2.1 | R-454B | 650
217179557 | TRANE | 5TWV8X24A1 | 5PX*BD06AS3 | S9V2B060D3PSC+LRP | Split System | 21800 | 18.1 | 8.5 | 2.2 | R-454B | 650
217179579 | TRANE | 5TWV8X24A1 | 5TXCB006AS3 | S9V2B080U4PSC+LRP | Split System | 22000 | 18.1 | 8.5 | 2.2 | R-454B | 650
217179509 | TRANE | 5TWV8X24A1 | 5PX*B006AS3 | S9V2B060U3VSB+LRP | Split System | 22000 | 18.1 | 8.5 | 2.2 | R-454B | 650
217179521 | TRANE | 5TWV8X24A1 | 5PX*B006AS3 | S9V2B060U4PSC+LRP | Split System | 22000 | 18.1 | 8.5 | 2.2 | R-454B | 650
217179575 | TRANE | 5TWV8X24A1 | 5TXCB006AS3 | S9V2B060U4PSC+LRP | Split System | 22000 | 18.1 | 8.5 | 2.2 | R-454B | 650
217179573 | TRANE | 5TWV8X24A1 | 5TXCB006AS3 | S9V2B060U3VSB+LRP | Split System | 22000 | 18.1 | 8.5 | 2.2 | R-454B | 650
217179569 | TRANE | 5TWV8X24A1 | 5TXCB006AS3 | S9V2B040U3PSC+LRP | Split System | 22000 | 18.1 | 8.5 | 2.2 | R-454B | 650
217179547 | TRANE | 5TWV8X24A1 | 5PX*BD06AS3 | S9V2B040D3PSC+LRP | Split System | 22000 | 18.1 | 8.5 | 2.2 | R-454B | 650
215940602 | KENMORE | (C,H,T)5H3V36*K*AAA* | EVD5X38M17A*+WALLCON | *97CTN0601716A* | Split System | 35000 | 20.5 | 8.5 | 2 | R-454B | 650
216891720 | FRIEDRICH | RD18AY36AJVC | RCFY3621STANM | FR951V0603A17UH | Split System | 31200 | 18 | 8.5 | 1.9 | R-454B | 650
216891684 | FRIEDRICH | RD18AY36AJVC | RCFY3617STANM | FR951V0403A17UH | Split System | 31200 | 18 | 8.5 | 1.9 | R-454B | 650
216891482 | FRIEDRICH | RD18AY36AJVC | RCFY3621STANM | FR951V0403A17UH | Split System | 31200 | 18 | 8.5 | 1.9 | R-454B | 650
216891660 | FRIEDRICH | RD18AY36AJVC | RCFY3617STANM | FR951V0603A17UH | Split System | 31200 | 18 | 8.5 | 1.9 | R-454B | 650
216891725 | RHEEM | RD18AY36AJVC | RCFY3617STANM | R951V0603A17UH | Split System | 31200 | 18 | 8.5 | 1.9 | R-454B | 650
216891659 | RHEEM | RD18AY36AJVC | RCFY3621STANM | R951V0603A17UH | Split System | 31200 | 18 | 8.5 | 1.9 | R-454B | 650
216891658 | RHEEM | RD18AY36AJVC | RCFY3621STANM | R951V0403A17UH | Split System | 31200 | 18 | 8.5 | 1.9 | R-454B | 650
216892164 | RUSSELL | RD18AY36AJVC | TCFY3617STANM | S951V0403A17UH | Split System | 31200 | 18 | 8.5 | 1.9 | R-454B | 650
216892203 | RUSSELL | RD18AY36AJVC | TCFY3621STANM | S951V0403A17UH | Split System | 31200 | 18 | 8.5 | 1.9 | R-454B | 650
216892226 | RUSSELL | RD18AY36AJVC | TCFY3617STANM | S951V0603A17UH | Split System | 31200 | 18 | 8.5 | 1.9 | R-454B | 650
216892204 | RUSSELL | RD18AY36AJVC | TCFY3621STANM | S951V0603A17UH | Split System | 31200 | 18 | 8.5 | 1.9 | R-454B | 650
216891685 | RUUD | RD18AY36AJVC | RCFY3617STANM | R951V0603A17UH | Split System | 31200 | 18 | 8.5 | 1.9 | R-454B | 650
216891654 | RUUD | RD18AY36AJVC | RCFY3621STANM | R951V0403A17UH | Split System | 31200 | 18 | 8.5 | 1.9 | R-454B | 650
216891538 | RUUD | RD18AY36AJVC | RCFY3617STANM | R951V0403A17UH | Split System | 31200 | 18 | 8.5 | 1.9 | R-454B | 650
216892023 | SURE | RD18AY36AJVC | TCFY3617STANM | S951V0603A17UH | Split System | 31200 | 18 | 8.5 | 1.9 | R-454B | 650
216892000 | SURE | RD18AY36AJVC | TCFY3621STANM | S951V0403A17UH | Split System | 31200 | 18 | 8.5 | 1.9 | R-454B | 650
216892001 | SURE | RD18AY36AJVC | TCFY3621STANM | S951V0603A17UH | Split System | 31200 | 18 | 8.5 | 1.9 | R-454B | 650
217503967 | CHAMPION HEATING AND COOLING | HH860E2S11 | CTF60C5CHS1 | TMLV120C20MP12 | Split System | 52500 | 19 | 8.5 | 2 | R-454B | 650
217503978 | CHAMPION HEATING AND COOLING | HH860E2S11 | CTF60C5CHS1 | TPLC120C20MP13 | Split System | 52500 | 19 | 8.5 | 2 | R-454B | 650
217503973 | CHAMPION HEATING AND COOLING | HH860E2S11 | CTF60C5CHS1 | TPLC100C20MP13 | Split System | 52500 | 19 | 8.5 | 2 | R-454B | 650
217503969 | COLEMAN | HH860E2S11 | CTF60C5CHS1 | CPLC100C20MP13 | Split System | 52500 | 19 | 8.5 | 2 | R-454B | 650
217503986 | COLEMAN | HH860E2S11 | CTF60C5CHS1 | TPLC100C20MP13 | Split System | 52500 | 19 | 8.5 | 2 | R-454B | 650
217503980 | COLEMAN | HH860E2S11 | CTF60C5CHS1 | TMLV120C20MP12 | Split System | 52500 | 19 | 8.5 | 2 | R-454B | 650
217503988 | COLEMAN | HH860E2S11 | CTF60C5CHS1 | CPLC120C20MP13 | Split System | 52500 | 19 | 8.5 | 2 | R-454B | 650
217503992 | COLEMAN | HH860E2S11 | CTF60C5CHS1 | TPLC120C20MP13 | Split System | 52500 | 19 | 8.5 | 2 | R-454B | 650
217503982 | FRASER-JOHNSTON | HH860E2S11 | CTF60C5CHS1 | TPLC120C20MP13 | Split System | 52500 | 19 | 8.5 | 2 | R-454B | 650
217503972 | FRASER-JOHNSTON | HH860E2S11 | CTF60C5CHS1 | TMLV120C20MP12 | Split System | 52500 | 19 | 8.5 | 2 | R-454B | 650
217503977 | FRASER-JOHNSTON | HH860E2S11 | CTF60C5CHS1 | TPLC100C20MP13 | Split System | 52500 | 19 | 8.5 | 2 | R-454B | 650
217503991 | JOHNSON CONTROLS | HH860E2S11 | CTF60C5CHS1 | TMLV120C20MP12 | Split System | 52500 | 19 | 8.5 | 2 | R-454B | 650
217503968 | JOHNSON CONTROLS | HH860E2S11 | CTF60C5CHS1 | TPLC100C20MP13 | Split System | 52500 | 19 | 8.5 | 2 | R-454B | 650
217503974 | JOHNSON CONTROLS | HH860E2S11 | CTF60C5CHS1 | TPLC120C20MP13 | Split System | 52500 | 19 | 8.5 | 2 | R-454B | 650
217503981 | LUXAIRE | HH860E2S11 | CTF60C5CHS1 | TPLC100C20MP13 | Split System | 52500 | 19 | 8.5 | 2 | R-454B | 650
217503976 | LUXAIRE | HH860E2S11 | CTF60C5CHS1 | TMLV120C20MP12 | Split System | 52500 | 19 | 8.5 | 2 | R-454B | 650
217503987 | LUXAIRE | HH860E2S11 | CTF60C5CHS1 | TPLC120C20MP13 | Split System | 52500 | 19 | 8.5 | 2 | R-454B | 650
217503983 | LUXAIRE | HH860E2S11 | CTF60C5CHS1 | LPLC120C20MP13 | Split System | 52500 | 19 | 8.5 | 2 | R-454B | 650
217503993 | LUXAIRE | HH860E2S11 | CTF60C5CHS1 | LPLC100C20MP13 | Split System | 52500 | 19 | 8.5 | 2 | R-454B | 650
217503961 | YORK | HH860E2S11 | CTF60C5CHS1 | TPLC100C20MP13 | Split System | 52500 | 19 | 8.5 | 2 | R-454B | 650
217503962 | YORK | HH860E2S11 | CTF60C5CHS1 | TPLC120C20MP13 | Split System | 52500 | 19 | 8.5 | 2 | R-454B | 650
217503963 | YORK | HH860E2S11 | CTF60C5CHS1 | YPLC100C20MP13 | Split System | 52500 | 19 | 8.5 | 2 | R-454B | 650
217503960 | YORK | HH860E2S11 | CTF60C5CHS1 | TMLV120C20MP12 | Split System | 52500 | 19 | 8.5 | 2 | R-454B | 650
217503964 | YORK | HH860E2S11 | CTF60C5CHS1 | YPLC120C20MP13 | Split System | 52500 | 19 | 8.5 | 2 | R-454B | 650
215935608 | ARCOAIRE | H5H3V36*K*AAA* | EVD5X36M21A*+WALLCON | *80CSU1002120A* | Split System | 34400 | 20.5 | 8.5 | 2.04 | R-454B | 650
215935965 | BRYANT HEATING AND COOLING SYSTEMS | 293VAN036**AA* | CVAVA4221XMA*+UI | 83*CA60100C21*** | Split System | 34400 | 20.5 | 8.5 | 2.04 | R-454B | 650
215935609 | COMFORTMAKER | C5H3V36*K*AAA* | EVD5X36M21A*+WALLCON | *80CSU1002120A* | Split System | 34400 | 20.5 | 8.5 | 2.04 | R-454B | 650
215935966 | HEIL | H5H3V36*K*AAA* | EVD5X42M21A*+WALLCON | *80CSU1002120A* | Split System | 34400 | 20.5 | 8.5 | 2.04 | R-454B | 650
215935606 | HEIL | H5H3V36*K*AAA* | EVD5X36M21A*+WALLCON | *80CSU1002120A* | Split System | 34400 | 20.5 | 8.5 | 2.04 | R-454B | 650
215936102 | KENMORE | (C,H,T)5H3V36*K*AAA* | EVD5X42M21A*+WALLCON | *97CMN0802120B* | Split System | 34400 | 20.5 | 8.5 | 2.04 | R-454B | 650
215935692 | KENMORE | (C,H,T)5H3V36*K*AAA* | EVD5X36M21A*+WALLCON | *95CSU0802120B* | Split System | 34400 | 20.5 | 8.5 | 2.04 | R-454B | 650
215940622 | KENMORE | (C,H,T)5H3V36*K*AAA* | EVD5X42M21A*+WALLCON | *96CTN0802120B* | Split System | 34400 | 20.5 | 8.5 | 2.04 | R-454B | 650
215940672 | KENMORE | (C,H,T)5H3V36*K*AAA* | EVD5X42M21A*+WALLCON | *97CTN0802120A* | Split System | 34400 | 20.5 | 8.5 | 2.04 | R-454B | 650
215935957 | AIRQUEST | H5H3V36*K*AAA* | EVD5X42M21A*+WALLCON | *80CSU0601716A* | Split System | 34400 | 21 | 8.5 | 2.04 | R-454B | 650
215935950 | DAY & NIGHT | C5H3V36*K*AAA* | EVD5X42M21A*+WALLCON | *80CSU0401712A* | Split System | 34400 | 21 | 8.5 | 2.04 | R-454B | 650
215935960 | DAY & NIGHT | C5H3V36*K*AAA* | EVD5X42M21A*+WALLCON | *80CSU0601716A* | Split System | 34400 | 21 | 8.5 | 2.04 | R-454B | 650
215935590 | DAY & NIGHT | C5H3V36*K*AAA* | EVD5X36M21A*+WALLCON | *80CSU0401712A* | Split System | 34400 | 21 | 8.5 | 2.04 | R-454B | 650
215940292 | KENMORE | (C,H,T)5H3V36*K*AAA* | EVM5X44M21A*+WALLCON | *97CTN0601716A* | Split System | 35200 | 21 | 8.5 | 2 | R-454B | 650
215940842 | KENMORE | (C,H,T)5H3V36*K*AAA* | EVD5X60M21A*+WALLCON | *97CTN0601716A* | Split System | 35200 | 21 | 8.5 | 2 | R-454B | 650
215940432 | KENMORE | (C,H,T)5H3V36*K*AAA* | EVM5X60M21A*+WALLCON | *97CTN0601716A* | Split System | 35200 | 21 | 8.5 | 2.02 | R-454B | 650
215940362 | KENMORE | (C,H,T)5H3V36*K*AAA* | EVM5X49M21A*+WALLCON | *97CTN0601716A* | Split System | 35200 | 21 | 8.5 | 2.02 | R-454B | 650
215936872 | KENMORE | (C,H,T)5H3V36*K*AAA* | EVD5X61M21A*+WALLCON | *80CTL0451712B* | Split System | 35400 | 21 | 8.5 | 2.02 | R-454B | 650
215935592 | KENMORE | (C,H,T)5H3V36*K*AAA* | EVD5X36M21A*+WALLCON | *80CSU0401712A* | Split System | 34400 | 21 | 8.5 | 2.04 | R-454B | 650
215935642 | KENMORE | (C,H,T)5H3V36*K*AAA* | EVD5X36M21A*+WALLCON | *80CTL0702120B* | Split System | 34400 | 21 | 8.5 | 2.04 | R-454B | 650
215942388 | KENMORE | (C,H,T)5H3V36*K*AAA* | EVM5X49M21A*+WALLCON | *97CMN0601714B* | Split System | 35200 | 21 | 8.5 | 2.06 | R-454B | 650
215942408 | KENMORE | (C,H,T)5H3V36*K*AAA* | EVM5X60M21A*+WALLCON | *97CMN0601714B* | Split System | 35200 | 21 | 8.5 | 2.06 | R-454B | 650
215942398 | KENMORE | (C,H,T)5H3V36*K*AAA* | EVM5X49M21A*+WALLCON | *96CTN0601714B* | Split System | 35200 | 21 | 8.5 | 2.06 | R-454B | 650
215942368 | KENMORE | (C,H,T)5H3V36*K*AAA* | EVM5X44M21A*+WALLCON | *97CMN0601714B* | Split System | 35200 | 21 | 8.5 | 2.06 | R-454B | 650
215942418 | KENMORE | (C,H,T)5H3V36*K*AAA* | EVM5X60M21A*+WALLCON | *96CTN0601714B* | Split System | 35200 | 21 | 8.5 | 2.06 | R-454B | 650
215942378 | KENMORE | (C,H,T)5H3V36*K*AAA* | EVM5X44M21A*+WALLCON | *96CTN0601714B* | Split System | 35200 | 21 | 8.5 | 2.06 | R-454B | 650
215940612 | KENMORE | (C,H,T)5H3V36*K*AAA* | EVD5X38M17A*+WALLCON | *97CTN0801716A* | Split System | 35200 | 21 | 8.5 | 2.06 | R-454B | 650
215935842 | KENMORE | (C,H,T)5H3V36*K*AAA* | EVD5X38M17A*+WALLCON | *80CTL0701412B* | Split System | 35200 | 21.5 | 8.5 | 2.02 | R-454B | 650
215942518 | KENMORE | (C,H,T)5H3V36*K*AAA* | EVD5X61M21A*+WALLCON | *97CMN0601714B* | Split System | 35600 | 21.5 | 8.5 | 2.06 | R-454B | 650
216891715 | FRIEDRICH | RD18AY36AJVC | RCFY3621STANM | FR951V1005A21UH | Split System | 31400 | 19 | 8.5 | 1.9 | R-454B | 650
216892186 | RUSSELL | RD18AY36AJVC | TCFY3621STANM | S951V1005A21UH | Split System | 31400 | 19 | 8.5 | 1.9 | R-454B | 650
216891983 | SURE | RD18AY36AJVC | TCFY3621STANM | S951V1005A21UH | Split System | 31400 | 19 | 8.5 | 1.9 | R-454B | 650
215936682 | KENMORE | (C,H,T)5H3V36*K*AAA* | EVD5X60M21A*+WALLCON | *97CMN0602120B* | Split System | 35400 | 21 | 8.5 | 2 | R-454B | 650
215940852 | KENMORE | (C,H,T)5H3V36*K*AAA* | EVD5X60M21A*+WALLCON | *97CTN0801716A* | Split System | 35400 | 21 | 8.5 | 2 | R-454B | 650
215935272 | KENMORE | (C,H,T)5H3V36*K*AAA* | EVM5X60M21A*+WALLCON | *97CMN0602120B* | Split System | 35400 | 21 | 8.5 | 2.02 | R-454B | 650
215940372 | KENMORE | (C,H,T)5H3V36*K*AAA* | EVM5X49M21A*+WALLCON | *97CTN0801716A* | Split System | 35400 | 21 | 8.5 | 2.02 | R-454B | 650
215940302 | KENMORE | (C,H,T)5H3V36*K*AAA* | EVM5X44M21A*+WALLCON | *97CTN0801716A* | Split System | 35400 | 21 | 8.5 | 2.02 | R-454B | 650
215940642 | KENMORE | (C,H,T)5H3V36*K*AAA* | EVD5X42M21A*+WALLCON | *80CSU0601716B* | Split System | 34400 | 21 | 8.5 | 2.04 | R-454B | 650
215940632 | KENMORE | (C,H,T)5H3V36*K*AAA* | EVD5X42M21A*+WALLCON | *80CSU0401712B* | Split System | 34600 | 21 | 8.5 | 2.04 | R-454B | 650
215936352 | KENMORE | (C,H,T)5H3V36*K*AAA* | EVD5X48M24A*+WALLCON | *95CSU0802120B* | Split System | 35000 | 21 | 8.5 | 2.04 | R-454B | 650
215940732 | KENMORE | (C,H,T)5H3V36*K*AAA* | EVD5X48M24A*+WALLCON | *96CTN0802120B* | Split System | 35000 | 21 | 8.5 | 2.04 | R-454B | 650
215940742 | KENMORE | (C,H,T)5H3V36*K*AAA* | EVD5X48M24A*+WALLCON | *97CTN0802120A* | Split System | 35000 | 21 | 8.5 | 2.04 | R-454B | 650
215936142 | KENMORE | (C,H,T)5H3V36*K*AAA* | EVD5X42M21A*+WALLCON | *96CTN1002122B* | Split System | 34400 | 21 | 8.5 | 2.06 | R-454B | 650
215940572 | KENMORE | (C,H,T)5H3V36*K*AAA* | EVD5X36M21A*+WALLCON | *97CTN1002122A* | Split System | 34400 | 21 | 8.5 | 2.06 | R-454B | 650
215936112 | KENMORE | (C,H,T)5H3V36*K*AAA* | EVD5X42M21A*+WALLCON | *97CMN1002122B* | Split System | 34400 | 21 | 8.5 | 2.06 | R-454B | 650
215940522 | KENMORE | (C,H,T)5H3V36*K*AAA* | EVD5X36M21A*+WALLCON | *80CSU0401712B* | Split System | 34600 | 21 | 8.5 | 2.06 | R-454B | 650
215936297 | AIRQUEST | H5H3V36*K*AAA* | EVD5X48M24A*+WALLCON | *80CSU1002120A* | Split System | 35000 | 21.5 | 8.5 | 2.04 | R-454B | 650
215936737 | AIRQUEST | H5H3V36*K*AAA* | EVD5X60M24A*+WALLCON | *80CSU1002120A* | Split System | 35400 | 21.5 | 8.5 | 2.04 | R-454B | 650
215934798 | ARCOAIRE | H5H3V36*K*AAA* | EVM5X44M21A*+WALLCON | *80CSU1002120A* | Split System | 35600 | 21.5 | 8.5 | 2.02 | R-454B | 650
215936298 | ARCOAIRE | H5H3V36*K*AAA* | EVD5X48M24A*+WALLCON | *80CSU1002120A* | Split System | 35000 | 21.5 | 8.5 | 2.04 | R-454B | 650
215936738 | ARCOAIRE | H5H3V36*K*AAA* | EVD5X60M24A*+WALLCON | *80CSU1002120A* | Split System | 35400 | 21.5 | 8.5 | 2.04 | R-454B | 650
215935325 | BRYANT HEATING AND COOLING SYSTEMS | 293VAN036**AA* | CVAMA6024XMA*+UI | 83*CA60100C21*** | Split System | 35400 | 21.5 | 8.5 | 2.02 | R-454B | 650
215936735 | BRYANT HEATING AND COOLING SYSTEMS | 293VAN036**AA* | CVAVA6024XMA*+UI | 83*CA60100C21*** | Split System | 35400 | 21.5 | 8.5 | 2.04 | R-454B | 650
215936425 | BRYANT HEATING AND COOLING SYSTEMS | 293VAN036**AA* | CVAVA4924XMA*+UI | 83*CA60100C21*** | Split System | 35400 | 21.5 | 8.5 | 2.04 | R-454B | 650
215935164 | CARRIER | 27VNA336A*030* | CVAMA6021XMA*+UI | 58CU*A100C21**20 | Split System | 35600 | 21.5 | 8.5 | 2.02 | R-454B | 650
215936294 | CARRIER | 27VNA336A*030* | CVAVA4824XMA*+UI | 58CU*A100C21**20 | Split System | 35000 | 21.5 | 8.5 | 2.04 | R-454B | 650
215936144 | CARRIER | 27VNA336A*030* | CVAVA4224XMA*+UI | 58CU*A100C21**20 | Split System | 35400 | 21.5 | 8.5 | 2.04 | R-454B | 650
215936579 | COMFORTMAKER | C5H3V36*K*AAA* | EVD5X60M21A*+WALLCON | *80CSU1002120A* | Split System | 35600 | 21.5 | 8.5 | 2.02 | R-454B | 650
215934990 | DAY & NIGHT | C5H3V36*K*AAA* | EVM5X49M21A*+WALLCON | *80CSU1002120A* | Split System | 35600 | 21.5 | 8.5 | 2.02 | R-454B | 650
215936296 | HEIL | H5H3V36*K*AAA* | EVD5X48M24A*+WALLCON | *80CSU1002120A* | Split System | 35000 | 21.5 | 8.5 | 2.04 | R-454B | 650
215936736 | HEIL | H5H3V36*K*AAA* | EVD5X60M24A*+WALLCON | *80CSU1002120A* | Split System | 35400 | 21.5 | 8.5 | 2.04 | R-454B | 650
215935171 | KEEPRITE | C5H3V36*K*AAA* | EVM5X60M21A*+WALLCON | *80CSU1002120A* | Split System | 35600 | 21.5 | 8.5 | 2.02 | R-454B | 650
215936431 | KEEPRITE | C5H3V36*K*AAA* | EVD5X49M24A*+WALLCON | *80CSU1002120A* | Split System | 35400 | 21.5 | 8.5 | 2.04 | R-454B | 650
215936902 | KENMORE | (C,H,T)5H3V36*K*AAA* | EVD5X61M21A*+WALLCON | *97CMN0602120B* | Split System | 35600 | 21.5 | 8.5 | 1.98 | R-454B | 650
215936412 | KENMORE | (C,H,T)5H3V36*K*AAA* | EVD5X48M24A*+WALLCON | *96CTN1002122B* | Split System | 35000 | 21.5 | 8.5 | 2.02 | R-454B | 650
215940762 | KENMORE | (C,H,T)5H3V36*K*AAA* | EVD5X48M24A*+WALLCON | *97CTN1202422A* | Split System | 35000 | 21.5 | 8.5 | 2.02 | R-454B | 650
215940752 | KENMORE | (C,H,T)5H3V36*K*AAA* | EVD5X48M24A*+WALLCON | *97CTN1002122A* | Split System | 35000 | 21.5 | 8.5 | 2.02 | R-454B | 650
215936422 | KENMORE | (C,H,T)5H3V36*K*AAA* | EVD5X48M24A*+WALLCON | *96CTN1202422B* | Split System | 35000 | 21.5 | 8.5 | 2.02 | R-454B | 650
215936392 | KENMORE | (C,H,T)5H3V36*K*AAA* | EVD5X48M24A*+WALLCON | *97CMN1002122B* | Split System | 35000 | 21.5 | 8.5 | 2.02 | R-454B | 650
215935862 | KENMORE | (C,H,T)5H3V36*K*AAA* | EVD5X38M17A*+WALLCON | *80CTL0901716B* | Split System | 35400 | 21.5 | 8.5 | 2.02 | R-454B | 650
215936602 | KENMORE | (C,H,T)5H3V36*K*AAA* | EVD5X60M21A*+WALLCON | *80CTL0701716B* | Split System | 35400 | 21.5 | 8.5 | 2.02 | R-454B | 650
215934912 | KENMORE | (C,H,T)5H3V36*K*AAA* | EVM5X44M21A*+WALLCON | *97CMN0801714B* | Split System | 35400 | 21.5 | 8.5 | 2.02 | R-454B | 650
215935012 | KENMORE | (C,H,T)5H3V36*K*AAA* | EVM5X49M21A*+WALLCON | *80CTL0701716B* | Split System | 35400 | 21.5 | 8.5 | 2.02 | R-454B | 650
215935912 | KENMORE | (C,H,T)5H3V36*K*AAA* | EVD5X38M17A*+WALLCON | *96CTN0801714B* | Split System | 35400 | 21.5 | 8.5 | 2.02 | R-454B | 650
215936692 | KENMORE | (C,H,T)5H3V36*K*AAA* | EVD5X60M21A*+WALLCON | *97CMN0801714B* | Split System | 35400 | 21.5 | 8.5 | 2.02 | R-454B | 650
215935072 | KENMORE | (C,H,T)5H3V36*K*AAA* | EVM5X49M21A*+WALLCON | *95CSU0802120B* | Split System | 35600 | 21.5 | 8.5 | 2.02 | R-454B | 650
215940862 | KENMORE | (C,H,T)5H3V36*K*AAA* | EVD5X60M21A*+WALLCON | *97CTN0802120A* | Split System | 35600 | 21.5 | 8.5 | 2.02 | R-454B | 650
215936302 | KENMORE | (C,H,T)5H3V36*K*AAA* | EVD5X48M24A*+WALLCON | *80CSU1002120A* | Split System | 35000 | 21.5 | 8.5 | 2.04 | R-454B | 650
215936202 | KENMORE | (C,H,T)5H3V36*K*AAA* | EVD5X42M24A*+WALLCON | *95CSU0802120B* | Split System | 35400 | 21.5 | 8.5 | 2.04 | R-454B | 650
215936742 | KENMORE | (C,H,T)5H3V36*K*AAA* | EVD5X60M24A*+WALLCON | *80CSU1002120A* | Split System | 35400 | 21.5 | 8.5 | 2.04 | R-454B | 650
215936752 | KENMORE | (C,H,T)5H3V36*K*AAA* | EVD5X60M24A*+WALLCON | *80CTL0702120B* | Split System | 35400 | 21.5 | 8.5 | 2.04 | R-454B | 650
215940892 | KENMORE | (C,H,T)5H3V36*K*AAA* | EVD5X60M24A*+WALLCON | *97CTN0802120A* | Split System | 35400 | 21.5 | 8.5 | 2.04 | R-454B | 650
215940782 | KENMORE | (C,H,T)5H3V36*K*AAA* | EVD5X49M24A*+WALLCON | *97CTN0802120A* | Split System | 35400 | 21.5 | 8.5 | 2.04 | R-454B | 650
215940692 | KENMORE | (C,H,T)5H3V36*K*AAA* | EVD5X42M24A*+WALLCON | *96CTN0802120B* | Split System | 35400 | 21.5 | 8.5 | 2.04 | R-454B | 650
215940482 | KENMORE | (C,H,T)5H3V36*K*AAA* | EVM5X60M24A*+WALLCON | *97CTN0802120A* | Split System | 35400 | 21.5 | 8.5 | 2.04 | R-454B | 650
215940702 | KENMORE | (C,H,T)5H3V36*K*AAA* | EVD5X42M24A*+WALLCON | *97CTN0802120A* | Split System | 35400 | 21.5 | 8.5 | 2.04 | R-454B | 650
215940472 | KENMORE | (C,H,T)5H3V36*K*AAA* | EVM5X60M24A*+WALLCON | *96CTN0802120B* | Split System | 35400 | 21.5 | 8.5 | 2.04 | R-454B | 650
215940772 | KENMORE | (C,H,T)5H3V36*K*AAA* | EVD5X49M24A*+WALLCON | *96CTN0802120B* | Split System | 35400 | 21.5 | 8.5 | 2.04 | R-454B | 650
215935342 | KENMORE | (C,H,T)5H3V36*K*AAA* | EVM5X60M24A*+WALLCON | *80CTL0702120B* | Split System | 35400 | 21.5 | 8.5 | 2.04 | R-454B | 650
215936792 | KENMORE | (C,H,T)5H3V36*K*AAA* | EVD5X60M24A*+WALLCON | *95CSU0802120B* | Split System | 35400 | 21.5 | 8.5 | 2.04 | R-454B | 650
215936662 | KENMORE | (C,H,T)5H3V36*K*AAA* | EVD5X60M21A*+WALLCON | *95CSU0802120B* | Split System | 35600 | 21.5 | 8.5 | 2.04 | R-454B | 650
215940922 | KENMORE | (C,H,T)5H3V36*K*AAA* | EVD5X61M21A*+WALLCON | *97CTN0801716A* | Split System | 35600 | 21.5 | 8.5 | 2.04 | R-454B | 650
215940312 | KENMORE | (C,H,T)5H3V36*K*AAA* | EVM5X44M21A*+WALLCON | *97CTN0802120A* | Split System | 35600 | 21.5 | 8.5 | 2.04 | R-454B | 650
215940382 | KENMORE | (C,H,T)5H3V36*K*AAA* | EVM5X49M21A*+WALLCON | *97CTN0802120A* | Split System | 35600 | 21.5 | 8.5 | 2.04 | R-454B | 650
215940262 | KENMORE | (C,H,T)5H3V36*K*AAA* | EVM5X44M21A*+WALLCON | *96CTN0802120B* | Split System | 35600 | 21.5 | 8.5 | 2.04 | R-454B | 650
215940402 | KENMORE | (C,H,T)5H3V36*K*AAA* | EVM5X60M21A*+WALLCON | *96CTN0802120B* | Split System | 35600 | 21.5 | 8.5 | 2.04 | R-454B | 650
215940452 | KENMORE | (C,H,T)5H3V36*K*AAA* | EVM5X60M21A*+WALLCON | *97CTN0802120A* | Split System | 35600 | 21.5 | 8.5 | 2.04 | R-454B | 650
215936612 | KENMORE | (C,H,T)5H3V36*K*AAA* | EVD5X60M21A*+WALLCON | *80CTL0702120B* | Split System | 35600 | 21.5 | 8.5 | 2.04 | R-454B | 650
215936912 | KENMORE | (C,H,T)5H3V36*K*AAA* | EVD5X61M21A*+WALLCON | *97CMN0801714B* | Split System | 35600 | 21.5 | 8.5 | 2.04 | R-454B | 650
215935173 | TEMPSTAR | T5H3V36*K*AAA* | EVM5X60M21A*+WALLCON | *80CSU1002120A* | Split System | 35600 | 21.5 | 8.5 | 2.02 | R-454B | 650
215936583 | TEMPSTAR | T5H3V36*K*AAA* | EVD5X60M21A*+WALLCON | *80CSU1002120A* | Split System | 35600 | 21.5 | 8.5 | 2.02 | R-454B | 650
215936743 | TEMPSTAR | T5H3V36*K*AAA* | EVD5X60M24A*+WALLCON | *80CSU1002120A* | Split System | 35400 | 21.5 | 8.5 | 2.04 | R-454B | 650
215935157 | AIRQUEST | H5H3V36*K*AAA* | EVM5X60M21A*+WALLCON | *80CSU0601716A* | Split System | 35600 | 22 | 8.5 | 2.02 | R-454B | 650
215935807 | AIRQUEST | H5H3V36*K*AAA* | EVD5X38M17A*+WALLCON | *80CSU0401712A* | Split System | 35400 | 22 | 8.5 | 2.04 | R-454B | 650
215936567 | AIRQUEST | H5H3V36*K*AAA* | EVD5X60M21A*+WALLCON | *80CSU0601716A* | Split System | 35600 | 22 | 8.5 | 2.04 | R-454B | 650
215936558 | ARCOAIRE | H5H3V36*K*AAA* | EVD5X60M21A*+WALLCON | *80CSU0401712A* | Split System | 35600 | 22 | 8.5 | 2.02 | R-454B | 650
215935808 | ARCOAIRE | H5H3V36*K*AAA* | EVD5X38M17A*+WALLCON | *80CSU0401712A* | Split System | 35400 | 22 | 8.5 | 2.04 | R-454B | 650
215936568 | ARCOAIRE | H5H3V36*K*AAA* | EVD5X60M21A*+WALLCON | *80CSU0601716A* | Split System | 35600 | 22 | 8.5 | 2.04 | R-454B | 650
215942474 | ARCOAIRE | H5H3V36*K*AAA* | EVD5X61M21A*+WALLCON | *80CSU0601716A* | Split System | 35800 | 22 | 8.5 | 2.04 | R-454B | 650
215942471 | BRYANT HEATING AND COOLING SYSTEMS | 293VAN036**AA* | CVAVA6121XMA*+UI | 83*CA48060C17*** | Split System | 35800 | 22 | 8.5 | 2.04 | R-454B | 650
215936564 | CARRIER | 27VNA336A*030* | CVAVA6021XMA*+UI | 58CU*A060C17**16 | Split System | 35600 | 22 | 8.5 | 2.04 | R-454B | 650
215935819 | COMFORTMAKER | C5H3V36*K*AAA* | EVD5X38M17A*+WALLCON | *80CSU0601716A* | Split System | 35400 | 22 | 8.5 | 2.02 | R-454B | 650
215935149 | COMFORTMAKER | C5H3V36*K*AAA* | EVM5X60M21A*+WALLCON | *80CSU0401712A* | Split System | 35600 | 22 | 8.5 | 2.02 | R-454B | 650
215936559 | COMFORTMAKER | C5H3V36*K*AAA* | EVD5X60M21A*+WALLCON | *80CSU0401712A* | Split System | 35600 | 22 | 8.5 | 2.02 | R-454B | 650
215935809 | COMFORTMAKER | C5H3V36*K*AAA* | EVD5X38M17A*+WALLCON | *80CSU0401712A* | Split System | 35400 | 22 | 8.5 | 2.04 | R-454B | 650
215936570 | DAY & NIGHT | C5H3V36*K*AAA* | EVD5X60M21A*+WALLCON | *80CSU0601716A* | Split System | 35600 | 22 | 8.5 | 2.04 | R-454B | 650
215942476 | DAY & NIGHT | C5H3V36*K*AAA* | EVD5X61M21A*+WALLCON | *80CSU0601716A* | Split System | 35800 | 22 | 8.5 | 2.04 | R-454B | 650
215935146 | HEIL | H5H3V36*K*AAA* | EVM5X60M21A*+WALLCON | *80CSU0401712A* | Split System | 35600 | 22 | 8.5 | 2.02 | R-454B | 650
215942477 | KEEPRITE | C5H3V36*K*AAA* | EVD5X61M21A*+WALLCON | *80CSU0601716A* | Split System | 35800 | 22 | 8.5 | 2.04 | R-454B | 650
215934982 | KENMORE | (C,H,T)5H3V36*K*AAA* | EVM5X49M21A*+WALLCON | *80CSU0401712A* | Split System | 35600 | 22 | 8.5 | 2.02 | R-454B | 650
215936572 | KENMORE | (C,H,T)5H3V36*K*AAA* | EVD5X60M21A*+WALLCON | *80CSU0601716A* | Split System | 35600 | 22 | 8.5 | 2.04 | R-454B | 650
215942478 | KENMORE | (C,H,T)5H3V36*K*AAA* | EVD5X61M21A*+WALLCON | *80CSU0601716A* | Split System | 35800 | 22 | 8.5 | 2.04 | R-454B | 650
215936702 | KENMORE | (C,H,T)5H3V36*K*AAA* | EVD5X60M21A*+WALLCON | *97CMN0802120B* | Split System | 35600 | 21.5 | 8.5 | 2.02 | R-454B | 650
215942423 | AIRQUEST | H5H3V36*K*AAA* | EVM5X61M24A*+WALLCON | *80CSU1002120A* | Split System | 36000 | 22 | 8.5 | 2.04 | R-454B | 650
215942553 | AIRQUEST | H5H3V36*K*AAA* | EVD5X61M24A*+WALLCON | *80CSU1002120A* | Split System | 36000 | 22 | 8.5 | 2.04 | R-454B | 650
215942554 | ARCOAIRE | H5H3V36*K*AAA* | EVD5X61M24A*+WALLCON | *80CSU1002120A* | Split System | 36000 | 22 | 8.5 | 2.04 | R-454B | 650
215942424 | ARCOAIRE | H5H3V36*K*AAA* | EVM5X61M24A*+WALLCON | *80CSU1002120A* | Split System | 36000 | 22 | 8.5 | 2.04 | R-454B | 650
215942421 | BRYANT HEATING AND COOLING SYSTEMS | 293VAN036**AA* | CVAMA6124XMA*+UI | 83*CA60100C21*** | Split System | 36000 | 22 | 8.5 | 2.04 | R-454B | 650
215942556 | DAY & NIGHT | C5H3V36*K*AAA* | EVD5X61M24A*+WALLCON | *80CSU1002120A* | Split System | 36000 | 22 | 8.5 | 2.04 | R-454B | 650
215942422 | HEIL | H5H3V36*K*AAA* | EVM5X61M24A*+WALLCON | *80CSU1002120A* | Split System | 36000 | 22 | 8.5 | 2.04 | R-454B | 650
215942427 | KEEPRITE | C5H3V36*K*AAA* | EVM5X61M24A*+WALLCON | *80CSU1002120A* | Split System | 36000 | 22 | 8.5 | 2.04 | R-454B | 650
215942557 | KEEPRITE | C5H3V36*K*AAA* | EVD5X61M24A*+WALLCON | *80CSU1002120A* | Split System | 36000 | 22 | 8.5 | 2.04 | R-454B | 650
215935122 | KENMORE | (C,H,T)5H3V36*K*AAA* | EVM5X49M21A*+WALLCON | *97CMN1002122B* | Split System | 35600 | 22 | 8.5 | 2.02 | R-454B | 650
215940422 | KENMORE | (C,H,T)5H3V36*K*AAA* | EVM5X60M21A*+WALLCON | *80CSU0601716B* | Split System | 35600 | 22 | 8.5 | 2.02 | R-454B | 650
215940282 | KENMORE | (C,H,T)5H3V36*K*AAA* | EVM5X44M21A*+WALLCON | *80CSU0601716B* | Split System | 35600 | 22 | 8.5 | 2.02 | R-454B | 650
215940832 | KENMORE | (C,H,T)5H3V36*K*AAA* | EVD5X60M21A*+WALLCON | *80CSU0601716B* | Split System | 35600 | 22 | 8.5 | 2.02 | R-454B | 650
215940352 | KENMORE | (C,H,T)5H3V36*K*AAA* | EVM5X49M21A*+WALLCON | *80CSU0601716B* | Split System | 35600 | 22 | 8.5 | 2.02 | R-454B | 650
215940392 | KENMORE | (C,H,T)5H3V36*K*AAA* | EVM5X49M21A*+WALLCON | *97CTN1002122A* | Split System | 35600 | 22 | 8.5 | 2.02 | R-454B | 650
215940412 | KENMORE | (C,H,T)5H3V36*K*AAA* | EVM5X60M21A*+WALLCON | *80CSU0401712B* | Split System | 35600 | 22 | 8.5 | 2.02 | R-454B | 650
215940272 | KENMORE | (C,H,T)5H3V36*K*AAA* | EVM5X44M21A*+WALLCON | *80CSU0401712B* | Split System | 35600 | 22 | 8.5 | 2.02 | R-454B | 650
215940322 | KENMORE | (C,H,T)5H3V36*K*AAA* | EVM5X44M21A*+WALLCON | *97CTN1002122A* | Split System | 35600 | 22 | 8.5 | 2.02 | R-454B | 650
215935322 | KENMORE | (C,H,T)5H3V36*K*AAA* | EVM5X60M21A*+WALLCON | *96CTN1002122B* | Split System | 35600 | 22 | 8.5 | 2.02 | R-454B | 650
215940872 | KENMORE | (C,H,T)5H3V36*K*AAA* | EVD5X60M21A*+WALLCON | *97CTN1002122A* | Split System | 35600 | 22 | 8.5 | 2.02 | R-454B | 650
215942488 | KENMORE | (C,H,T)5H3V36*K*AAA* | EVD5X61M21A*+WALLCON | *80CTL0702120B* | Split System | 35800 | 22 | 8.5 | 2.02 | R-454B | 650
215940822 | KENMORE | (C,H,T)5H3V36*K*AAA* | EVD5X60M21A*+WALLCON | *80CSU0401712B* | Split System | 35800 | 22 | 8.5 | 2.02 | R-454B | 650
215940792 | KENMORE | (C,H,T)5H3V36*K*AAA* | EVD5X49M24A*+WALLCON | *97CTN1002122A* | Split System | 35400 | 22 | 8.5 | 2.04 | R-454B | 650
215935082 | KENMORE | (C,H,T)5H3V36*K*AAA* | EVM5X49M21A*+WALLCON | *95CSU1002122B* | Split System | 35600 | 22 | 8.5 | 2.04 | R-454B | 650
215936852 | KENMORE | (C,H,T)5H3V36*K*AAA* | EVD5X60M24A*+WALLCON | *96CTN1002122B* | Split System | 35600 | 22 | 8.5 | 2.04 | R-454B | 650
215935442 | KENMORE | (C,H,T)5H3V36*K*AAA* | EVM5X60M24A*+WALLCON | *96CTN1002122B* | Split System | 35600 | 22 | 8.5 | 2.04 | R-454B | 650
215940722 | KENMORE | (C,H,T)5H3V36*K*AAA* | EVD5X42M24A*+WALLCON | *97CTN1202422A* | Split System | 35600 | 22 | 8.5 | 2.04 | R-454B | 650
215940502 | KENMORE | (C,H,T)5H3V36*K*AAA* | EVM5X60M24A*+WALLCON | *97CTN1202422A* | Split System | 35600 | 22 | 8.5 | 2.04 | R-454B | 650
215940342 | KENMORE | (C,H,T)5H3V36*K*AAA* | EVM5X49M21A*+WALLCON | *80CSU0401712B* | Split System | 35600 | 22 | 8.5 | 2.04 | R-454B | 650
215940902 | KENMORE | (C,H,T)5H3V36*K*AAA* | EVD5X60M24A*+WALLCON | *97CTN1002122A* | Split System | 35600 | 22 | 8.5 | 2.04 | R-454B | 650
215940712 | KENMORE | (C,H,T)5H3V36*K*AAA* | EVD5X42M24A*+WALLCON | *97CTN1002122A* | Split System | 35600 | 22 | 8.5 | 2.04 | R-454B | 650
215940912 | KENMORE | (C,H,T)5H3V36*K*AAA* | EVD5X60M24A*+WALLCON | *97CTN1202422A* | Split System | 35600 | 22 | 8.5 | 2.04 | R-454B | 650
215940492 | KENMORE | (C,H,T)5H3V36*K*AAA* | EVM5X60M24A*+WALLCON | *97CTN1002122A* | Split System | 35600 | 22 | 8.5 | 2.04 | R-454B | 650
215936472 | KENMORE | (C,H,T)5H3V36*K*AAA* | EVD5X49M24A*+WALLCON | *80CTL1352422B* | Split System | 35600 | 22 | 8.5 | 2.04 | R-454B | 650
215940582 | KENMORE | (C,H,T)5H3V36*K*AAA* | EVD5X38M17A*+WALLCON | *80CSU0401712B* | Split System | 35600 | 22 | 8.5 | 2.04 | R-454B | 650
215936192 | KENMORE | (C,H,T)5H3V36*K*AAA* | EVD5X42M24A*+WALLCON | *80CTL1352422B* | Split System | 35600 | 22 | 8.5 | 2.04 | R-454B | 650
215936762 | KENMORE | (C,H,T)5H3V36*K*AAA* | EVD5X60M24A*+WALLCON | *80CTL0902120B* | Split System | 35600 | 22 | 8.5 | 2.04 | R-454B | 650
215936552 | KENMORE | (C,H,T)5H3V36*K*AAA* | EVD5X49M24A*+WALLCON | *96CTN1202422B* | Split System | 35600 | 22 | 8.5 | 2.04 | R-454B | 650
215942528 | KENMORE | (C,H,T)5H3V36*K*AAA* | EVD5X61M21A*+WALLCON | *97CMN0802120B* | Split System | 35800 | 22 | 8.5 | 2.04 | R-454B | 650
215942638 | KENMORE | (C,H,T)5H3V36*K*AAA* | EVD5X61M21A*+WALLCON | *97CTN0802120A* | Split System | 35800 | 22 | 8.5 | 2.04 | R-454B | 650
215942438 | KENMORE | (C,H,T)5H3V36*K*AAA* | EVM5X61M24A*+WALLCON | *80CTL0702120B* | Split System | 35800 | 22 | 8.5 | 2.04 | R-454B | 650
215942628 | KENMORE | (C,H,T)5H3V36*K*AAA* | EVD5X61M21A*+WALLCON | *96CTN0802120B* | Split System | 35800 | 22 | 8.5 | 2.04 | R-454B | 650
215942558 | KENMORE | (C,H,T)5H3V36*K*AAA* | EVD5X61M24A*+WALLCON | *80CSU1002120A* | Split System | 36000 | 22 | 8.5 | 2.04 | R-454B | 650
215942548 | KENMORE | (C,H,T)5H3V36*K*AAA* | EVD5X61M21A*+WALLCON | *96CTN1002122B* | Split System | 36000 | 22 | 8.5 | 2.04 | R-454B | 650
215942608 | KENMORE | (C,H,T)5H3V36*K*AAA* | EVM5X61M24A*+WALLCON | *96CTN0802120B* | Split System | 36000 | 22 | 8.5 | 2.04 | R-454B | 650
215942658 | KENMORE | (C,H,T)5H3V36*K*AAA* | EVD5X61M24A*+WALLCON | *96CTN0802120B* | Split System | 36000 | 22 | 8.5 | 2.04 | R-454B | 650
215942448 | KENMORE | (C,H,T)5H3V36*K*AAA* | EVM5X61M24A*+WALLCON | *97CMN0802120B* | Split System | 36000 | 22 | 8.5 | 2.04 | R-454B | 650
215942538 | KENMORE | (C,H,T)5H3V36*K*AAA* | EVD5X61M21A*+WALLCON | *97CMN1002122B* | Split System | 36000 | 22 | 8.5 | 2.04 | R-454B | 650
215942428 | KENMORE | (C,H,T)5H3V36*K*AAA* | EVM5X61M24A*+WALLCON | *80CSU1002120A* | Split System | 36000 | 22 | 8.5 | 2.04 | R-454B | 650
215942508 | KENMORE | (C,H,T)5H3V36*K*AAA* | EVD5X61M21A*+WALLCON | *80CTL1102120B* | Split System | 36000 | 22 | 8.5 | 2.04 | R-454B | 650
215940932 | KENMORE | (C,H,T)5H3V36*K*AAA* | EVD5X61M24A*+WALLCON | *97CTN1202422A* | Split System | 36000 | 22 | 8.5 | 2.04 | R-454B | 650
215936962 | KENMORE | (C,H,T)5H3V36*K*AAA* | EVD5X61M24A*+WALLCON | *96CTN1202422B* | Split System | 36000 | 22 | 8.5 | 2.04 | R-454B | 650
215936492 | KENMORE | (C,H,T)5H3V36*K*AAA* | EVD5X49M24A*+WALLCON | *95CSU1002122B* | Split System | 35600 | 22 | 8.5 | 2.06 | R-454B | 650
215936802 | KENMORE | (C,H,T)5H3V36*K*AAA* | EVD5X60M24A*+WALLCON | *95CSU1002122B* | Split System | 35600 | 22 | 8.5 | 2.06 | R-454B | 650
215942429 | TEMPSTAR | T5H3V36*K*AAA* | EVM5X61M24A*+WALLCON | *80CSU1002120A* | Split System | 36000 | 22 | 8.5 | 2.04 | R-454B | 650
215942559 | TEMPSTAR | T5H3V36*K*AAA* | EVD5X61M24A*+WALLCON | *80CSU1002120A* | Split System | 36000 | 22 | 8.5 | 2.04 | R-454B | 650
215935472 | KENMORE | (C,H,T)5H3V36*K*AAA* | EVM5X61M24A*+WALLCON | *80CTL1102120B* | Split System | 36000 | 22.5 | 8.5 | 2.06 | R-454B | 650
215936952 | KENMORE | (C,H,T)5H3V36*K*AAA* | EVD5X61M24A*+WALLCON | *95CSU1002122B* | Split System | 36000 | 22.5 | 8.5 | 2.06 | R-454B | 650
216050983 | FRIEDRICH | FRP19AY24AJVC | TCFY2421HEAAM | FR951V0403A17UH | Split System | 22800 | 21 | 8.5 | 1.8 | R-454B | 650
216050998 | FRIEDRICH | FRP19AY24AJVC | TCFY2421HEAAM | FR951V0603A17UH | Split System | 22800 | 21 | 8.5 | 1.8 | R-454B | 650
216684918 | MAINLINE | MLP19AY24AJVC | TCFY2421HEAAM | ML951V0403A17UH | Split System | 22800 | 21 | 8.5 | 1.8 | R-454B | 650
216051176 | RUSSELL | SP19AY24AJVC | TCFY2421HEAAM | S951V0603A17UH | Split System | 22800 | 21 | 8.5 | 1.8 | R-454B | 650
216051181 | RUSSELL | SP19AY24AJVC | TCFY2421HEAAM | S951V0403A17UH | Split System | 22800 | 21 | 8.5 | 1.8 | R-454B | 650
216051178 | SURE | SP19AY24AJVC | TCFY2421HEAAM | S951V0603A17UH | Split System | 22800 | 21 | 8.5 | 1.8 | R-454B | 650
216769953 | AMERICAN STANDARD | 5A6H7036A1 | 5TXCC005AS3 | S9V2C100U5PSC | Split System | 32200 | 16 | 8.7 | 2.1 | R-454B | 650
216769955 | AMERICAN STANDARD | 5A6H7036A1 | 5TXCC005AS3 | S9V2C100U4VSB | Split System | 32200 | 16 | 8.7 | 2.1 | R-454B | 650
216769954 | TRANE | 5TWR7036A1 | 5TXCC005AS3 | S9V2C100U4VSB | Split System | 32200 | 16 | 8.7 | 2.1 | R-454B | 650
216764433 | TRANE | 5TWX7048A1 | 5PX*CD09AS3 | S9V2C100D4VSB | Split System | 43000 | 16.5 | 8.7 | 2.1 | R-454B | 650
216764390 | TRANE | 5TWX7036A1 | 5TXCC005AS3 | S9V2C080U5PSC | Split System | 32200 | 17.1 | 8.7 | 2.1 | R-454B | 650
216764374 | TRANE | 5TWX7036A1 | 5TXCB006AS3 | S9V2B060U4PSC | Split System | 33200 | 17.5 | 8.7 | 2.1 | R-454B | 650
214719944 | JOHNSON CONTROLS | HH860E2S11 | CTU60C5XGS1+TXV | TM9Y080C16MP11 | Split System | 43500 | 17 | 9 | 2 | R-454B | 650
214720158 | JOHNSON CONTROLS | HH860E2S11 | CTU60C5XGS1+TXV | TM9Y100C16MP11 | Split System | 43500 | 17 | 9 | 2 | R-454B | 650
214719826 | YORK | HH836E2S11 | CTU48C5XFS1+TXV | TM9E080C20MP12 | Split System | 34000 | 17 | 9 | 2 | R-454B | 650
214719960 | COLEMAN | HH860E2S11 | CTU60C5XGS1+TXV | TPLC100C20MP13 | Split System | 44500 | 18 | 9 | 2 | R-454B | 650
214719974 | COLEMAN | HH860E2S11 | CTU60C5XGS1+TXV | CPLC120C20MP13 | Split System | 44500 | 18 | 9 | 2 | R-454B | 650
214720159 | COLEMAN | HH860E2S11 | CTU60C5XGS1+TXV | TM8E100C16MP11 | Split System | 44500 | 18 | 9 | 2 | R-454B | 650
214719976 | COLEMAN | HH860E2S11 | CTU60C5XGS1+TXV | TM9E100C16MP12 | Split System | 44500 | 18 | 9 | 2 | R-454B | 650
214720168 | JOHNSON CONTROLS | HH860E2S11 | CTU60C5XGS1+TXV | TMLE100C16MP11 | Split System | 44500 | 18 | 9 | 2 | R-454B | 650
214719975 | LUXAIRE | HH860E2S11 | CTU60C5XGS1+TXV | LPLC120C20MP13 | Split System | 44500 | 18 | 9 | 2 | R-454B | 650
214720134 | COLEMAN | HH836E2S11 | CTU48C5XFS1+TXV | TM9E100C16MP12 | Split System | 33400 | 19 | 9 | 2 | R-454B | 650
214719808 | YORK | HH836E2S11 | CTU48C5XFS1+TXV | TM9E080C16MP12 | Split System | 33400 | 19 | 9 | 2 | R-454B | 650
214719792 | YORK | HH836E2S11 | CTU48C5XFS1+TXV | TM8Y100C20MP11 | Split System | 34400 | 19 | 9 | 2 | R-454B | 650
216770084 | TRANE | 5TWR7060A1 | 5TXCD008AS3 | S9V2D120U5PSC | Split System | 51500 | 15.2 | 9 | 2.2 | R-454B | 650
214720111 | FRASER-JOHNSTON | HH860E2S11 | CTU60C5XGS1+TXV | TM8E100C20MP11 | Split System | 44500 | 17 | 9 | 2 | R-454B | 650
214719892 | JOHNSON CONTROLS | HH860E2S11 | CTU60C5XGS1+TXV | TM8E080C20MP11 | Split System | 44500 | 17 | 9 | 2 | R-454B | 650
214720120 | LUXAIRE | HH860E2S11 | CTU60C5XGS1+TXV | TM8E120C20MP11 | Split System | 44500 | 17 | 9 | 2 | R-454B | 650
214719742 | YORK | HH860E2S11 | CTU60C5XGS1+TXV | TM9E080C20MP12 | Split System | 44500 | 17 | 9 | 2 | R-454B | 650
215940032 | KENMORE | (C,H,T)5H3V36*K*AAA* | ESH5X42M12A*+WALLCON | *80CSU0401712B* | Split System | 33600 | 19.5 | 9 | 1.92 | R-454B | 650
215940112 | KENMORE | (C,H,T)5H3V36*K*AAA* | ESH5X48M12A*+WALLCON | *80CSU0401712B* | Split System | 33800 | 19.5 | 9 | 1.92 | R-454B | 650
215940162 | KENMORE | (C,H,T)5H3V36*K*AAA* | ESH5X48M12A*+WALLCON | *97CTN1002122A* | Split System | 33800 | 19.5 | 9 | 1.92 | R-454B | 650
215940172 | KENMORE | (C,H,T)5H3V36*K*AAA* | ESH5X48M12A*+WALLCON | *97CTN1202422A* | Split System | 33800 | 19.5 | 9 | 1.92 | R-454B | 650
215940042 | KENMORE | (C,H,T)5H3V36*K*AAA* | ESH5X42M12A*+WALLCON | *80CSU0601716B* | Split System | 33600 | 19.5 | 9 | 1.94 | R-454B | 650
215933902 | KENMORE | (C,H,T)5H3V36*K*AAA* | ESH5X60M12A*+WALLCON | *97CMN1002122B* | Split System | 34200 | 19.5 | 9 | 1.94 | R-454B | 650
215940202 | KENMORE | (C,H,T)5H3V36*K*AAA* | ESH5X60M12A*+WALLCON | *80CSU0601716B* | Split System | 34200 | 19.5 | 9 | 1.94 | R-454B | 650
215940242 | KENMORE | (C,H,T)5H3V36*K*AAA* | ESH5X60M12A*+WALLCON | *97CTN1002122A* | Split System | 34200 | 19.5 | 9 | 1.94 | R-454B | 650
215940192 | KENMORE | (C,H,T)5H3V36*K*AAA* | ESH5X60M12A*+WALLCON | *80CSU0401712B* | Split System | 34200 | 19.5 | 9 | 1.94 | R-454B | 650
215940252 | KENMORE | (C,H,T)5H3V36*K*AAA* | ESH5X60M12A*+WALLCON | *97CTN1202422A* | Split System | 34200 | 19.5 | 9 | 1.94 | R-454B | 650
215933852 | KENMORE | (C,H,T)5H3V36*K*AAA* | ESH5X60M12A*+WALLCON | *95CSU1002122B* | Split System | 34200 | 19.5 | 9 | 1.96 | R-454B | 650
215933743 | TEMPSTAR | T5H3V36*K*AAA* | ESH5X60M12A*+WALLCON | *80CSU1002120A* | Split System | 34200 | 19.5 | 9 | 1.96 | R-454B | 650
215933717 | AIRQUEST | H5H3V36*K*AAA* | ESH5X60M12A*+WALLCON | *80CSU0401712A* | Split System | 34200 | 20 | 9 | 1.94 | R-454B | 650
215933718 | ARCOAIRE | H5H3V36*K*AAA* | ESH5X60M12A*+WALLCON | *80CSU0401712A* | Split System | 34200 | 20 | 9 | 1.94 | R-454B | 650
215932531 | KEEPRITE | C5H3V36*K*AAA* | EA*5X60M24A*+WALLCON | *80CSU1002120A* | Split System | 34000 | 20 | 9 | 1.94 | R-454B | 650
215939882 | KENMORE | (C,H,T)5H3V36*K*AAA* | EA*5X61M21A*+WALLCON | *97CTN0802120A* | Split System | 34400 | 20 | 9 | 1.96 | R-454B | 650
215932850 | DAY & NIGHT | C5H3V36*K*AAA* | EA*5X61M24A*+WALLCON | *80CSU1002120A* | Split System | 34400 | 20.5 | 9 | 1.96 | R-454B | 650
216764449 | TRANE | 5TWX7048A1 | 5PX*D010AS3 | S9V2C100U4VSB | Split System | 43000 | 17 | 9 | 2.1 | R-454B | 650
216769981 | AMERICAN STANDARD | 5A6H7036A1 | 5TXCC009AS3 | S9V2C100U4VSB | Split System | 34000 | 17.1 | 9 | 2.2 | R-454B | 650
216769994 | TRANE | 5TWR7036A1 | 5TXCC009AS3 | S9V2C100U5PSC | Split System | 34000 | 17.1 | 9 | 2.2 | R-454B | 650
215936882 | KENMORE | (C,H,T)5H3V36*K*AAA* | EVD5X61M21A*+WALLCON | *80CTL0701716B* | Split System | 35800 | 22 | 9 | 2.06 | R-454B | 650
217179488 | AMERICAN STANDARD | 5A6V0X48A1 | 5PX*CD09AS3 | S9V2B080D4PSC+LRP | Split System | 45500 | 19.4 | 9.4 | 2 | R-454B | 650
217179487 | TRANE | 5TWV0X48A1 | 5PX*CD09AS3 | S9V2B080D4PSC+LRP | Split System | 45500 | 19.4 | 9.4 | 2 | R-454B | 650
215941052 | KENMORE | (C,H,T)5H3V48*K*AAA* | EA*5X61M21A*+WALLCON | *80CSU0401712B* | Split System | 45500 | 21.5 | 9.5 | 1.98 | R-454B | 650
215939652 | KENMORE | (C,H,T)5H3V36*K*AAA* | EA*5X42M21A*+WALLCON | *96CTN0802120B* | Split System | 32600 | 19.5 | 9.5 | 2.02 | R-454B | 650
215939702 | KENMORE | (C,H,T)5H3V36*K*AAA* | EA*5X42M21A*+WALLCON | *97CTN0802120A* | Split System | 32600 | 19.5 | 9.5 | 2.02 | R-454B | 650
215939782 | KENMORE | (C,H,T)5H3V36*K*AAA* | EA*5X48M21A*+WALLCON | *97CTN1002122A* | Split System | 33400 | 20 | 9.5 | 2.04 | R-454B | 650
215939802 | KENMORE | (C,H,T)5H3V36*K*AAA* | EA*5X60M24A*+WALLCON | *97CTN0802120A* | Split System | 34000 | 20 | 9.5 | 2.06 | R-454B | 650
217050614 | COLEMAN | UPC24CN23STG1 | JHE18B5AB2SS1 |  | Split System | 18000 | 18 | 9.5 | 1.98 | R-454B | 650
217050617 | GUARDIAN | UPC24CN23STG1 | JHE18B5AB2SS1 |  | Split System | 18000 | 18 | 9.5 | 1.98 | R-454B | 650
217050611 | LUXAIRE | UPC24CN23STG1 | JHE18B5AB2SS1 |  | Split System | 18000 | 18 | 9.5 | 1.98 | R-454B | 650
215939812 | KENMORE | (C,H,T)5H3V36*K*AAA* | EA*5X60M24A*+WALLCON | *97CTN1002122A* | Split System | 34000 | 20.5 | 9.5 | 2.06 | R-454B | 650
215939822 | KENMORE | (C,H,T)5H3V36*K*AAA* | EA*5X60M24A*+WALLCON | *97CTN1202422A* | Split System | 34000 | 20.5 | 9.5 | 2.06 | R-454B | 650
215939892 | KENMORE | (C,H,T)5H3V36*K*AAA* | EA*5X61M21A*+WALLCON | *97CTN1002122A* | Split System | 34400 | 20.5 | 9.5 | 2.06 | R-454B | 650
215939922 | KENMORE | (C,H,T)5H3V36*K*AAA* | EA*5X61M24A*+WALLCON | *97CTN1002122A* | Split System | 34400 | 20.5 | 9.5 | 2.06 | R-454B | 650
215939842 | KENMORE | (C,H,T)5H3V36*K*AAA* | EA*5X61M21A*+WALLCON | *80CSU0401712B* | Split System | 34400 | 20.5 | 9.5 | 2.06 | R-454B | 650
215939852 | KENMORE | (C,H,T)5H3V36*K*AAA* | EA*5X61M21A*+WALLCON | *80CSU0601716B* | Split System | 34400 | 20.5 | 9.5 | 2.06 | R-454B | 650
215939902 | KENMORE | (C,H,T)5H3V36*K*AAA* | EA*5X61M24A*+WALLCON | *96CTN0802120B* | Split System | 34400 | 20.5 | 9.5 | 2.06 | R-454B | 650
215932882 | KENMORE | (C,H,T)5H3V36*K*AAA* | EA*5X61M24A*+WALLCON | *80CTL1352422B* | Split System | 34600 | 20.5 | 9.5 | 2.06 | R-454B | 650
215932952 | KENMORE | (C,H,T)5H3V36*K*AAA* | EA*5X61M24A*+WALLCON | *96CTN1002122B* | Split System | 34400 | 20.5 | 9.5 | 2.08 | R-454B | 650
215939932 | KENMORE | (C,H,T)5H3V36*K*AAA* | EA*5X61M24A*+WALLCON | *97CTN1202422A* | Split System | 34400 | 20.5 | 9.5 | 2.08 | R-454B | 650
217179374 | AMERICAN STANDARD | 5A6V0X36A1 | 5PX*C009AS3 | S9V2B080D4PSC+LRP | Split System | 35800 | 20 | 9.5 | 2.1 | R-454B | 650
217179378 | AMERICAN STANDARD | 5A6V0X36A1 | 5PX*C009AS3 | S9V2B080U4PSC+LRP | Split System | 35800 | 20 | 9.5 | 2.1 | R-454B | 650
217179444 | AMERICAN STANDARD | 5A6V0X36A1 | 5TXCC009AS3 | S9V2B080U4PSC+LRP | Split System | 35800 | 20 | 9.5 | 2.1 | R-454B | 650
217179428 | AMERICAN STANDARD | 5A6V0X36A1 | 5TXCC009AS3 | S9V2B080D4PSC+LRP | Split System | 35800 | 20 | 9.5 | 2.1 | R-454B | 650
217179443 | TRANE | 5TWV0X36A1 | 5TXCC009AS3 | S9V2B080U4PSC+LRP | Split System | 35800 | 20 | 9.5 | 2.1 | R-454B | 650
217179377 | TRANE | 5TWV0X36A1 | 5PX*C009AS3 | S9V2B080U4PSC+LRP | Split System | 35800 | 20 | 9.5 | 2.1 | R-454B | 650
217179427 | TRANE | 5TWV0X36A1 | 5TXCC009AS3 | S9V2B080D4PSC+LRP | Split System | 35800 | 20 | 9.5 | 2.1 | R-454B | 650
217179373 | TRANE | 5TWV0X36A1 | 5PX*C009AS3 | S9V2B080D4PSC+LRP | Split System | 35800 | 20 | 9.5 | 2.1 | R-454B | 650
217179392 | AMERICAN STANDARD | 5A6V0X36A1 | 5PX*C009AS3 | S9V2B040D3PSC+LRP | Split System | 35800 | 20.2 | 9.5 | 2.1 | R-454B | 650
217179388 | AMERICAN STANDARD | 5A6V0X36A1 | 5PX*C009AS3 | S9V2B040U3PSC+LRP | Split System | 35800 | 20.2 | 9.5 | 2.1 | R-454B | 650
217179452 | AMERICAN STANDARD | 5A6V0X36A1 | 5TXCC009AS3 | S9V2B040U3PSC+LRP | Split System | 35800 | 20.2 | 9.5 | 2.1 | R-454B | 650
217179456 | AMERICAN STANDARD | 5A6V0X36A1 | 5TXCC009AS3 | S9V2B040D3PSC+LRP | Split System | 35800 | 20.2 | 9.5 | 2.1 | R-454B | 650
217179434 | AMERICAN STANDARD | 5A6V0X36A1 | 5TXCC009AS3 | S9V2B060U3VSB+LRP | Split System | 36000 | 20.2 | 9.5 | 2.1 | R-454B | 650
217179436 | AMERICAN STANDARD | 5A6V0X36A1 | 5TXCC009AS3 | S9V2B060U4PSC+LRP | Split System | 36000 | 20.2 | 9.5 | 2.1 | R-454B | 650
217179391 | TRANE | 5TWV0X36A1 | 5PX*C009AS3 | S9V2B040D3PSC+LRP | Split System | 35800 | 20.2 | 9.5 | 2.1 | R-454B | 650
217179451 | TRANE | 5TWV0X36A1 | 5TXCC009AS3 | S9V2B040U3PSC+LRP | Split System | 35800 | 20.2 | 9.5 | 2.1 | R-454B | 650
217179387 | TRANE | 5TWV0X36A1 | 5PX*C009AS3 | S9V2B040U3PSC+LRP | Split System | 35800 | 20.2 | 9.5 | 2.1 | R-454B | 650
217179455 | TRANE | 5TWV0X36A1 | 5TXCC009AS3 | S9V2B040D3PSC+LRP | Split System | 35800 | 20.2 | 9.5 | 2.1 | R-454B | 650
217179435 | TRANE | 5TWV0X36A1 | 5TXCC009AS3 | S9V2B060U4PSC+LRP | Split System | 36000 | 20.2 | 9.5 | 2.1 | R-454B | 650
217179430 | AMERICAN STANDARD | 5A6V0X36A1 | 5TXCC009AS3 | S9V2B060D3PSC+LRP | Split System | 35600 | 20.6 | 9.5 | 2.1 | R-454B | 650
217179429 | TRANE | 5TWV0X36A1 | 5TXCC009AS3 | S9V2B060D3PSC+LRP | Split System | 35600 | 20.6 | 9.5 | 2.1 | R-454B | 650
217179506 | AMERICAN STANDARD | 5A6V0X48A1 | 5TXCC009AS3 | S9V2B080U4PSC+LRP | Split System | 45000 | 19.6 | 9.7 | 2.1 | R-454B | 650
217179472 | AMERICAN STANDARD | 5A6V0X48A1 | 5PX*C009AS3 | S9V2B080D4PSC+LRP | Split System | 45000 | 19.6 | 9.7 | 2.1 | R-454B | 650
217179502 | AMERICAN STANDARD | 5A6V0X48A1 | 5TXCC009AS3 | S9V2B080D4PSC+LRP | Split System | 45000 | 19.6 | 9.7 | 2.1 | R-454B | 650
217179481 | TRANE | 5TWV0X48A1 | 5PX*C009AS3 | S9V2B080U4PSC+LRP | Split System | 45000 | 19.6 | 9.7 | 2.1 | R-454B | 650
217179501 | TRANE | 5TWV0X48A1 | 5TXCC009AS3 | S9V2B080D4PSC+LRP | Split System | 45000 | 19.6 | 9.7 | 2.1 | R-454B | 650
217179471 | TRANE | 5TWV0X48A1 | 5PX*C009AS3 | S9V2B080D4PSC+LRP | Split System | 45000 | 19.6 | 9.7 | 2.1 | R-454B | 650
217179476 | AMERICAN STANDARD | 5A6V0X48A1 | 5PX*C009AS3 | S9V2B060U4PSC+LRP | Split System | 45500 | 20 | 9.7 | 2.1 | R-454B | 650
217179498 | AMERICAN STANDARD | 5A6V0X48A1 | 5TXCC009AS3 | S9V2B060U4PSC+LRP | Split System | 45500 | 20 | 9.7 | 2.1 | R-454B | 650
217179475 | TRANE | 5TWV0X48A1 | 5PX*C009AS3 | S9V2B060U4PSC+LRP | Split System | 45500 | 20 | 9.7 | 2.1 | R-454B | 650
217179497 | TRANE | 5TWV0X48A1 | 5TXCC009AS3 | S9V2B060U4PSC+LRP | Split System | 45500 | 20 | 9.7 | 2.1 | R-454B | 650
217179330 | AMERICAN STANDARD | 5A6V0X24A1 | 5PX*BD04AS3 | S9V2B080D4PSC+LRP | Split System | 21600 | 20.6 | 9.7 | 2.2 | R-454B | 650
217179329 | TRANE | 5TWV0X24A1 | 5PX*BD04AS3 | S9V2B080D4PSC+LRP | Split System | 21600 | 20.6 | 9.7 | 2.2 | R-454B | 650
217179338 | AMERICAN STANDARD | 5A6V0X24A1 | 5PX*BD04AS3 | S9V2B040D3PSC+LRP | Split System | 21600 | 21.2 | 9.7 | 2.1 | R-454B | 650
217179337 | TRANE | 5TWV0X24A1 | 5PX*BD04AS3 | S9V2B040D3PSC+LRP | Split System | 21600 | 21.2 | 9.7 | 2.1 | R-454B | 650
217179345 | TRANE | 5TWV0X24A1 | 5PX*BD06AS3 | S9V2B060D3PSC+LRP | Split System | 22000 | 18.4 | 9.7 | 2.2 | R-454B | 650
217179422 | AMERICAN STANDARD | 5A6V0X36A1 | 5PX*CD09AS3 | S9V2B080D4PSC+LRP | Split System | 35800 | 20 | 9.7 | 2.1 | R-454B | 650
217179414 | AMERICAN STANDARD | 5A6V0X36A1 | 5PX*CD09AS3 | S9V2B040D3PSC+LRP | Split System | 35800 | 20 | 9.7 | 2.1 | R-454B | 650
217179421 | TRANE | 5TWV0X36A1 | 5PX*CD09AS3 | S9V2B080D4PSC+LRP | Split System | 35800 | 20 | 9.7 | 2.1 | R-454B | 650
217179413 | TRANE | 5TWV0X36A1 | 5PX*CD09AS3 | S9V2B040D3PSC+LRP | Split System | 35800 | 20 | 9.7 | 2.1 | R-454B | 650
217179418 | AMERICAN STANDARD | 5A6V0X36A1 | 5PX*CD09AS3 | S9V2B060D3PSC+LRP | Split System | 35600 | 20.2 | 9.7 | 2.1 | R-454B | 650
217179368 | AMERICAN STANDARD | 5A6V0X36A1 | 5PX*C009AS3 | S9V2B060U3VSB+LRP | Split System | 36000 | 20.2 | 9.7 | 2.1 | R-454B | 650
217179382 | AMERICAN STANDARD | 5A6V0X36A1 | 5PX*C009AS3 | S9V2B060U4PSC+LRP | Split System | 36000 | 20.2 | 9.7 | 2.1 | R-454B | 650
217179381 | TRANE | 5TWV0X36A1 | 5PX*C009AS3 | S9V2B060U4PSC+LRP | Split System | 36000 | 20.2 | 9.7 | 2.1 | R-454B | 650
217179383 | TRANE | 5TWV0X36A1 | 5PX*C009AS3 | S9V2B060D3PSC+LRP | Split System | 35600 | 20.4 | 9.7 | 2.1 | R-454B | 650
217500305 | American Standard | 5HCL5036B1 | 5TDM5B04AC31 |  | Split System | 34000 | 18.5 | 10 | 2 | R-454B | 650
217500297 | TRANE | 5HCL5036B1 | 5TDM5B04AC31 |  | Split System | 34000 | 18.5 | 10 | 2 | R-454B | 650
216891267 | FRIEDRICH | RD18AY36AJVC | RCFY3621MTANM | FR951V0603A17UH | Split System | 32200 | 18 | 10 | 2.1 | R-454B | 650
216891368 | FRIEDRICH | RD18AY36AJVC | RCFY3621MTANM | FR951V0403A17UH | Split System | 32200 | 18 | 10 | 2.1 | R-454B | 650
216891275 | RHEEM | RD18AY36AJVC | RCFY3621MTANM | R951V0603A17UH | Split System | 32200 | 18 | 10 | 2.1 | R-454B | 650
216891367 | RHEEM | RD18AY36AJVC | RCFY3621MTANM | R951V0403A17UH | Split System | 32200 | 18 | 10 | 2.1 | R-454B | 650
216892087 | RUSSELL | RD18AY36AJVC | TCFY3621MTANM | S951V0603A17UH | Split System | 32200 | 18 | 10 | 2.1 | R-454B | 650
216892115 | RUSSELL | RD18AY36AJVC | TCFY3621MTANM | S951V0403A17UH | Split System | 32200 | 18 | 10 | 2.1 | R-454B | 650
216891273 | RUUD | RD18AY36AJVC | RCFY3621MTANM | R951V0403A17UH | Split System | 32200 | 18 | 10 | 2.1 | R-454B | 650
216891370 | RUUD | RD18AY36AJVC | RCFY3621MTANM | R951V0603A17UH | Split System | 32200 | 18 | 10 | 2.1 | R-454B | 650
216891884 | SURE | RD18AY36AJVC | TCFY3621MTANM | S951V0603A17UH | Split System | 32200 | 18 | 10 | 2.1 | R-454B | 650
216891912 | SURE | RD18AY36AJVC | TCFY3621MTANM | S951V0403A17UH | Split System | 32200 | 18 | 10 | 2.1 | R-454B | 650
216891754 | FRIEDRICH | RD18AY36AJVC | RCFY3624MTANM | FR951V1005A21UH | Split System | 32600 | 19 | 10 | 2.1 | R-454B | 650
216892077 | RUSSELL | RD18AY36AJVC | TCFY3621MTANM | S951V1005A21UH | Split System | 32600 | 19 | 10 | 2.1 | R-454B | 650
216892238 | RUSSELL | RD18AY36AJVC | TCFY3624MTANM | S951V1005A21UH | Split System | 32600 | 19 | 10 | 2.1 | R-454B | 650
216892035 | SURE | RD18AY36AJVC | TCFY3624MTANM | S951V1005A21UH | Split System | 32600 | 19 | 10 | 2.1 | R-454B | 650
216891874 | SURE | RD18AY36AJVC | TCFY3621MTANM | S951V1005A21UH | Split System | 32600 | 19 | 10 | 2.1 | R-454B | 650
217179362 | AMERICAN STANDARD | 5A6V0X24A1 | 5TXCB006AS3 | S9V2B060U3VSB+LRP | Split System | 22200 | 21.4 | 10 | 2.2 | R-454B | 650
216612224 | AMERICAN STANDARD | 5A6V0X24A1 | 5TXCB006AS3 | S9V2B060U4PSC+LRP | Split System | 22200 | 21.4 | 10 | 2.2 | R-454B | 650
217179361 | TRANE | 5TWV0X24A1 | 5TXCB006AS3 | S9V2B060U3VSB+LRP | Split System | 22200 | 21.4 | 10 | 2.2 | R-454B | 650
217179366 | AMERICAN STANDARD | 5A6V0X24A1 | 5TXCB006AS3 | S9V2B040U3PSC+LRP | Split System | 22200 | 21.8 | 10 | 2.2 | R-454B | 650
217179365 | TRANE | 5TWV0X24A1 | 5TXCB006AS3 | S9V2B040U3PSC+LRP | Split System | 22200 | 21.8 | 10 | 2.2 | R-454B | 650
216551630 | FRIEDRICH | FRP19AY24AJVC | RCFY2421HEAAM | FR951V0603A17UH | Split System | 22800 | 21 | 10 | 1.8 | R-454B | 650
216051006 | RHEEM | RP19AY24AJVC | RCFY2421HEAAM | R951V0403A17UH | Split System | 22800 | 21 | 10 | 1.8 | R-454B | 650
216051005 | RUUD | UP19AY24AJVC | RCFY2421HEAAM | R951V0403A17UH | Split System | 22800 | 21 | 10 | 1.8 | R-454B | 650
216050990 | RUUD | UP19AY24AJVC | RCFY2421HEAAM | R951V0603A17UH | Split System | 22800 | 21 | 10 | 1.8 | R-454B | 650
215588239 | CARRIER | 27VNA154A*030* | CVAMA6024XMA*+UI | 58CU*A080C21**20 | Split System | 52000 | 19.5 | 8.1 | 1.85 | R-454B | 650
216770038 | TRANE | 5TWR7048A1 | 5TXCC009AS3 | S9V2C100U5PSC | Split System | 43000 | 16 | 8.7 | 2.2 | R-454B | 650
218505544 | YORK | HH860E2S11 | CTU60D5XGS2+TXV | Y92E120D20SMPS1 | Split System | 44500 | 17 | 9 | 2 | R-454B | 650
218505557 | YORK | HH860E2S11 | CTU60D5XGS2+TXV | TM9V120D20MP12 | Split System | 44000 | 18 | 9 | 2 | R-454B | 650
218505563 | YORK | HH860E2S11 | CTU60D5XGS2+TXV | YP9C120D20MP13 | Split System | 44000 | 18 | 9 | 2 | R-454B | 650
218505560 | YORK | HH860E2S11 | CTU60D5XGS2+TXV | TP9C120D20MP13 | Split System | 44000 | 18 | 9 | 2 | R-454B | 650
218505575 | YORK | HH860E2S11 | CTU60D5XGS2+TXV | Y91E120D20SMPS1 | Split System | 46000 | 18 | 9 | 2 | R-454B | 650
216764465 | TRANE | 5TWX7048A1 | 5TXCC009AS3 | S9V2C080U5PSC | Split System | 43500 | 17.1 | 9 | 2.1 | R-454B | 650
218505583 | YORK | HH860E2S11 | CTU60D5XGS2+TXV | Y81E130D20SMPS1 | Split System | 45000 | 18 | 9 | 2 | R-454B | 650
218505585 | YORK | HH860E2S11 | CTU60D5XGS2+TXV | Y81E130D20LMPS1 | Split System | 45000 | 18 | 9 | 2 | R-454B | 650
218502760 | YORK | HH860E2S11 | CTU60D5XHS2+TXV | Y81E130D20LMPS1 | Split System | 54000 | 19 | 9 | 2 | R-454B | 650
218505592 | YORK | HH860E2S11 | CTU60D5XGS2+JMVT20DC2N1+TXV |  | Split System | 45500 | 19 | 9.5 | 2 | R-454B | 650
218505569 | YORK | HH860E2S11 | CTU60D5XGS2+JMC20D2SN1+TXV |  | Split System | 46000 | 19 | 9.5 | 2 | R-454B | 650
217487799 | ARCOAIRE | D5CUHAH36AAK+TIC2025-0016 | ESH5X48M12A* | *92MSN1002120A* | Split System | 35600 | 15.2 | 8.1 | 1.75 | R-454B | 650
217487569 | BRYANT HEATING AND COOLING SYSTEMS | 37MUHAQ36AA3+TIC2025-0016 | CAA**3617AM* | 912SE48080M17*** | Split System | 34400 | 15.2 | 8.1 | 1.75 | R-454B | 650
217487795 | BRYANT HEATING AND COOLING SYSTEMS | 37MUHAQ36AA3+TIC2025-0016 | CSAH*4812AM* | 912SE60100M21*** | Split System | 35600 | 15.2 | 8.1 | 1.75 | R-454B | 650
217487568 | CARRIER | 37MUHAQ36AA3+TIC2025-0016 | CAA**3617AM* | 59SC2E080M17**16 | Split System | 34400 | 15.2 | 8.1 | 1.75 | R-454B | 650
217487794 | CARRIER | 37MUHAQ36AA3+TIC2025-0016 | CSAH*4812AM* | 59SC2E100M21**20 | Split System | 35600 | 15.2 | 8.1 | 1.75 | R-454B | 650
217487797 | HEIL | D5CUHAH36AAK+TIC2025-0016 | ESH5X48M12A* | *92MSN1002120A* | Split System | 35600 | 15.2 | 8.1 | 1.75 | R-454B | 650
217487353 | HEIL | D5CUHAH36AAK+TIC2025-0016 | ESH5X42M12A* | *80MS(N,L)1102420A* | Split System | 35800 | 15.2 | 8.1 | 1.75 | R-454B | 650
217487576 | KEEPRITE | D5CUHAH36AAK+TIC2025-0016 | EA*5X36M17A* | *92MSN0801716A* | Split System | 34400 | 15.2 | 8.1 | 1.75 | R-454B | 650
217487733 | KEEPRITE | D5CUHAH36AAK+TIC2025-0016 | ESH5X48M12A* | *92MSN0802120A* | Split System | 35600 | 15.2 | 8.1 | 1.75 | R-454B | 650
217486983 | PAYNE HEATING AND COOLING | 37MUHAQ36AA3+TIC2025-0016 | CAA**3617AM* | PG80MS(A,L)A42090B** | Split System | 34400 | 15.2 | 8.1 | 1.75 | R-454B | 650
217487570 | PAYNE HEATING AND COOLING | 37MUHAQ36AA3+TIC2025-0016 | CAA**3617AM* | PG92MSAA48080B** | Split System | 34400 | 15.2 | 8.1 | 1.75 | R-454B | 650
217487352 | PAYNE HEATING AND COOLING | 37MUHAQ36AA3+TIC2025-0016 | CSAH*4212AM* | PG80MS(A,L)A60110D** | Split System | 35800 | 15.2 | 8.1 | 1.75 | R-454B | 650
217487804 | TEMPSTAR | D5CUHAH36AAK+TIC2025-0016 | ESH5X48M12A* | *92MSN1002120A* | Split System | 35600 | 15.2 | 8.1 | 1.75 | R-454B | 650
217487359 | TEMPSTAR | D5CUHAH36AAK+TIC2025-0016 | ESH5X42M12A* | *80MS(N,L)1102420A* | Split System | 35800 | 15.2 | 8.1 | 1.75 | R-454B | 650
217488444 | KEEPRITE | D5CUHAH36AAK+TIC2025-0016 | EA*5X48M21A* | *80MS(N,L)0701712A* | Split System | 35000 | 15.5 | 8.1 | 1.75 | R-454B | 650
217488438 | PAYNE HEATING AND COOLING | 37MUHAQ36AA3+TIC2025-0016 | CAA**4821AM* | PG80MS(A,L)A36070B** | Split System | 35000 | 15.5 | 8.1 | 1.75 | R-454B | 650
217488445 | TEMPSTAR | D5CUHAH36AAK+TIC2025-0016 | EA*5X48M21A* | *80MS(N,L)0701712A* | Split System | 35000 | 15.5 | 8.1 | 1.75 | R-454B | 650
217487360 | CARRIER | 37MUHAQ36AA3+TIC2025-0016 | CSAH*4812AM* | 58S(B,C)*B110M24**20 | Split System | 36000 | 15.5 | 8.1 | 1.75 | R-454B | 650
217487334 | COMFORTMAKER | D5CUHAH36AAK+TIC2025-0016 | ESH5X48M12A* | *80MS(N,L)1102120A* | Split System | 36200 | 15.5 | 8.1 | 1.75 | R-454B | 650
217487367 | DAY & NIGHT | D5CUHAH36AAK+TIC2025-0016 | ESH5X48M12A* | *80MS(N,L)1102420A* | Split System | 36000 | 15.5 | 8.1 | 1.75 | R-454B | 650
217487335 | DAY & NIGHT | D5CUHAH36AAK+TIC2025-0016 | ESH5X48M12A* | *80MS(N,L)1102120A* | Split System | 36200 | 15.5 | 8.1 | 1.75 | R-454B | 650
217487363 | HEIL | D5CUHAH36AAK+TIC2025-0016 | ESH5X48M12A* | *80MS(N,L)1102420A* | Split System | 36000 | 15.5 | 8.1 | 1.75 | R-454B | 650
217487331 | HEIL | D5CUHAH36AAK+TIC2025-0016 | ESH5X48M12A* | *80MS(N,L)1102120A* | Split System | 36200 | 15.5 | 8.1 | 1.75 | R-454B | 650
217487368 | KEEPRITE | D5CUHAH36AAK+TIC2025-0016 | ESH5X48M12A* | *80MS(N,L)1102420A* | Split System | 36000 | 15.5 | 8.1 | 1.75 | R-454B | 650
217487362 | PAYNE HEATING AND COOLING | 37MUHAQ36AA3+TIC2025-0016 | CSAH*4812AM* | PG80MS(A,L)A60110D** | Split System | 36000 | 15.5 | 8.1 | 1.75 | R-454B | 650
215941272 | KENMORE | (C,H,T)5H3V48*K*AAA* | EVM5X48M21A*+WALLCON | *96CTN0802120B* | Split System | 44500 | 19.5 | 8.1 | 1.9 | R-454B | 650
215941532 | KENMORE | (C,H,T)5H3V48*K*AAA* | EVD5X48M21A*+WALLCON | *96CTN0802120B* | Split System | 44500 | 19.5 | 8.1 | 1.9 | R-454B | 650
215931882 | KENMORE | (C,H,T)5H3V60*K*AAA* | ESH5X60M12A*+WALLCON | *97CMN0802120B* | Split System | 56000 | 17.5 | 8.1 | 1.95 | R-454B | 650
215937972 | KENMORE | (C,H,T)5H3V48*K*AAA* | EVD5X48M24A*+WALLCON | *97CMN1202422B* | Split System | 44500 | 20 | 8.1 | 1.9 | R-454B | 650
215937762 | KENMORE | (C,H,T)5H3V48*K*AAA* | EVD5X48M21A*+WALLCON | *80CTL0902120B* | Split System | 44500 | 20 | 8.1 | 1.9 | R-454B | 650
215937962 | KENMORE | (C,H,T)5H3V48*K*AAA* | EVD5X48M24A*+WALLCON | *97CMN1002122B* | Split System | 44500 | 20 | 8.1 | 1.9 | R-454B | 650
215937982 | KENMORE | (C,H,T)5H3V48*K*AAA* | EVD5X48M24A*+WALLCON | *96CTN1002122B* | Split System | 44500 | 20 | 8.1 | 1.9 | R-454B | 650
215937952 | KENMORE | (C,H,T)5H3V48*K*AAA* | EVD5X48M24A*+WALLCON | *97CMN0802120B* | Split System | 44500 | 20 | 8.1 | 1.9 | R-454B | 650
215941592 | KENMORE | (C,H,T)5H3V48*K*AAA* | EVD5X48M24A*+WALLCON | *96CTN0802120B* | Split System | 44500 | 20 | 8.1 | 1.9 | R-454B | 650
215941612 | KENMORE | (C,H,T)5H3V48*K*AAA* | EVD5X48M24A*+WALLCON | *97CTN1002122A* | Split System | 44500 | 20 | 8.1 | 1.9 | R-454B | 650
215941602 | KENMORE | (C,H,T)5H3V48*K*AAA* | EVD5X48M24A*+WALLCON | *97CTN0802120A* | Split System | 44500 | 20 | 8.1 | 1.9 | R-454B | 650
215937772 | KENMORE | (C,H,T)5H3V48*K*AAA* | EVD5X48M21A*+WALLCON | *80CTL1102120B* | Split System | 44500 | 20 | 8.1 | 1.9 | R-454B | 650
215937882 | KENMORE | (C,H,T)5H3V48*K*AAA* | EVD5X48M24A*+WALLCON | *80CTL0702120B* | Split System | 44500 | 20 | 8.1 | 1.9 | R-454B | 650
215935582 | KENMORE | (C,H,T)5H3V36*K*AAA* | EVD5X36M17A*+WALLCON | *96CTN0601714B* | Split System | 34000 | 20 | 8.1 | 2 | R-454B | 650
215941582 | KENMORE | (C,H,T)5H3V48*K*AAA* | EVD5X48M21A*+WALLCON | *97CTN1002122A* | Split System | 44500 | 20 | 8.1 | 2 | R-454B | 650
215941322 | KENMORE | (C,H,T)5H3V48*K*AAA* | EVM5X48M21A*+WALLCON | *97CTN1002122A* | Split System | 44500 | 20 | 8.1 | 2 | R-454B | 650
215937862 | KENMORE | (C,H,T)5H3V48*K*AAA* | EVD5X48M21A*+WALLCON | *96CTN1002122B* | Split System | 44500 | 20 | 8.1 | 2 | R-454B | 650
215941622 | KENMORE | (C,H,T)5H3V48*K*AAA* | EVD5X48M24A*+WALLCON | *97CTN1202422A* | Split System | 45000 | 20.5 | 8.1 | 1.9 | R-454B | 650
215937992 | KENMORE | (C,H,T)5H3V48*K*AAA* | EVD5X48M24A*+WALLCON | *96CTN1202422B* | Split System | 45000 | 20.5 | 8.1 | 1.9 | R-454B | 650
215937902 | KENMORE | (C,H,T)5H3V48*K*AAA* | EVD5X48M24A*+WALLCON | *80CTL1102120B* | Split System | 45000 | 20.5 | 8.1 | 1.9 | R-454B | 650
215941392 | KENMORE | (C,H,T)5H3V48*K*AAA* | EVM5X60M21A*+WALLCON | *96CTN0802120B* | Split System | 45500 | 20.5 | 8.1 | 1.95 | R-454B | 650
215941672 | KENMORE | (C,H,T)5H3V48*K*AAA* | EVD5X60M21A*+WALLCON | *96CTN0802120B* | Split System | 45500 | 20.5 | 8.1 | 1.95 | R-454B | 650
215931797 | AIRQUEST | H5H3V60*K*AAA* | ESH5X60M12A*+WALLCON | *80CSU0802120A* | Split System | 56500 | 18 | 8.1 | 1.95 | R-454B | 650
215931799 | COMFORTMAKER | C5H3V60*K*AAA* | ESH5X60M12A*+WALLCON | *80CSU0802120A* | Split System | 56500 | 18 | 8.1 | 1.95 | R-454B | 650
215931832 | KENMORE | (C,H,T)5H3V60*K*AAA* | ESH5X60M12A*+WALLCON | *80CTL0902120B* | Split System | 56500 | 18 | 8.1 | 2 | R-454B | 650
215938372 | KENMORE | (C,H,T)5H3V48*K*AAA* | EVD5X60M24A*+WALLCON | *97CMN1002122B* | Split System | 45500 | 20.5 | 8.1 | 1.9 | R-454B | 650
215938392 | KENMORE | (C,H,T)5H3V48*K*AAA* | EVD5X60M24A*+WALLCON | *96CTN1002122B* | Split System | 45500 | 20.5 | 8.1 | 1.9 | R-454B | 650
215941472 | KENMORE | (C,H,T)5H3V48*K*AAA* | EVM5X60M24A*+WALLCON | *97CTN1002122A* | Split System | 45500 | 20.5 | 8.1 | 1.9 | R-454B | 650
215937562 | KENMORE | (C,H,T)5H3V48*K*AAA* | EVM5X60M24A*+WALLCON | *96CTN1002122B* | Split System | 45500 | 20.5 | 8.1 | 1.9 | R-454B | 650
215938092 | KENMORE | (C,H,T)5H3V48*K*AAA* | EVD5X49M24A*+WALLCON | *97CMN1002122B* | Split System | 45500 | 20.5 | 8.1 | 1.9 | R-454B | 650
215941752 | KENMORE | (C,H,T)5H3V48*K*AAA* | EVD5X60M24A*+WALLCON | *97CTN1002122A* | Split System | 45500 | 20.5 | 8.1 | 1.9 | R-454B | 650
215941652 | KENMORE | (C,H,T)5H3V48*K*AAA* | EVD5X49M24A*+WALLCON | *97CTN1002122A* | Split System | 45500 | 20.5 | 8.1 | 1.9 | R-454B | 650
215937572 | KENMORE | (C,H,T)5H3V48*K*AAA* | EVM5X60M24A*+WALLCON | *96CTN1202422B* | Split System | 45500 | 20.5 | 8.1 | 1.95 | R-454B | 650
215938402 | KENMORE | (C,H,T)5H3V48*K*AAA* | EVD5X60M24A*+WALLCON | *96CTN1202422B* | Split System | 45500 | 20.5 | 8.1 | 1.95 | R-454B | 650
215941762 | KENMORE | (C,H,T)5H3V48*K*AAA* | EVD5X60M24A*+WALLCON | *97CTN1202422A* | Split System | 45500 | 20.5 | 8.1 | 1.95 | R-454B | 650
215938122 | KENMORE | (C,H,T)5H3V48*K*AAA* | EVD5X49M24A*+WALLCON | *96CTN1202422B* | Split System | 45500 | 20.5 | 8.1 | 1.95 | R-454B | 650
215941772 | KENMORE | (C,H,T)5H3V48*K*AAA* | EVD5X61M21A*+WALLCON | *96CTN0802120B* | Split System | 46000 | 20.5 | 8.1 | 1.95 | R-454B | 650
215937472 | KENMORE | (C,H,T)5H3V48*K*AAA* | EVM5X60M24A*+WALLCON | *80CTL0902120B* | Split System | 45500 | 21 | 8.1 | 1.95 | R-454B | 650
215938022 | KENMORE | (C,H,T)5H3V48*K*AAA* | EVD5X49M24A*+WALLCON | *80CTL0902120B* | Split System | 45500 | 21 | 8.1 | 1.95 | R-454B | 650
215938032 | KENMORE | (C,H,T)5H3V48*K*AAA* | EVD5X49M24A*+WALLCON | *80CTL1102120B* | Split System | 45500 | 21 | 8.1 | 1.95 | R-454B | 650
215938322 | KENMORE | (C,H,T)5H3V48*K*AAA* | EVD5X60M24A*+WALLCON | *80CTL1352422B* | Split System | 45500 | 21 | 8.1 | 1.95 | R-454B | 650
215937482 | KENMORE | (C,H,T)5H3V48*K*AAA* | EVM5X60M24A*+WALLCON | *80CTL1102120B* | Split System | 45500 | 21 | 8.1 | 1.95 | R-454B | 650
215938302 | KENMORE | (C,H,T)5H3V48*K*AAA* | EVD5X60M24A*+WALLCON | *80CTL0902120B* | Split System | 45500 | 21 | 8.1 | 1.95 | R-454B | 650
215937492 | KENMORE | (C,H,T)5H3V48*K*AAA* | EVM5X60M24A*+WALLCON | *80CTL1352422B* | Split System | 45500 | 21 | 8.1 | 1.95 | R-454B | 650
217488112 | AIRQUEST | D5CUHAH36AAK+TIC2025-0016 | EA*5X42M21A* | *96MSM0802120A* | Split System | 35000 | 15.2 | 8.5 | 1.8 | R-454B | 650
217488138 | AIRQUEST | D5CUHAH36AAK+TIC2025-0016 | EA*5X48M21A* | *96MSM0802120A* | Split System | 35600 | 15.2 | 8.5 | 1.84 | R-454B | 650
217488137 | AIRQUEST | D5CUHAH36AAK+TIC2025-0016 | EA*5X48M21A* | *96MSN0802120A* | Split System | 35600 | 15.2 | 8.5 | 1.84 | R-454B | 650
216676955 | AIRQUEST | D5CURAH24AAK | EA*5X24M17A* | *92MSN0801716A* | Split System | 23200 | 15.2 | 8.5 | 1.88 | R-454B | 650
216675762 | AIRQUEST | D5CURAH24AAK | EA*5X24M14A* | *80MS(N,L)0701412A* | Split System | 23200 | 15.2 | 8.5 | 1.88 | R-454B | 650
217486776 | ARCOAIRE | D5CUHAH36AAK+TIC2025-0016 | EA*5X42M21A* | *80MS(N,L)0701712A* | Split System | 34600 | 15.2 | 8.5 | 1.78 | R-454B | 650
217488113 | ARCOAIRE | D5CUHAH36AAK+TIC2025-0016 | EA*5X42M21A* | *96MSN0802120A* | Split System | 35000 | 15.2 | 8.5 | 1.8 | R-454B | 650
216676956 | ARCOAIRE | D5CURAH24AAK | EA*5X24M17A* | *92MSN0801716A* | Split System | 23200 | 15.2 | 8.5 | 1.88 | R-454B | 650
216675763 | ARCOAIRE | D5CURAH24AAK | EA*5X24M14A* | *80MS(N,L)0701412A* | Split System | 23200 | 15.2 | 8.5 | 1.88 | R-454B | 650
217486772 | BRYANT HEATING AND COOLING SYSTEMS | 37MUHAQ36AA3+TIC2025-0016 | CAA**4221AM* | 8(0,1)*SB36070M17*** | Split System | 34600 | 15.2 | 8.5 | 1.78 | R-454B | 650
217488108 | BRYANT HEATING AND COOLING SYSTEMS | 37MUHAQ36AA3+TIC2025-0016 | CAA**4221AM* | 916SA60080M21*** | Split System | 35000 | 15.2 | 8.5 | 1.8 | R-454B | 650
216676952 | BRYANT HEATING AND COOLING SYSTEMS | 37MURAQ24AA3 | CAA**2417AM* | 912SE48080M17*** | Split System | 23200 | 15.2 | 8.5 | 1.88 | R-454B | 650
216675759 | BRYANT HEATING AND COOLING SYSTEMS | 37MURAQ24AA3 | CAA**2414AM* | 8(0,1)*SB36070M14*** | Split System | 23200 | 15.2 | 8.5 | 1.88 | R-454B | 650
217486861 | CARRIER | 37MUHAQ36AA3+TIC2025-0016 | CAA**4221AM* | 58S(B,C)*B070M17**16 | Split System | 34600 | 15.2 | 8.5 | 1.78 | R-454B | 650
217487508 | CARRIER | 37MUHAQ36AA3+TIC2025-0016 | CAA**4221AM* | 59SC2E060M17**14 | Split System | 34600 | 15.2 | 8.5 | 1.78 | R-454B | 650
216676951 | CARRIER | 37MURAQ24AA3 | CAA**2417AM* | 59SC2E080M17**16 | Split System | 23200 | 15.2 | 8.5 | 1.88 | R-454B | 650
216675758 | CARRIER | 37MURAQ24AA3 | CAA**2414AM* | 58S(B,C)*B070M14**12 | Split System | 23200 | 15.2 | 8.5 | 1.88 | R-454B | 650
217486777 | COMFORTMAKER | D5CUHAH36AAK+TIC2025-0016 | EA*5X42M21A* | *80MS(N,L)0701712A* | Split System | 34600 | 15.2 | 8.5 | 1.78 | R-454B | 650
217486867 | COMFORTMAKER | D5CUHAH36AAK+TIC2025-0016 | EA*5X42M21A* | *80MS(N,L)0701716A* | Split System | 34600 | 15.2 | 8.5 | 1.78 | R-454B | 650
217488114 | COMFORTMAKER | D5CUHAH36AAK+TIC2025-0016 | EA*5X42M21A* | *96MSN0802120A* | Split System | 35000 | 15.2 | 8.5 | 1.8 | R-454B | 650
217488140 | COMFORTMAKER | D5CUHAH36AAK+TIC2025-0016 | EA*5X48M21A* | *96MSN0802120A* | Split System | 35600 | 15.2 | 8.5 | 1.84 | R-454B | 650
216676957 | COMFORTMAKER | D5CURAH24AAK | EA*5X24M17A* | *92MSN0801716A* | Split System | 23200 | 15.2 | 8.5 | 1.88 | R-454B | 650
216675764 | COMFORTMAKER | D5CURAH24AAK | EA*5X24M14A* | *80MS(N,L)0701412A* | Split System | 23200 | 15.2 | 8.5 | 1.88 | R-454B | 650
217487515 | DAY & NIGHT | D5CUHAH36AAK+TIC2025-0016 | EA*5X42M21A* | *92MSN0601714A* | Split System | 34600 | 15.2 | 8.5 | 1.78 | R-454B | 650
217488115 | DAY & NIGHT | D5CUHAH36AAK+TIC2025-0016 | EA*5X42M21A* | *96MSN0802120A* | Split System | 35000 | 15.2 | 8.5 | 1.8 | R-454B | 650
216676958 | DAY & NIGHT | D5CURAH24AAK | EA*5X24M17A* | *92MSN0801716A* | Split System | 23200 | 15.2 | 8.5 | 1.88 | R-454B | 650
216675765 | DAY & NIGHT | D5CURAH24AAK | EA*5X24M14A* | *80MS(N,L)0701412A* | Split System | 23200 | 15.2 | 8.5 | 1.88 | R-454B | 650
217487511 | HEIL | D5CUHAH36AAK+TIC2025-0016 | EA*5X42M21A* | *92MSN0601714A* | Split System | 34600 | 15.2 | 8.5 | 1.78 | R-454B | 650
217488136 | HEIL | D5CUHAH36AAK+TIC2025-0016 | EA*5X48M21A* | *96MSN0802120A* | Split System | 35600 | 15.2 | 8.5 | 1.84 | R-454B | 650
216676954 | HEIL | D5CURAH24AAK | EA*5X24M17A* | *92MSN0801716A* | Split System | 23200 | 15.2 | 8.5 | 1.88 | R-454B | 650
216675761 | HEIL | D5CURAH24AAK | EA*5X24M14A* | *80MS(N,L)0701412A* | Split System | 23200 | 15.2 | 8.5 | 1.88 | R-454B | 650
217486779 | KEEPRITE | D5CUHAH36AAK+TIC2025-0016 | EA*5X42M21A* | *80MS(N,L)0701712A* | Split System | 34600 | 15.2 | 8.5 | 1.78 | R-454B | 650
217488142 | KEEPRITE | D5CUHAH36AAK+TIC2025-0016 | EA*5X48M21A* | *96MSN0802120A* | Split System | 35600 | 15.2 | 8.5 | 1.84 | R-454B | 650
216676959 | KEEPRITE | D5CURAH24AAK | EA*5X24M17A* | *92MSN0801716A* | Split System | 23200 | 15.2 | 8.5 | 1.88 | R-454B | 650
216675766 | KEEPRITE | D5CURAH24AAK | EA*5X24M14A* | *80MS(N,L)0701412A* | Split System | 23200 | 15.2 | 8.5 | 1.88 | R-454B | 650
216675760 | PAYNE HEATING AND COOLING | 37MURAQ24AA3 | CAA**2414AM* | PG80MS(A,L)A36070A** | Split System | 23200 | 15.2 | 8.5 | 1.88 | R-454B | 650
217487517 | SMART COMFORT | D5CUHAH36AAK+TIC2025-0016 | EA*5X42M21A* | *92MSN0601714A* | Split System | 34600 | 15.2 | 8.5 | 1.78 | R-454B | 650
216676960 | SMART COMFORT | D5CURAH24AAK | EA*5X24M17A* | *92MSN0801716A* | Split System | 23200 | 15.2 | 8.5 | 1.88 | R-454B | 650
217487518 | TEMPSTAR | D5CUHAH36AAK+TIC2025-0016 | EA*5X42M21A* | *92MSN0601714A* | Split System | 34600 | 15.2 | 8.5 | 1.78 | R-454B | 650
217488145 | TEMPSTAR | D5CUHAH36AAK+TIC2025-0016 | EA*5X48M21A* | *96MSN0802120A* | Split System | 35600 | 15.2 | 8.5 | 1.84 | R-454B | 650
216676961 | TEMPSTAR | D5CURAH24AAK | EA*5X24M17A* | *92MSN0801716A* | Split System | 23200 | 15.2 | 8.5 | 1.88 | R-454B | 650
217487102 | AIRQUEST | D5CUHAH36AAK+TIC2025-0016 | EA*5X42M21A* | *80MS(N,L)0902116A* | Split System | 34600 | 15.5 | 8.5 | 1.78 | R-454B | 650
217487818 | AIRQUEST | D5CUHAH36AAK+TIC2025-0016 | EA*5X42M21A* | *92MSN1002122A* | Split System | 34800 | 15.5 | 8.5 | 1.8 | R-454B | 650
217486936 | ARCOAIRE | D5CUHAH36AAK+TIC2025-0016 | EA*5X42M21A* | *80MS(N,L)0702116A* | Split System | 34600 | 15.5 | 8.5 | 1.78 | R-454B | 650
217488201 | ARCOAIRE | D5CUHAH36AAK+TIC2025-0016 | EA*5X42M21A* | *96MSN1002120A* | Split System | 34800 | 15.5 | 8.5 | 1.78 | R-454B | 650
217488269 | ARCOAIRE | D5CUHAH36AAK+TIC2025-0016 | EA*5X42M21A* | *96MSN1002122A* | Split System | 34800 | 15.5 | 8.5 | 1.8 | R-454B | 650
217488485 | ARCOAIRE | D5CUHAH36AAK+TIC2025-0016 | EA*5X48M21A* | *92MSN0601714A* | Split System | 35200 | 15.5 | 8.5 | 1.82 | R-454B | 650
217488197 | BRYANT HEATING AND COOLING SYSTEMS | 37MUHAQ36AA3+TIC2025-0016 | CAA**4221AM* | 916SA60100M21*** | Split System | 34800 | 15.5 | 8.5 | 1.78 | R-454B | 650
217487165 | BRYANT HEATING AND COOLING SYSTEMS | 37MUHAQ36AA3+TIC2025-0016 | CAA**4221AM* | 8(0,1)*SB60090M21*** | Split System | 34800 | 15.5 | 8.5 | 1.8 | R-454B | 650
217488448 | BRYANT HEATING AND COOLING SYSTEMS | 37MUHAQ36AA3+TIC2025-0016 | CAA**4821AM* | 8(0,1)*SB48070M17*** | Split System | 35200 | 15.5 | 8.5 | 1.82 | R-454B | 650
217488481 | BRYANT HEATING AND COOLING SYSTEMS | 37MUHAQ36AA3+TIC2025-0016 | CAA**4821AM* | 912SE42060M17*** | Split System | 35200 | 15.5 | 8.5 | 1.82 | R-454B | 650
217487746 | CARRIER | 37MUHAQ36AA3+TIC2025-0016 | CAA**4221AM* | 59SC2E100M21**20 | Split System | 34800 | 15.5 | 8.5 | 1.78 | R-454B | 650
217487815 | CARRIER | 37MUHAQ36AA3+TIC2025-0016 | CAA**4221AM* | 59SC2E100M21**22 | Split System | 34800 | 15.5 | 8.5 | 1.8 | R-454B | 650
217488447 | CARRIER | 37MUHAQ36AA3+TIC2025-0016 | CAA**4821AM* | 58S(B,C)*B070M17**16 | Split System | 35200 | 15.5 | 8.5 | 1.82 | R-454B | 650
217488480 | CARRIER | 37MUHAQ36AA3+TIC2025-0016 | CAA**4821AM* | 59SC2E060M17**14 | Split System | 35200 | 15.5 | 8.5 | 1.82 | R-454B | 650
217487170 | COMFORTMAKER | D5CUHAH36AAK+TIC2025-0016 | EA*5X42M21A* | *80MS(N,L)0902120A* | Split System | 34800 | 15.5 | 8.5 | 1.8 | R-454B | 650
217487820 | COMFORTMAKER | D5CUHAH36AAK+TIC2025-0016 | EA*5X42M21A* | *92MSN1002122A* | Split System | 34800 | 15.5 | 8.5 | 1.8 | R-454B | 650
217486513 | COMFORTMAKER | D5CUHAH36AAK+TIC2025-0016 | FHMA5*36L*B* |  | Split System | 35200 | 15.5 | 8.5 | 1.8 | R-454B | 650
217488486 | COMFORTMAKER | D5CUHAH36AAK+TIC2025-0016 | EA*5X48M21A* | *92MSN0601714A* | Split System | 35200 | 15.5 | 8.5 | 1.82 | R-454B | 650
217486938 | DAY & NIGHT | D5CUHAH36AAK+TIC2025-0016 | EA*5X42M21A* | *80MS(N,L)0702116A* | Split System | 34600 | 15.5 | 8.5 | 1.78 | R-454B | 650
217487753 | DAY & NIGHT | D5CUHAH36AAK+TIC2025-0016 | EA*5X42M21A* | *92MSN1002120A* | Split System | 34800 | 15.5 | 8.5 | 1.78 | R-454B | 650
217486934 | HEIL | D5CUHAH36AAK+TIC2025-0016 | EA*5X42M21A* | *80MS(N,L)0702116A* | Split System | 34600 | 15.5 | 8.5 | 1.78 | R-454B | 650
217487101 | HEIL | D5CUHAH36AAK+TIC2025-0016 | EA*5X42M21A* | *80MS(N,L)0902116A* | Split System | 34600 | 15.5 | 8.5 | 1.78 | R-454B | 650
217487688 | HEIL | D5CUHAH36AAK+TIC2025-0016 | EA*5X42M21A* | *92MSN0802120A* | Split System | 34600 | 15.5 | 8.5 | 1.78 | R-454B | 650
217487749 | HEIL | D5CUHAH36AAK+TIC2025-0016 | EA*5X42M21A* | *92MSN1002120A* | Split System | 34800 | 15.5 | 8.5 | 1.78 | R-454B | 650
217488199 | HEIL | D5CUHAH36AAK+TIC2025-0016 | EA*5X42M21A* | *96MSN1002120A* | Split System | 34800 | 15.5 | 8.5 | 1.78 | R-454B | 650
217487606 | HEIL | D5CUHAH36AAK+TIC2025-0016 | EA*5X42M21A* | *92MSN0801716A* | Split System | 34800 | 15.5 | 8.5 | 1.8 | R-454B | 650
217487817 | HEIL | D5CUHAH36AAK+TIC2025-0016 | EA*5X42M21A* | *92MSN1002122A* | Split System | 34800 | 15.5 | 8.5 | 1.8 | R-454B | 650
217488267 | HEIL | D5CUHAH36AAK+TIC2025-0016 | EA*5X42M21A* | *96MSN1002122A* | Split System | 34800 | 15.5 | 8.5 | 1.8 | R-454B | 650
217487167 | HEIL | D5CUHAH36AAK+TIC2025-0016 | EA*5X42M21A* | *80MS(N,L)0902120A* | Split System | 34800 | 15.5 | 8.5 | 1.8 | R-454B | 650
217488483 | HEIL | D5CUHAH36AAK+TIC2025-0016 | EA*5X48M21A* | *92MSN0601714A* | Split System | 35200 | 15.5 | 8.5 | 1.82 | R-454B | 650
217487106 | KEEPRITE | D5CUHAH36AAK+TIC2025-0016 | EA*5X42M21A* | *80MS(N,L)0902116A* | Split System | 34600 | 15.5 | 8.5 | 1.78 | R-454B | 650
217487754 | KEEPRITE | D5CUHAH36AAK+TIC2025-0016 | EA*5X42M21A* | *92MSN1002120A* | Split System | 34800 | 15.5 | 8.5 | 1.78 | R-454B | 650
217487024 | KEEPRITE | D5CUHAH36AAK+TIC2025-0016 | EA*5X42M21A* | *80MS(N,L)0901714A* | Split System | 34800 | 15.5 | 8.5 | 1.8 | R-454B | 650
217487822 | KEEPRITE | D5CUHAH36AAK+TIC2025-0016 | EA*5X42M21A* | *92MSN1002122A* | Split System | 34800 | 15.5 | 8.5 | 1.8 | R-454B | 650
217488272 | KEEPRITE | D5CUHAH36AAK+TIC2025-0016 | EA*5X42M21A* | *96MSN1002122A* | Split System | 34800 | 15.5 | 8.5 | 1.8 | R-454B | 650
217487611 | KEEPRITE | D5CUHAH36AAK+TIC2025-0016 | EA*5X42M21A* | *92MSN0801716A* | Split System | 34800 | 15.5 | 8.5 | 1.8 | R-454B | 650
217488455 | KEEPRITE | D5CUHAH36AAK+TIC2025-0016 | EA*5X48M21A* | *80MS(N,L)0701716A* | Split System | 35200 | 15.5 | 8.5 | 1.82 | R-454B | 650
217488488 | KEEPRITE | D5CUHAH36AAK+TIC2025-0016 | EA*5X48M21A* | *92MSN0601714A* | Split System | 35200 | 15.5 | 8.5 | 1.82 | R-454B | 650
217486933 | PAYNE HEATING AND COOLING | 37MUHAQ36AA3+TIC2025-0016 | CAA**4221AM* | PG80MS(A,L)A48070C** | Split System | 34600 | 15.5 | 8.5 | 1.78 | R-454B | 650
217487100 | PAYNE HEATING AND COOLING | 37MUHAQ36AA3+TIC2025-0016 | CAA**4221AM* | PG80MS(A,L)A48090C** | Split System | 34600 | 15.5 | 8.5 | 1.78 | R-454B | 650
217487687 | PAYNE HEATING AND COOLING | 37MUHAQ36AA3+TIC2025-0016 | CAA**4221AM* | PG92MSAA60080C** | Split System | 34600 | 15.5 | 8.5 | 1.78 | R-454B | 650
217486509 | PAYNE HEATING AND COOLING | 37MUHAQ36AA3+TIC2025-0016 | PF5MN*B36L* |  | Split System | 35200 | 15.5 | 8.5 | 1.8 | R-454B | 650
217488449 | PAYNE HEATING AND COOLING | 37MUHAQ36AA3+TIC2025-0016 | CAA**4821AM* | PG80MS(A,L)A48070B** | Split System | 35200 | 15.5 | 8.5 | 1.82 | R-454B | 650
217488482 | PAYNE HEATING AND COOLING | 37MUHAQ36AA3+TIC2025-0016 | CAA**4821AM* | PG92MSAA42060B** | Split System | 35200 | 15.5 | 8.5 | 1.82 | R-454B | 650
217488205 | SMART COMFORT | D5CUHAH36AAK+TIC2025-0016 | EA*5X42M21A* | *96MSN1002120A* | Split System | 34800 | 15.5 | 8.5 | 1.78 | R-454B | 650
217487694 | TEMPSTAR | D5CUHAH36AAK+TIC2025-0016 | EA*5X42M21A* | *92MSN0802120A* | Split System | 34600 | 15.5 | 8.5 | 1.78 | R-454B | 650
217488206 | TEMPSTAR | D5CUHAH36AAK+TIC2025-0016 | EA*5X42M21A* | *96MSN1002120A* | Split System | 34800 | 15.5 | 8.5 | 1.78 | R-454B | 650
217487174 | TEMPSTAR | D5CUHAH36AAK+TIC2025-0016 | EA*5X42M21A* | *80MS(N,L)0902120A* | Split System | 34800 | 15.5 | 8.5 | 1.8 | R-454B | 650
216676243 | AIRQUEST | D5CURAH24AAK | EA*5X30M17A* | *80VSL0701716B* | Split System | 23400 | 15.2 | 8.5 | 1.9 | R-454B | 650
216676113 | AIRQUEST | D5CURAH24AAK | EA*5X30M17A* | *80VSL0451412B* | Split System | 23400 | 15.2 | 8.5 | 1.9 | R-454B | 650
216676541 | AIRQUEST | D5CURAH24AAK | EA*5X30M17A* | *80VTL0451412B* | Split System | 23400 | 15.2 | 8.5 | 1.9 | R-454B | 650
216675774 | AIRQUEST | D5CURAH24AAK | EA*5X24M17A* | *80MS(N,L)0701412A* | Split System | 23400 | 15.2 | 8.5 | 1.9 | R-454B | 650
216677994 | AIRQUEST | D5CURAH24AAK | EA*5X36M17A* | *96VTN0601412B* | Split System | 23600 | 15.2 | 8.5 | 1.9 | R-454B | 650
216677484 | AIRQUEST | D5CURAH24AAK | EA*5X36M17A* | *96VSN0601412B* | Split System | 23600 | 15.2 | 8.5 | 1.9 | R-454B | 650
216677574 | AIRQUEST | D5CURAH24AAK | EA*5X36M17A* | *96VSN0801716B* | Split System | 23600 | 15.2 | 8.5 | 1.9 | R-454B | 650
216678107 | AIRQUEST | D5CURAH24AAK | EA*5X36M17A* | *96VTN0801716B* | Split System | 23600 | 15.2 | 8.5 | 1.9 | R-454B | 650
216678308 | AIRQUEST | D5CURAH24AAK | EA*5X36M17A* | *97VTN0801716A* | Split System | 23600 | 15.2 | 8.5 | 1.9 | R-454B | 650
216676652 | AIRQUEST | D5CURAH24AAK | EA*5X30M17A* | *80VTL0701716B* | Split System | 23600 | 15.2 | 8.5 | 1.9 | R-454B | 650
216675903 | AIRQUEST | D5CURAH24AAK | EA*5X30M17A* | *80MS(N,L)0701716A* | Split System | 23600 | 15.2 | 8.5 | 1.9 | R-454B | 650
216675656 | AIRQUEST | D5CURAH24AAK | EA*5X30M14A* | *80MS(N,L)0451412A* | Split System | 23600 | 15.2 | 8.5 | 1.9 | R-454B | 650
216677744 | AIRQUEST | D5CURAH24AAK | EA*5X30M17A* | *95MSU0601716A* | Split System | 23600 | 15.2 | 8.5 | 1.9 | R-454B | 650
216676920 | AIRQUEST | D5CURAH24AAK | EA*5X30M17A* | *92MSN0601714A* | Split System | 23600 | 15.2 | 8.5 | 1.9 | R-454B | 650
216675668 | AIRQUEST | D5CURAH24AAK | EA*5X30M17A* | *80MS(N,L)0451412A* | Split System | 23600 | 15.2 | 8.5 | 1.9 | R-454B | 650
216676173 | AIRQUEST | D5CURAH24AAK | EA*5X30M14A* | *80VSL0701412B* | Split System | 23600 | 15.2 | 8.5 | 1.9 | R-454B | 650
216676663 | AIRQUEST | D5CURAH24AAK | EA*5X36M17A* | *80VTL0701716B* | Split System | 23800 | 15.2 | 8.5 | 1.9 | R-454B | 650
216676732 | AIRQUEST | D5CURAH24AAK | ESH5X30M12A* | *80MSU0401712A* | Split System | 23800 | 15.2 | 8.5 | 1.9 | R-454B | 650
216676507 | AIRQUEST | D5CURAH24AAK | ESH5X30M12A* | *80MS(N,L)0701412A* | Split System | 23800 | 15.2 | 8.5 | 1.9 | R-454B | 650
216677879 | AIRQUEST | D5CURAH24AAK | ESH5X30M12A* | *95MSU0802120A* | Split System | 24200 | 15.2 | 8.5 | 1.9 | R-454B | 650
216677524 | AIRQUEST | D5CURAH24AAK | EA*5X36M17A* | *96VSN0601716B* | Split System | 23600 | 15.2 | 8.5 | 1.92 | R-454B | 650
216678249 | AIRQUEST | D5CURAH24AAK | EA*5X36M17A* | *97VTN0601716A* | Split System | 23600 | 15.2 | 8.5 | 1.92 | R-454B | 650
216675994 | AIRQUEST | D5CURAH24AAK | EA*5X36M17A* | *80MS(N,L)0901714A* | Split System | 23800 | 15.2 | 8.5 | 1.92 | R-454B | 650
216677249 | AIRQUEST | D5CURAH24AAK | EA*5X36M17A* | *96MSN0801716A* | Split System | 23800 | 15.2 | 8.5 | 1.92 | R-454B | 650
216676683 | AIRQUEST | D5CURAH24AAK | ESH5X30M12A* | *80VSL0701412B* | Split System | 23800 | 15.2 | 8.5 | 1.92 | R-454B | 650
216676766 | AIRQUEST | D5CURAH24AAK | ESH5X30M12A* | *80MSU0601716A* | Split System | 24200 | 15.2 | 8.5 | 1.92 | R-454B | 650
216676625 | AIRQUEST | D5CURAH24AAK | ESH5X36M12A* | *80MS(N,L)1102120A* | Split System | 23800 | 15.2 | 8.5 | 1.94 | R-454B | 650
216676530 | AIRQUEST | D5CURAH24AAK | ESH5X36M12A* | *80MS(N,L)0701712A* | Split System | 23800 | 15.2 | 8.5 | 1.94 | R-454B | 650
216677756 | AIRQUEST | D5CURAH24AAK | ESH5X36M12A* | *92MSN0801716A* | Split System | 24000 | 15.2 | 8.5 | 1.94 | R-454B | 650
216677444 | AIRQUEST | D5CURAH24AAK | EA*5X37M17A* | *96VSN0401712B* | Split System | 24200 | 15.2 | 8.5 | 1.96 | R-454B | 650
216677950 | AIRQUEST | D5CURAH24AAK | EA*5X37M17A* | *96VTN0401712B* | Split System | 24200 | 15.2 | 8.5 | 1.96 | R-454B | 650
216676244 | ARCOAIRE | D5CURAH24AAK | EA*5X30M17A* | *80VSL0701716B* | Split System | 23400 | 15.2 | 8.5 | 1.9 | R-454B | 650
216676542 | ARCOAIRE | D5CURAH24AAK | EA*5X30M17A* | *80VTL0451412B* | Split System | 23400 | 15.2 | 8.5 | 1.9 | R-454B | 650
216675775 | ARCOAIRE | D5CURAH24AAK | EA*5X24M17A* | *80MS(N,L)0701412A* | Split System | 23400 | 15.2 | 8.5 | 1.9 | R-454B | 650
216677995 | ARCOAIRE | D5CURAH24AAK | EA*5X36M17A* | *96VTN0601412B* | Split System | 23600 | 15.2 | 8.5 | 1.9 | R-454B | 650
216677485 | ARCOAIRE | D5CURAH24AAK | EA*5X36M17A* | *96VSN0601412B* | Split System | 23600 | 15.2 | 8.5 | 1.9 | R-454B | 650
216677575 | ARCOAIRE | D5CURAH24AAK | EA*5X36M17A* | *96VSN0801716B* | Split System | 23600 | 15.2 | 8.5 | 1.9 | R-454B | 650
216678309 | ARCOAIRE | D5CURAH24AAK | EA*5X36M17A* | *97VTN0801716A* | Split System | 23600 | 15.2 | 8.5 | 1.9 | R-454B | 650
216678108 | ARCOAIRE | D5CURAH24AAK | EA*5X36M17A* | *96VTN0801716B* | Split System | 23600 | 15.2 | 8.5 | 1.9 | R-454B | 650
216676653 | ARCOAIRE | D5CURAH24AAK | EA*5X30M17A* | *80VTL0701716B* | Split System | 23600 | 15.2 | 8.5 | 1.9 | R-454B | 650
216675657 | ARCOAIRE | D5CURAH24AAK | EA*5X30M14A* | *80MS(N,L)0451412A* | Split System | 23600 | 15.2 | 8.5 | 1.9 | R-454B | 650
216675904 | ARCOAIRE | D5CURAH24AAK | EA*5X30M17A* | *80MS(N,L)0701716A* | Split System | 23600 | 15.2 | 8.5 | 1.9 | R-454B | 650
216677745 | ARCOAIRE | D5CURAH24AAK | EA*5X30M17A* | *95MSU0601716A* | Split System | 23600 | 15.2 | 8.5 | 1.9 | R-454B | 650
216675669 | ARCOAIRE | D5CURAH24AAK | EA*5X30M17A* | *80MS(N,L)0451412A* | Split System | 23600 | 15.2 | 8.5 | 1.9 | R-454B | 650
216676664 | ARCOAIRE | D5CURAH24AAK | EA*5X36M17A* | *80VTL0701716B* | Split System | 23800 | 15.2 | 8.5 | 1.9 | R-454B | 650
216676733 | ARCOAIRE | D5CURAH24AAK | ESH5X30M12A* | *80MSU0401712A* | Split System | 23800 | 15.2 | 8.5 | 1.9 | R-454B | 650
216676508 | ARCOAIRE | D5CURAH24AAK | ESH5X30M12A* | *80MS(N,L)0701412A* | Split System | 23800 | 15.2 | 8.5 | 1.9 | R-454B | 650
216677880 | ARCOAIRE | D5CURAH24AAK | ESH5X30M12A* | *95MSU0802120A* | Split System | 24200 | 15.2 | 8.5 | 1.9 | R-454B | 650
216676294 | ARCOAIRE | D5CURAH24AAK | EA*5X30M17A* | *80VSL0901716B* | Split System | 23400 | 15.2 | 8.5 | 1.92 | R-454B | 650
216678250 | ARCOAIRE | D5CURAH24AAK | EA*5X36M17A* | *97VTN0601716A* | Split System | 23600 | 15.2 | 8.5 | 1.92 | R-454B | 650
216677525 | ARCOAIRE | D5CURAH24AAK | EA*5X36M17A* | *96VSN0601716B* | Split System | 23600 | 15.2 | 8.5 | 1.92 | R-454B | 650
216678044 | ARCOAIRE | D5CURAH24AAK | EA*5X36M17A* | *96VTN0601716B* | Split System | 23600 | 15.2 | 8.5 | 1.92 | R-454B | 650
216675995 | ARCOAIRE | D5CURAH24AAK | EA*5X36M17A* | *80MS(N,L)0901714A* | Split System | 23800 | 15.2 | 8.5 | 1.92 | R-454B | 650
216677250 | ARCOAIRE | D5CURAH24AAK | EA*5X36M17A* | *96MSN0801716A* | Split System | 23800 | 15.2 | 8.5 | 1.92 | R-454B | 650
216676684 | ARCOAIRE | D5CURAH24AAK | ESH5X30M12A* | *80VSL0701412B* | Split System | 23800 | 15.2 | 8.5 | 1.92 | R-454B | 650
216676626 | ARCOAIRE | D5CURAH24AAK | ESH5X36M12A* | *80MS(N,L)1102120A* | Split System | 23800 | 15.2 | 8.5 | 1.94 | R-454B | 650
216676531 | ARCOAIRE | D5CURAH24AAK | ESH5X36M12A* | *80MS(N,L)0701712A* | Split System | 23800 | 15.2 | 8.5 | 1.94 | R-454B | 650
216677757 | ARCOAIRE | D5CURAH24AAK | ESH5X36M12A* | *92MSN0801716A* | Split System | 24000 | 15.2 | 8.5 | 1.94 | R-454B | 650
216677951 | ARCOAIRE | D5CURAH24AAK | EA*5X37M17A* | *96VTN0401712B* | Split System | 24200 | 15.2 | 8.5 | 1.96 | R-454B | 650
216676241 | BRYANT HEATING AND COOLING SYSTEMS | 37MURAQ24AA3 | CAA**3017AM* | 82*SB48070V17*** | Split System | 23400 | 15.2 | 8.5 | 1.9 | R-454B | 650
216676111 | BRYANT HEATING AND COOLING SYSTEMS | 37MURAQ24AA3 | CAA**3017AM* | 82*SB36045V14*** | Split System | 23400 | 15.2 | 8.5 | 1.9 | R-454B | 650
216675771 | BRYANT HEATING AND COOLING SYSTEMS | 37MURAQ24AA3 | CAA**2417AM* | 8(0,1)*SB36070M14*** | Split System | 23400 | 15.2 | 8.5 | 1.9 | R-454B | 650
216677991 | BRYANT HEATING AND COOLING SYSTEMS | 37MURAQ24AA3 | CAA**3617AM* | 926TC36060V14*** | Split System | 23600 | 15.2 | 8.5 | 1.9 | R-454B | 650
216677482 | BRYANT HEATING AND COOLING SYSTEMS | 37MURAQ24AA3 | CAA**3617AM* | 926SB36060V14*** | Split System | 23600 | 15.2 | 8.5 | 1.9 | R-454B | 650
216678305 | BRYANT HEATING AND COOLING SYSTEMS | 37MURAQ24AA3 | CAA**3617AM* | 927TA48080V17*** | Split System | 23600 | 15.2 | 8.5 | 1.9 | R-454B | 650
216677572 | BRYANT HEATING AND COOLING SYSTEMS | 37MURAQ24AA3 | CAA**3617AM* | 926SB48080V17*** | Split System | 23600 | 15.2 | 8.5 | 1.9 | R-454B | 650
216677741 | BRYANT HEATING AND COOLING SYSTEMS | 37MURAQ24AA3 | CAA**3017AM* | 935SB48060M17*** | Split System | 23600 | 15.2 | 8.5 | 1.9 | R-454B | 650
216675979 | BRYANT HEATING AND COOLING SYSTEMS | 37MURAQ24AA3 | CAA**3017AM* | 8(0,1)*SB42090M17*** | Split System | 23600 | 15.2 | 8.5 | 1.9 | R-454B | 650
216676171 | BRYANT HEATING AND COOLING SYSTEMS | 37MURAQ24AA3 | CAA**3014AM* | 82*SB36070V14*** | Split System | 23600 | 15.2 | 8.5 | 1.9 | R-454B | 650
216675665 | BRYANT HEATING AND COOLING SYSTEMS | 37MURAQ24AA3 | CAA**3017AM* | 8(0,1)*SB36045M14*** | Split System | 23600 | 15.2 | 8.5 | 1.9 | R-454B | 650
216676660 | BRYANT HEATING AND COOLING SYSTEMS | 37MURAQ24AA3 | CAA**3617AM* | 82*TB48070V17*** | Split System | 23800 | 15.2 | 8.5 | 1.9 | R-454B | 650
216676729 | BRYANT HEATING AND COOLING SYSTEMS | 37MURAQ24AA3 | CSAH*3012AM* | 83*SB36040M17*** | Split System | 23800 | 15.2 | 8.5 | 1.9 | R-454B | 650
216676291 | BRYANT HEATING AND COOLING SYSTEMS | 37MURAQ24AA3 | CAA**3017AM* | 82*SB48090V17*** | Split System | 23400 | 15.2 | 8.5 | 1.92 | R-454B | 650
216676706 | BRYANT HEATING AND COOLING SYSTEMS | 37MURAQ24AA3 | CAA**3017AM* | 82*TB48090V17*** | Split System | 23400 | 15.2 | 8.5 | 1.92 | R-454B | 650
216677522 | BRYANT HEATING AND COOLING SYSTEMS | 37MURAQ24AA3 | CAA**3617AM* | 926SB48060V17*** | Split System | 23600 | 15.2 | 8.5 | 1.92 | R-454B | 650
216675991 | BRYANT HEATING AND COOLING SYSTEMS | 37MURAQ24AA3 | CAA**3617AM* | 8(0,1)*SB42090M17*** | Split System | 23800 | 15.2 | 8.5 | 1.92 | R-454B | 650
216677246 | BRYANT HEATING AND COOLING SYSTEMS | 37MURAQ24AA3 | CAA**3617AM* | 916SA48080M17*** | Split System | 23800 | 15.2 | 8.5 | 1.92 | R-454B | 650
216676681 | BRYANT HEATING AND COOLING SYSTEMS | 37MURAQ24AA3 | CSAH*3012AM* | 82*SB36070V14*** | Split System | 23800 | 15.2 | 8.5 | 1.92 | R-454B | 650
216676988 | BRYANT HEATING AND COOLING SYSTEMS | 37MURAQ24AA3 | CSAH*3012AM* | 82*TB36070V14*** | Split System | 23800 | 15.2 | 8.5 | 1.92 | R-454B | 650
216676763 | BRYANT HEATING AND COOLING SYSTEMS | 37MURAQ24AA3 | CSAH*3012AM* | 83*SB48060M17*** | Split System | 24200 | 15.2 | 8.5 | 1.92 | R-454B | 650
216676527 | BRYANT HEATING AND COOLING SYSTEMS | 37MURAQ24AA3 | CSAH*3612AM* | 8(0,1)*SB36070M17*** | Split System | 23800 | 15.2 | 8.5 | 1.94 | R-454B | 650
216677753 | BRYANT HEATING AND COOLING SYSTEMS | 37MURAQ24AA3 | CSAH*3612AM* | 912SE48080M17*** | Split System | 24000 | 15.2 | 8.5 | 1.94 | R-454B | 650
216677442 | BRYANT HEATING AND COOLING SYSTEMS | 37MURAQ24AA3 | CAA**3717AM* | 926SB36040V17*** | Split System | 24200 | 15.2 | 8.5 | 1.96 | R-454B | 650
216677947 | BRYANT HEATING AND COOLING SYSTEMS | 37MURAQ24AA3 | CAA**3717AM* | 926TC36040V17*** | Split System | 24200 | 15.2 | 8.5 | 1.96 | R-454B | 650
216676240 | CARRIER | 37MURAQ24AA3 | CAA**3017AM* | 58SP*B070V17**16 | Split System | 23400 | 15.2 | 8.5 | 1.9 | R-454B | 650
216676537 | CARRIER | 37MURAQ24AA3 | CAA**3017AM* | 58TP*B045V14**12 | Split System | 23400 | 15.2 | 8.5 | 1.9 | R-454B | 650
216676110 | CARRIER | 37MURAQ24AA3 | CAA**3017AM* | 58SP*B045V14**12 | Split System | 23400 | 15.2 | 8.5 | 1.9 | R-454B | 650
216675770 | CARRIER | 37MURAQ24AA3 | CAA**2417AM* | 58S(B,C)*B070M14**12 | Split System | 23400 | 15.2 | 8.5 | 1.9 | R-454B | 650
216677481 | CARRIER | 37MURAQ24AA3 | CAA**3617AM* | 59SP6B060V14**12 | Split System | 23600 | 15.2 | 8.5 | 1.9 | R-454B | 650
216677990 | CARRIER | 37MURAQ24AA3 | CAA**3617AM* | 59TP6C060V14**12 | Split System | 23600 | 15.2 | 8.5 | 1.9 | R-454B | 650
216678304 | CARRIER | 37MURAQ24AA3 | CAA**3617AM* | 59TP7A080V17**16 | Split System | 23600 | 15.2 | 8.5 | 1.9 | R-454B | 650
216678103 | CARRIER | 37MURAQ24AA3 | CAA**3617AM* | GG96VTAB48080B** | Split System | 23600 | 15.2 | 8.5 | 1.9 | R-454B | 650
216678102 | CARRIER | 37MURAQ24AA3 | CAA**3617AM* | 59TP6C080V17**16 | Split System | 23600 | 15.2 | 8.5 | 1.9 | R-454B | 650
216676648 | CARRIER | 37MURAQ24AA3 | CAA**3017AM* | 58TP*B070V17**16 | Split System | 23600 | 15.2 | 8.5 | 1.9 | R-454B | 650
216675899 | CARRIER | 37MURAQ24AA3 | CAA**3017AM* | 58S(B,C)*B070M17**16 | Split System | 23600 | 15.2 | 8.5 | 1.9 | R-454B | 650
216676916 | CARRIER | 37MURAQ24AA3 | CAA**3017AM* | 59SC2E060M17**14 | Split System | 23600 | 15.2 | 8.5 | 1.9 | R-454B | 650
216675978 | CARRIER | 37MURAQ24AA3 | CAA**3017AM* | 58S(B,C)*B090M17**14 | Split System | 23600 | 15.2 | 8.5 | 1.9 | R-454B | 650
216677740 | CARRIER | 37MURAQ24AA3 | CAA**3017AM* | 59SU5B060M17**16 | Split System | 23600 | 15.2 | 8.5 | 1.9 | R-454B | 650
216676601 | CARRIER | 37MURAQ24AA3 | CAA**3014AM* | 58TP*B070V14**12 | Split System | 23600 | 15.2 | 8.5 | 1.9 | R-454B | 650
216675664 | CARRIER | 37MURAQ24AA3 | CAA**3017AM* | 58S(B,C)*B045M14**12 | Split System | 23600 | 15.2 | 8.5 | 1.9 | R-454B | 650
216676170 | CARRIER | 37MURAQ24AA3 | CAA**3014AM* | 58SP*B070V14**12 | Split System | 23600 | 15.2 | 8.5 | 1.9 | R-454B | 650
216676728 | CARRIER | 37MURAQ24AA3 | CSAH*3012AM* | 58SU*B040M17**12 | Split System | 23800 | 15.2 | 8.5 | 1.9 | R-454B | 650
216676503 | CARRIER | 37MURAQ24AA3 | CSAH*3012AM* | 58S(B,C)*B070M14**12 | Split System | 23800 | 15.2 | 8.5 | 1.9 | R-454B | 650
216677875 | CARRIER | 37MURAQ24AA3 | CSAH*3012AM* | 59SU5B080M21**20 | Split System | 24200 | 15.2 | 8.5 | 1.9 | R-454B | 650
216676290 | CARRIER | 37MURAQ24AA3 | CAA**3017AM* | 58SP*B090V17**16 | Split System | 23400 | 15.2 | 8.5 | 1.92 | R-454B | 650
216676705 | CARRIER | 37MURAQ24AA3 | CAA**3017AM* | 58TP*B090V17**16 | Split System | 23400 | 15.2 | 8.5 | 1.92 | R-454B | 650
216677521 | CARRIER | 37MURAQ24AA3 | CAA**3617AM* | 59SP6B060V17**16 | Split System | 23600 | 15.2 | 8.5 | 1.92 | R-454B | 650
216678039 | CARRIER | 37MURAQ24AA3 | CAA**3617AM* | GG96VTAB48060B** | Split System | 23600 | 15.2 | 8.5 | 1.92 | R-454B | 650
216675990 | CARRIER | 37MURAQ24AA3 | CAA**3617AM* | 58S(B,C)*B090M17**14 | Split System | 23800 | 15.2 | 8.5 | 1.92 | R-454B | 650
216677245 | CARRIER | 37MURAQ24AA3 | CAA**3617AM* | 59SC6A080M17**16 | Split System | 23800 | 15.2 | 8.5 | 1.92 | R-454B | 650
216676680 | CARRIER | 37MURAQ24AA3 | CSAH*3012AM* | 58SP*B070V14**12 | Split System | 23800 | 15.2 | 8.5 | 1.92 | R-454B | 650
216676987 | CARRIER | 37MURAQ24AA3 | CSAH*3012AM* | 58TP*B070V14**12 | Split System | 23800 | 15.2 | 8.5 | 1.92 | R-454B | 650
216676762 | CARRIER | 37MURAQ24AA3 | CSAH*3012AM* | 58SU*B060M17**16 | Split System | 24200 | 15.2 | 8.5 | 1.92 | R-454B | 650
216676621 | CARRIER | 37MURAQ24AA3 | CSAH*3612AM* | 58S(B,C)*B110M21**20 | Split System | 23800 | 15.2 | 8.5 | 1.94 | R-454B | 650
216676526 | CARRIER | 37MURAQ24AA3 | CSAH*3612AM* | 58S(B,C)*B070M17**12 | Split System | 23800 | 15.2 | 8.5 | 1.94 | R-454B | 650
216677752 | CARRIER | 37MURAQ24AA3 | CSAH*3612AM* | 59SC2E080M17**16 | Split System | 24000 | 15.2 | 8.5 | 1.94 | R-454B | 650
216677946 | CARRIER | 37MURAQ24AA3 | CAA**3717AM* | 59TP6C040V17**12 | Split System | 24200 | 15.2 | 8.5 | 1.96 | R-454B | 650
216677441 | CARRIER | 37MURAQ24AA3 | CAA**3717AM* | 59SP6B040V17**12 | Split System | 24200 | 15.2 | 8.5 | 1.96 | R-454B | 650
216676245 | COMFORTMAKER | D5CURAH24AAK | EA*5X30M17A* | *80VSL0701716B* | Split System | 23400 | 15.2 | 8.5 | 1.9 | R-454B | 650
216676115 | COMFORTMAKER | D5CURAH24AAK | EA*5X30M17A* | *80VSL0451412B* | Split System | 23400 | 15.2 | 8.5 | 1.9 | R-454B | 650
216676543 | COMFORTMAKER | D5CURAH24AAK | EA*5X30M17A* | *80VTL0451412B* | Split System | 23400 | 15.2 | 8.5 | 1.9 | R-454B | 650
216675776 | COMFORTMAKER | D5CURAH24AAK | EA*5X24M17A* | *80MS(N,L)0701412A* | Split System | 23400 | 15.2 | 8.5 | 1.9 | R-454B | 650
216677996 | COMFORTMAKER | D5CURAH24AAK | EA*5X36M17A* | *96VTN0601412B* | Split System | 23600 | 15.2 | 8.5 | 1.9 | R-454B | 650
216678109 | COMFORTMAKER | D5CURAH24AAK | EA*5X36M17A* | *96VTN0801716B* | Split System | 23600 | 15.2 | 8.5 | 1.9 | R-454B | 650
216678310 | COMFORTMAKER | D5CURAH24AAK | EA*5X36M17A* | *97VTN0801716A* | Split System | 23600 | 15.2 | 8.5 | 1.9 | R-454B | 650
216676654 | COMFORTMAKER | D5CURAH24AAK | EA*5X30M17A* | *80VTL0701716B* | Split System | 23600 | 15.2 | 8.5 | 1.9 | R-454B | 650
216675658 | COMFORTMAKER | D5CURAH24AAK | EA*5X30M14A* | *80MS(N,L)0451412A* | Split System | 23600 | 15.2 | 8.5 | 1.9 | R-454B | 650
216677746 | COMFORTMAKER | D5CURAH24AAK | EA*5X30M17A* | *95MSU0601716A* | Split System | 23600 | 15.2 | 8.5 | 1.9 | R-454B | 650
216675905 | COMFORTMAKER | D5CURAH24AAK | EA*5X30M17A* | *80MS(N,L)0701716A* | Split System | 23600 | 15.2 | 8.5 | 1.9 | R-454B | 650
216675984 | COMFORTMAKER | D5CURAH24AAK | EA*5X30M17A* | *80MS(N,L)0901714A* | Split System | 23600 | 15.2 | 8.5 | 1.9 | R-454B | 650
216676175 | COMFORTMAKER | D5CURAH24AAK | EA*5X30M14A* | *80VSL0701412B* | Split System | 23600 | 15.2 | 8.5 | 1.9 | R-454B | 650
216675670 | COMFORTMAKER | D5CURAH24AAK | EA*5X30M17A* | *80MS(N,L)0451412A* | Split System | 23600 | 15.2 | 8.5 | 1.9 | R-454B | 650
216676665 | COMFORTMAKER | D5CURAH24AAK | EA*5X36M17A* | *80VTL0701716B* | Split System | 23800 | 15.2 | 8.5 | 1.9 | R-454B | 650
216676295 | COMFORTMAKER | D5CURAH24AAK | EA*5X30M17A* | *80VSL0901716B* | Split System | 23400 | 15.2 | 8.5 | 1.92 | R-454B | 650
216678251 | COMFORTMAKER | D5CURAH24AAK | EA*5X36M17A* | *97VTN0601716A* | Split System | 23600 | 15.2 | 8.5 | 1.92 | R-454B | 650
216677526 | COMFORTMAKER | D5CURAH24AAK | EA*5X36M17A* | *96VSN0601716B* | Split System | 23600 | 15.2 | 8.5 | 1.92 | R-454B | 650
216675996 | COMFORTMAKER | D5CURAH24AAK | EA*5X36M17A* | *80MS(N,L)0901714A* | Split System | 23800 | 15.2 | 8.5 | 1.92 | R-454B | 650
216677251 | COMFORTMAKER | D5CURAH24AAK | EA*5X36M17A* | *96MSN0801716A* | Split System | 23800 | 15.2 | 8.5 | 1.92 | R-454B | 650
216676685 | COMFORTMAKER | D5CURAH24AAK | ESH5X30M12A* | *80VSL0701412B* | Split System | 23800 | 15.2 | 8.5 | 1.92 | R-454B | 650
216676768 | COMFORTMAKER | D5CURAH24AAK | ESH5X30M12A* | *80MSU0601716A* | Split System | 24200 | 15.2 | 8.5 | 1.92 | R-454B | 650
216676532 | COMFORTMAKER | D5CURAH24AAK | ESH5X36M12A* | *80MS(N,L)0701712A* | Split System | 23800 | 15.2 | 8.5 | 1.94 | R-454B | 650
216676627 | COMFORTMAKER | D5CURAH24AAK | ESH5X36M12A* | *80MS(N,L)1102120A* | Split System | 23800 | 15.2 | 8.5 | 1.94 | R-454B | 650
216677758 | COMFORTMAKER | D5CURAH24AAK | ESH5X36M12A* | *92MSN0801716A* | Split System | 24000 | 15.2 | 8.5 | 1.94 | R-454B | 650
216677446 | COMFORTMAKER | D5CURAH24AAK | EA*5X37M17A* | *96VSN0401712B* | Split System | 24200 | 15.2 | 8.5 | 1.96 | R-454B | 650
216677952 | COMFORTMAKER | D5CURAH24AAK | EA*5X37M17A* | *96VTN0401712B* | Split System | 24200 | 15.2 | 8.5 | 1.96 | R-454B | 650
216676246 | DAY & NIGHT | D5CURAH24AAK | EA*5X30M17A* | *80VSL0701716B* | Split System | 23400 | 15.2 | 8.5 | 1.9 | R-454B | 650
216676116 | DAY & NIGHT | D5CURAH24AAK | EA*5X30M17A* | *80VSL0451412B* | Split System | 23400 | 15.2 | 8.5 | 1.9 | R-454B | 650
216676544 | DAY & NIGHT | D5CURAH24AAK | EA*5X30M17A* | *80VTL0451412B* | Split System | 23400 | 15.2 | 8.5 | 1.9 | R-454B | 650
216675777 | DAY & NIGHT | D5CURAH24AAK | EA*5X24M17A* | *80MS(N,L)0701412A* | Split System | 23400 | 15.2 | 8.5 | 1.9 | R-454B | 650
216677487 | DAY & NIGHT | D5CURAH24AAK | EA*5X36M17A* | *96VSN0601412B* | Split System | 23600 | 15.2 | 8.5 | 1.9 | R-454B | 650
216678110 | DAY & NIGHT | D5CURAH24AAK | EA*5X36M17A* | *96VTN0801716B* | Split System | 23600 | 15.2 | 8.5 | 1.9 | R-454B | 650
216675985 | DAY & NIGHT | D5CURAH24AAK | EA*5X30M17A* | *80MS(N,L)0901714A* | Split System | 23600 | 15.2 | 8.5 | 1.9 | R-454B | 650
216675659 | DAY & NIGHT | D5CURAH24AAK | EA*5X30M14A* | *80MS(N,L)0451412A* | Split System | 23600 | 15.2 | 8.5 | 1.9 | R-454B | 650
216677747 | DAY & NIGHT | D5CURAH24AAK | EA*5X30M17A* | *95MSU0601716A* | Split System | 23600 | 15.2 | 8.5 | 1.9 | R-454B | 650
216675906 | DAY & NIGHT | D5CURAH24AAK | EA*5X30M17A* | *80MS(N,L)0701716A* | Split System | 23600 | 15.2 | 8.5 | 1.9 | R-454B | 650
216676176 | DAY & NIGHT | D5CURAH24AAK | EA*5X30M14A* | *80VSL0701412B* | Split System | 23600 | 15.2 | 8.5 | 1.9 | R-454B | 650
216675671 | DAY & NIGHT | D5CURAH24AAK | EA*5X30M17A* | *80MS(N,L)0451412A* | Split System | 23600 | 15.2 | 8.5 | 1.9 | R-454B | 650
216676735 | DAY & NIGHT | D5CURAH24AAK | ESH5X30M12A* | *80MSU0401712A* | Split System | 23800 | 15.2 | 8.5 | 1.9 | R-454B | 650
216676510 | DAY & NIGHT | D5CURAH24AAK | ESH5X30M12A* | *80MS(N,L)0701412A* | Split System | 23800 | 15.2 | 8.5 | 1.9 | R-454B | 650
216677882 | DAY & NIGHT | D5CURAH24AAK | ESH5X30M12A* | *95MSU0802120A* | Split System | 24200 | 15.2 | 8.5 | 1.9 | R-454B | 650
216676296 | DAY & NIGHT | D5CURAH24AAK | EA*5X30M17A* | *80VSL0901716B* | Split System | 23400 | 15.2 | 8.5 | 1.92 | R-454B | 650
216677527 | DAY & NIGHT | D5CURAH24AAK | EA*5X36M17A* | *96VSN0601716B* | Split System | 23600 | 15.2 | 8.5 | 1.92 | R-454B | 650
216678252 | DAY & NIGHT | D5CURAH24AAK | EA*5X36M17A* | *97VTN0601716A* | Split System | 23600 | 15.2 | 8.5 | 1.92 | R-454B | 650
216675997 | DAY & NIGHT | D5CURAH24AAK | EA*5X36M17A* | *80MS(N,L)0901714A* | Split System | 23800 | 15.2 | 8.5 | 1.92 | R-454B | 650
216676628 | DAY & NIGHT | D5CURAH24AAK | ESH5X36M12A* | *80MS(N,L)1102120A* | Split System | 23800 | 15.2 | 8.5 | 1.94 | R-454B | 650
216677759 | DAY & NIGHT | D5CURAH24AAK | ESH5X36M12A* | *92MSN0801716A* | Split System | 24000 | 15.2 | 8.5 | 1.94 | R-454B | 650
216677447 | DAY & NIGHT | D5CURAH24AAK | EA*5X37M17A* | *96VSN0401712B* | Split System | 24200 | 15.2 | 8.5 | 1.96 | R-454B | 650
216676242 | HEIL | D5CURAH24AAK | EA*5X30M17A* | *80VSL0701716B* | Split System | 23400 | 15.2 | 8.5 | 1.9 | R-454B | 650
216676112 | HEIL | D5CURAH24AAK | EA*5X30M17A* | *80VSL0451412B* | Split System | 23400 | 15.2 | 8.5 | 1.9 | R-454B | 650
216677483 | HEIL | D5CURAH24AAK | EA*5X36M17A* | *96VSN0601412B* | Split System | 23600 | 15.2 | 8.5 | 1.9 | R-454B | 650
216677993 | HEIL | D5CURAH24AAK | EA*5X36M17A* | *96VTN0601412B* | Split System | 23600 | 15.2 | 8.5 | 1.9 | R-454B | 650
216678307 | HEIL | D5CURAH24AAK | EA*5X36M17A* | *97VTN0801716A* | Split System | 23600 | 15.2 | 8.5 | 1.9 | R-454B | 650
216678106 | HEIL | D5CURAH24AAK | EA*5X36M17A* | *96VTN0801716B* | Split System | 23600 | 15.2 | 8.5 | 1.9 | R-454B | 650
216676651 | HEIL | D5CURAH24AAK | EA*5X30M17A* | *80VTL0701716B* | Split System | 23600 | 15.2 | 8.5 | 1.9 | R-454B | 650
216675902 | HEIL | D5CURAH24AAK | EA*5X30M17A* | *80MS(N,L)0701716A* | Split System | 23600 | 15.2 | 8.5 | 1.9 | R-454B | 650
216675981 | HEIL | D5CURAH24AAK | EA*5X30M17A* | *80MS(N,L)0901714A* | Split System | 23600 | 15.2 | 8.5 | 1.9 | R-454B | 650
216675655 | HEIL | D5CURAH24AAK | EA*5X30M14A* | *80MS(N,L)0451412A* | Split System | 23600 | 15.2 | 8.5 | 1.9 | R-454B | 650
216676919 | HEIL | D5CURAH24AAK | EA*5X30M17A* | *92MSN0601714A* | Split System | 23600 | 15.2 | 8.5 | 1.9 | R-454B | 650
216676172 | HEIL | D5CURAH24AAK | EA*5X30M14A* | *80VSL0701412B* | Split System | 23600 | 15.2 | 8.5 | 1.9 | R-454B | 650
216676662 | HEIL | D5CURAH24AAK | EA*5X36M17A* | *80VTL0701716B* | Split System | 23800 | 15.2 | 8.5 | 1.9 | R-454B | 650
216676731 | HEIL | D5CURAH24AAK | ESH5X30M12A* | *80MSU0401712A* | Split System | 23800 | 15.2 | 8.5 | 1.9 | R-454B | 650
216676506 | HEIL | D5CURAH24AAK | ESH5X30M12A* | *80MS(N,L)0701412A* | Split System | 23800 | 15.2 | 8.5 | 1.9 | R-454B | 650
216676292 | HEIL | D5CURAH24AAK | EA*5X30M17A* | *80VSL0901716B* | Split System | 23400 | 15.2 | 8.5 | 1.92 | R-454B | 650
216678248 | HEIL | D5CURAH24AAK | EA*5X36M17A* | *97VTN0601716A* | Split System | 23600 | 15.2 | 8.5 | 1.92 | R-454B | 650
216677523 | HEIL | D5CURAH24AAK | EA*5X36M17A* | *96VSN0601716B* | Split System | 23600 | 15.2 | 8.5 | 1.92 | R-454B | 650
216675993 | HEIL | D5CURAH24AAK | EA*5X36M17A* | *80MS(N,L)0901714A* | Split System | 23800 | 15.2 | 8.5 | 1.92 | R-454B | 650
216677248 | HEIL | D5CURAH24AAK | EA*5X36M17A* | *96MSN0801716A* | Split System | 23800 | 15.2 | 8.5 | 1.92 | R-454B | 650
216676682 | HEIL | D5CURAH24AAK | ESH5X30M12A* | *80VSL0701412B* | Split System | 23800 | 15.2 | 8.5 | 1.92 | R-454B | 650
216676765 | HEIL | D5CURAH24AAK | ESH5X30M12A* | *80MSU0601716A* | Split System | 24200 | 15.2 | 8.5 | 1.92 | R-454B | 650
216676624 | HEIL | D5CURAH24AAK | ESH5X36M12A* | *80MS(N,L)1102120A* | Split System | 23800 | 15.2 | 8.5 | 1.94 | R-454B | 650
216676529 | HEIL | D5CURAH24AAK | ESH5X36M12A* | *80MS(N,L)0701712A* | Split System | 23800 | 15.2 | 8.5 | 1.94 | R-454B | 650
216677755 | HEIL | D5CURAH24AAK | ESH5X36M12A* | *92MSN0801716A* | Split System | 24000 | 15.2 | 8.5 | 1.94 | R-454B | 650
216677443 | HEIL | D5CURAH24AAK | EA*5X37M17A* | *96VSN0401712B* | Split System | 24200 | 15.2 | 8.5 | 1.96 | R-454B | 650
216677949 | HEIL | D5CURAH24AAK | EA*5X37M17A* | *96VTN0401712B* | Split System | 24200 | 15.2 | 8.5 | 1.96 | R-454B | 650
216676247 | KEEPRITE | D5CURAH24AAK | EA*5X30M17A* | *80VSL0701716B* | Split System | 23400 | 15.2 | 8.5 | 1.9 | R-454B | 650
216676545 | KEEPRITE | D5CURAH24AAK | EA*5X30M17A* | *80VTL0451412B* | Split System | 23400 | 15.2 | 8.5 | 1.9 | R-454B | 650
216675778 | KEEPRITE | D5CURAH24AAK | EA*5X24M17A* | *80MS(N,L)0701412A* | Split System | 23400 | 15.2 | 8.5 | 1.9 | R-454B | 650
216677998 | KEEPRITE | D5CURAH24AAK | EA*5X36M17A* | *96VTN0601412B* | Split System | 23600 | 15.2 | 8.5 | 1.9 | R-454B | 650
216677578 | KEEPRITE | D5CURAH24AAK | EA*5X36M17A* | *96VSN0801716B* | Split System | 23600 | 15.2 | 8.5 | 1.9 | R-454B | 650
216678312 | KEEPRITE | D5CURAH24AAK | EA*5X36M17A* | *97VTN0801716A* | Split System | 23600 | 15.2 | 8.5 | 1.9 | R-454B | 650
216676656 | KEEPRITE | D5CURAH24AAK | EA*5X30M17A* | *80VTL0701716B* | Split System | 23600 | 15.2 | 8.5 | 1.9 | R-454B | 650
216675986 | KEEPRITE | D5CURAH24AAK | EA*5X30M17A* | *80MS(N,L)0901714A* | Split System | 23600 | 15.2 | 8.5 | 1.9 | R-454B | 650
216675660 | KEEPRITE | D5CURAH24AAK | EA*5X30M14A* | *80MS(N,L)0451412A* | Split System | 23600 | 15.2 | 8.5 | 1.9 | R-454B | 650
216677748 | KEEPRITE | D5CURAH24AAK | EA*5X30M17A* | *95MSU0601716A* | Split System | 23600 | 15.2 | 8.5 | 1.9 | R-454B | 650
216675907 | KEEPRITE | D5CURAH24AAK | EA*5X30M17A* | *80MS(N,L)0701716A* | Split System | 23600 | 15.2 | 8.5 | 1.9 | R-454B | 650
216675672 | KEEPRITE | D5CURAH24AAK | EA*5X30M17A* | *80MS(N,L)0451412A* | Split System | 23600 | 15.2 | 8.5 | 1.9 | R-454B | 650
216676177 | KEEPRITE | D5CURAH24AAK | EA*5X30M14A* | *80VSL0701412B* | Split System | 23600 | 15.2 | 8.5 | 1.9 | R-454B | 650
216676667 | KEEPRITE | D5CURAH24AAK | EA*5X36M17A* | *80VTL0701716B* | Split System | 23800 | 15.2 | 8.5 | 1.9 | R-454B | 650
216676736 | KEEPRITE | D5CURAH24AAK | ESH5X30M12A* | *80MSU0401712A* | Split System | 23800 | 15.2 | 8.5 | 1.9 | R-454B | 650
216676511 | KEEPRITE | D5CURAH24AAK | ESH5X30M12A* | *80MS(N,L)0701412A* | Split System | 23800 | 15.2 | 8.5 | 1.9 | R-454B | 650
216677883 | KEEPRITE | D5CURAH24AAK | ESH5X30M12A* | *95MSU0802120A* | Split System | 24200 | 15.2 | 8.5 | 1.9 | R-454B | 650
216676297 | KEEPRITE | D5CURAH24AAK | EA*5X30M17A* | *80VSL0901716B* | Split System | 23400 | 15.2 | 8.5 | 1.92 | R-454B | 650
216678253 | KEEPRITE | D5CURAH24AAK | EA*5X36M17A* | *97VTN0601716A* | Split System | 23600 | 15.2 | 8.5 | 1.92 | R-454B | 650
216677528 | KEEPRITE | D5CURAH24AAK | EA*5X36M17A* | *96VSN0601716B* | Split System | 23600 | 15.2 | 8.5 | 1.92 | R-454B | 650
216678047 | KEEPRITE | D5CURAH24AAK | EA*5X36M17A* | *96VTN0601716B* | Split System | 23600 | 15.2 | 8.5 | 1.92 | R-454B | 650
216675998 | KEEPRITE | D5CURAH24AAK | EA*5X36M17A* | *80MS(N,L)0901714A* | Split System | 23800 | 15.2 | 8.5 | 1.92 | R-454B | 650
216677253 | KEEPRITE | D5CURAH24AAK | EA*5X36M17A* | *96MSN0801716A* | Split System | 23800 | 15.2 | 8.5 | 1.92 | R-454B | 650
216676687 | KEEPRITE | D5CURAH24AAK | ESH5X30M12A* | *80VSL0701412B* | Split System | 23800 | 15.2 | 8.5 | 1.92 | R-454B | 650
216676770 | KEEPRITE | D5CURAH24AAK | ESH5X30M12A* | *80MSU0601716A* | Split System | 24200 | 15.2 | 8.5 | 1.92 | R-454B | 650
216676629 | KEEPRITE | D5CURAH24AAK | ESH5X36M12A* | *80MS(N,L)1102120A* | Split System | 23800 | 15.2 | 8.5 | 1.94 | R-454B | 650
216677760 | KEEPRITE | D5CURAH24AAK | ESH5X36M12A* | *92MSN0801716A* | Split System | 24000 | 15.2 | 8.5 | 1.94 | R-454B | 650
216677448 | KEEPRITE | D5CURAH24AAK | EA*5X37M17A* | *96VSN0401712B* | Split System | 24200 | 15.2 | 8.5 | 1.96 | R-454B | 650
216676539 | PAYNE HEATING AND COOLING | 37MURAQ24AA3 | CAA**3017AM* | PG80VTLB36045A** | Split System | 23400 | 15.2 | 8.5 | 1.9 | R-454B | 650
216675772 | PAYNE HEATING AND COOLING | 37MURAQ24AA3 | CAA**2417AM* | PG80MS(A,L)A36070A** | Split System | 23400 | 15.2 | 8.5 | 1.9 | R-454B | 650
216677992 | PAYNE HEATING AND COOLING | 37MURAQ24AA3 | CAA**3617AM* | PG96VTAB36060A** | Split System | 23600 | 15.2 | 8.5 | 1.9 | R-454B | 650
216678306 | PAYNE HEATING AND COOLING | 37MURAQ24AA3 | CAA**3617AM* | PG97VTAA48080B** | Split System | 23600 | 15.2 | 8.5 | 1.9 | R-454B | 650
216678105 | PAYNE HEATING AND COOLING | 37MURAQ24AA3 | CAA**3617AM* | PG96VTAB48080B** | Split System | 23600 | 15.2 | 8.5 | 1.9 | R-454B | 650
216676650 | PAYNE HEATING AND COOLING | 37MURAQ24AA3 | CAA**3017AM* | PG80VTLB48070B** | Split System | 23600 | 15.2 | 8.5 | 1.9 | R-454B | 650
216677742 | PAYNE HEATING AND COOLING | 37MURAQ24AA3 | CAA**3017AM* | PG95MSUA48060B** | Split System | 23600 | 15.2 | 8.5 | 1.9 | R-454B | 650
216675901 | PAYNE HEATING AND COOLING | 37MURAQ24AA3 | CAA**3017AM* | PG80MS(A,L)A48070B** | Split System | 23600 | 15.2 | 8.5 | 1.9 | R-454B | 650
216676918 | PAYNE HEATING AND COOLING | 37MURAQ24AA3 | CAA**3017AM* | PG92MSAA42060B** | Split System | 23600 | 15.2 | 8.5 | 1.9 | R-454B | 650
216675980 | PAYNE HEATING AND COOLING | 37MURAQ24AA3 | CAA**3017AM* | PG80MS(A,L)A42090B** | Split System | 23600 | 15.2 | 8.5 | 1.9 | R-454B | 650
216676603 | PAYNE HEATING AND COOLING | 37MURAQ24AA3 | CAA**3014AM* | PG80VTLB36070A** | Split System | 23600 | 15.2 | 8.5 | 1.9 | R-454B | 650
216675666 | PAYNE HEATING AND COOLING | 37MURAQ24AA3 | CAA**3017AM* | PG80MS(A,L)A36045A** | Split System | 23600 | 15.2 | 8.5 | 1.9 | R-454B | 650
216676730 | PAYNE HEATING AND COOLING | 37MURAQ24AA3 | CSAH*3012AM* | PG80MSUA36040B** | Split System | 23800 | 15.2 | 8.5 | 1.9 | R-454B | 650
216676505 | PAYNE HEATING AND COOLING | 37MURAQ24AA3 | CSAH*3012AM* | PG80MS(A,L)A36070A** | Split System | 23800 | 15.2 | 8.5 | 1.9 | R-454B | 650
216676707 | PAYNE HEATING AND COOLING | 37MURAQ24AA3 | CAA**3017AM* | PG80VTLB48090B** | Split System | 23400 | 15.2 | 8.5 | 1.92 | R-454B | 650
216678247 | PAYNE HEATING AND COOLING | 37MURAQ24AA3 | CAA**3617AM* | PG97VTAA48060B** | Split System | 23600 | 15.2 | 8.5 | 1.92 | R-454B | 650
216678041 | PAYNE HEATING AND COOLING | 37MURAQ24AA3 | CAA**3617AM* | PG96VTAB48060B** | Split System | 23600 | 15.2 | 8.5 | 1.92 | R-454B | 650
216677247 | PAYNE HEATING AND COOLING | 37MURAQ24AA3 | CAA**3617AM* | PG96MSAA48080B** | Split System | 23800 | 15.2 | 8.5 | 1.92 | R-454B | 650
216676989 | PAYNE HEATING AND COOLING | 37MURAQ24AA3 | CSAH*3012AM* | PG80VTLB36070A** | Split System | 23800 | 15.2 | 8.5 | 1.92 | R-454B | 650
216676764 | PAYNE HEATING AND COOLING | 37MURAQ24AA3 | CSAH*3012AM* | PG80MSUA48060B** | Split System | 24200 | 15.2 | 8.5 | 1.92 | R-454B | 650
216676623 | PAYNE HEATING AND COOLING | 37MURAQ24AA3 | CSAH*3612AM* | PG80MS(A,L)A60110C** | Split System | 23800 | 15.2 | 8.5 | 1.94 | R-454B | 650
216676528 | PAYNE HEATING AND COOLING | 37MURAQ24AA3 | CSAH*3612AM* | PG80MS(A,L)A36070B** | Split System | 23800 | 15.2 | 8.5 | 1.94 | R-454B | 650
216677948 | PAYNE HEATING AND COOLING | 37MURAQ24AA3 | CAA**3717AM* | PG96VTAB36040B** | Split System | 24200 | 15.2 | 8.5 | 1.96 | R-454B | 650
216676248 | SMART COMFORT | D5CURAH24AAK | EA*5X30M17A* | *80VSL0701716B* | Split System | 23400 | 15.2 | 8.5 | 1.9 | R-454B | 650
216676118 | SMART COMFORT | D5CURAH24AAK | EA*5X30M17A* | *80VSL0451412B* | Split System | 23400 | 15.2 | 8.5 | 1.9 | R-454B | 650
216676546 | SMART COMFORT | D5CURAH24AAK | EA*5X30M17A* | *80VTL0451412B* | Split System | 23400 | 15.2 | 8.5 | 1.9 | R-454B | 650
216675779 | SMART COMFORT | D5CURAH24AAK | EA*5X24M17A* | *80MS(N,L)0701412A* | Split System | 23400 | 15.2 | 8.5 | 1.9 | R-454B | 650
216677489 | SMART COMFORT | D5CURAH24AAK | EA*5X36M17A* | *96VSN0601412B* | Split System | 23600 | 15.2 | 8.5 | 1.9 | R-454B | 650
216677999 | SMART COMFORT | D5CURAH24AAK | EA*5X36M17A* | *96VTN0601412B* | Split System | 23600 | 15.2 | 8.5 | 1.9 | R-454B | 650
216676657 | SMART COMFORT | D5CURAH24AAK | EA*5X30M17A* | *80VTL0701716B* | Split System | 23600 | 15.2 | 8.5 | 1.9 | R-454B | 650
216675908 | SMART COMFORT | D5CURAH24AAK | EA*5X30M17A* | *80MS(N,L)0701716A* | Split System | 23600 | 15.2 | 8.5 | 1.9 | R-454B | 650
216675661 | SMART COMFORT | D5CURAH24AAK | EA*5X30M14A* | *80MS(N,L)0451412A* | Split System | 23600 | 15.2 | 8.5 | 1.9 | R-454B | 650
216675987 | SMART COMFORT | D5CURAH24AAK | EA*5X30M17A* | *80MS(N,L)0901714A* | Split System | 23600 | 15.2 | 8.5 | 1.9 | R-454B | 650
216676925 | SMART COMFORT | D5CURAH24AAK | EA*5X30M17A* | *92MSN0601714A* | Split System | 23600 | 15.2 | 8.5 | 1.9 | R-454B | 650
216677749 | SMART COMFORT | D5CURAH24AAK | EA*5X30M17A* | *95MSU0601716A* | Split System | 23600 | 15.2 | 8.5 | 1.9 | R-454B | 650
216676178 | SMART COMFORT | D5CURAH24AAK | EA*5X30M14A* | *80VSL0701412B* | Split System | 23600 | 15.2 | 8.5 | 1.9 | R-454B | 650
216675673 | SMART COMFORT | D5CURAH24AAK | EA*5X30M17A* | *80MS(N,L)0451412A* | Split System | 23600 | 15.2 | 8.5 | 1.9 | R-454B | 650
216676737 | SMART COMFORT | D5CURAH24AAK | ESH5X30M12A* | *80MSU0401712A* | Split System | 23800 | 15.2 | 8.5 | 1.9 | R-454B | 650
216676668 | SMART COMFORT | D5CURAH24AAK | EA*5X36M17A* | *80VTL0701716B* | Split System | 23800 | 15.2 | 8.5 | 1.9 | R-454B | 650
216676512 | SMART COMFORT | D5CURAH24AAK | ESH5X30M12A* | *80MS(N,L)0701412A* | Split System | 23800 | 15.2 | 8.5 | 1.9 | R-454B | 650
216677884 | SMART COMFORT | D5CURAH24AAK | ESH5X30M12A* | *95MSU0802120A* | Split System | 24200 | 15.2 | 8.5 | 1.9 | R-454B | 650
216678048 | SMART COMFORT | D5CURAH24AAK | EA*5X36M17A* | *96VTN0601716B* | Split System | 23600 | 15.2 | 8.5 | 1.92 | R-454B | 650
216677529 | SMART COMFORT | D5CURAH24AAK | EA*5X36M17A* | *96VSN0601716B* | Split System | 23600 | 15.2 | 8.5 | 1.92 | R-454B | 650
216676688 | SMART COMFORT | D5CURAH24AAK | ESH5X30M12A* | *80VSL0701412B* | Split System | 23800 | 15.2 | 8.5 | 1.92 | R-454B | 650
216677254 | SMART COMFORT | D5CURAH24AAK | EA*5X36M17A* | *96MSN0801716A* | Split System | 23800 | 15.2 | 8.5 | 1.92 | R-454B | 650
216676771 | SMART COMFORT | D5CURAH24AAK | ESH5X30M12A* | *80MSU0601716A* | Split System | 24200 | 15.2 | 8.5 | 1.92 | R-454B | 650
216676630 | SMART COMFORT | D5CURAH24AAK | ESH5X36M12A* | *80MS(N,L)1102120A* | Split System | 23800 | 15.2 | 8.5 | 1.94 | R-454B | 650
216677449 | SMART COMFORT | D5CURAH24AAK | EA*5X37M17A* | *96VSN0401712B* | Split System | 24200 | 15.2 | 8.5 | 1.96 | R-454B | 650
216676249 | TEMPSTAR | D5CURAH24AAK | EA*5X30M17A* | *80VSL0701716B* | Split System | 23400 | 15.2 | 8.5 | 1.9 | R-454B | 650
216676547 | TEMPSTAR | D5CURAH24AAK | EA*5X30M17A* | *80VTL0451412B* | Split System | 23400 | 15.2 | 8.5 | 1.9 | R-454B | 650
216677490 | TEMPSTAR | D5CURAH24AAK | EA*5X36M17A* | *96VSN0601412B* | Split System | 23600 | 15.2 | 8.5 | 1.9 | R-454B | 650
216678000 | TEMPSTAR | D5CURAH24AAK | EA*5X36M17A* | *96VTN0601412B* | Split System | 23600 | 15.2 | 8.5 | 1.9 | R-454B | 650
216677580 | TEMPSTAR | D5CURAH24AAK | EA*5X36M17A* | *96VSN0801716B* | Split System | 23600 | 15.2 | 8.5 | 1.9 | R-454B | 650
216678113 | TEMPSTAR | D5CURAH24AAK | EA*5X36M17A* | *96VTN0801716B* | Split System | 23600 | 15.2 | 8.5 | 1.9 | R-454B | 650
216678314 | TEMPSTAR | D5CURAH24AAK | EA*5X36M17A* | *97VTN0801716A* | Split System | 23600 | 15.2 | 8.5 | 1.9 | R-454B | 650
216676658 | TEMPSTAR | D5CURAH24AAK | EA*5X30M17A* | *80VTL0701716B* | Split System | 23600 | 15.2 | 8.5 | 1.9 | R-454B | 650
216675909 | TEMPSTAR | D5CURAH24AAK | EA*5X30M17A* | *80MS(N,L)0701716A* | Split System | 23600 | 15.2 | 8.5 | 1.9 | R-454B | 650
216677750 | TEMPSTAR | D5CURAH24AAK | EA*5X30M17A* | *95MSU0601716A* | Split System | 23600 | 15.2 | 8.5 | 1.9 | R-454B | 650
216675662 | TEMPSTAR | D5CURAH24AAK | EA*5X30M14A* | *80MS(N,L)0451412A* | Split System | 23600 | 15.2 | 8.5 | 1.9 | R-454B | 650
216675988 | TEMPSTAR | D5CURAH24AAK | EA*5X30M17A* | *80MS(N,L)0901714A* | Split System | 23600 | 15.2 | 8.5 | 1.9 | R-454B | 650
216675674 | TEMPSTAR | D5CURAH24AAK | EA*5X30M17A* | *80MS(N,L)0451412A* | Split System | 23600 | 15.2 | 8.5 | 1.9 | R-454B | 650
216676179 | TEMPSTAR | D5CURAH24AAK | EA*5X30M14A* | *80VSL0701412B* | Split System | 23600 | 15.2 | 8.5 | 1.9 | R-454B | 650
216676669 | TEMPSTAR | D5CURAH24AAK | EA*5X36M17A* | *80VTL0701716B* | Split System | 23800 | 15.2 | 8.5 | 1.9 | R-454B | 650
216676738 | TEMPSTAR | D5CURAH24AAK | ESH5X30M12A* | *80MSU0401712A* | Split System | 23800 | 15.2 | 8.5 | 1.9 | R-454B | 650
216676513 | TEMPSTAR | D5CURAH24AAK | ESH5X30M12A* | *80MS(N,L)0701412A* | Split System | 23800 | 15.2 | 8.5 | 1.9 | R-454B | 650
216677885 | TEMPSTAR | D5CURAH24AAK | ESH5X30M12A* | *95MSU0802120A* | Split System | 24200 | 15.2 | 8.5 | 1.9 | R-454B | 650
216676299 | TEMPSTAR | D5CURAH24AAK | EA*5X30M17A* | *80VSL0901716B* | Split System | 23400 | 15.2 | 8.5 | 1.92 | R-454B | 650
216678255 | TEMPSTAR | D5CURAH24AAK | EA*5X36M17A* | *97VTN0601716A* | Split System | 23600 | 15.2 | 8.5 | 1.92 | R-454B | 650
216677530 | TEMPSTAR | D5CURAH24AAK | EA*5X36M17A* | *96VSN0601716B* | Split System | 23600 | 15.2 | 8.5 | 1.92 | R-454B | 650
216678049 | TEMPSTAR | D5CURAH24AAK | EA*5X36M17A* | *96VTN0601716B* | Split System | 23600 | 15.2 | 8.5 | 1.92 | R-454B | 650
216676000 | TEMPSTAR | D5CURAH24AAK | EA*5X36M17A* | *80MS(N,L)0901714A* | Split System | 23800 | 15.2 | 8.5 | 1.92 | R-454B | 650
216677255 | TEMPSTAR | D5CURAH24AAK | EA*5X36M17A* | *96MSN0801716A* | Split System | 23800 | 15.2 | 8.5 | 1.92 | R-454B | 650
216676689 | TEMPSTAR | D5CURAH24AAK | ESH5X30M12A* | *80VSL0701412B* | Split System | 23800 | 15.2 | 8.5 | 1.92 | R-454B | 650
216676772 | TEMPSTAR | D5CURAH24AAK | ESH5X30M12A* | *80MSU0601716A* | Split System | 24200 | 15.2 | 8.5 | 1.92 | R-454B | 650
216676631 | TEMPSTAR | D5CURAH24AAK | ESH5X36M12A* | *80MS(N,L)1102120A* | Split System | 23800 | 15.2 | 8.5 | 1.94 | R-454B | 650
216676535 | TEMPSTAR | D5CURAH24AAK | ESH5X36M12A* | *80MS(N,L)0701712A* | Split System | 23800 | 15.2 | 8.5 | 1.94 | R-454B | 650
216677762 | TEMPSTAR | D5CURAH24AAK | ESH5X36M12A* | *92MSN0801716A* | Split System | 24000 | 15.2 | 8.5 | 1.94 | R-454B | 650
216677450 | TEMPSTAR | D5CURAH24AAK | EA*5X37M17A* | *96VSN0401712B* | Split System | 24200 | 15.2 | 8.5 | 1.96 | R-454B | 650
216677956 | TEMPSTAR | D5CURAH24AAK | EA*5X37M17A* | *96VTN0401712B* | Split System | 24200 | 15.2 | 8.5 | 1.96 | R-454B | 650
216676425 | AIRQUEST | D5CURAH24AAK | EA*5X30M17A* | *80MSU0601716A* | Split System | 23400 | 15.5 | 8.5 | 1.9 | R-454B | 650
216675786 | AIRQUEST | D5CURAH24AAK | EA*5X30M14A* | *80MS(N,L)0701412A* | Split System | 23400 | 15.5 | 8.5 | 1.9 | R-454B | 650
216676967 | AIRQUEST | D5CURAH24AAK | EA*5X30M17A* | *92MSN0801716A* | Split System | 23400 | 15.5 | 8.5 | 1.9 | R-454B | 650
216676413 | AIRQUEST | D5CURAH24AAK | EA*5X30M17A* | *80MSU0401712A* | Split System | 23600 | 15.5 | 8.5 | 1.9 | R-454B | 650
216677768 | AIRQUEST | D5CURAH24AAK | EA*5X36M17A* | *95MSU0601716A* | Split System | 23800 | 15.5 | 8.5 | 1.9 | R-454B | 650
216676203 | AIRQUEST | D5CURAH24AAK | EA*5X30M17A* | *80VSL0701412B* | Split System | 23800 | 15.5 | 8.5 | 1.9 | R-454B | 650
216675835 | AIRQUEST | D5CURAH24AAK | EA*5X30M17A* | *80MS(N,L)0701712A* | Split System | 23400 | 15.5 | 8.5 | 1.92 | R-454B | 650
216676754 | AIRQUEST | D5CURAH24AAK | EA*5X36M17A* | *80MSU0601716A* | Split System | 23600 | 15.5 | 8.5 | 1.92 | R-454B | 650
216675857 | AIRQUEST | D5CURAH24AAK | EA*5X36M17A* | *80MS(N,L)0701712A* | Split System | 23600 | 15.5 | 8.5 | 1.92 | R-454B | 650
216676143 | AIRQUEST | D5CURAH24AAK | EA*5X36M17A* | *80VSL0451412B* | Split System | 23600 | 15.5 | 8.5 | 1.92 | R-454B | 650
216676303 | AIRQUEST | D5CURAH24AAK | EA*5X36M17A* | *80VSL0901716B* | Split System | 23600 | 15.5 | 8.5 | 1.92 | R-454B | 650
216675915 | AIRQUEST | D5CURAH24AAK | EA*5X36M17A* | *80MS(N,L)0701716A* | Split System | 23800 | 15.5 | 8.5 | 1.92 | R-454B | 650
216676426 | ARCOAIRE | D5CURAH24AAK | EA*5X30M17A* | *80MSU0601716A* | Split System | 23400 | 15.5 | 8.5 | 1.9 | R-454B | 650
216676968 | ARCOAIRE | D5CURAH24AAK | EA*5X30M17A* | *92MSN0801716A* | Split System | 23400 | 15.5 | 8.5 | 1.9 | R-454B | 650
216676414 | ARCOAIRE | D5CURAH24AAK | EA*5X30M17A* | *80MSU0401712A* | Split System | 23600 | 15.5 | 8.5 | 1.9 | R-454B | 650
216677769 | ARCOAIRE | D5CURAH24AAK | EA*5X36M17A* | *95MSU0601716A* | Split System | 23800 | 15.5 | 8.5 | 1.9 | R-454B | 650
216676204 | ARCOAIRE | D5CURAH24AAK | EA*5X30M17A* | *80VSL0701412B* | Split System | 23800 | 15.5 | 8.5 | 1.9 | R-454B | 650
216675836 | ARCOAIRE | D5CURAH24AAK | EA*5X30M17A* | *80MS(N,L)0701712A* | Split System | 23400 | 15.5 | 8.5 | 1.92 | R-454B | 650
216676755 | ARCOAIRE | D5CURAH24AAK | EA*5X36M17A* | *80MSU0601716A* | Split System | 23600 | 15.5 | 8.5 | 1.92 | R-454B | 650
216675858 | ARCOAIRE | D5CURAH24AAK | EA*5X36M17A* | *80MS(N,L)0701712A* | Split System | 23600 | 15.5 | 8.5 | 1.92 | R-454B | 650
216676578 | ARCOAIRE | D5CURAH24AAK | EA*5X36M17A* | *80VTL0451412B* | Split System | 23600 | 15.5 | 8.5 | 1.92 | R-454B | 650
216676144 | ARCOAIRE | D5CURAH24AAK | EA*5X36M17A* | *80VSL0451412B* | Split System | 23600 | 15.5 | 8.5 | 1.92 | R-454B | 650
216676304 | ARCOAIRE | D5CURAH24AAK | EA*5X36M17A* | *80VSL0901716B* | Split System | 23600 | 15.5 | 8.5 | 1.92 | R-454B | 650
216675916 | ARCOAIRE | D5CURAH24AAK | EA*5X36M17A* | *80MS(N,L)0701716A* | Split System | 23800 | 15.5 | 8.5 | 1.92 | R-454B | 650
216676422 | BRYANT HEATING AND COOLING SYSTEMS | 37MURAQ24AA3 | CAA**3017AM* | 83*SB48060M17*** | Split System | 23400 | 15.5 | 8.5 | 1.9 | R-454B | 650
216675783 | BRYANT HEATING AND COOLING SYSTEMS | 37MURAQ24AA3 | CAA**3014AM* | 8(0,1)*SB36070M14*** | Split System | 23400 | 15.5 | 8.5 | 1.9 | R-454B | 650
216676964 | BRYANT HEATING AND COOLING SYSTEMS | 37MURAQ24AA3 | CAA**3017AM* | 912SE48080M17*** | Split System | 23400 | 15.5 | 8.5 | 1.9 | R-454B | 650
216677765 | BRYANT HEATING AND COOLING SYSTEMS | 37MURAQ24AA3 | CAA**3617AM* | 935SB48060M17*** | Split System | 23800 | 15.5 | 8.5 | 1.9 | R-454B | 650
216676201 | BRYANT HEATING AND COOLING SYSTEMS | 37MURAQ24AA3 | CAA**3017AM* | 82*SB36070V14*** | Split System | 23800 | 15.5 | 8.5 | 1.9 | R-454B | 650
216676614 | BRYANT HEATING AND COOLING SYSTEMS | 37MURAQ24AA3 | CAA**3017AM* | 82*TB36070V14*** | Split System | 23800 | 15.5 | 8.5 | 1.9 | R-454B | 650
216676751 | BRYANT HEATING AND COOLING SYSTEMS | 37MURAQ24AA3 | CAA**3617AM* | 83*SB48060M17*** | Split System | 23600 | 15.5 | 8.5 | 1.92 | R-454B | 650
216675854 | BRYANT HEATING AND COOLING SYSTEMS | 37MURAQ24AA3 | CAA**3617AM* | 8(0,1)*SB36070M17*** | Split System | 23600 | 15.5 | 8.5 | 1.92 | R-454B | 650
216676574 | BRYANT HEATING AND COOLING SYSTEMS | 37MURAQ24AA3 | CAA**3617AM* | 82*TB36045V14*** | Split System | 23600 | 15.5 | 8.5 | 1.92 | R-454B | 650
216676301 | BRYANT HEATING AND COOLING SYSTEMS | 37MURAQ24AA3 | CAA**3617AM* | 82*SB48090V17*** | Split System | 23600 | 15.5 | 8.5 | 1.92 | R-454B | 650
216676710 | BRYANT HEATING AND COOLING SYSTEMS | 37MURAQ24AA3 | CAA**3617AM* | 82*TB48090V17*** | Split System | 23600 | 15.5 | 8.5 | 1.92 | R-454B | 650
216675912 | BRYANT HEATING AND COOLING SYSTEMS | 37MURAQ24AA3 | CAA**3617AM* | 8(0,1)*SB48070M17*** | Split System | 23800 | 15.5 | 8.5 | 1.92 | R-454B | 650
216676421 | CARRIER | 37MURAQ24AA3 | CAA**3017AM* | 58SU*B060M17**16 | Split System | 23400 | 15.5 | 8.5 | 1.9 | R-454B | 650
216676963 | CARRIER | 37MURAQ24AA3 | CAA**3017AM* | 59SC2E080M17**16 | Split System | 23400 | 15.5 | 8.5 | 1.9 | R-454B | 650
216675782 | CARRIER | 37MURAQ24AA3 | CAA**3014AM* | 58S(B,C)*B070M14**12 | Split System | 23400 | 15.5 | 8.5 | 1.9 | R-454B | 650
216676409 | CARRIER | 37MURAQ24AA3 | CAA**3017AM* | 58SU*B040M17**12 | Split System | 23600 | 15.5 | 8.5 | 1.9 | R-454B | 650
216677764 | CARRIER | 37MURAQ24AA3 | CAA**3617AM* | 59SU5B060M17**16 | Split System | 23800 | 15.5 | 8.5 | 1.9 | R-454B | 650
216676613 | CARRIER | 37MURAQ24AA3 | CAA**3017AM* | 58TP*B070V14**12 | Split System | 23800 | 15.5 | 8.5 | 1.9 | R-454B | 650
216675831 | CARRIER | 37MURAQ24AA3 | CAA**3017AM* | 58S(B,C)*B070M17**12 | Split System | 23400 | 15.5 | 8.5 | 1.92 | R-454B | 650
216676750 | CARRIER | 37MURAQ24AA3 | CAA**3617AM* | 58SU*B060M17**16 | Split System | 23600 | 15.5 | 8.5 | 1.92 | R-454B | 650
216675853 | CARRIER | 37MURAQ24AA3 | CAA**3617AM* | 58S(B,C)*B070M17**12 | Split System | 23600 | 15.5 | 8.5 | 1.92 | R-454B | 650
216676140 | CARRIER | 37MURAQ24AA3 | CAA**3617AM* | 58SP*B045V14**12 | Split System | 23600 | 15.5 | 8.5 | 1.92 | R-454B | 650
216676573 | CARRIER | 37MURAQ24AA3 | CAA**3617AM* | 58TP*B045V14**12 | Split System | 23600 | 15.5 | 8.5 | 1.92 | R-454B | 650
216676709 | CARRIER | 37MURAQ24AA3 | CAA**3617AM* | 58TP*B090V17**16 | Split System | 23600 | 15.5 | 8.5 | 1.92 | R-454B | 650
216675911 | CARRIER | 37MURAQ24AA3 | CAA**3617AM* | 58S(B,C)*B070M17**16 | Split System | 23800 | 15.5 | 8.5 | 1.92 | R-454B | 650
216675788 | COMFORTMAKER | D5CURAH24AAK | EA*5X30M14A* | *80MS(N,L)0701412A* | Split System | 23400 | 15.5 | 8.5 | 1.9 | R-454B | 650
216676969 | COMFORTMAKER | D5CURAH24AAK | EA*5X30M17A* | *92MSN0801716A* | Split System | 23400 | 15.5 | 8.5 | 1.9 | R-454B | 650
216676415 | COMFORTMAKER | D5CURAH24AAK | EA*5X30M17A* | *80MSU0401712A* | Split System | 23600 | 15.5 | 8.5 | 1.9 | R-454B | 650
216677770 | COMFORTMAKER | D5CURAH24AAK | EA*5X36M17A* | *95MSU0601716A* | Split System | 23800 | 15.5 | 8.5 | 1.9 | R-454B | 650
216676205 | COMFORTMAKER | D5CURAH24AAK | EA*5X30M17A* | *80VSL0701412B* | Split System | 23800 | 15.5 | 8.5 | 1.9 | R-454B | 650
216675837 | COMFORTMAKER | D5CURAH24AAK | EA*5X30M17A* | *80MS(N,L)0701712A* | Split System | 23400 | 15.5 | 8.5 | 1.92 | R-454B | 650
216676756 | COMFORTMAKER | D5CURAH24AAK | EA*5X36M17A* | *80MSU0601716A* | Split System | 23600 | 15.5 | 8.5 | 1.92 | R-454B | 650
216675859 | COMFORTMAKER | D5CURAH24AAK | EA*5X36M17A* | *80MS(N,L)0701712A* | Split System | 23600 | 15.5 | 8.5 | 1.92 | R-454B | 650
216676579 | COMFORTMAKER | D5CURAH24AAK | EA*5X36M17A* | *80VTL0451412B* | Split System | 23600 | 15.5 | 8.5 | 1.92 | R-454B | 650
216676145 | COMFORTMAKER | D5CURAH24AAK | EA*5X36M17A* | *80VSL0451412B* | Split System | 23600 | 15.5 | 8.5 | 1.92 | R-454B | 650
216676305 | COMFORTMAKER | D5CURAH24AAK | EA*5X36M17A* | *80VSL0901716B* | Split System | 23600 | 15.5 | 8.5 | 1.92 | R-454B | 650
216675917 | COMFORTMAKER | D5CURAH24AAK | EA*5X36M17A* | *80MS(N,L)0701716A* | Split System | 23800 | 15.5 | 8.5 | 1.92 | R-454B | 650
216676428 | DAY & NIGHT | D5CURAH24AAK | EA*5X30M17A* | *80MSU0601716A* | Split System | 23400 | 15.5 | 8.5 | 1.9 | R-454B | 650
216676970 | DAY & NIGHT | D5CURAH24AAK | EA*5X30M17A* | *92MSN0801716A* | Split System | 23400 | 15.5 | 8.5 | 1.9 | R-454B | 650
216675789 | DAY & NIGHT | D5CURAH24AAK | EA*5X30M14A* | *80MS(N,L)0701412A* | Split System | 23400 | 15.5 | 8.5 | 1.9 | R-454B | 650
216676416 | DAY & NIGHT | D5CURAH24AAK | EA*5X30M17A* | *80MSU0401712A* | Split System | 23600 | 15.5 | 8.5 | 1.9 | R-454B | 650
216676206 | DAY & NIGHT | D5CURAH24AAK | EA*5X30M17A* | *80VSL0701412B* | Split System | 23800 | 15.5 | 8.5 | 1.9 | R-454B | 650
216675838 | DAY & NIGHT | D5CURAH24AAK | EA*5X30M17A* | *80MS(N,L)0701712A* | Split System | 23400 | 15.5 | 8.5 | 1.92 | R-454B | 650
216676757 | DAY & NIGHT | D5CURAH24AAK | EA*5X36M17A* | *80MSU0601716A* | Split System | 23600 | 15.5 | 8.5 | 1.92 | R-454B | 650
216675860 | DAY & NIGHT | D5CURAH24AAK | EA*5X36M17A* | *80MS(N,L)0701712A* | Split System | 23600 | 15.5 | 8.5 | 1.92 | R-454B | 650
216676146 | DAY & NIGHT | D5CURAH24AAK | EA*5X36M17A* | *80VSL0451412B* | Split System | 23600 | 15.5 | 8.5 | 1.92 | R-454B | 650
216676580 | DAY & NIGHT | D5CURAH24AAK | EA*5X36M17A* | *80VTL0451412B* | Split System | 23600 | 15.5 | 8.5 | 1.92 | R-454B | 650
216676306 | DAY & NIGHT | D5CURAH24AAK | EA*5X36M17A* | *80VSL0901716B* | Split System | 23600 | 15.5 | 8.5 | 1.92 | R-454B | 650
216675918 | DAY & NIGHT | D5CURAH24AAK | EA*5X36M17A* | *80MS(N,L)0701716A* | Split System | 23800 | 15.5 | 8.5 | 1.92 | R-454B | 650
216676424 | HEIL | D5CURAH24AAK | EA*5X30M17A* | *80MSU0601716A* | Split System | 23400 | 15.5 | 8.5 | 1.9 | R-454B | 650
216676966 | HEIL | D5CURAH24AAK | EA*5X30M17A* | *92MSN0801716A* | Split System | 23400 | 15.5 | 8.5 | 1.9 | R-454B | 650
216676412 | HEIL | D5CURAH24AAK | EA*5X30M17A* | *80MSU0401712A* | Split System | 23600 | 15.5 | 8.5 | 1.9 | R-454B | 650
216677767 | HEIL | D5CURAH24AAK | EA*5X36M17A* | *95MSU0601716A* | Split System | 23800 | 15.5 | 8.5 | 1.9 | R-454B | 650
216676202 | HEIL | D5CURAH24AAK | EA*5X30M17A* | *80VSL0701412B* | Split System | 23800 | 15.5 | 8.5 | 1.9 | R-454B | 650
216675834 | HEIL | D5CURAH24AAK | EA*5X30M17A* | *80MS(N,L)0701712A* | Split System | 23400 | 15.5 | 8.5 | 1.92 | R-454B | 650
216676753 | HEIL | D5CURAH24AAK | EA*5X36M17A* | *80MSU0601716A* | Split System | 23600 | 15.5 | 8.5 | 1.92 | R-454B | 650
216675856 | HEIL | D5CURAH24AAK | EA*5X36M17A* | *80MS(N,L)0701712A* | Split System | 23600 | 15.5 | 8.5 | 1.92 | R-454B | 650
216676576 | HEIL | D5CURAH24AAK | EA*5X36M17A* | *80VTL0451412B* | Split System | 23600 | 15.5 | 8.5 | 1.92 | R-454B | 650
216676302 | HEIL | D5CURAH24AAK | EA*5X36M17A* | *80VSL0901716B* | Split System | 23600 | 15.5 | 8.5 | 1.92 | R-454B | 650
216675914 | HEIL | D5CURAH24AAK | EA*5X36M17A* | *80MS(N,L)0701716A* | Split System | 23800 | 15.5 | 8.5 | 1.92 | R-454B | 650
216676429 | KEEPRITE | D5CURAH24AAK | EA*5X30M17A* | *80MSU0601716A* | Split System | 23400 | 15.5 | 8.5 | 1.9 | R-454B | 650
216675790 | KEEPRITE | D5CURAH24AAK | EA*5X30M14A* | *80MS(N,L)0701412A* | Split System | 23400 | 15.5 | 8.5 | 1.9 | R-454B | 650
216676417 | KEEPRITE | D5CURAH24AAK | EA*5X30M17A* | *80MSU0401712A* | Split System | 23600 | 15.5 | 8.5 | 1.9 | R-454B | 650
216676207 | KEEPRITE | D5CURAH24AAK | EA*5X30M17A* | *80VSL0701412B* | Split System | 23800 | 15.5 | 8.5 | 1.9 | R-454B | 650
216675839 | KEEPRITE | D5CURAH24AAK | EA*5X30M17A* | *80MS(N,L)0701712A* | Split System | 23400 | 15.5 | 8.5 | 1.92 | R-454B | 650
216676758 | KEEPRITE | D5CURAH24AAK | EA*5X36M17A* | *80MSU0601716A* | Split System | 23600 | 15.5 | 8.5 | 1.92 | R-454B | 650
216675861 | KEEPRITE | D5CURAH24AAK | EA*5X36M17A* | *80MS(N,L)0701712A* | Split System | 23600 | 15.5 | 8.5 | 1.92 | R-454B | 650
216676147 | KEEPRITE | D5CURAH24AAK | EA*5X36M17A* | *80VSL0451412B* | Split System | 23600 | 15.5 | 8.5 | 1.92 | R-454B | 650
216676581 | KEEPRITE | D5CURAH24AAK | EA*5X36M17A* | *80VTL0451412B* | Split System | 23600 | 15.5 | 8.5 | 1.92 | R-454B | 650
216676307 | KEEPRITE | D5CURAH24AAK | EA*5X36M17A* | *80VSL0901716B* | Split System | 23600 | 15.5 | 8.5 | 1.92 | R-454B | 650
216675919 | KEEPRITE | D5CURAH24AAK | EA*5X36M17A* | *80MS(N,L)0701716A* | Split System | 23800 | 15.5 | 8.5 | 1.92 | R-454B | 650
216676423 | PAYNE HEATING AND COOLING | 37MURAQ24AA3 | CAA**3017AM* | PG80MSUA48060B** | Split System | 23400 | 15.5 | 8.5 | 1.9 | R-454B | 650
216676965 | PAYNE HEATING AND COOLING | 37MURAQ24AA3 | CAA**3017AM* | PG92MSAA48080B** | Split System | 23400 | 15.5 | 8.5 | 1.9 | R-454B | 650
216675784 | PAYNE HEATING AND COOLING | 37MURAQ24AA3 | CAA**3014AM* | PG80MS(A,L)A36070A** | Split System | 23400 | 15.5 | 8.5 | 1.9 | R-454B | 650
216676411 | PAYNE HEATING AND COOLING | 37MURAQ24AA3 | CAA**3017AM* | PG80MSUA36040B** | Split System | 23600 | 15.5 | 8.5 | 1.9 | R-454B | 650
216677766 | PAYNE HEATING AND COOLING | 37MURAQ24AA3 | CAA**3617AM* | PG95MSUA48060B** | Split System | 23800 | 15.5 | 8.5 | 1.9 | R-454B | 650
216676615 | PAYNE HEATING AND COOLING | 37MURAQ24AA3 | CAA**3017AM* | PG80VTLB36070A** | Split System | 23800 | 15.5 | 8.5 | 1.9 | R-454B | 650
216675833 | PAYNE HEATING AND COOLING | 37MURAQ24AA3 | CAA**3017AM* | PG80MS(A,L)A36070B** | Split System | 23400 | 15.5 | 8.5 | 1.92 | R-454B | 650
216675855 | PAYNE HEATING AND COOLING | 37MURAQ24AA3 | CAA**3617AM* | PG80MS(A,L)A36070B** | Split System | 23600 | 15.5 | 8.5 | 1.92 | R-454B | 650
216676575 | PAYNE HEATING AND COOLING | 37MURAQ24AA3 | CAA**3617AM* | PG80VTLB36045A** | Split System | 23600 | 15.5 | 8.5 | 1.92 | R-454B | 650
216676711 | PAYNE HEATING AND COOLING | 37MURAQ24AA3 | CAA**3617AM* | PG80VTLB48090B** | Split System | 23600 | 15.5 | 8.5 | 1.92 | R-454B | 650
216675913 | PAYNE HEATING AND COOLING | 37MURAQ24AA3 | CAA**3617AM* | PG80MS(A,L)A48070B** | Split System | 23800 | 15.5 | 8.5 | 1.92 | R-454B | 650
216676430 | SMART COMFORT | D5CURAH24AAK | EA*5X30M17A* | *80MSU0601716A* | Split System | 23400 | 15.5 | 8.5 | 1.9 | R-454B | 650
216675791 | SMART COMFORT | D5CURAH24AAK | EA*5X30M14A* | *80MS(N,L)0701412A* | Split System | 23400 | 15.5 | 8.5 | 1.9 | R-454B | 650
216676972 | SMART COMFORT | D5CURAH24AAK | EA*5X30M17A* | *92MSN0801716A* | Split System | 23400 | 15.5 | 8.5 | 1.9 | R-454B | 650
216676418 | SMART COMFORT | D5CURAH24AAK | EA*5X30M17A* | *80MSU0401712A* | Split System | 23600 | 15.5 | 8.5 | 1.9 | R-454B | 650
216677773 | SMART COMFORT | D5CURAH24AAK | EA*5X36M17A* | *95MSU0601716A* | Split System | 23800 | 15.5 | 8.5 | 1.9 | R-454B | 650
216676208 | SMART COMFORT | D5CURAH24AAK | EA*5X30M17A* | *80VSL0701412B* | Split System | 23800 | 15.5 | 8.5 | 1.9 | R-454B | 650
216676582 | SMART COMFORT | D5CURAH24AAK | EA*5X36M17A* | *80VTL0451412B* | Split System | 23600 | 15.5 | 8.5 | 1.92 | R-454B | 650
216676148 | SMART COMFORT | D5CURAH24AAK | EA*5X36M17A* | *80VSL0451412B* | Split System | 23600 | 15.5 | 8.5 | 1.92 | R-454B | 650
216676308 | SMART COMFORT | D5CURAH24AAK | EA*5X36M17A* | *80VSL0901716B* | Split System | 23600 | 15.5 | 8.5 | 1.92 | R-454B | 650
216675920 | SMART COMFORT | D5CURAH24AAK | EA*5X36M17A* | *80MS(N,L)0701716A* | Split System | 23800 | 15.5 | 8.5 | 1.92 | R-454B | 650
216676431 | TEMPSTAR | D5CURAH24AAK | EA*5X30M17A* | *80MSU0601716A* | Split System | 23400 | 15.5 | 8.5 | 1.9 | R-454B | 650
216675792 | TEMPSTAR | D5CURAH24AAK | EA*5X30M14A* | *80MS(N,L)0701412A* | Split System | 23400 | 15.5 | 8.5 | 1.9 | R-454B | 650
216676973 | TEMPSTAR | D5CURAH24AAK | EA*5X30M17A* | *92MSN0801716A* | Split System | 23400 | 15.5 | 8.5 | 1.9 | R-454B | 650
216676419 | TEMPSTAR | D5CURAH24AAK | EA*5X30M17A* | *80MSU0401712A* | Split System | 23600 | 15.5 | 8.5 | 1.9 | R-454B | 650
216677774 | TEMPSTAR | D5CURAH24AAK | EA*5X36M17A* | *95MSU0601716A* | Split System | 23800 | 15.5 | 8.5 | 1.9 | R-454B | 650
216676209 | TEMPSTAR | D5CURAH24AAK | EA*5X30M17A* | *80VSL0701412B* | Split System | 23800 | 15.5 | 8.5 | 1.9 | R-454B | 650
216675840 | TEMPSTAR | D5CURAH24AAK | EA*5X30M17A* | *80MS(N,L)0701712A* | Split System | 23400 | 15.5 | 8.5 | 1.92 | R-454B | 650
216676760 | TEMPSTAR | D5CURAH24AAK | EA*5X36M17A* | *80MSU0601716A* | Split System | 23600 | 15.5 | 8.5 | 1.92 | R-454B | 650
216675862 | TEMPSTAR | D5CURAH24AAK | EA*5X36M17A* | *80MS(N,L)0701712A* | Split System | 23600 | 15.5 | 8.5 | 1.92 | R-454B | 650
216676149 | TEMPSTAR | D5CURAH24AAK | EA*5X36M17A* | *80VSL0451412B* | Split System | 23600 | 15.5 | 8.5 | 1.92 | R-454B | 650
216676309 | TEMPSTAR | D5CURAH24AAK | EA*5X36M17A* | *80VSL0901716B* | Split System | 23600 | 15.5 | 8.5 | 1.92 | R-454B | 650
216675921 | TEMPSTAR | D5CURAH24AAK | EA*5X36M17A* | *80MS(N,L)0701716A* | Split System | 23800 | 15.5 | 8.5 | 1.92 | R-454B | 650
217488492 | CARRIER | 37MUHAQ36AA3+TIC2025-0016 | CAA**4821AM* | 59SC2E080M21**20 | Split System | 35200 | 16 | 8.5 | 1.82 | R-454B | 650
217488498 | COMFORTMAKER | D5CUHAH36AAK+TIC2025-0016 | EA*5X48M21A* | *92MSN0802120A* | Split System | 35200 | 16 | 8.5 | 1.82 | R-454B | 650
217488495 | HEIL | D5CUHAH36AAK+TIC2025-0016 | EA*5X48M21A* | *92MSN0802120A* | Split System | 35200 | 16 | 8.5 | 1.82 | R-454B | 650
217488500 | KEEPRITE | D5CUHAH36AAK+TIC2025-0016 | EA*5X48M21A* | *92MSN0802120A* | Split System | 35200 | 16 | 8.5 | 1.82 | R-454B | 650
217486997 | AIRQUEST | D5CUHAH36AAK+TIC2025-0016 | EA*5X37M17A* | *80MS(N,L)0901714A* | Split System | 35800 | 15.2 | 8.5 | 1.82 | R-454B | 650
217486877 | AIRQUEST | D5CUHAH36AAK+TIC2025-0016 | EA*5X43M21A* | *80MS(N,L)0701716A* | Split System | 36400 | 15.2 | 8.5 | 1.84 | R-454B | 650
216676483 | AIRQUEST | D5CURAH24AAK | ESH5X30M12A* | *80MSU0802120A* | Split System | 24400 | 15.2 | 8.5 | 1.9 | R-454B | 650
216676878 | AIRQUEST | D5CURAH24AAK | EA*5X36M17A* | *92MSN0601412A* | Split System | 24000 | 15.2 | 8.5 | 1.92 | R-454B | 650
216676223 | AIRQUEST | D5CURAH24AAK | ESH5X36M12A* | *80VSL0701412B* | Split System | 24200 | 15.2 | 8.5 | 1.92 | R-454B | 650
216677824 | AIRQUEST | D5CURAH24AAK | ESH5X36M12A* | *95MSU1002120A* | Split System | 24200 | 15.2 | 8.5 | 1.92 | R-454B | 650
216676052 | AIRQUEST | D5CURAH24AAK | ESH5X36M12A* | *80MS(N,L)0902116A* | Split System | 24200 | 15.2 | 8.5 | 1.92 | R-454B | 650
216677644 | AIRQUEST | D5CURAH24AAK | ESH5X36M12A* | *96VSN1002120B* | Split System | 24600 | 15.2 | 8.5 | 1.92 | R-454B | 650
216676995 | AIRQUEST | D5CURAH24AAK | ESH5X36M12A* | *92MSN0802120A* | Split System | 24600 | 15.2 | 8.5 | 1.92 | R-454B | 650
216675811 | AIRQUEST | D5CURAH24AAK | ESH5X36M12A* | *80MS(N,L)0701412A* | Split System | 24000 | 15.2 | 8.5 | 1.94 | R-454B | 650
216677017 | AIRQUEST | D5CURAH24AAK | ESH5X36M12A* | *92MSN1002120A* | Split System | 24200 | 15.2 | 8.5 | 1.94 | R-454B | 650
216676346 | AIRQUEST | D5CURAH24AAK | ESH5X36M12A* | *80MSU0401712A* | Split System | 24200 | 15.2 | 8.5 | 1.94 | R-454B | 650
216676093 | AIRQUEST | D5CURAH24AAK | ESH5X36M12A* | *80MS(N,L)1102420A* | Split System | 24400 | 15.2 | 8.5 | 1.94 | R-454B | 650
216675742 | AIRQUEST | D5CURAH24AAK | EA*5X25M17A* | *80MS(N,L)0451714A* | Split System | 24200 | 15.2 | 8.5 | 1.96 | R-454B | 650
216676888 | AIRQUEST | D5CURAH24AAK | EA*5X37M17A* | *92MSN0601412A* | Split System | 24400 | 15.2 | 8.5 | 1.96 | R-454B | 650
216676323 | AIRQUEST | D5CURAH24AAK | EA*5X37M21A* | *80VSL0902120B* | Split System | 25000 | 15.2 | 8.5 | 1.96 | R-454B | 650
217487525 | ARCOAIRE | D5CUHAH36AAK+TIC2025-0016 | EA*5X43M21A* | *92MSN0601714A* | Split System | 36200 | 15.2 | 8.5 | 1.84 | R-454B | 650
216676484 | ARCOAIRE | D5CURAH24AAK | ESH5X30M12A* | *80MSU0802120A* | Split System | 24400 | 15.2 | 8.5 | 1.9 | R-454B | 650
216676879 | ARCOAIRE | D5CURAH24AAK | EA*5X36M17A* | *92MSN0601412A* | Split System | 24000 | 15.2 | 8.5 | 1.92 | R-454B | 650
216676224 | ARCOAIRE | D5CURAH24AAK | ESH5X36M12A* | *80VSL0701412B* | Split System | 24200 | 15.2 | 8.5 | 1.92 | R-454B | 650
216677825 | ARCOAIRE | D5CURAH24AAK | ESH5X36M12A* | *95MSU1002120A* | Split System | 24200 | 15.2 | 8.5 | 1.92 | R-454B | 650
216676053 | ARCOAIRE | D5CURAH24AAK | ESH5X36M12A* | *80MS(N,L)0902116A* | Split System | 24200 | 15.2 | 8.5 | 1.92 | R-454B | 650
216676996 | ARCOAIRE | D5CURAH24AAK | ESH5X36M12A* | *92MSN0802120A* | Split System | 24600 | 15.2 | 8.5 | 1.92 | R-454B | 650
216675812 | ARCOAIRE | D5CURAH24AAK | ESH5X36M12A* | *80MS(N,L)0701412A* | Split System | 24000 | 15.2 | 8.5 | 1.94 | R-454B | 650
216676347 | ARCOAIRE | D5CURAH24AAK | ESH5X36M12A* | *80MSU0401712A* | Split System | 24200 | 15.2 | 8.5 | 1.94 | R-454B | 650
216677018 | ARCOAIRE | D5CURAH24AAK | ESH5X36M12A* | *92MSN1002120A* | Split System | 24200 | 15.2 | 8.5 | 1.94 | R-454B | 650
216676094 | ARCOAIRE | D5CURAH24AAK | ESH5X36M12A* | *80MS(N,L)1102420A* | Split System | 24400 | 15.2 | 8.5 | 1.94 | R-454B | 650
216675743 | ARCOAIRE | D5CURAH24AAK | EA*5X25M17A* | *80MS(N,L)0451714A* | Split System | 24200 | 15.2 | 8.5 | 1.96 | R-454B | 650
216675753 | ARCOAIRE | D5CURAH24AAK | EA*5X37M21A* | *80MS(N,L)0451714A* | Split System | 24400 | 15.2 | 8.5 | 1.96 | R-454B | 650
216676324 | ARCOAIRE | D5CURAH24AAK | EA*5X37M21A* | *80VSL0902120B* | Split System | 25000 | 15.2 | 8.5 | 1.96 | R-454B | 650
216676722 | ARCOAIRE | D5CURAH24AAK | EA*5X37M21A* | *80VTL0902120B* | Split System | 25000 | 15.2 | 8.5 | 1.96 | R-454B | 650
217486994 | BRYANT HEATING AND COOLING SYSTEMS | 37MUHAQ36AA3+TIC2025-0016 | CAA**3717AM* | 8(0,1)*SB42090M17*** | Split System | 35800 | 15.2 | 8.5 | 1.82 | R-454B | 650
216676480 | BRYANT HEATING AND COOLING SYSTEMS | 37MURAQ24AA3 | CSAH*3012AM* | 83*SB60080M21*** | Split System | 24400 | 15.2 | 8.5 | 1.9 | R-454B | 650
216676875 | BRYANT HEATING AND COOLING SYSTEMS | 37MURAQ24AA3 | CAA**3617AM* | 912SE36060M14*** | Split System | 24000 | 15.2 | 8.5 | 1.92 | R-454B | 650
216676634 | BRYANT HEATING AND COOLING SYSTEMS | 37MURAQ24AA3 | CSAH*3612AM* | 82*TB36070V14*** | Split System | 24200 | 15.2 | 8.5 | 1.92 | R-454B | 650
216676221 | BRYANT HEATING AND COOLING SYSTEMS | 37MURAQ24AA3 | CSAH*3612AM* | 82*SB36070V14*** | Split System | 24200 | 15.2 | 8.5 | 1.92 | R-454B | 650
216677821 | BRYANT HEATING AND COOLING SYSTEMS | 37MURAQ24AA3 | CSAH*3612AM* | 935SB60100M21*** | Split System | 24200 | 15.2 | 8.5 | 1.92 | R-454B | 650
216676049 | BRYANT HEATING AND COOLING SYSTEMS | 37MURAQ24AA3 | CSAH*3612AM* | 8(0,1)*SB48090M21*** | Split System | 24200 | 15.2 | 8.5 | 1.92 | R-454B | 650
216677642 | BRYANT HEATING AND COOLING SYSTEMS | 37MURAQ24AA3 | CSAH*3612AM* | 926SB60100V21*** | Split System | 24600 | 15.2 | 8.5 | 1.92 | R-454B | 650
216676992 | BRYANT HEATING AND COOLING SYSTEMS | 37MURAQ24AA3 | CSAH*3612AM* | 912SE60080M21*** | Split System | 24600 | 15.2 | 8.5 | 1.92 | R-454B | 650
216675808 | BRYANT HEATING AND COOLING SYSTEMS | 37MURAQ24AA3 | CSAH*3612AM* | 8(0,1)*SB36070M14*** | Split System | 24000 | 15.2 | 8.5 | 1.94 | R-454B | 650
216677014 | BRYANT HEATING AND COOLING SYSTEMS | 37MURAQ24AA3 | CSAH*3612AM* | 912SE60100M21*** | Split System | 24200 | 15.2 | 8.5 | 1.94 | R-454B | 650
216676090 | BRYANT HEATING AND COOLING SYSTEMS | 37MURAQ24AA3 | CSAH*3612AM* | 8(0,1)*SB60110M24*** | Split System | 24400 | 15.2 | 8.5 | 1.94 | R-454B | 650
216675749 | BRYANT HEATING AND COOLING SYSTEMS | 37MURAQ24AA3 | CAA**3721AM* | 8(0,1)*SB42045M17*** | Split System | 24400 | 15.2 | 8.5 | 1.96 | R-454B | 650
216676885 | BRYANT HEATING AND COOLING SYSTEMS | 37MURAQ24AA3 | CAA**3717AM* | 912SE36060M14*** | Split System | 24400 | 15.2 | 8.5 | 1.96 | R-454B | 650
216676321 | BRYANT HEATING AND COOLING SYSTEMS | 37MURAQ24AA3 | CAA**3721AM* | 82*SB60090V21*** | Split System | 25000 | 15.2 | 8.5 | 1.96 | R-454B | 650
216676718 | BRYANT HEATING AND COOLING SYSTEMS | 37MURAQ24AA3 | CAA**3721AM* | 82*TB60090V21*** | Split System | 25000 | 15.2 | 8.5 | 1.96 | R-454B | 650
217487520 | CARRIER | 37MUHAQ36AA3+TIC2025-0016 | CAA**4321AM* | 59SC2E060M17**14 | Split System | 36200 | 15.2 | 8.5 | 1.84 | R-454B | 650
216676479 | CARRIER | 37MURAQ24AA3 | CSAH*3012AM* | 58SU*B080M21**20 | Split System | 24400 | 15.2 | 8.5 | 1.9 | R-454B | 650
216676874 | CARRIER | 37MURAQ24AA3 | CAA**3617AM* | 59SC2E060M14**12 | Split System | 24000 | 15.2 | 8.5 | 1.92 | R-454B | 650
216676633 | CARRIER | 37MURAQ24AA3 | CSAH*3612AM* | 58TP*B070V14**12 | Split System | 24200 | 15.2 | 8.5 | 1.92 | R-454B | 650
216676220 | CARRIER | 37MURAQ24AA3 | CSAH*3612AM* | 58SP*B070V14**12 | Split System | 24200 | 15.2 | 8.5 | 1.92 | R-454B | 650
216676048 | CARRIER | 37MURAQ24AA3 | CSAH*3612AM* | 58S(B,C)*B090M21**16 | Split System | 24200 | 15.2 | 8.5 | 1.92 | R-454B | 650
216677641 | CARRIER | 37MURAQ24AA3 | CSAH*3612AM* | 59SP6B100V21**20 | Split System | 24600 | 15.2 | 8.5 | 1.92 | R-454B | 650
216676991 | CARRIER | 37MURAQ24AA3 | CSAH*3612AM* | 59SC2E080M21**20 | Split System | 24600 | 15.2 | 8.5 | 1.92 | R-454B | 650
216675807 | CARRIER | 37MURAQ24AA3 | CSAH*3612AM* | 58S(B,C)*B070M14**12 | Split System | 24000 | 15.2 | 8.5 | 1.94 | R-454B | 650
216676342 | CARRIER | 37MURAQ24AA3 | CSAH*3612AM* | 58SU*B040M17**12 | Split System | 24200 | 15.2 | 8.5 | 1.94 | R-454B | 650
216677013 | CARRIER | 37MURAQ24AA3 | CSAH*3612AM* | 59SC2E100M21**20 | Split System | 24200 | 15.2 | 8.5 | 1.94 | R-454B | 650
216676089 | CARRIER | 37MURAQ24AA3 | CSAH*3612AM* | 58S(B,C)*B110M24**20 | Split System | 24400 | 15.2 | 8.5 | 1.94 | R-454B | 650
216675748 | CARRIER | 37MURAQ24AA3 | CAA**3721AM* | 58S(B,C)*B045M17**14 | Split System | 24400 | 15.2 | 8.5 | 1.96 | R-454B | 650
216676717 | CARRIER | 37MURAQ24AA3 | CAA**3721AM* | 58TP*B090V21**20 | Split System | 25000 | 15.2 | 8.5 | 1.96 | R-454B | 650
216676320 | CARRIER | 37MURAQ24AA3 | CAA**3721AM* | 58SP*B090V21**20 | Split System | 25000 | 15.2 | 8.5 | 1.96 | R-454B | 650
217486999 | COMFORTMAKER | D5CUHAH36AAK+TIC2025-0016 | EA*5X37M17A* | *80MS(N,L)0901714A* | Split System | 35800 | 15.2 | 8.5 | 1.82 | R-454B | 650
216676485 | COMFORTMAKER | D5CURAH24AAK | ESH5X30M12A* | *80MSU0802120A* | Split System | 24400 | 15.2 | 8.5 | 1.9 | R-454B | 650
216676880 | COMFORTMAKER | D5CURAH24AAK | EA*5X36M17A* | *92MSN0601412A* | Split System | 24000 | 15.2 | 8.5 | 1.92 | R-454B | 650
216676225 | COMFORTMAKER | D5CURAH24AAK | ESH5X36M12A* | *80VSL0701412B* | Split System | 24200 | 15.2 | 8.5 | 1.92 | R-454B | 650
216676054 | COMFORTMAKER | D5CURAH24AAK | ESH5X36M12A* | *80MS(N,L)0902116A* | Split System | 24200 | 15.2 | 8.5 | 1.92 | R-454B | 650
216676997 | COMFORTMAKER | D5CURAH24AAK | ESH5X36M12A* | *92MSN0802120A* | Split System | 24600 | 15.2 | 8.5 | 1.92 | R-454B | 650
216675813 | COMFORTMAKER | D5CURAH24AAK | ESH5X36M12A* | *80MS(N,L)0701412A* | Split System | 24000 | 15.2 | 8.5 | 1.94 | R-454B | 650
216677019 | COMFORTMAKER | D5CURAH24AAK | ESH5X36M12A* | *92MSN1002120A* | Split System | 24200 | 15.2 | 8.5 | 1.94 | R-454B | 650
216676348 | COMFORTMAKER | D5CURAH24AAK | ESH5X36M12A* | *80MSU0401712A* | Split System | 24200 | 15.2 | 8.5 | 1.94 | R-454B | 650
216676095 | COMFORTMAKER | D5CURAH24AAK | ESH5X36M12A* | *80MS(N,L)1102420A* | Split System | 24400 | 15.2 | 8.5 | 1.94 | R-454B | 650
216675744 | COMFORTMAKER | D5CURAH24AAK | EA*5X25M17A* | *80MS(N,L)0451714A* | Split System | 24200 | 15.2 | 8.5 | 1.96 | R-454B | 650
216676890 | COMFORTMAKER | D5CURAH24AAK | EA*5X37M17A* | *92MSN0601412A* | Split System | 24400 | 15.2 | 8.5 | 1.96 | R-454B | 650
216676325 | COMFORTMAKER | D5CURAH24AAK | EA*5X37M21A* | *80VSL0902120B* | Split System | 25000 | 15.2 | 8.5 | 1.96 | R-454B | 650
216676723 | COMFORTMAKER | D5CURAH24AAK | EA*5X37M21A* | *80VTL0902120B* | Split System | 25000 | 15.2 | 8.5 | 1.96 | R-454B | 650
217487000 | DAY & NIGHT | D5CUHAH36AAK+TIC2025-0016 | EA*5X37M17A* | *80MS(N,L)0901714A* | Split System | 35800 | 15.2 | 8.5 | 1.82 | R-454B | 650
217487527 | DAY & NIGHT | D5CUHAH36AAK+TIC2025-0016 | EA*5X43M21A* | *92MSN0601714A* | Split System | 36200 | 15.2 | 8.5 | 1.84 | R-454B | 650
216676486 | DAY & NIGHT | D5CURAH24AAK | ESH5X30M12A* | *80MSU0802120A* | Split System | 24400 | 15.2 | 8.5 | 1.9 | R-454B | 650
216676881 | DAY & NIGHT | D5CURAH24AAK | EA*5X36M17A* | *92MSN0601412A* | Split System | 24000 | 15.2 | 8.5 | 1.92 | R-454B | 650
216676226 | DAY & NIGHT | D5CURAH24AAK | ESH5X36M12A* | *80VSL0701412B* | Split System | 24200 | 15.2 | 8.5 | 1.92 | R-454B | 650
216677827 | DAY & NIGHT | D5CURAH24AAK | ESH5X36M12A* | *95MSU1002120A* | Split System | 24200 | 15.2 | 8.5 | 1.92 | R-454B | 650
216676998 | DAY & NIGHT | D5CURAH24AAK | ESH5X36M12A* | *92MSN0802120A* | Split System | 24600 | 15.2 | 8.5 | 1.92 | R-454B | 650
216675814 | DAY & NIGHT | D5CURAH24AAK | ESH5X36M12A* | *80MS(N,L)0701412A* | Split System | 24000 | 15.2 | 8.5 | 1.94 | R-454B | 650
216676349 | DAY & NIGHT | D5CURAH24AAK | ESH5X36M12A* | *80MSU0401712A* | Split System | 24200 | 15.2 | 8.5 | 1.94 | R-454B | 650
216677020 | DAY & NIGHT | D5CURAH24AAK | ESH5X36M12A* | *92MSN1002120A* | Split System | 24200 | 15.2 | 8.5 | 1.94 | R-454B | 650
216676096 | DAY & NIGHT | D5CURAH24AAK | ESH5X36M12A* | *80MS(N,L)1102420A* | Split System | 24400 | 15.2 | 8.5 | 1.94 | R-454B | 650
216675745 | DAY & NIGHT | D5CURAH24AAK | EA*5X25M17A* | *80MS(N,L)0451714A* | Split System | 24200 | 15.2 | 8.5 | 1.96 | R-454B | 650
216675755 | DAY & NIGHT | D5CURAH24AAK | EA*5X37M21A* | *80MS(N,L)0451714A* | Split System | 24400 | 15.2 | 8.5 | 1.96 | R-454B | 650
216676724 | DAY & NIGHT | D5CURAH24AAK | EA*5X37M21A* | *80VTL0902120B* | Split System | 25000 | 15.2 | 8.5 | 1.96 | R-454B | 650
216676326 | DAY & NIGHT | D5CURAH24AAK | EA*5X37M21A* | *80VSL0902120B* | Split System | 25000 | 15.2 | 8.5 | 1.96 | R-454B | 650
217487500 | HEIL | D5CUHAH36AAK+TIC2025-0016 | EA*5X37M21A* | *92MSN0601714A* | Split System | 36200 | 15.2 | 8.5 | 1.84 | R-454B | 650
216676482 | HEIL | D5CURAH24AAK | ESH5X30M12A* | *80MSU0802120A* | Split System | 24400 | 15.2 | 8.5 | 1.9 | R-454B | 650
216676877 | HEIL | D5CURAH24AAK | EA*5X36M17A* | *92MSN0601412A* | Split System | 24000 | 15.2 | 8.5 | 1.92 | R-454B | 650
216676222 | HEIL | D5CURAH24AAK | ESH5X36M12A* | *80VSL0701412B* | Split System | 24200 | 15.2 | 8.5 | 1.92 | R-454B | 650
216677823 | HEIL | D5CURAH24AAK | ESH5X36M12A* | *95MSU1002120A* | Split System | 24200 | 15.2 | 8.5 | 1.92 | R-454B | 650
216677643 | HEIL | D5CURAH24AAK | ESH5X36M12A* | *96VSN1002120B* | Split System | 24600 | 15.2 | 8.5 | 1.92 | R-454B | 650
216676994 | HEIL | D5CURAH24AAK | ESH5X36M12A* | *92MSN0802120A* | Split System | 24600 | 15.2 | 8.5 | 1.92 | R-454B | 650
216675810 | HEIL | D5CURAH24AAK | ESH5X36M12A* | *80MS(N,L)0701412A* | Split System | 24000 | 15.2 | 8.5 | 1.94 | R-454B | 650
216676345 | HEIL | D5CURAH24AAK | ESH5X36M12A* | *80MSU0401712A* | Split System | 24200 | 15.2 | 8.5 | 1.94 | R-454B | 650
216677016 | HEIL | D5CURAH24AAK | ESH5X36M12A* | *92MSN1002120A* | Split System | 24200 | 15.2 | 8.5 | 1.94 | R-454B | 650
216676092 | HEIL | D5CURAH24AAK | ESH5X36M12A* | *80MS(N,L)1102420A* | Split System | 24400 | 15.2 | 8.5 | 1.94 | R-454B | 650
216675741 | HEIL | D5CURAH24AAK | EA*5X25M17A* | *80MS(N,L)0451714A* | Split System | 24200 | 15.2 | 8.5 | 1.96 | R-454B | 650
216675751 | HEIL | D5CURAH24AAK | EA*5X37M21A* | *80MS(N,L)0451714A* | Split System | 24400 | 15.2 | 8.5 | 1.96 | R-454B | 650
216676887 | HEIL | D5CURAH24AAK | EA*5X37M17A* | *92MSN0601412A* | Split System | 24400 | 15.2 | 8.5 | 1.96 | R-454B | 650
217487001 | KEEPRITE | D5CUHAH36AAK+TIC2025-0016 | EA*5X37M17A* | *80MS(N,L)0901714A* | Split System | 35800 | 15.2 | 8.5 | 1.82 | R-454B | 650
217486858 | KEEPRITE | D5CUHAH36AAK+TIC2025-0016 | EA*5X37M21A* | *80MS(N,L)0701716A* | Split System | 36400 | 15.2 | 8.5 | 1.84 | R-454B | 650
216676487 | KEEPRITE | D5CURAH24AAK | ESH5X30M12A* | *80MSU0802120A* | Split System | 24400 | 15.2 | 8.5 | 1.9 | R-454B | 650
216676882 | KEEPRITE | D5CURAH24AAK | EA*5X36M17A* | *92MSN0601412A* | Split System | 24000 | 15.2 | 8.5 | 1.92 | R-454B | 650
216676227 | KEEPRITE | D5CURAH24AAK | ESH5X36M12A* | *80VSL0701412B* | Split System | 24200 | 15.2 | 8.5 | 1.92 | R-454B | 650
216677828 | KEEPRITE | D5CURAH24AAK | ESH5X36M12A* | *95MSU1002120A* | Split System | 24200 | 15.2 | 8.5 | 1.92 | R-454B | 650
216676056 | KEEPRITE | D5CURAH24AAK | ESH5X36M12A* | *80MS(N,L)0902116A* | Split System | 24200 | 15.2 | 8.5 | 1.92 | R-454B | 650
216677648 | KEEPRITE | D5CURAH24AAK | ESH5X36M12A* | *96VSN1002120B* | Split System | 24600 | 15.2 | 8.5 | 1.92 | R-454B | 650
216676999 | KEEPRITE | D5CURAH24AAK | ESH5X36M12A* | *92MSN0802120A* | Split System | 24600 | 15.2 | 8.5 | 1.92 | R-454B | 650
216675815 | KEEPRITE | D5CURAH24AAK | ESH5X36M12A* | *80MS(N,L)0701412A* | Split System | 24000 | 15.2 | 8.5 | 1.94 | R-454B | 650
216676350 | KEEPRITE | D5CURAH24AAK | ESH5X36M12A* | *80MSU0401712A* | Split System | 24200 | 15.2 | 8.5 | 1.94 | R-454B | 650
216677021 | KEEPRITE | D5CURAH24AAK | ESH5X36M12A* | *92MSN1002120A* | Split System | 24200 | 15.2 | 8.5 | 1.94 | R-454B | 650
216676097 | KEEPRITE | D5CURAH24AAK | ESH5X36M12A* | *80MS(N,L)1102420A* | Split System | 24400 | 15.2 | 8.5 | 1.94 | R-454B | 650
216675746 | KEEPRITE | D5CURAH24AAK | EA*5X25M17A* | *80MS(N,L)0451714A* | Split System | 24200 | 15.2 | 8.5 | 1.96 | R-454B | 650
216675756 | KEEPRITE | D5CURAH24AAK | EA*5X37M21A* | *80MS(N,L)0451714A* | Split System | 24400 | 15.2 | 8.5 | 1.96 | R-454B | 650
216676892 | KEEPRITE | D5CURAH24AAK | EA*5X37M17A* | *92MSN0601412A* | Split System | 24400 | 15.2 | 8.5 | 1.96 | R-454B | 650
216676327 | KEEPRITE | D5CURAH24AAK | EA*5X37M21A* | *80VSL0902120B* | Split System | 25000 | 15.2 | 8.5 | 1.96 | R-454B | 650
217486995 | PAYNE HEATING AND COOLING | 37MUHAQ36AA3+TIC2025-0016 | CAA**3717AM* | PG80MS(A,L)A42090B** | Split System | 35800 | 15.2 | 8.5 | 1.82 | R-454B | 650
217487522 | PAYNE HEATING AND COOLING | 37MUHAQ36AA3+TIC2025-0016 | CAA**4321AM* | PG92MSAA42060B** | Split System | 36200 | 15.2 | 8.5 | 1.84 | R-454B | 650
217486875 | PAYNE HEATING AND COOLING | 37MUHAQ36AA3+TIC2025-0016 | CAA**4321AM* | PG80MS(A,L)A48070B** | Split System | 36400 | 15.2 | 8.5 | 1.84 | R-454B | 650
216676481 | PAYNE HEATING AND COOLING | 37MURAQ24AA3 | CSAH*3012AM* | PG80MSUA60080C** | Split System | 24400 | 15.2 | 8.5 | 1.9 | R-454B | 650
216676876 | PAYNE HEATING AND COOLING | 37MURAQ24AA3 | CAA**3617AM* | PG92MSAA36060A** | Split System | 24000 | 15.2 | 8.5 | 1.92 | R-454B | 650
216677822 | PAYNE HEATING AND COOLING | 37MURAQ24AA3 | CSAH*3612AM* | PG95MSUA60100C** | Split System | 24200 | 15.2 | 8.5 | 1.92 | R-454B | 650
216676050 | PAYNE HEATING AND COOLING | 37MURAQ24AA3 | CSAH*3612AM* | PG80MS(A,L)A48090C** | Split System | 24200 | 15.2 | 8.5 | 1.92 | R-454B | 650
216675809 | PAYNE HEATING AND COOLING | 37MURAQ24AA3 | CSAH*3612AM* | PG80MS(A,L)A36070A** | Split System | 24000 | 15.2 | 8.5 | 1.94 | R-454B | 650
216676344 | PAYNE HEATING AND COOLING | 37MURAQ24AA3 | CSAH*3612AM* | PG80MSUA36040B** | Split System | 24200 | 15.2 | 8.5 | 1.94 | R-454B | 650
216677015 | PAYNE HEATING AND COOLING | 37MURAQ24AA3 | CSAH*3612AM* | PG92MSAA60100C** | Split System | 24200 | 15.2 | 8.5 | 1.94 | R-454B | 650
216676091 | PAYNE HEATING AND COOLING | 37MURAQ24AA3 | CSAH*3612AM* | PG80MS(A,L)A60110D** | Split System | 24400 | 15.2 | 8.5 | 1.94 | R-454B | 650
216676719 | PAYNE HEATING AND COOLING | 37MURAQ24AA3 | CAA**3721AM* | PG80VTLB60090C** | Split System | 25000 | 15.2 | 8.5 | 1.96 | R-454B | 650
217487002 | SMART COMFORT | D5CUHAH36AAK+TIC2025-0016 | EA*5X37M17A* | *80MS(N,L)0901714A* | Split System | 35800 | 15.2 | 8.5 | 1.82 | R-454B | 650
216676488 | SMART COMFORT | D5CURAH24AAK | ESH5X30M12A* | *80MSU0802120A* | Split System | 24400 | 15.2 | 8.5 | 1.9 | R-454B | 650
216676228 | SMART COMFORT | D5CURAH24AAK | ESH5X36M12A* | *80VSL0701412B* | Split System | 24200 | 15.2 | 8.5 | 1.92 | R-454B | 650
216677649 | SMART COMFORT | D5CURAH24AAK | ESH5X36M12A* | *96VSN1002120B* | Split System | 24600 | 15.2 | 8.5 | 1.92 | R-454B | 650
216675816 | SMART COMFORT | D5CURAH24AAK | ESH5X36M12A* | *80MS(N,L)0701412A* | Split System | 24000 | 15.2 | 8.5 | 1.94 | R-454B | 650
216676351 | SMART COMFORT | D5CURAH24AAK | ESH5X36M12A* | *80MSU0401712A* | Split System | 24200 | 15.2 | 8.5 | 1.94 | R-454B | 650
216677022 | SMART COMFORT | D5CURAH24AAK | ESH5X36M12A* | *92MSN1002120A* | Split System | 24200 | 15.2 | 8.5 | 1.94 | R-454B | 650
216676726 | SMART COMFORT | D5CURAH24AAK | EA*5X37M21A* | *80VTL0902120B* | Split System | 25000 | 15.2 | 8.5 | 1.96 | R-454B | 650
216676328 | SMART COMFORT | D5CURAH24AAK | EA*5X37M21A* | *80VSL0902120B* | Split System | 25000 | 15.2 | 8.5 | 1.96 | R-454B | 650
217486860 | TEMPSTAR | D5CUHAH36AAK+TIC2025-0016 | EA*5X37M21A* | *80MS(N,L)0701716A* | Split System | 36400 | 15.2 | 8.5 | 1.84 | R-454B | 650
217486883 | TEMPSTAR | D5CUHAH36AAK+TIC2025-0016 | EA*5X43M21A* | *80MS(N,L)0701716A* | Split System | 36400 | 15.2 | 8.5 | 1.84 | R-454B | 650
216676489 | TEMPSTAR | D5CURAH24AAK | ESH5X30M12A* | *80MSU0802120A* | Split System | 24400 | 15.2 | 8.5 | 1.9 | R-454B | 650
216676883 | TEMPSTAR | D5CURAH24AAK | EA*5X36M17A* | *92MSN0601412A* | Split System | 24000 | 15.2 | 8.5 | 1.92 | R-454B | 650
216676229 | TEMPSTAR | D5CURAH24AAK | ESH5X36M12A* | *80VSL0701412B* | Split System | 24200 | 15.2 | 8.5 | 1.92 | R-454B | 650
216676057 | TEMPSTAR | D5CURAH24AAK | ESH5X36M12A* | *80MS(N,L)0902116A* | Split System | 24200 | 15.2 | 8.5 | 1.92 | R-454B | 650
216677650 | TEMPSTAR | D5CURAH24AAK | ESH5X36M12A* | *96VSN1002120B* | Split System | 24600 | 15.2 | 8.5 | 1.92 | R-454B | 650
216677023 | TEMPSTAR | D5CURAH24AAK | ESH5X36M12A* | *92MSN1002120A* | Split System | 24200 | 15.2 | 8.5 | 1.94 | R-454B | 650
216676352 | TEMPSTAR | D5CURAH24AAK | ESH5X36M12A* | *80MSU0401712A* | Split System | 24200 | 15.2 | 8.5 | 1.94 | R-454B | 650
216675747 | TEMPSTAR | D5CURAH24AAK | EA*5X25M17A* | *80MS(N,L)0451714A* | Split System | 24200 | 15.2 | 8.5 | 1.96 | R-454B | 650
216675757 | TEMPSTAR | D5CURAH24AAK | EA*5X37M21A* | *80MS(N,L)0451714A* | Split System | 24400 | 15.2 | 8.5 | 1.96 | R-454B | 650
216676329 | TEMPSTAR | D5CURAH24AAK | EA*5X37M21A* | *80VSL0902120B* | Split System | 25000 | 15.2 | 8.5 | 1.96 | R-454B | 650
217488463 | AIRQUEST | D5CUHAH36AAK+TIC2025-0016 | EA*5X48M21A* | *80MS(N,L)0702116A* | Split System | 35000 | 15.5 | 8.5 | 1.82 | R-454B | 650
217487044 | AIRQUEST | D5CUHAH36AAK+TIC2025-0016 | EA*5X48M21A* | *80MS(N,L)0901714A* | Split System | 35400 | 15.5 | 8.5 | 1.82 | R-454B | 650
217488286 | AIRQUEST | D5CUHAH36AAK+TIC2025-0016 | EA*5X48M21A* | *96MSN1002122A* | Split System | 35400 | 15.5 | 8.5 | 1.82 | R-454B | 650
217487836 | AIRQUEST | D5CUHAH36AAK+TIC2025-0016 | EA*5X48M21A* | *92MSN1002122A* | Split System | 35400 | 15.5 | 8.5 | 1.82 | R-454B | 650
217487032 | AIRQUEST | D5CUHAH36AAK+TIC2025-0016 | EA*5X43M21A* | *80MS(N,L)0901714A* | Split System | 36000 | 15.5 | 8.5 | 1.84 | R-454B | 650
217486925 | AIRQUEST | D5CUHAH36AAK+TIC2025-0016 | EA*5X37M21A* | *80MS(N,L)0702116A* | Split System | 36200 | 15.5 | 8.5 | 1.84 | R-454B | 650
217488212 | AIRQUEST | D5CUHAH36AAK+TIC2025-0016 | EA*5X43M21A* | *96MSN1002120A* | Split System | 36400 | 15.5 | 8.5 | 1.84 | R-454B | 650
217488189 | AIRQUEST | D5CUHAH36AAK+TIC2025-0016 | EA*5X37M21A* | *96MSN1002120A* | Split System | 36400 | 15.5 | 8.5 | 1.84 | R-454B | 650
217487679 | AIRQUEST | D5CUHAH36AAK+TIC2025-0016 | EA*5X37M21A* | *92MSN0802120A* | Split System | 36400 | 15.5 | 8.5 | 1.86 | R-454B | 650
216676213 | AIRQUEST | D5CURAH24AAK | EA*5X36M17A* | *80VSL0701412B* | Split System | 23800 | 15.5 | 8.5 | 1.92 | R-454B | 650
216676334 | AIRQUEST | D5CURAH24AAK | EA*5X36M17A* | *80MSU0401712A* | Split System | 23800 | 15.5 | 8.5 | 1.92 | R-454B | 650
216676263 | AIRQUEST | D5CURAH24AAK | EA*5X25M17A* | *80VSL0701716B* | Split System | 24200 | 15.5 | 8.5 | 1.94 | R-454B | 650
216677534 | AIRQUEST | D5CURAH24AAK | EA*5X25M17A* | *96VSN0601716B* | Split System | 24400 | 15.5 | 8.5 | 1.94 | R-454B | 650
216678261 | AIRQUEST | D5CURAH24AAK | EA*5X25M17A* | *97VTN0601716A* | Split System | 24400 | 15.5 | 8.5 | 1.94 | R-454B | 650
216677594 | AIRQUEST | D5CURAH24AAK | EA*5X37M17A* | *96VSN0801716B* | Split System | 24400 | 15.5 | 8.5 | 1.94 | R-454B | 650
216678133 | AIRQUEST | D5CURAH24AAK | EA*5X37M17A* | *96VTN0801716B* | Split System | 24400 | 15.5 | 8.5 | 1.94 | R-454B | 650
216676519 | AIRQUEST | D5CURAH24AAK | EA*5X37M21A* | *80MSU1002120A* | Split System | 24600 | 15.5 | 8.5 | 1.94 | R-454B | 650
216676461 | AIRQUEST | D5CURAH24AAK | EA*5X37M21A* | *80MSU0601716A* | Split System | 24200 | 15.5 | 8.5 | 1.96 | R-454B | 650
216676472 | AIRQUEST | D5CURAH24AAK | EA*5X37M21A* | *80MSU0802120A* | Split System | 24200 | 15.5 | 8.5 | 1.96 | R-454B | 650
216677801 | AIRQUEST | D5CURAH24AAK | EA*5X37M21A* | *95MSU0802120A* | Split System | 24200 | 15.5 | 8.5 | 1.96 | R-454B | 650
216677780 | AIRQUEST | D5CURAH24AAK | EA*5X37M21A* | *95MSU0601716A* | Split System | 24400 | 15.5 | 8.5 | 1.96 | R-454B | 650
216678069 | AIRQUEST | D5CURAH24AAK | EA*5X37M21A* | *96VTN0601716B* | Split System | 24400 | 15.5 | 8.5 | 1.96 | R-454B | 650
216677544 | AIRQUEST | D5CURAH24AAK | EA*5X37M21A* | *96VSN0601716B* | Split System | 24400 | 15.5 | 8.5 | 1.96 | R-454B | 650
216678273 | AIRQUEST | D5CURAH24AAK | EA*5X37M21A* | *97VTN0601716A* | Split System | 24400 | 15.5 | 8.5 | 1.96 | R-454B | 650
216676694 | AIRQUEST | D5CURAH24AAK | EA*5X37M21A* | *80VTL0701716B* | Split System | 24400 | 15.5 | 8.5 | 1.96 | R-454B | 650
216676030 | AIRQUEST | D5CURAH24AAK | EA*5X37M21A* | *80MS(N,L)0901714A* | Split System | 24400 | 15.5 | 8.5 | 1.96 | R-454B | 650
216676944 | AIRQUEST | D5CURAH24AAK | EA*5X37M21A* | *92MSN0601714A* | Split System | 24400 | 15.5 | 8.5 | 1.96 | R-454B | 650
216675939 | AIRQUEST | D5CURAH24AAK | EA*5X37M21A* | *80MS(N,L)0701716A* | Split System | 24400 | 15.5 | 8.5 | 1.96 | R-454B | 650
216676018 | AIRQUEST | D5CURAH24AAK | EA*5X25M17A* | *80MS(N,L)0901714A* | Split System | 24400 | 15.5 | 8.5 | 1.96 | R-454B | 650
216677604 | AIRQUEST | D5CURAH24AAK | EA*5X37M21A* | *96VSN0801716B* | Split System | 24800 | 15.5 | 8.5 | 1.96 | R-454B | 650
216678146 | AIRQUEST | D5CURAH24AAK | EA*5X37M21A* | *96VTN0801716B* | Split System | 24800 | 15.5 | 8.5 | 1.96 | R-454B | 650
216678344 | AIRQUEST | D5CURAH24AAK | EA*5X37M21A* | *97VTN0801716A* | Split System | 24800 | 15.5 | 8.5 | 1.96 | R-454B | 650
216677345 | AIRQUEST | D5CURAH24AAK | EA*5X37M21A* | *96MSN1002120A* | Split System | 24800 | 15.5 | 8.5 | 1.96 | R-454B | 650
217488519 | ARCOAIRE | D5CUHAH36AAK+TIC2025-0016 | EA*5X48M21A* | *96MSN1002120A* | Split System | 35400 | 15.5 | 8.5 | 1.82 | R-454B | 650
217487837 | ARCOAIRE | D5CUHAH36AAK+TIC2025-0016 | EA*5X48M21A* | *92MSN1002122A* | Split System | 35400 | 15.5 | 8.5 | 1.82 | R-454B | 650
217487010 | ARCOAIRE | D5CUHAH36AAK+TIC2025-0016 | EA*5X37M21A* | *80MS(N,L)0901714A* | Split System | 35800 | 15.5 | 8.5 | 1.82 | R-454B | 650
217487810 | ARCOAIRE | D5CUHAH36AAK+TIC2025-0016 | EA*5X37M21A* | *92MSN1002122A* | Split System | 35800 | 15.5 | 8.5 | 1.84 | R-454B | 650
217486766 | ARCOAIRE | D5CUHAH36AAK+TIC2025-0016 | EA*5X37M21A* | *80MS(N,L)0701712A* | Split System | 36000 | 15.5 | 8.5 | 1.84 | R-454B | 650
217487093 | ARCOAIRE | D5CUHAH36AAK+TIC2025-0016 | EA*5X37M21A* | *80MS(N,L)0902116A* | Split System | 36000 | 15.5 | 8.5 | 1.84 | R-454B | 650
217488278 | ARCOAIRE | D5CUHAH36AAK+TIC2025-0016 | EA*5X43M21A* | *96MSN1002122A* | Split System | 36400 | 15.5 | 8.5 | 1.84 | R-454B | 650
217488213 | ARCOAIRE | D5CUHAH36AAK+TIC2025-0016 | EA*5X43M21A* | *96MSN1002120A* | Split System | 36400 | 15.5 | 8.5 | 1.84 | R-454B | 650
216676214 | ARCOAIRE | D5CURAH24AAK | EA*5X36M17A* | *80VSL0701412B* | Split System | 23800 | 15.5 | 8.5 | 1.92 | R-454B | 650
216676335 | ARCOAIRE | D5CURAH24AAK | EA*5X36M17A* | *80MSU0401712A* | Split System | 23800 | 15.5 | 8.5 | 1.92 | R-454B | 650
216676264 | ARCOAIRE | D5CURAH24AAK | EA*5X25M17A* | *80VSL0701716B* | Split System | 24200 | 15.5 | 8.5 | 1.94 | R-454B | 650
216676590 | ARCOAIRE | D5CURAH24AAK | EA*5X25M17A* | *80VTL0451412B* | Split System | 24200 | 15.5 | 8.5 | 1.94 | R-454B | 650
216676154 | ARCOAIRE | D5CURAH24AAK | EA*5X25M17A* | *80VSL0451412B* | Split System | 24200 | 15.5 | 8.5 | 1.94 | R-454B | 650
216678057 | ARCOAIRE | D5CURAH24AAK | EA*5X25M17A* | *96VTN0601716B* | Split System | 24400 | 15.5 | 8.5 | 1.94 | R-454B | 650
216677535 | ARCOAIRE | D5CURAH24AAK | EA*5X25M17A* | *96VSN0601716B* | Split System | 24400 | 15.5 | 8.5 | 1.94 | R-454B | 650
216678262 | ARCOAIRE | D5CURAH24AAK | EA*5X25M17A* | *97VTN0601716A* | Split System | 24400 | 15.5 | 8.5 | 1.94 | R-454B | 650
216678333 | ARCOAIRE | D5CURAH24AAK | EA*5X37M17A* | *97VTN0801716A* | Split System | 24400 | 15.5 | 8.5 | 1.94 | R-454B | 650
216678134 | ARCOAIRE | D5CURAH24AAK | EA*5X37M17A* | *96VTN0801716B* | Split System | 24400 | 15.5 | 8.5 | 1.94 | R-454B | 650
216676520 | ARCOAIRE | D5CURAH24AAK | EA*5X37M21A* | *80MSU1002120A* | Split System | 24600 | 15.5 | 8.5 | 1.94 | R-454B | 650
216676462 | ARCOAIRE | D5CURAH24AAK | EA*5X37M21A* | *80MSU0601716A* | Split System | 24200 | 15.5 | 8.5 | 1.96 | R-454B | 650
216676473 | ARCOAIRE | D5CURAH24AAK | EA*5X37M21A* | *80MSU0802120A* | Split System | 24200 | 15.5 | 8.5 | 1.96 | R-454B | 650
216677802 | ARCOAIRE | D5CURAH24AAK | EA*5X37M21A* | *95MSU0802120A* | Split System | 24200 | 15.5 | 8.5 | 1.96 | R-454B | 650
216677781 | ARCOAIRE | D5CURAH24AAK | EA*5X37M21A* | *95MSU0601716A* | Split System | 24400 | 15.5 | 8.5 | 1.96 | R-454B | 650
216678274 | ARCOAIRE | D5CURAH24AAK | EA*5X37M21A* | *97VTN0601716A* | Split System | 24400 | 15.5 | 8.5 | 1.96 | R-454B | 650
216677545 | ARCOAIRE | D5CURAH24AAK | EA*5X37M21A* | *96VSN0601716B* | Split System | 24400 | 15.5 | 8.5 | 1.96 | R-454B | 650
216678070 | ARCOAIRE | D5CURAH24AAK | EA*5X37M21A* | *96VTN0601716B* | Split System | 24400 | 15.5 | 8.5 | 1.96 | R-454B | 650
216676695 | ARCOAIRE | D5CURAH24AAK | EA*5X37M21A* | *80VTL0701716B* | Split System | 24400 | 15.5 | 8.5 | 1.96 | R-454B | 650
216675940 | ARCOAIRE | D5CURAH24AAK | EA*5X37M21A* | *80MS(N,L)0701716A* | Split System | 24400 | 15.5 | 8.5 | 1.96 | R-454B | 650
216677310 | ARCOAIRE | D5CURAH24AAK | EA*5X37M21A* | *96MSN0802120A* | Split System | 24400 | 15.5 | 8.5 | 1.96 | R-454B | 650
216676945 | ARCOAIRE | D5CURAH24AAK | EA*5X37M21A* | *92MSN0601714A* | Split System | 24400 | 15.5 | 8.5 | 1.96 | R-454B | 650
216676019 | ARCOAIRE | D5CURAH24AAK | EA*5X25M17A* | *80MS(N,L)0901714A* | Split System | 24400 | 15.5 | 8.5 | 1.96 | R-454B | 650
216678345 | ARCOAIRE | D5CURAH24AAK | EA*5X37M21A* | *97VTN0801716A* | Split System | 24800 | 15.5 | 8.5 | 1.96 | R-454B | 650
216678147 | ARCOAIRE | D5CURAH24AAK | EA*5X37M21A* | *96VTN0801716B* | Split System | 24800 | 15.5 | 8.5 | 1.96 | R-454B | 650
217488470 | BRYANT HEATING AND COOLING SYSTEMS | 37MUHAQ36AA3+TIC2025-0016 | CAA**4821AM* | 8(0,1)*SB48090M21*** | Split System | 35200 | 15.5 | 8.5 | 1.82 | R-454B | 650
217488515 | BRYANT HEATING AND COOLING SYSTEMS | 37MUHAQ36AA3+TIC2025-0016 | CAA**4821AM* | 916SA60100M21*** | Split System | 35400 | 15.5 | 8.5 | 1.82 | R-454B | 650
217487041 | BRYANT HEATING AND COOLING SYSTEMS | 37MUHAQ36AA3+TIC2025-0016 | CAA**4821AM* | 8(0,1)*SB42090M17*** | Split System | 35400 | 15.5 | 8.5 | 1.82 | R-454B | 650
217487628 | BRYANT HEATING AND COOLING SYSTEMS | 37MUHAQ36AA3+TIC2025-0016 | CAA**4821AM* | 912SE48080M17*** | Split System | 35400 | 15.5 | 8.5 | 1.82 | R-454B | 650
217487593 | BRYANT HEATING AND COOLING SYSTEMS | 37MUHAQ36AA3+TIC2025-0016 | CAA**3721AM* | 912SE48080M17*** | Split System | 36000 | 15.5 | 8.5 | 1.82 | R-454B | 650
217486783 | BRYANT HEATING AND COOLING SYSTEMS | 37MUHAQ36AA3+TIC2025-0016 | CAA**4321AM* | 8(0,1)*SB36070M17*** | Split System | 36000 | 15.5 | 8.5 | 1.82 | R-454B | 650
217487029 | BRYANT HEATING AND COOLING SYSTEMS | 37MUHAQ36AA3+TIC2025-0016 | CAA**4321AM* | 8(0,1)*SB42090M17*** | Split System | 36000 | 15.5 | 8.5 | 1.84 | R-454B | 650
217487110 | BRYANT HEATING AND COOLING SYSTEMS | 37MUHAQ36AA3+TIC2025-0016 | CAA**4321AM* | 8(0,1)*SB48090M21*** | Split System | 36000 | 15.5 | 8.5 | 1.84 | R-454B | 650
217488095 | BRYANT HEATING AND COOLING SYSTEMS | 37MUHAQ36AA3+TIC2025-0016 | CAA**3721AM* | 916SA60080M21*** | Split System | 36000 | 15.5 | 8.5 | 1.84 | R-454B | 650
217486942 | BRYANT HEATING AND COOLING SYSTEMS | 37MUHAQ36AA3+TIC2025-0016 | CAA**4321AM* | 8(0,1)*SB48070M21*** | Split System | 36200 | 15.5 | 8.5 | 1.84 | R-454B | 650
217487759 | BRYANT HEATING AND COOLING SYSTEMS | 37MUHAQ36AA3+TIC2025-0016 | CAA**4321AM* | 912SE60100M21*** | Split System | 36400 | 15.5 | 8.5 | 1.84 | R-454B | 650
217487696 | BRYANT HEATING AND COOLING SYSTEMS | 37MUHAQ36AA3+TIC2025-0016 | CAA**4321AM* | 912SE60080M21*** | Split System | 36400 | 15.5 | 8.5 | 1.84 | R-454B | 650
217487676 | BRYANT HEATING AND COOLING SYSTEMS | 37MUHAQ36AA3+TIC2025-0016 | CAA**3721AM* | 912SE60080M21*** | Split System | 36400 | 15.5 | 8.5 | 1.86 | R-454B | 650
216676211 | BRYANT HEATING AND COOLING SYSTEMS | 37MURAQ24AA3 | CAA**3617AM* | 82*SB36070V14*** | Split System | 23800 | 15.5 | 8.5 | 1.92 | R-454B | 650
216676331 | BRYANT HEATING AND COOLING SYSTEMS | 37MURAQ24AA3 | CAA**3617AM* | 83*SB36040M17*** | Split System | 23800 | 15.5 | 8.5 | 1.92 | R-454B | 650
216676261 | BRYANT HEATING AND COOLING SYSTEMS | 37MURAQ24AA3 | CAA**2517AM* | 82*SB48070V17*** | Split System | 24200 | 15.5 | 8.5 | 1.94 | R-454B | 650
216676151 | BRYANT HEATING AND COOLING SYSTEMS | 37MURAQ24AA3 | CAA**2517AM* | 82*SB36045V14*** | Split System | 24200 | 15.5 | 8.5 | 1.94 | R-454B | 650
216676586 | BRYANT HEATING AND COOLING SYSTEMS | 37MURAQ24AA3 | CAA**2517AM* | 82*TB36045V14*** | Split System | 24200 | 15.5 | 8.5 | 1.94 | R-454B | 650
216677532 | BRYANT HEATING AND COOLING SYSTEMS | 37MURAQ24AA3 | CAA**2517AM* | 926SB48060V17*** | Split System | 24400 | 15.5 | 8.5 | 1.94 | R-454B | 650
216678053 | BRYANT HEATING AND COOLING SYSTEMS | 37MURAQ24AA3 | CAA**2517AM* | 926TC48060V17*** | Split System | 24400 | 15.5 | 8.5 | 1.94 | R-454B | 650
216678130 | BRYANT HEATING AND COOLING SYSTEMS | 37MURAQ24AA3 | CAA**3717AM* | 926TC48080V17*** | Split System | 24400 | 15.5 | 8.5 | 1.94 | R-454B | 650
216677592 | BRYANT HEATING AND COOLING SYSTEMS | 37MURAQ24AA3 | CAA**3717AM* | 926SB48080V17*** | Split System | 24400 | 15.5 | 8.5 | 1.94 | R-454B | 650
216678329 | BRYANT HEATING AND COOLING SYSTEMS | 37MURAQ24AA3 | CAA**3717AM* | 927TA48080V17*** | Split System | 24400 | 15.5 | 8.5 | 1.94 | R-454B | 650
216676458 | BRYANT HEATING AND COOLING SYSTEMS | 37MURAQ24AA3 | CAA**3721AM* | 83*SB48060M17*** | Split System | 24200 | 15.5 | 8.5 | 1.96 | R-454B | 650
216676469 | BRYANT HEATING AND COOLING SYSTEMS | 37MURAQ24AA3 | CAA**3721AM* | 83*SB60080M21*** | Split System | 24200 | 15.5 | 8.5 | 1.96 | R-454B | 650
216677798 | BRYANT HEATING AND COOLING SYSTEMS | 37MURAQ24AA3 | CAA**3721AM* | 935SB60080M21*** | Split System | 24200 | 15.5 | 8.5 | 1.96 | R-454B | 650
216677720 | BRYANT HEATING AND COOLING SYSTEMS | 37MURAQ24AA3 | CAA**3721AM* | 935SB36040M17*** | Split System | 24400 | 15.5 | 8.5 | 1.96 | R-454B | 650
216678066 | BRYANT HEATING AND COOLING SYSTEMS | 37MURAQ24AA3 | CAA**3721AM* | 926TC48060V17*** | Split System | 24400 | 15.5 | 8.5 | 1.96 | R-454B | 650
216676691 | BRYANT HEATING AND COOLING SYSTEMS | 37MURAQ24AA3 | CAA**3721AM* | 82*TB48070V17*** | Split System | 24400 | 15.5 | 8.5 | 1.96 | R-454B | 650
216676027 | BRYANT HEATING AND COOLING SYSTEMS | 37MURAQ24AA3 | CAA**3721AM* | 8(0,1)*SB42090M17*** | Split System | 24400 | 15.5 | 8.5 | 1.96 | R-454B | 650
216676941 | BRYANT HEATING AND COOLING SYSTEMS | 37MURAQ24AA3 | CAA**3721AM* | 912SE42060M17*** | Split System | 24400 | 15.5 | 8.5 | 1.96 | R-454B | 650
216675936 | BRYANT HEATING AND COOLING SYSTEMS | 37MURAQ24AA3 | CAA**3721AM* | 8(0,1)*SB48070M17*** | Split System | 24400 | 15.5 | 8.5 | 1.96 | R-454B | 650
216677305 | BRYANT HEATING AND COOLING SYSTEMS | 37MURAQ24AA3 | CAA**3721AM* | 916SA60080M21*** | Split System | 24400 | 15.5 | 8.5 | 1.96 | R-454B | 650
216676015 | BRYANT HEATING AND COOLING SYSTEMS | 37MURAQ24AA3 | CAA**2517AM* | 8(0,1)*SB42090M17*** | Split System | 24400 | 15.5 | 8.5 | 1.96 | R-454B | 650
216677602 | BRYANT HEATING AND COOLING SYSTEMS | 37MURAQ24AA3 | CAA**3721AM* | 926SB48080V17*** | Split System | 24800 | 15.5 | 8.5 | 1.96 | R-454B | 650
216678341 | BRYANT HEATING AND COOLING SYSTEMS | 37MURAQ24AA3 | CAA**3721AM* | 927TA48080V17*** | Split System | 24800 | 15.5 | 8.5 | 1.96 | R-454B | 650
217487268 | CARRIER | 37MUHAQ36AA3+TIC2025-0016 | CAA**4221AM* | 58S(B,C)*B110M21**20 | Split System | 35200 | 15.5 | 8.5 | 1.8 | R-454B | 650
217488469 | CARRIER | 37MUHAQ36AA3+TIC2025-0016 | CAA**4821AM* | 58S(B,C)*B090M21**16 | Split System | 35200 | 15.5 | 8.5 | 1.82 | R-454B | 650
217488514 | CARRIER | 37MUHAQ36AA3+TIC2025-0016 | CAA**4821AM* | 59SC6A100M21**20 | Split System | 35400 | 15.5 | 8.5 | 1.82 | R-454B | 650
217488283 | CARRIER | 37MUHAQ36AA3+TIC2025-0016 | CAA**4821AM* | 59SC6A100M21**22 | Split System | 35400 | 15.5 | 8.5 | 1.82 | R-454B | 650
217487833 | CARRIER | 37MUHAQ36AA3+TIC2025-0016 | CAA**4821AM* | 59SC2E100M21**22 | Split System | 35400 | 15.5 | 8.5 | 1.82 | R-454B | 650
217487627 | CARRIER | 37MUHAQ36AA3+TIC2025-0016 | CAA**4821AM* | 59SC2E080M17**16 | Split System | 35400 | 15.5 | 8.5 | 1.82 | R-454B | 650
217487615 | CARRIER | 37MUHAQ36AA3+TIC2025-0016 | CAA**4321AM* | 59SC2E080M17**16 | Split System | 36000 | 15.5 | 8.5 | 1.82 | R-454B | 650
217487592 | CARRIER | 37MUHAQ36AA3+TIC2025-0016 | CAA**3721AM* | 59SC2E080M17**16 | Split System | 36000 | 15.5 | 8.5 | 1.82 | R-454B | 650
217487186 | CARRIER | 37MUHAQ36AA3+TIC2025-0016 | CAA**4821AM* | 58S(B,C)*B090M21**20 | Split System | 35400 | 15.5 | 8.5 | 1.84 | R-454B | 650
217487806 | CARRIER | 37MUHAQ36AA3+TIC2025-0016 | CAA**3721AM* | 59SC2E100M21**22 | Split System | 35800 | 15.5 | 8.5 | 1.84 | R-454B | 650
217488120 | CARRIER | 37MUHAQ36AA3+TIC2025-0016 | CAA**4321AM* | 59SC6A080M21**20 | Split System | 36200 | 15.5 | 8.5 | 1.84 | R-454B | 650
217488274 | CARRIER | 37MUHAQ36AA3+TIC2025-0016 | CAA**4321AM* | 59SC6A100M21**22 | Split System | 36400 | 15.5 | 8.5 | 1.84 | R-454B | 650
217487695 | CARRIER | 37MUHAQ36AA3+TIC2025-0016 | CAA**4321AM* | 59SC2E080M21**20 | Split System | 36400 | 15.5 | 8.5 | 1.84 | R-454B | 650
217488185 | CARRIER | 37MUHAQ36AA3+TIC2025-0016 | CAA**3721AM* | 59SC6A100M21**20 | Split System | 36400 | 15.5 | 8.5 | 1.84 | R-454B | 650
217487175 | CARRIER | 37MUHAQ36AA3+TIC2025-0016 | CAA**4321AM* | 58S(B,C)*B090M21**20 | Split System | 36600 | 15.5 | 8.5 | 1.84 | R-454B | 650
216676210 | CARRIER | 37MURAQ24AA3 | CAA**3617AM* | 58SP*B070V14**12 | Split System | 23800 | 15.5 | 8.5 | 1.92 | R-454B | 650
216676330 | CARRIER | 37MURAQ24AA3 | CAA**3617AM* | 58SU*B040M17**12 | Split System | 23800 | 15.5 | 8.5 | 1.92 | R-454B | 650
216676260 | CARRIER | 37MURAQ24AA3 | CAA**2517AM* | 58SP*B070V17**16 | Split System | 24200 | 15.5 | 8.5 | 1.94 | R-454B | 650
216676150 | CARRIER | 37MURAQ24AA3 | CAA**2517AM* | 58SP*B045V14**12 | Split System | 24200 | 15.5 | 8.5 | 1.94 | R-454B | 650
216677531 | CARRIER | 37MURAQ24AA3 | CAA**2517AM* | 59SP6B060V17**16 | Split System | 24400 | 15.5 | 8.5 | 1.94 | R-454B | 650
216678051 | CARRIER | 37MURAQ24AA3 | CAA**2517AM* | 59TP6C060V17**16 | Split System | 24400 | 15.5 | 8.5 | 1.94 | R-454B | 650
216678052 | CARRIER | 37MURAQ24AA3 | CAA**2517AM* | GG96VTAB48060B** | Split System | 24400 | 15.5 | 8.5 | 1.94 | R-454B | 650
216678257 | CARRIER | 37MURAQ24AA3 | CAA**2517AM* | 59TP7A060V17**16 | Split System | 24400 | 15.5 | 8.5 | 1.94 | R-454B | 650
216678129 | CARRIER | 37MURAQ24AA3 | CAA**3717AM* | GG96VTAB48080B** | Split System | 24400 | 15.5 | 8.5 | 1.94 | R-454B | 650
216678128 | CARRIER | 37MURAQ24AA3 | CAA**3717AM* | 59TP6C080V17**16 | Split System | 24400 | 15.5 | 8.5 | 1.94 | R-454B | 650
216677591 | CARRIER | 37MURAQ24AA3 | CAA**3717AM* | 59SP6B080V17**16 | Split System | 24400 | 15.5 | 8.5 | 1.94 | R-454B | 650
216678328 | CARRIER | 37MURAQ24AA3 | CAA**3717AM* | 59TP7A080V17**16 | Split System | 24400 | 15.5 | 8.5 | 1.94 | R-454B | 650
216676515 | CARRIER | 37MURAQ24AA3 | CAA**3721AM* | 58SU*B100M21**20 | Split System | 24600 | 15.5 | 8.5 | 1.94 | R-454B | 650
216676457 | CARRIER | 37MURAQ24AA3 | CAA**3721AM* | 58SU*B060M17**16 | Split System | 24200 | 15.5 | 8.5 | 1.96 | R-454B | 650
216676468 | CARRIER | 37MURAQ24AA3 | CAA**3721AM* | 58SU*B080M21**20 | Split System | 24200 | 15.5 | 8.5 | 1.96 | R-454B | 650
216677719 | CARRIER | 37MURAQ24AA3 | CAA**3721AM* | 59SU5B040M17**12 | Split System | 24400 | 15.5 | 8.5 | 1.96 | R-454B | 650
216678065 | CARRIER | 37MURAQ24AA3 | CAA**3721AM* | GG96VTAB48060B** | Split System | 24400 | 15.5 | 8.5 | 1.96 | R-454B | 650
216678064 | CARRIER | 37MURAQ24AA3 | CAA**3721AM* | 59TP6C060V17**16 | Split System | 24400 | 15.5 | 8.5 | 1.96 | R-454B | 650
216677541 | CARRIER | 37MURAQ24AA3 | CAA**3721AM* | 59SP6B060V17**16 | Split System | 24400 | 15.5 | 8.5 | 1.96 | R-454B | 650
216678269 | CARRIER | 37MURAQ24AA3 | CAA**3721AM* | 59TP7A060V17**16 | Split System | 24400 | 15.5 | 8.5 | 1.96 | R-454B | 650
216676690 | CARRIER | 37MURAQ24AA3 | CAA**3721AM* | 58TP*B070V17**16 | Split System | 24400 | 15.5 | 8.5 | 1.96 | R-454B | 650
216676026 | CARRIER | 37MURAQ24AA3 | CAA**3721AM* | 58S(B,C)*B090M17**14 | Split System | 24400 | 15.5 | 8.5 | 1.96 | R-454B | 650
216675935 | CARRIER | 37MURAQ24AA3 | CAA**3721AM* | 58S(B,C)*B070M17**16 | Split System | 24400 | 15.5 | 8.5 | 1.96 | R-454B | 650
216676940 | CARRIER | 37MURAQ24AA3 | CAA**3721AM* | 59SC2E060M17**14 | Split System | 24400 | 15.5 | 8.5 | 1.96 | R-454B | 650
216677304 | CARRIER | 37MURAQ24AA3 | CAA**3721AM* | 59SC6A080M21**20 | Split System | 24400 | 15.5 | 8.5 | 1.96 | R-454B | 650
216676014 | CARRIER | 37MURAQ24AA3 | CAA**2517AM* | 58S(B,C)*B090M17**14 | Split System | 24400 | 15.5 | 8.5 | 1.96 | R-454B | 650
216677601 | CARRIER | 37MURAQ24AA3 | CAA**3721AM* | 59SP6B080V17**16 | Split System | 24800 | 15.5 | 8.5 | 1.96 | R-454B | 650
216678141 | CARRIER | 37MURAQ24AA3 | CAA**3721AM* | 59TP6C080V17**16 | Split System | 24800 | 15.5 | 8.5 | 1.96 | R-454B | 650
216678142 | CARRIER | 37MURAQ24AA3 | CAA**3721AM* | GG96VTAB48080B** | Split System | 24800 | 15.5 | 8.5 | 1.96 | R-454B | 650
216677341 | CARRIER | 37MURAQ24AA3 | CAA**3721AM* | 59SC6A100M21**20 | Split System | 24800 | 15.5 | 8.5 | 1.96 | R-454B | 650
217488288 | COMFORTMAKER | D5CUHAH36AAK+TIC2025-0016 | EA*5X48M21A* | *96MSN1002122A* | Split System | 35400 | 15.5 | 8.5 | 1.82 | R-454B | 650
217487838 | COMFORTMAKER | D5CUHAH36AAK+TIC2025-0016 | EA*5X48M21A* | *92MSN1002122A* | Split System | 35400 | 15.5 | 8.5 | 1.82 | R-454B | 650
217487011 | COMFORTMAKER | D5CUHAH36AAK+TIC2025-0016 | EA*5X37M21A* | *80MS(N,L)0901714A* | Split System | 35800 | 15.5 | 8.5 | 1.82 | R-454B | 650
217487829 | COMFORTMAKER | D5CUHAH36AAK+TIC2025-0016 | EA*5X43M21A* | *92MSN1002122A* | Split System | 36000 | 15.5 | 8.5 | 1.82 | R-454B | 650
217487621 | COMFORTMAKER | D5CUHAH36AAK+TIC2025-0016 | EA*5X43M21A* | *92MSN0801716A* | Split System | 36000 | 15.5 | 8.5 | 1.82 | R-454B | 650
217486788 | COMFORTMAKER | D5CUHAH36AAK+TIC2025-0016 | EA*5X43M21A* | *80MS(N,L)0701712A* | Split System | 36000 | 15.5 | 8.5 | 1.82 | R-454B | 650
217486767 | COMFORTMAKER | D5CUHAH36AAK+TIC2025-0016 | EA*5X37M21A* | *80MS(N,L)0701712A* | Split System | 36000 | 15.5 | 8.5 | 1.84 | R-454B | 650
217487094 | COMFORTMAKER | D5CUHAH36AAK+TIC2025-0016 | EA*5X37M21A* | *80MS(N,L)0902116A* | Split System | 36000 | 15.5 | 8.5 | 1.84 | R-454B | 650
217488279 | COMFORTMAKER | D5CUHAH36AAK+TIC2025-0016 | EA*5X43M21A* | *96MSN1002122A* | Split System | 36400 | 15.5 | 8.5 | 1.84 | R-454B | 650
217487681 | COMFORTMAKER | D5CUHAH36AAK+TIC2025-0016 | EA*5X37M21A* | *92MSN0802120A* | Split System | 36400 | 15.5 | 8.5 | 1.86 | R-454B | 650
216676215 | COMFORTMAKER | D5CURAH24AAK | EA*5X36M17A* | *80VSL0701412B* | Split System | 23800 | 15.5 | 8.5 | 1.92 | R-454B | 650
216676336 | COMFORTMAKER | D5CURAH24AAK | EA*5X36M17A* | *80MSU0401712A* | Split System | 23800 | 15.5 | 8.5 | 1.92 | R-454B | 650
216676265 | COMFORTMAKER | D5CURAH24AAK | EA*5X25M17A* | *80VSL0701716B* | Split System | 24200 | 15.5 | 8.5 | 1.94 | R-454B | 650
216676591 | COMFORTMAKER | D5CURAH24AAK | EA*5X25M17A* | *80VTL0451412B* | Split System | 24200 | 15.5 | 8.5 | 1.94 | R-454B | 650
216677536 | COMFORTMAKER | D5CURAH24AAK | EA*5X25M17A* | *96VSN0601716B* | Split System | 24400 | 15.5 | 8.5 | 1.94 | R-454B | 650
216678058 | COMFORTMAKER | D5CURAH24AAK | EA*5X25M17A* | *96VTN0601716B* | Split System | 24400 | 15.5 | 8.5 | 1.94 | R-454B | 650
216678135 | COMFORTMAKER | D5CURAH24AAK | EA*5X37M17A* | *96VTN0801716B* | Split System | 24400 | 15.5 | 8.5 | 1.94 | R-454B | 650
216678334 | COMFORTMAKER | D5CURAH24AAK | EA*5X37M17A* | *97VTN0801716A* | Split System | 24400 | 15.5 | 8.5 | 1.94 | R-454B | 650
216677596 | COMFORTMAKER | D5CURAH24AAK | EA*5X37M17A* | *96VSN0801716B* | Split System | 24400 | 15.5 | 8.5 | 1.94 | R-454B | 650
216676521 | COMFORTMAKER | D5CURAH24AAK | EA*5X37M21A* | *80MSU1002120A* | Split System | 24600 | 15.5 | 8.5 | 1.94 | R-454B | 650
216676463 | COMFORTMAKER | D5CURAH24AAK | EA*5X37M21A* | *80MSU0601716A* | Split System | 24200 | 15.5 | 8.5 | 1.96 | R-454B | 650
216677803 | COMFORTMAKER | D5CURAH24AAK | EA*5X37M21A* | *95MSU0802120A* | Split System | 24200 | 15.5 | 8.5 | 1.96 | R-454B | 650
216677725 | COMFORTMAKER | D5CURAH24AAK | EA*5X37M21A* | *95MSU0401712A* | Split System | 24400 | 15.5 | 8.5 | 1.96 | R-454B | 650
216677782 | COMFORTMAKER | D5CURAH24AAK | EA*5X37M21A* | *95MSU0601716A* | Split System | 24400 | 15.5 | 8.5 | 1.96 | R-454B | 650
216677546 | COMFORTMAKER | D5CURAH24AAK | EA*5X37M21A* | *96VSN0601716B* | Split System | 24400 | 15.5 | 8.5 | 1.96 | R-454B | 650
216678071 | COMFORTMAKER | D5CURAH24AAK | EA*5X37M21A* | *96VTN0601716B* | Split System | 24400 | 15.5 | 8.5 | 1.96 | R-454B | 650
216678275 | COMFORTMAKER | D5CURAH24AAK | EA*5X37M21A* | *97VTN0601716A* | Split System | 24400 | 15.5 | 8.5 | 1.96 | R-454B | 650
216676696 | COMFORTMAKER | D5CURAH24AAK | EA*5X37M21A* | *80VTL0701716B* | Split System | 24400 | 15.5 | 8.5 | 1.96 | R-454B | 650
216676032 | COMFORTMAKER | D5CURAH24AAK | EA*5X37M21A* | *80MS(N,L)0901714A* | Split System | 24400 | 15.5 | 8.5 | 1.96 | R-454B | 650
216676946 | COMFORTMAKER | D5CURAH24AAK | EA*5X37M21A* | *92MSN0601714A* | Split System | 24400 | 15.5 | 8.5 | 1.96 | R-454B | 650
216675941 | COMFORTMAKER | D5CURAH24AAK | EA*5X37M21A* | *80MS(N,L)0701716A* | Split System | 24400 | 15.5 | 8.5 | 1.96 | R-454B | 650
216676020 | COMFORTMAKER | D5CURAH24AAK | EA*5X25M17A* | *80MS(N,L)0901714A* | Split System | 24400 | 15.5 | 8.5 | 1.96 | R-454B | 650
216678148 | COMFORTMAKER | D5CURAH24AAK | EA*5X37M21A* | *96VTN0801716B* | Split System | 24800 | 15.5 | 8.5 | 1.96 | R-454B | 650
216678346 | COMFORTMAKER | D5CURAH24AAK | EA*5X37M21A* | *97VTN0801716A* | Split System | 24800 | 15.5 | 8.5 | 1.96 | R-454B | 650
216677606 | COMFORTMAKER | D5CURAH24AAK | EA*5X37M21A* | *96VSN0801716B* | Split System | 24800 | 15.5 | 8.5 | 1.96 | R-454B | 650
216677347 | COMFORTMAKER | D5CURAH24AAK | EA*5X37M21A* | *96MSN1002120A* | Split System | 24800 | 15.5 | 8.5 | 1.96 | R-454B | 650
217487634 | DAY & NIGHT | D5CUHAH36AAK+TIC2025-0016 | EA*5X48M21A* | *92MSN0801716A* | Split System | 35400 | 15.5 | 8.5 | 1.82 | R-454B | 650
217487599 | DAY & NIGHT | D5CUHAH36AAK+TIC2025-0016 | EA*5X37M21A* | *92MSN0801716A* | Split System | 36000 | 15.5 | 8.5 | 1.82 | R-454B | 650
217487193 | DAY & NIGHT | D5CUHAH36AAK+TIC2025-0016 | EA*5X48M21A* | *80MS(N,L)0902120A* | Split System | 35400 | 15.5 | 8.5 | 1.84 | R-454B | 650
217487812 | DAY & NIGHT | D5CUHAH36AAK+TIC2025-0016 | EA*5X37M21A* | *92MSN1002122A* | Split System | 35800 | 15.5 | 8.5 | 1.84 | R-454B | 650
217487035 | DAY & NIGHT | D5CUHAH36AAK+TIC2025-0016 | EA*5X43M21A* | *80MS(N,L)0901714A* | Split System | 36000 | 15.5 | 8.5 | 1.84 | R-454B | 650
217487095 | DAY & NIGHT | D5CUHAH36AAK+TIC2025-0016 | EA*5X37M21A* | *80MS(N,L)0902116A* | Split System | 36000 | 15.5 | 8.5 | 1.84 | R-454B | 650
217488102 | DAY & NIGHT | D5CUHAH36AAK+TIC2025-0016 | EA*5X37M21A* | *96MSN0802120A* | Split System | 36000 | 15.5 | 8.5 | 1.84 | R-454B | 650
217488128 | DAY & NIGHT | D5CUHAH36AAK+TIC2025-0016 | EA*5X43M21A* | *96MSN0802120A* | Split System | 36200 | 15.5 | 8.5 | 1.84 | R-454B | 650
217487742 | DAY & NIGHT | D5CUHAH36AAK+TIC2025-0016 | EA*5X37M21A* | *92MSN1002120A* | Split System | 36400 | 15.5 | 8.5 | 1.84 | R-454B | 650
217487765 | DAY & NIGHT | D5CUHAH36AAK+TIC2025-0016 | EA*5X43M21A* | *92MSN1002120A* | Split System | 36400 | 15.5 | 8.5 | 1.84 | R-454B | 650
217488262 | DAY & NIGHT | D5CUHAH36AAK+TIC2025-0016 | EA*5X37M21A* | *96MSN1002122A* | Split System | 36400 | 15.5 | 8.5 | 1.84 | R-454B | 650
217487702 | DAY & NIGHT | D5CUHAH36AAK+TIC2025-0016 | EA*5X43M21A* | *92MSN0802120A* | Split System | 36400 | 15.5 | 8.5 | 1.84 | R-454B | 650
217487160 | DAY & NIGHT | D5CUHAH36AAK+TIC2025-0016 | EA*5X37M21A* | *80MS(N,L)0902120A* | Split System | 36600 | 15.5 | 8.5 | 1.84 | R-454B | 650
216676216 | DAY & NIGHT | D5CURAH24AAK | EA*5X36M17A* | *80VSL0701412B* | Split System | 23800 | 15.5 | 8.5 | 1.92 | R-454B | 650
216676337 | DAY & NIGHT | D5CURAH24AAK | EA*5X36M17A* | *80MSU0401712A* | Split System | 23800 | 15.5 | 8.5 | 1.92 | R-454B | 650
216676266 | DAY & NIGHT | D5CURAH24AAK | EA*5X25M17A* | *80VSL0701716B* | Split System | 24200 | 15.5 | 8.5 | 1.94 | R-454B | 650
216676592 | DAY & NIGHT | D5CURAH24AAK | EA*5X25M17A* | *80VTL0451412B* | Split System | 24200 | 15.5 | 8.5 | 1.94 | R-454B | 650
216676156 | DAY & NIGHT | D5CURAH24AAK | EA*5X25M17A* | *80VSL0451412B* | Split System | 24200 | 15.5 | 8.5 | 1.94 | R-454B | 650
216678059 | DAY & NIGHT | D5CURAH24AAK | EA*5X25M17A* | *96VTN0601716B* | Split System | 24400 | 15.5 | 8.5 | 1.94 | R-454B | 650
216678264 | DAY & NIGHT | D5CURAH24AAK | EA*5X25M17A* | *97VTN0601716A* | Split System | 24400 | 15.5 | 8.5 | 1.94 | R-454B | 650
216677597 | DAY & NIGHT | D5CURAH24AAK | EA*5X37M17A* | *96VSN0801716B* | Split System | 24400 | 15.5 | 8.5 | 1.94 | R-454B | 650
216678136 | DAY & NIGHT | D5CURAH24AAK | EA*5X37M17A* | *96VTN0801716B* | Split System | 24400 | 15.5 | 8.5 | 1.94 | R-454B | 650
216678335 | DAY & NIGHT | D5CURAH24AAK | EA*5X37M17A* | *97VTN0801716A* | Split System | 24400 | 15.5 | 8.5 | 1.94 | R-454B | 650
216676522 | DAY & NIGHT | D5CURAH24AAK | EA*5X37M21A* | *80MSU1002120A* | Split System | 24600 | 15.5 | 8.5 | 1.94 | R-454B | 650
216676464 | DAY & NIGHT | D5CURAH24AAK | EA*5X37M21A* | *80MSU0601716A* | Split System | 24200 | 15.5 | 8.5 | 1.96 | R-454B | 650
216676475 | DAY & NIGHT | D5CURAH24AAK | EA*5X37M21A* | *80MSU0802120A* | Split System | 24200 | 15.5 | 8.5 | 1.96 | R-454B | 650
216677804 | DAY & NIGHT | D5CURAH24AAK | EA*5X37M21A* | *95MSU0802120A* | Split System | 24200 | 15.5 | 8.5 | 1.96 | R-454B | 650
216677726 | DAY & NIGHT | D5CURAH24AAK | EA*5X37M21A* | *95MSU0401712A* | Split System | 24400 | 15.5 | 8.5 | 1.96 | R-454B | 650
216677783 | DAY & NIGHT | D5CURAH24AAK | EA*5X37M21A* | *95MSU0601716A* | Split System | 24400 | 15.5 | 8.5 | 1.96 | R-454B | 650
216677547 | DAY & NIGHT | D5CURAH24AAK | EA*5X37M21A* | *96VSN0601716B* | Split System | 24400 | 15.5 | 8.5 | 1.96 | R-454B | 650
216676697 | DAY & NIGHT | D5CURAH24AAK | EA*5X37M21A* | *80VTL0701716B* | Split System | 24400 | 15.5 | 8.5 | 1.96 | R-454B | 650
216676033 | DAY & NIGHT | D5CURAH24AAK | EA*5X37M21A* | *80MS(N,L)0901714A* | Split System | 24400 | 15.5 | 8.5 | 1.96 | R-454B | 650
216677312 | DAY & NIGHT | D5CURAH24AAK | EA*5X37M21A* | *96MSN0802120A* | Split System | 24400 | 15.5 | 8.5 | 1.96 | R-454B | 650
216675942 | DAY & NIGHT | D5CURAH24AAK | EA*5X37M21A* | *80MS(N,L)0701716A* | Split System | 24400 | 15.5 | 8.5 | 1.96 | R-454B | 650
216676947 | DAY & NIGHT | D5CURAH24AAK | EA*5X37M21A* | *92MSN0601714A* | Split System | 24400 | 15.5 | 8.5 | 1.96 | R-454B | 650
216677607 | DAY & NIGHT | D5CURAH24AAK | EA*5X37M21A* | *96VSN0801716B* | Split System | 24800 | 15.5 | 8.5 | 1.96 | R-454B | 650
216678149 | DAY & NIGHT | D5CURAH24AAK | EA*5X37M21A* | *96VTN0801716B* | Split System | 24800 | 15.5 | 8.5 | 1.96 | R-454B | 650
216678347 | DAY & NIGHT | D5CURAH24AAK | EA*5X37M21A* | *97VTN0801716A* | Split System | 24800 | 15.5 | 8.5 | 1.96 | R-454B | 650
216677348 | DAY & NIGHT | D5CURAH24AAK | EA*5X37M21A* | *96MSN1002120A* | Split System | 24800 | 15.5 | 8.5 | 1.96 | R-454B | 650
217488462 | HEIL | D5CUHAH36AAK+TIC2025-0016 | EA*5X48M21A* | *80MS(N,L)0702116A* | Split System | 35000 | 15.5 | 8.5 | 1.82 | R-454B | 650
217488472 | HEIL | D5CUHAH36AAK+TIC2025-0016 | EA*5X48M21A* | *80MS(N,L)0902116A* | Split System | 35200 | 15.5 | 8.5 | 1.82 | R-454B | 650
217488517 | HEIL | D5CUHAH36AAK+TIC2025-0016 | EA*5X48M21A* | *96MSN1002120A* | Split System | 35400 | 15.5 | 8.5 | 1.82 | R-454B | 650
217488285 | HEIL | D5CUHAH36AAK+TIC2025-0016 | EA*5X48M21A* | *96MSN1002122A* | Split System | 35400 | 15.5 | 8.5 | 1.82 | R-454B | 650
217487043 | HEIL | D5CUHAH36AAK+TIC2025-0016 | EA*5X48M21A* | *80MS(N,L)0901714A* | Split System | 35400 | 15.5 | 8.5 | 1.82 | R-454B | 650
217487826 | HEIL | D5CUHAH36AAK+TIC2025-0016 | EA*5X43M21A* | *92MSN1002122A* | Split System | 36000 | 15.5 | 8.5 | 1.82 | R-454B | 650
217487595 | HEIL | D5CUHAH36AAK+TIC2025-0016 | EA*5X37M21A* | *92MSN0801716A* | Split System | 36000 | 15.5 | 8.5 | 1.82 | R-454B | 650
217486785 | HEIL | D5CUHAH36AAK+TIC2025-0016 | EA*5X43M21A* | *80MS(N,L)0701712A* | Split System | 36000 | 15.5 | 8.5 | 1.82 | R-454B | 650
217487808 | HEIL | D5CUHAH36AAK+TIC2025-0016 | EA*5X37M21A* | *92MSN1002122A* | Split System | 35800 | 15.5 | 8.5 | 1.84 | R-454B | 650
217487031 | HEIL | D5CUHAH36AAK+TIC2025-0016 | EA*5X43M21A* | *80MS(N,L)0901714A* | Split System | 36000 | 15.5 | 8.5 | 1.84 | R-454B | 650
217487091 | HEIL | D5CUHAH36AAK+TIC2025-0016 | EA*5X37M21A* | *80MS(N,L)0902116A* | Split System | 36000 | 15.5 | 8.5 | 1.84 | R-454B | 650
217488097 | HEIL | D5CUHAH36AAK+TIC2025-0016 | EA*5X37M21A* | *96MSN0802120A* | Split System | 36000 | 15.5 | 8.5 | 1.84 | R-454B | 650
217487761 | HEIL | D5CUHAH36AAK+TIC2025-0016 | EA*5X43M21A* | *92MSN1002120A* | Split System | 36400 | 15.5 | 8.5 | 1.84 | R-454B | 650
217488258 | HEIL | D5CUHAH36AAK+TIC2025-0016 | EA*5X37M21A* | *96MSN1002122A* | Split System | 36400 | 15.5 | 8.5 | 1.84 | R-454B | 650
217488276 | HEIL | D5CUHAH36AAK+TIC2025-0016 | EA*5X43M21A* | *96MSN1002122A* | Split System | 36400 | 15.5 | 8.5 | 1.84 | R-454B | 650
217488211 | HEIL | D5CUHAH36AAK+TIC2025-0016 | EA*5X43M21A* | *96MSN1002120A* | Split System | 36400 | 15.5 | 8.5 | 1.84 | R-454B | 650
217487156 | HEIL | D5CUHAH36AAK+TIC2025-0016 | EA*5X37M21A* | *80MS(N,L)0902120A* | Split System | 36600 | 15.5 | 8.5 | 1.84 | R-454B | 650
217487178 | HEIL | D5CUHAH36AAK+TIC2025-0016 | EA*5X43M21A* | *80MS(N,L)0902120A* | Split System | 36600 | 15.5 | 8.5 | 1.84 | R-454B | 650
217487678 | HEIL | D5CUHAH36AAK+TIC2025-0016 | EA*5X37M21A* | *92MSN0802120A* | Split System | 36400 | 15.5 | 8.5 | 1.86 | R-454B | 650
216676212 | HEIL | D5CURAH24AAK | EA*5X36M17A* | *80VSL0701412B* | Split System | 23800 | 15.5 | 8.5 | 1.92 | R-454B | 650
216676333 | HEIL | D5CURAH24AAK | EA*5X36M17A* | *80MSU0401712A* | Split System | 23800 | 15.5 | 8.5 | 1.92 | R-454B | 650
216676262 | HEIL | D5CURAH24AAK | EA*5X25M17A* | *80VSL0701716B* | Split System | 24200 | 15.5 | 8.5 | 1.94 | R-454B | 650
216676588 | HEIL | D5CURAH24AAK | EA*5X25M17A* | *80VTL0451412B* | Split System | 24200 | 15.5 | 8.5 | 1.94 | R-454B | 650
216677533 | HEIL | D5CURAH24AAK | EA*5X25M17A* | *96VSN0601716B* | Split System | 24400 | 15.5 | 8.5 | 1.94 | R-454B | 650
216678132 | HEIL | D5CURAH24AAK | EA*5X37M17A* | *96VTN0801716B* | Split System | 24400 | 15.5 | 8.5 | 1.94 | R-454B | 650
216676471 | HEIL | D5CURAH24AAK | EA*5X37M21A* | *80MSU0802120A* | Split System | 24200 | 15.5 | 8.5 | 1.96 | R-454B | 650
216677800 | HEIL | D5CURAH24AAK | EA*5X37M21A* | *95MSU0802120A* | Split System | 24200 | 15.5 | 8.5 | 1.96 | R-454B | 650
216678068 | HEIL | D5CURAH24AAK | EA*5X37M21A* | *96VTN0601716B* | Split System | 24400 | 15.5 | 8.5 | 1.96 | R-454B | 650
216677543 | HEIL | D5CURAH24AAK | EA*5X37M21A* | *96VSN0601716B* | Split System | 24400 | 15.5 | 8.5 | 1.96 | R-454B | 650
216676029 | HEIL | D5CURAH24AAK | EA*5X37M21A* | *80MS(N,L)0901714A* | Split System | 24400 | 15.5 | 8.5 | 1.96 | R-454B | 650
216676943 | HEIL | D5CURAH24AAK | EA*5X37M21A* | *92MSN0601714A* | Split System | 24400 | 15.5 | 8.5 | 1.96 | R-454B | 650
216675938 | HEIL | D5CURAH24AAK | EA*5X37M21A* | *80MS(N,L)0701716A* | Split System | 24400 | 15.5 | 8.5 | 1.96 | R-454B | 650
216677307 | HEIL | D5CURAH24AAK | EA*5X37M21A* | *96MSN0802120A* | Split System | 24400 | 15.5 | 8.5 | 1.96 | R-454B | 650
216676017 | HEIL | D5CURAH24AAK | EA*5X25M17A* | *80MS(N,L)0901714A* | Split System | 24400 | 15.5 | 8.5 | 1.96 | R-454B | 650
216677603 | HEIL | D5CURAH24AAK | EA*5X37M21A* | *96VSN0801716B* | Split System | 24800 | 15.5 | 8.5 | 1.96 | R-454B | 650
216677344 | HEIL | D5CURAH24AAK | EA*5X37M21A* | *96MSN1002120A* | Split System | 24800 | 15.5 | 8.5 | 1.96 | R-454B | 650
217487276 | KEEPRITE | D5CUHAH36AAK+TIC2025-0016 | EA*5X42M21A* | *80MS(N,L)1102120A* | Split System | 35200 | 15.5 | 8.5 | 1.8 | R-454B | 650
217488467 | KEEPRITE | D5CUHAH36AAK+TIC2025-0016 | EA*5X48M21A* | *80MS(N,L)0702116A* | Split System | 35000 | 15.5 | 8.5 | 1.82 | R-454B | 650
217487635 | KEEPRITE | D5CUHAH36AAK+TIC2025-0016 | EA*5X48M21A* | *92MSN0801716A* | Split System | 35400 | 15.5 | 8.5 | 1.82 | R-454B | 650
217488290 | KEEPRITE | D5CUHAH36AAK+TIC2025-0016 | EA*5X48M21A* | *96MSN1002122A* | Split System | 35400 | 15.5 | 8.5 | 1.82 | R-454B | 650
217487840 | KEEPRITE | D5CUHAH36AAK+TIC2025-0016 | EA*5X48M21A* | *92MSN1002122A* | Split System | 35400 | 15.5 | 8.5 | 1.82 | R-454B | 650
217487013 | KEEPRITE | D5CUHAH36AAK+TIC2025-0016 | EA*5X37M21A* | *80MS(N,L)0901714A* | Split System | 35800 | 15.5 | 8.5 | 1.82 | R-454B | 650
217486790 | KEEPRITE | D5CUHAH36AAK+TIC2025-0016 | EA*5X43M21A* | *80MS(N,L)0701712A* | Split System | 36000 | 15.5 | 8.5 | 1.82 | R-454B | 650
217487194 | KEEPRITE | D5CUHAH36AAK+TIC2025-0016 | EA*5X48M21A* | *80MS(N,L)0902120A* | Split System | 35400 | 15.5 | 8.5 | 1.84 | R-454B | 650
217487036 | KEEPRITE | D5CUHAH36AAK+TIC2025-0016 | EA*5X43M21A* | *80MS(N,L)0901714A* | Split System | 36000 | 15.5 | 8.5 | 1.84 | R-454B | 650
217486929 | KEEPRITE | D5CUHAH36AAK+TIC2025-0016 | EA*5X37M21A* | *80MS(N,L)0702116A* | Split System | 36200 | 15.5 | 8.5 | 1.84 | R-454B | 650
217488129 | KEEPRITE | D5CUHAH36AAK+TIC2025-0016 | EA*5X43M21A* | *96MSN0802120A* | Split System | 36200 | 15.5 | 8.5 | 1.84 | R-454B | 650
217488263 | KEEPRITE | D5CUHAH36AAK+TIC2025-0016 | EA*5X37M21A* | *96MSN1002122A* | Split System | 36400 | 15.5 | 8.5 | 1.84 | R-454B | 650
217487703 | KEEPRITE | D5CUHAH36AAK+TIC2025-0016 | EA*5X43M21A* | *92MSN0802120A* | Split System | 36400 | 15.5 | 8.5 | 1.84 | R-454B | 650
217487161 | KEEPRITE | D5CUHAH36AAK+TIC2025-0016 | EA*5X37M21A* | *80MS(N,L)0902120A* | Split System | 36600 | 15.5 | 8.5 | 1.84 | R-454B | 650
217487683 | KEEPRITE | D5CUHAH36AAK+TIC2025-0016 | EA*5X37M21A* | *92MSN0802120A* | Split System | 36400 | 15.5 | 8.5 | 1.86 | R-454B | 650
216676217 | KEEPRITE | D5CURAH24AAK | EA*5X36M17A* | *80VSL0701412B* | Split System | 23800 | 15.5 | 8.5 | 1.92 | R-454B | 650
216676338 | KEEPRITE | D5CURAH24AAK | EA*5X36M17A* | *80MSU0401712A* | Split System | 23800 | 15.5 | 8.5 | 1.92 | R-454B | 650
216676267 | KEEPRITE | D5CURAH24AAK | EA*5X25M17A* | *80VSL0701716B* | Split System | 24200 | 15.5 | 8.5 | 1.94 | R-454B | 650
216676593 | KEEPRITE | D5CURAH24AAK | EA*5X25M17A* | *80VTL0451412B* | Split System | 24200 | 15.5 | 8.5 | 1.94 | R-454B | 650
216678137 | KEEPRITE | D5CURAH24AAK | EA*5X37M17A* | *96VTN0801716B* | Split System | 24400 | 15.5 | 8.5 | 1.94 | R-454B | 650
216677598 | KEEPRITE | D5CURAH24AAK | EA*5X37M17A* | *96VSN0801716B* | Split System | 24400 | 15.5 | 8.5 | 1.94 | R-454B | 650
216678336 | KEEPRITE | D5CURAH24AAK | EA*5X37M17A* | *97VTN0801716A* | Split System | 24400 | 15.5 | 8.5 | 1.94 | R-454B | 650
216676523 | KEEPRITE | D5CURAH24AAK | EA*5X37M21A* | *80MSU1002120A* | Split System | 24600 | 15.5 | 8.5 | 1.94 | R-454B | 650
216676465 | KEEPRITE | D5CURAH24AAK | EA*5X37M21A* | *80MSU0601716A* | Split System | 24200 | 15.5 | 8.5 | 1.96 | R-454B | 650
216676476 | KEEPRITE | D5CURAH24AAK | EA*5X37M21A* | *80MSU0802120A* | Split System | 24200 | 15.5 | 8.5 | 1.96 | R-454B | 650
216677784 | KEEPRITE | D5CURAH24AAK | EA*5X37M21A* | *95MSU0601716A* | Split System | 24400 | 15.5 | 8.5 | 1.96 | R-454B | 650
216678073 | KEEPRITE | D5CURAH24AAK | EA*5X37M21A* | *96VTN0601716B* | Split System | 24400 | 15.5 | 8.5 | 1.96 | R-454B | 650
216678277 | KEEPRITE | D5CURAH24AAK | EA*5X37M21A* | *97VTN0601716A* | Split System | 24400 | 15.5 | 8.5 | 1.96 | R-454B | 650
216677548 | KEEPRITE | D5CURAH24AAK | EA*5X37M21A* | *96VSN0601716B* | Split System | 24400 | 15.5 | 8.5 | 1.96 | R-454B | 650
216676698 | KEEPRITE | D5CURAH24AAK | EA*5X37M21A* | *80VTL0701716B* | Split System | 24400 | 15.5 | 8.5 | 1.96 | R-454B | 650
216676034 | KEEPRITE | D5CURAH24AAK | EA*5X37M21A* | *80MS(N,L)0901714A* | Split System | 24400 | 15.5 | 8.5 | 1.96 | R-454B | 650
216676948 | KEEPRITE | D5CURAH24AAK | EA*5X37M21A* | *92MSN0601714A* | Split System | 24400 | 15.5 | 8.5 | 1.96 | R-454B | 650
216675943 | KEEPRITE | D5CURAH24AAK | EA*5X37M21A* | *80MS(N,L)0701716A* | Split System | 24400 | 15.5 | 8.5 | 1.96 | R-454B | 650
216677313 | KEEPRITE | D5CURAH24AAK | EA*5X37M21A* | *96MSN0802120A* | Split System | 24400 | 15.5 | 8.5 | 1.96 | R-454B | 650
216676022 | KEEPRITE | D5CURAH24AAK | EA*5X25M17A* | *80MS(N,L)0901714A* | Split System | 24400 | 15.5 | 8.5 | 1.96 | R-454B | 650
216678150 | KEEPRITE | D5CURAH24AAK | EA*5X37M21A* | *96VTN0801716B* | Split System | 24800 | 15.5 | 8.5 | 1.96 | R-454B | 650
216678348 | KEEPRITE | D5CURAH24AAK | EA*5X37M21A* | *97VTN0801716A* | Split System | 24800 | 15.5 | 8.5 | 1.96 | R-454B | 650
216677349 | KEEPRITE | D5CURAH24AAK | EA*5X37M21A* | *96MSN1002120A* | Split System | 24800 | 15.5 | 8.5 | 1.96 | R-454B | 650
217487270 | PAYNE HEATING AND COOLING | 37MUHAQ36AA3+TIC2025-0016 | CAA**4221AM* | PG80MS(A,L)A60110C** | Split System | 35200 | 15.5 | 8.5 | 1.8 | R-454B | 650
217488461 | PAYNE HEATING AND COOLING | 37MUHAQ36AA3+TIC2025-0016 | CAA**4821AM* | PG80MS(A,L)A48070C** | Split System | 35000 | 15.5 | 8.5 | 1.82 | R-454B | 650
217488471 | PAYNE HEATING AND COOLING | 37MUHAQ36AA3+TIC2025-0016 | CAA**4821AM* | PG80MS(A,L)A48090C** | Split System | 35200 | 15.5 | 8.5 | 1.82 | R-454B | 650
217488516 | PAYNE HEATING AND COOLING | 37MUHAQ36AA3+TIC2025-0016 | CAA**4821AM* | PG96MSAA60100C** | Split System | 35400 | 15.5 | 8.5 | 1.82 | R-454B | 650
217487042 | PAYNE HEATING AND COOLING | 37MUHAQ36AA3+TIC2025-0016 | CAA**4821AM* | PG80MS(A,L)A42090B** | Split System | 35400 | 15.5 | 8.5 | 1.82 | R-454B | 650
217486784 | PAYNE HEATING AND COOLING | 37MUHAQ36AA3+TIC2025-0016 | CAA**4321AM* | PG80MS(A,L)A36070B** | Split System | 36000 | 15.5 | 8.5 | 1.82 | R-454B | 650
217487188 | PAYNE HEATING AND COOLING | 37MUHAQ36AA3+TIC2025-0016 | CAA**4821AM* | PG80MS(A,L)A60090C** | Split System | 35400 | 15.5 | 8.5 | 1.84 | R-454B | 650
217486763 | PAYNE HEATING AND COOLING | 37MUHAQ36AA3+TIC2025-0016 | CAA**3721AM* | PG80MS(A,L)A36070B** | Split System | 36000 | 15.5 | 8.5 | 1.84 | R-454B | 650
217487090 | PAYNE HEATING AND COOLING | 37MUHAQ36AA3+TIC2025-0016 | CAA**3721AM* | PG80MS(A,L)A48090C** | Split System | 36000 | 15.5 | 8.5 | 1.84 | R-454B | 650
217487111 | PAYNE HEATING AND COOLING | 37MUHAQ36AA3+TIC2025-0016 | CAA**4321AM* | PG80MS(A,L)A48090C** | Split System | 36000 | 15.5 | 8.5 | 1.84 | R-454B | 650
217488096 | PAYNE HEATING AND COOLING | 37MUHAQ36AA3+TIC2025-0016 | CAA**3721AM* | PG96MSAA60080C** | Split System | 36000 | 15.5 | 8.5 | 1.84 | R-454B | 650
217488122 | PAYNE HEATING AND COOLING | 37MUHAQ36AA3+TIC2025-0016 | CAA**4321AM* | PG96MSAA60080C** | Split System | 36200 | 15.5 | 8.5 | 1.84 | R-454B | 650
217487760 | PAYNE HEATING AND COOLING | 37MUHAQ36AA3+TIC2025-0016 | CAA**4321AM* | PG92MSAA60100C** | Split System | 36400 | 15.5 | 8.5 | 1.84 | R-454B | 650
217487697 | PAYNE HEATING AND COOLING | 37MUHAQ36AA3+TIC2025-0016 | CAA**4321AM* | PG92MSAA60080C** | Split System | 36400 | 15.5 | 8.5 | 1.84 | R-454B | 650
217488210 | PAYNE HEATING AND COOLING | 37MUHAQ36AA3+TIC2025-0016 | CAA**4321AM* | PG96MSAA60100C** | Split System | 36400 | 15.5 | 8.5 | 1.84 | R-454B | 650
217488187 | PAYNE HEATING AND COOLING | 37MUHAQ36AA3+TIC2025-0016 | CAA**3721AM* | PG96MSAA60100C** | Split System | 36400 | 15.5 | 8.5 | 1.84 | R-454B | 650
217487677 | PAYNE HEATING AND COOLING | 37MUHAQ36AA3+TIC2025-0016 | CAA**3721AM* | PG92MSAA60080C** | Split System | 36400 | 15.5 | 8.5 | 1.86 | R-454B | 650
216676619 | PAYNE HEATING AND COOLING | 37MURAQ24AA3 | CAA**3617AM* | PG80VTLB36070A** | Split System | 23800 | 15.5 | 8.5 | 1.92 | R-454B | 650
216676332 | PAYNE HEATING AND COOLING | 37MURAQ24AA3 | CAA**3617AM* | PG80MSUA36040B** | Split System | 23800 | 15.5 | 8.5 | 1.92 | R-454B | 650
216676587 | PAYNE HEATING AND COOLING | 37MURAQ24AA3 | CAA**2517AM* | PG80VTLB36045A** | Split System | 24200 | 15.5 | 8.5 | 1.94 | R-454B | 650
216678054 | PAYNE HEATING AND COOLING | 37MURAQ24AA3 | CAA**2517AM* | PG96VTAB48060B** | Split System | 24400 | 15.5 | 8.5 | 1.94 | R-454B | 650
216678259 | PAYNE HEATING AND COOLING | 37MURAQ24AA3 | CAA**2517AM* | PG97VTAA48060B** | Split System | 24400 | 15.5 | 8.5 | 1.94 | R-454B | 650
216678330 | PAYNE HEATING AND COOLING | 37MURAQ24AA3 | CAA**3717AM* | PG97VTAA48080B** | Split System | 24400 | 15.5 | 8.5 | 1.94 | R-454B | 650
216676517 | PAYNE HEATING AND COOLING | 37MURAQ24AA3 | CAA**3721AM* | PG80MSUA60100C** | Split System | 24600 | 15.5 | 8.5 | 1.94 | R-454B | 650
216676459 | PAYNE HEATING AND COOLING | 37MURAQ24AA3 | CAA**3721AM* | PG80MSUA48060B** | Split System | 24200 | 15.5 | 8.5 | 1.96 | R-454B | 650
216676470 | PAYNE HEATING AND COOLING | 37MURAQ24AA3 | CAA**3721AM* | PG80MSUA60080C** | Split System | 24200 | 15.5 | 8.5 | 1.96 | R-454B | 650
216677799 | PAYNE HEATING AND COOLING | 37MURAQ24AA3 | CAA**3721AM* | PG95MSUA60080C** | Split System | 24200 | 15.5 | 8.5 | 1.96 | R-454B | 650
216677721 | PAYNE HEATING AND COOLING | 37MURAQ24AA3 | CAA**3721AM* | PG95MSUA36040B** | Split System | 24400 | 15.5 | 8.5 | 1.96 | R-454B | 650
216678067 | PAYNE HEATING AND COOLING | 37MURAQ24AA3 | CAA**3721AM* | PG96VTAB48060B** | Split System | 24400 | 15.5 | 8.5 | 1.96 | R-454B | 650
216676692 | PAYNE HEATING AND COOLING | 37MURAQ24AA3 | CAA**3721AM* | PG80VTLB48070B** | Split System | 24400 | 15.5 | 8.5 | 1.96 | R-454B | 650
216676028 | PAYNE HEATING AND COOLING | 37MURAQ24AA3 | CAA**3721AM* | PG80MS(A,L)A42090B** | Split System | 24400 | 15.5 | 8.5 | 1.96 | R-454B | 650
216677306 | PAYNE HEATING AND COOLING | 37MURAQ24AA3 | CAA**3721AM* | PG96MSAA60080C** | Split System | 24400 | 15.5 | 8.5 | 1.96 | R-454B | 650
216676942 | PAYNE HEATING AND COOLING | 37MURAQ24AA3 | CAA**3721AM* | PG92MSAA42060B** | Split System | 24400 | 15.5 | 8.5 | 1.96 | R-454B | 650
216675937 | PAYNE HEATING AND COOLING | 37MURAQ24AA3 | CAA**3721AM* | PG80MS(A,L)A48070B** | Split System | 24400 | 15.5 | 8.5 | 1.96 | R-454B | 650
216678144 | PAYNE HEATING AND COOLING | 37MURAQ24AA3 | CAA**3721AM* | PG96VTAB48080B** | Split System | 24800 | 15.5 | 8.5 | 1.96 | R-454B | 650
216678342 | PAYNE HEATING AND COOLING | 37MURAQ24AA3 | CAA**3721AM* | PG97VTAA48080B** | Split System | 24800 | 15.5 | 8.5 | 1.96 | R-454B | 650
216677343 | PAYNE HEATING AND COOLING | 37MURAQ24AA3 | CAA**3721AM* | PG96MSAA60100C** | Split System | 24800 | 15.5 | 8.5 | 1.96 | R-454B | 650
217487277 | SMART COMFORT | D5CUHAH36AAK+TIC2025-0016 | EA*5X42M21A* | *80MS(N,L)1102120A* | Split System | 35200 | 15.5 | 8.5 | 1.8 | R-454B | 650
217487601 | SMART COMFORT | D5CUHAH36AAK+TIC2025-0016 | EA*5X37M21A* | *92MSN0801716A* | Split System | 36000 | 15.5 | 8.5 | 1.82 | R-454B | 650
217488105 | SMART COMFORT | D5CUHAH36AAK+TIC2025-0016 | EA*5X37M21A* | *96MSM0802120A* | Split System | 36000 | 15.5 | 8.5 | 1.84 | R-454B | 650
217487744 | SMART COMFORT | D5CUHAH36AAK+TIC2025-0016 | EA*5X37M21A* | *92MSN1002120A* | Split System | 36400 | 15.5 | 8.5 | 1.84 | R-454B | 650
216676339 | SMART COMFORT | D5CURAH24AAK | EA*5X36M17A* | *80MSU0401712A* | Split System | 23800 | 15.5 | 8.5 | 1.92 | R-454B | 650
216676268 | SMART COMFORT | D5CURAH24AAK | EA*5X25M17A* | *80VSL0701716B* | Split System | 24200 | 15.5 | 8.5 | 1.94 | R-454B | 650
216676158 | SMART COMFORT | D5CURAH24AAK | EA*5X25M17A* | *80VSL0451412B* | Split System | 24200 | 15.5 | 8.5 | 1.94 | R-454B | 650
216677599 | SMART COMFORT | D5CURAH24AAK | EA*5X37M17A* | *96VSN0801716B* | Split System | 24400 | 15.5 | 8.5 | 1.94 | R-454B | 650
216678337 | SMART COMFORT | D5CURAH24AAK | EA*5X37M17A* | *97VTN0801716A* | Split System | 24400 | 15.5 | 8.5 | 1.94 | R-454B | 650
216678138 | SMART COMFORT | D5CURAH24AAK | EA*5X37M17A* | *96VTN0801716B* | Split System | 24400 | 15.5 | 8.5 | 1.94 | R-454B | 650
216677539 | SMART COMFORT | D5CURAH24AAK | EA*5X25M17A* | *96VSN0601716B* | Split System | 24400 | 15.5 | 8.5 | 1.94 | R-454B | 650
216678266 | SMART COMFORT | D5CURAH24AAK | EA*5X25M17A* | *97VTN0601716A* | Split System | 24400 | 15.5 | 8.5 | 1.94 | R-454B | 650
216677806 | SMART COMFORT | D5CURAH24AAK | EA*5X37M21A* | *95MSU0802120A* | Split System | 24200 | 15.5 | 8.5 | 1.96 | R-454B | 650
216677728 | SMART COMFORT | D5CURAH24AAK | EA*5X37M21A* | *95MSU0401712A* | Split System | 24400 | 15.5 | 8.5 | 1.96 | R-454B | 650
216677785 | SMART COMFORT | D5CURAH24AAK | EA*5X37M21A* | *95MSU0601716A* | Split System | 24400 | 15.5 | 8.5 | 1.96 | R-454B | 650
216678074 | SMART COMFORT | D5CURAH24AAK | EA*5X37M21A* | *96VTN0601716B* | Split System | 24400 | 15.5 | 8.5 | 1.96 | R-454B | 650
216677549 | SMART COMFORT | D5CURAH24AAK | EA*5X37M21A* | *96VSN0601716B* | Split System | 24400 | 15.5 | 8.5 | 1.96 | R-454B | 650
216678278 | SMART COMFORT | D5CURAH24AAK | EA*5X37M21A* | *97VTN0601716A* | Split System | 24400 | 15.5 | 8.5 | 1.96 | R-454B | 650
216676699 | SMART COMFORT | D5CURAH24AAK | EA*5X37M21A* | *80VTL0701716B* | Split System | 24400 | 15.5 | 8.5 | 1.96 | R-454B | 650
216676035 | SMART COMFORT | D5CURAH24AAK | EA*5X37M21A* | *80MS(N,L)0901714A* | Split System | 24400 | 15.5 | 8.5 | 1.96 | R-454B | 650
216676023 | SMART COMFORT | D5CURAH24AAK | EA*5X25M17A* | *80MS(N,L)0901714A* | Split System | 24400 | 15.5 | 8.5 | 1.96 | R-454B | 650
216675944 | SMART COMFORT | D5CURAH24AAK | EA*5X37M21A* | *80MS(N,L)0701716A* | Split System | 24400 | 15.5 | 8.5 | 1.96 | R-454B | 650
216676949 | SMART COMFORT | D5CURAH24AAK | EA*5X37M21A* | *92MSN0601714A* | Split System | 24400 | 15.5 | 8.5 | 1.96 | R-454B | 650
216677314 | SMART COMFORT | D5CURAH24AAK | EA*5X37M21A* | *96MSN0802120A* | Split System | 24400 | 15.5 | 8.5 | 1.96 | R-454B | 650
216677315 | SMART COMFORT | D5CURAH24AAK | EA*5X37M21A* | *96MSM0802120A* | Split System | 24400 | 15.5 | 8.5 | 1.96 | R-454B | 650
216678151 | SMART COMFORT | D5CURAH24AAK | EA*5X37M21A* | *96VTN0801716B* | Split System | 24800 | 15.5 | 8.5 | 1.96 | R-454B | 650
216678349 | SMART COMFORT | D5CURAH24AAK | EA*5X37M21A* | *97VTN0801716A* | Split System | 24800 | 15.5 | 8.5 | 1.96 | R-454B | 650
216677350 | SMART COMFORT | D5CURAH24AAK | EA*5X37M21A* | *96MSN1002120A* | Split System | 24800 | 15.5 | 8.5 | 1.96 | R-454B | 650
217488478 | TEMPSTAR | D5CUHAH36AAK+TIC2025-0016 | EA*5X48M21A* | *80MS(N,L)0902116A* | Split System | 35200 | 15.5 | 8.5 | 1.82 | R-454B | 650
217487050 | TEMPSTAR | D5CUHAH36AAK+TIC2025-0016 | EA*5X48M21A* | *80MS(N,L)0901714A* | Split System | 35400 | 15.5 | 8.5 | 1.82 | R-454B | 650
217487038 | TEMPSTAR | D5CUHAH36AAK+TIC2025-0016 | EA*5X43M21A* | *80MS(N,L)0901714A* | Split System | 36000 | 15.5 | 8.5 | 1.84 | R-454B | 650
217487745 | TEMPSTAR | D5CUHAH36AAK+TIC2025-0016 | EA*5X37M21A* | *92MSN1002120A* | Split System | 36400 | 15.5 | 8.5 | 1.84 | R-454B | 650
217487704 | TEMPSTAR | D5CUHAH36AAK+TIC2025-0016 | EA*5X43M21A* | *92MSN0802120A* | Split System | 36400 | 15.5 | 8.5 | 1.84 | R-454B | 650
217487185 | TEMPSTAR | D5CUHAH36AAK+TIC2025-0016 | EA*5X43M21A* | *80MS(N,L)0902120A* | Split System | 36600 | 15.5 | 8.5 | 1.84 | R-454B | 650
217487684 | TEMPSTAR | D5CUHAH36AAK+TIC2025-0016 | EA*5X37M21A* | *92MSN0802120A* | Split System | 36400 | 15.5 | 8.5 | 1.86 | R-454B | 650
216676219 | TEMPSTAR | D5CURAH24AAK | EA*5X36M17A* | *80VSL0701412B* | Split System | 23800 | 15.5 | 8.5 | 1.92 | R-454B | 650
216676340 | TEMPSTAR | D5CURAH24AAK | EA*5X36M17A* | *80MSU0401712A* | Split System | 23800 | 15.5 | 8.5 | 1.92 | R-454B | 650
216676269 | TEMPSTAR | D5CURAH24AAK | EA*5X25M17A* | *80VSL0701716B* | Split System | 24200 | 15.5 | 8.5 | 1.94 | R-454B | 650
216676595 | TEMPSTAR | D5CURAH24AAK | EA*5X25M17A* | *80VTL0451412B* | Split System | 24200 | 15.5 | 8.5 | 1.94 | R-454B | 650
216677540 | TEMPSTAR | D5CURAH24AAK | EA*5X25M17A* | *96VSN0601716B* | Split System | 24400 | 15.5 | 8.5 | 1.94 | R-454B | 650
216678062 | TEMPSTAR | D5CURAH24AAK | EA*5X25M17A* | *96VTN0601716B* | Split System | 24400 | 15.5 | 8.5 | 1.94 | R-454B | 650
216678267 | TEMPSTAR | D5CURAH24AAK | EA*5X25M17A* | *97VTN0601716A* | Split System | 24400 | 15.5 | 8.5 | 1.94 | R-454B | 650
216678338 | TEMPSTAR | D5CURAH24AAK | EA*5X37M17A* | *97VTN0801716A* | Split System | 24400 | 15.5 | 8.5 | 1.94 | R-454B | 650
216677600 | TEMPSTAR | D5CURAH24AAK | EA*5X37M17A* | *96VSN0801716B* | Split System | 24400 | 15.5 | 8.5 | 1.94 | R-454B | 650
216676525 | TEMPSTAR | D5CURAH24AAK | EA*5X37M21A* | *80MSU1002120A* | Split System | 24600 | 15.5 | 8.5 | 1.94 | R-454B | 650
216676467 | TEMPSTAR | D5CURAH24AAK | EA*5X37M21A* | *80MSU0601716A* | Split System | 24200 | 15.5 | 8.5 | 1.96 | R-454B | 650
216676478 | TEMPSTAR | D5CURAH24AAK | EA*5X37M21A* | *80MSU0802120A* | Split System | 24200 | 15.5 | 8.5 | 1.96 | R-454B | 650
216677807 | TEMPSTAR | D5CURAH24AAK | EA*5X37M21A* | *95MSU0802120A* | Split System | 24200 | 15.5 | 8.5 | 1.96 | R-454B | 650
216677729 | TEMPSTAR | D5CURAH24AAK | EA*5X37M21A* | *95MSU0401712A* | Split System | 24400 | 15.5 | 8.5 | 1.96 | R-454B | 650
216677786 | TEMPSTAR | D5CURAH24AAK | EA*5X37M21A* | *95MSU0601716A* | Split System | 24400 | 15.5 | 8.5 | 1.96 | R-454B | 650
216677550 | TEMPSTAR | D5CURAH24AAK | EA*5X37M21A* | *96VSN0601716B* | Split System | 24400 | 15.5 | 8.5 | 1.96 | R-454B | 650
216678279 | TEMPSTAR | D5CURAH24AAK | EA*5X37M21A* | *97VTN0601716A* | Split System | 24400 | 15.5 | 8.5 | 1.96 | R-454B | 650
216676700 | TEMPSTAR | D5CURAH24AAK | EA*5X37M21A* | *80VTL0701716B* | Split System | 24400 | 15.5 | 8.5 | 1.96 | R-454B | 650
216675945 | TEMPSTAR | D5CURAH24AAK | EA*5X37M21A* | *80MS(N,L)0701716A* | Split System | 24400 | 15.5 | 8.5 | 1.96 | R-454B | 650
216677316 | TEMPSTAR | D5CURAH24AAK | EA*5X37M21A* | *96MSN0802120A* | Split System | 24400 | 15.5 | 8.5 | 1.96 | R-454B | 650
216676024 | TEMPSTAR | D5CURAH24AAK | EA*5X25M17A* | *80MS(N,L)0901714A* | Split System | 24400 | 15.5 | 8.5 | 1.96 | R-454B | 650
216678152 | TEMPSTAR | D5CURAH24AAK | EA*5X37M21A* | *96VTN0801716B* | Split System | 24800 | 15.5 | 8.5 | 1.96 | R-454B | 650
216677610 | TEMPSTAR | D5CURAH24AAK | EA*5X37M21A* | *96VSN0801716B* | Split System | 24800 | 15.5 | 8.5 | 1.96 | R-454B | 650
216678350 | TEMPSTAR | D5CURAH24AAK | EA*5X37M21A* | *97VTN0801716A* | Split System | 24800 | 15.5 | 8.5 | 1.96 | R-454B | 650
216677351 | TEMPSTAR | D5CURAH24AAK | EA*5X37M21A* | *96MSN1002120A* | Split System | 24800 | 15.5 | 8.5 | 1.96 | R-454B | 650
217487261 | AIRQUEST | D5CUHAH36AAK+TIC2025-0016 | EA*5X37M21A* | *80MS(N,L)1102120A* | Split System | 36200 | 16 | 8.5 | 1.84 | R-454B | 650
216677847 | AIRQUEST | D5CURAH24AAK | ESH5X36M12A* | *95MSU1002122A* | Split System | 24800 | 16 | 8.5 | 1.92 | R-454B | 650
216676390 | AIRQUEST | D5CURAH24AAK | EA*5X37M21A* | *80MSU0401712A* | Split System | 24400 | 16 | 8.5 | 1.94 | R-454B | 650
216676378 | AIRQUEST | D5CURAH24AAK | EA*5X25M17A* | *80MSU0401712A* | Split System | 24400 | 16 | 8.5 | 1.94 | R-454B | 650
216677029 | AIRQUEST | D5CURAH24AAK | EA*5X37M21A* | *92MSN1002120A* | Split System | 24400 | 16 | 8.5 | 1.96 | R-454B | 650
217487285 | ARCOAIRE | D5CUHAH36AAK+TIC2025-0016 | EA*5X43M21A* | *80MS(N,L)1102120A* | Split System | 36200 | 16 | 8.5 | 1.84 | R-454B | 650
216677848 | ARCOAIRE | D5CURAH24AAK | ESH5X36M12A* | *95MSU1002122A* | Split System | 24800 | 16 | 8.5 | 1.92 | R-454B | 650
216676379 | ARCOAIRE | D5CURAH24AAK | EA*5X25M17A* | *80MSU0401712A* | Split System | 24400 | 16 | 8.5 | 1.94 | R-454B | 650
216677030 | ARCOAIRE | D5CURAH24AAK | EA*5X37M21A* | *92MSN1002120A* | Split System | 24400 | 16 | 8.5 | 1.96 | R-454B | 650
216675824 | ARCOAIRE | D5CURAH24AAK | EA*5X25M17A* | *80MS(N,L)0701412A* | Split System | 24400 | 16 | 8.5 | 1.96 | R-454B | 650
217486520 | BRYANT HEATING AND COOLING SYSTEMS | 37MUHAQ36AA3+TIC2025-0016 | FJ5AN*C42L* |  | Split System | 35800 | 16 | 8.5 | 1.82 | R-454B | 650
217487258 | BRYANT HEATING AND COOLING SYSTEMS | 37MUHAQ36AA3+TIC2025-0016 | CAA**3721AM* | 8(0,1)*SB60110M21*** | Split System | 36200 | 16 | 8.5 | 1.84 | R-454B | 650
216677845 | BRYANT HEATING AND COOLING SYSTEMS | 37MURAQ24AA3 | CSAH*3612AM* | 935SB66100M21*** | Split System | 24800 | 16 | 8.5 | 1.92 | R-454B | 650
216676387 | BRYANT HEATING AND COOLING SYSTEMS | 37MURAQ24AA3 | CAA**3721AM* | 83*SB36040M17*** | Split System | 24400 | 16 | 8.5 | 1.94 | R-454B | 650
216676375 | BRYANT HEATING AND COOLING SYSTEMS | 37MURAQ24AA3 | CAA**2517AM* | 83*SB36040M17*** | Split System | 24400 | 16 | 8.5 | 1.94 | R-454B | 650
216677026 | BRYANT HEATING AND COOLING SYSTEMS | 37MURAQ24AA3 | CAA**3721AM* | 912SE60100M21*** | Split System | 24400 | 16 | 8.5 | 1.96 | R-454B | 650
216675820 | BRYANT HEATING AND COOLING SYSTEMS | 37MURAQ24AA3 | CAA**2517AM* | 8(0,1)*SB36070M14*** | Split System | 24400 | 16 | 8.5 | 1.96 | R-454B | 650
217487292 | CARRIER | 37MUHAQ36AA3+TIC2025-0016 | CAA**4821AM* | 58S(B,C)*B110M21**20 | Split System | 35800 | 16 | 8.5 | 1.82 | R-454B | 650
216677844 | CARRIER | 37MURAQ24AA3 | CSAH*3612AM* | 59SU5B100M21**22 | Split System | 24800 | 16 | 8.5 | 1.92 | R-454B | 650
216676374 | CARRIER | 37MURAQ24AA3 | CAA**2517AM* | 58SU*B040M17**12 | Split System | 24400 | 16 | 8.5 | 1.94 | R-454B | 650
216677025 | CARRIER | 37MURAQ24AA3 | CAA**3721AM* | 59SC2E100M21**20 | Split System | 24400 | 16 | 8.5 | 1.96 | R-454B | 650
216675819 | CARRIER | 37MURAQ24AA3 | CAA**2517AM* | 58S(B,C)*B070M14**12 | Split System | 24400 | 16 | 8.5 | 1.96 | R-454B | 650
217487263 | COMFORTMAKER | D5CUHAH36AAK+TIC2025-0016 | EA*5X37M21A* | *80MS(N,L)1102120A* | Split System | 36200 | 16 | 8.5 | 1.84 | R-454B | 650
217487286 | COMFORTMAKER | D5CUHAH36AAK+TIC2025-0016 | EA*5X43M21A* | *80MS(N,L)1102120A* | Split System | 36200 | 16 | 8.5 | 1.84 | R-454B | 650
216677849 | COMFORTMAKER | D5CURAH24AAK | ESH5X36M12A* | *95MSU1002122A* | Split System | 24800 | 16 | 8.5 | 1.92 | R-454B | 650
216676392 | COMFORTMAKER | D5CURAH24AAK | EA*5X37M21A* | *80MSU0401712A* | Split System | 24400 | 16 | 8.5 | 1.94 | R-454B | 650
216676380 | COMFORTMAKER | D5CURAH24AAK | EA*5X25M17A* | *80MSU0401712A* | Split System | 24400 | 16 | 8.5 | 1.94 | R-454B | 650
216677031 | COMFORTMAKER | D5CURAH24AAK | EA*5X37M21A* | *92MSN1002120A* | Split System | 24400 | 16 | 8.5 | 1.96 | R-454B | 650
216675825 | COMFORTMAKER | D5CURAH24AAK | EA*5X25M17A* | *80MS(N,L)0701412A* | Split System | 24400 | 16 | 8.5 | 1.96 | R-454B | 650
216677850 | DAY & NIGHT | D5CURAH24AAK | ESH5X36M12A* | *95MSU1002122A* | Split System | 24800 | 16 | 8.5 | 1.92 | R-454B | 650
216676393 | DAY & NIGHT | D5CURAH24AAK | EA*5X37M21A* | *80MSU0401712A* | Split System | 24400 | 16 | 8.5 | 1.94 | R-454B | 650
216676381 | DAY & NIGHT | D5CURAH24AAK | EA*5X25M17A* | *80MSU0401712A* | Split System | 24400 | 16 | 8.5 | 1.94 | R-454B | 650
216677032 | DAY & NIGHT | D5CURAH24AAK | EA*5X37M21A* | *92MSN1002120A* | Split System | 24400 | 16 | 8.5 | 1.96 | R-454B | 650
216675826 | DAY & NIGHT | D5CURAH24AAK | EA*5X25M17A* | *80MS(N,L)0701412A* | Split System | 24400 | 16 | 8.5 | 1.96 | R-454B | 650
217488505 | HEIL | D5CUHAH36AAK+TIC2025-0016 | EA*5X48M21A* | *92MSN1002120A* | Split System | 35400 | 16 | 8.5 | 1.82 | R-454B | 650
217486524 | HEIL | D5CUHAH36AAK+TIC2025-0016 | FHMA5*42L*C* |  | Split System | 35800 | 16 | 8.5 | 1.82 | R-454B | 650
217487295 | HEIL | D5CUHAH36AAK+TIC2025-0016 | EA*5X48M21A* | *80MS(N,L)1102120A* | Split System | 35800 | 16 | 8.5 | 1.82 | R-454B | 650
217487283 | HEIL | D5CUHAH36AAK+TIC2025-0016 | EA*5X43M21A* | *80MS(N,L)1102120A* | Split System | 36200 | 16 | 8.5 | 1.84 | R-454B | 650
216677846 | HEIL | D5CURAH24AAK | ESH5X36M12A* | *95MSU1002122A* | Split System | 24800 | 16 | 8.5 | 1.92 | R-454B | 650
216676389 | HEIL | D5CURAH24AAK | EA*5X37M21A* | *80MSU0401712A* | Split System | 24400 | 16 | 8.5 | 1.94 | R-454B | 650
216676377 | HEIL | D5CURAH24AAK | EA*5X25M17A* | *80MSU0401712A* | Split System | 24400 | 16 | 8.5 | 1.94 | R-454B | 650
216677028 | HEIL | D5CURAH24AAK | EA*5X37M21A* | *92MSN1002120A* | Split System | 24400 | 16 | 8.5 | 1.96 | R-454B | 650
216675822 | HEIL | D5CURAH24AAK | EA*5X25M17A* | *80MS(N,L)0701412A* | Split System | 24400 | 16 | 8.5 | 1.96 | R-454B | 650
217486529 | KEEPRITE | D5CUHAH36AAK+TIC2025-0016 | FHMA5*42L*C* |  | Split System | 35800 | 16 | 8.5 | 1.82 | R-454B | 650
217487300 | KEEPRITE | D5CUHAH36AAK+TIC2025-0016 | EA*5X48M21A* | *80MS(N,L)1102120A* | Split System | 35800 | 16 | 8.5 | 1.82 | R-454B | 650
217487265 | KEEPRITE | D5CUHAH36AAK+TIC2025-0016 | EA*5X37M21A* | *80MS(N,L)1102120A* | Split System | 36200 | 16 | 8.5 | 1.84 | R-454B | 650
216677851 | KEEPRITE | D5CURAH24AAK | ESH5X36M12A* | *95MSU1002122A* | Split System | 24800 | 16 | 8.5 | 1.92 | R-454B | 650
216676394 | KEEPRITE | D5CURAH24AAK | EA*5X37M21A* | *80MSU0401712A* | Split System | 24400 | 16 | 8.5 | 1.94 | R-454B | 650
216676382 | KEEPRITE | D5CURAH24AAK | EA*5X25M17A* | *80MSU0401712A* | Split System | 24400 | 16 | 8.5 | 1.94 | R-454B | 650
216677033 | KEEPRITE | D5CURAH24AAK | EA*5X37M21A* | *92MSN1002120A* | Split System | 24400 | 16 | 8.5 | 1.96 | R-454B | 650
216675827 | KEEPRITE | D5CURAH24AAK | EA*5X25M17A* | *80MS(N,L)0701412A* | Split System | 24400 | 16 | 8.5 | 1.96 | R-454B | 650
217488504 | PAYNE HEATING AND COOLING | 37MUHAQ36AA3+TIC2025-0016 | CAA**4821AM* | PG92MSAA60100C** | Split System | 35400 | 16 | 8.5 | 1.82 | R-454B | 650
217486522 | PAYNE HEATING AND COOLING | 37MUHAQ36AA3+TIC2025-0016 | FJ5AN*C42L* |  | Split System | 35800 | 16 | 8.5 | 1.82 | R-454B | 650
217486523 | PAYNE HEATING AND COOLING | 37MUHAQ36AA3+TIC2025-0016 | PF5MN*C42L* |  | Split System | 35800 | 16 | 8.5 | 1.82 | R-454B | 650
216677027 | PAYNE HEATING AND COOLING | 37MURAQ24AA3 | CAA**3721AM* | PG92MSAA60100C** | Split System | 24400 | 16 | 8.5 | 1.96 | R-454B | 650
216676383 | SMART COMFORT | D5CURAH24AAK | EA*5X25M17A* | *80MSU0401712A* | Split System | 24400 | 16 | 8.5 | 1.94 | R-454B | 650
216676395 | SMART COMFORT | D5CURAH24AAK | EA*5X37M21A* | *80MSU0401712A* | Split System | 24400 | 16 | 8.5 | 1.94 | R-454B | 650
216675828 | SMART COMFORT | D5CURAH24AAK | EA*5X25M17A* | *80MS(N,L)0701412A* | Split System | 24400 | 16 | 8.5 | 1.96 | R-454B | 650
216677034 | SMART COMFORT | D5CURAH24AAK | EA*5X37M21A* | *92MSN1002120A* | Split System | 24400 | 16 | 8.5 | 1.96 | R-454B | 650
217488512 | TEMPSTAR | D5CUHAH36AAK+TIC2025-0016 | EA*5X48M21A* | *92MSN1002120A* | Split System | 35400 | 16 | 8.5 | 1.82 | R-454B | 650
217487290 | TEMPSTAR | D5CUHAH36AAK+TIC2025-0016 | EA*5X43M21A* | *80MS(N,L)1102120A* | Split System | 36200 | 16 | 8.5 | 1.84 | R-454B | 650
216676396 | TEMPSTAR | D5CURAH24AAK | EA*5X37M21A* | *80MSU0401712A* | Split System | 24400 | 16 | 8.5 | 1.94 | R-454B | 650
216677035 | TEMPSTAR | D5CURAH24AAK | EA*5X37M21A* | *92MSN1002120A* | Split System | 24400 | 16 | 8.5 | 1.96 | R-454B | 650
216675829 | TEMPSTAR | D5CURAH24AAK | EA*5X25M17A* | *80MS(N,L)0701412A* | Split System | 24400 | 16 | 8.5 | 1.96 | R-454B | 650
214719908 | CHAMPION HEATING AND COOLING | HH836E2S11 | CTU48C5XFS1+TXV | TM9Y100C20MP11 | Split System | 34200 | 17 | 8.5 | 2 | R-454B | 650
217486539 | AIRQUEST | D5CUHAH36AAK+TIC2025-0016 | FHMA5*48L*C* |  | Split System | 38000 | 16 | 8.5 | 1.84 | R-454B | 650
217486538 | HEIL | D5CUHAH36AAK+TIC2025-0016 | FHMA5*48L*C* |  | Split System | 38000 | 16 | 8.5 | 1.84 | R-454B | 650
215931528 | ARCOAIRE | H5H3V60*K*AAA* | EA*5X60M24A*+WALLCON | *80CSU1002120A* | Split System | 55500 | 18.5 | 8.5 | 2.04 | R-454B | 650
215931530 | DAY & NIGHT | C5H3V60*K*AAA* | EA*5X60M24A*+WALLCON | *80CSU1002120A* | Split System | 55500 | 18.5 | 8.5 | 2.04 | R-454B | 650
215931531 | KEEPRITE | C5H3V60*K*AAA* | EA*5X60M24A*+WALLCON | *80CSU1002120A* | Split System | 55500 | 18.5 | 8.5 | 2.04 | R-454B | 650
215931678 | ARCOAIRE | H5H3V60*K*AAA* | EA*5X61M24A*+WALLCON | *80CSU1002120A* | Split System | 57000 | 19 | 8.5 | 2.02 | R-454B | 650
215931680 | DAY & NIGHT | C5H3V60*K*AAA* | EA*5X61M24A*+WALLCON | *80CSU1002120A* | Split System | 57000 | 19 | 8.5 | 2.02 | R-454B | 650
215940652 | KENMORE | (C,H,T)5H3V36*K*AAA* | EVD5X42M21A*+WALLCON | *97CTN0601716A* | Split System | 34000 | 20 | 8.5 | 2.02 | R-454B | 650
215935792 | KENMORE | (C,H,T)5H3V36*K*AAA* | EVD5X37M21A*+WALLCON | *97CMN0601714B* | Split System | 34400 | 20.5 | 8.5 | 2.08 | R-454B | 650
215936282 | KENMORE | (C,H,T)5H3V36*K*AAA* | EVD5X48M21A*+WALLCON | *97CMN0601714B* | Split System | 34400 | 20.5 | 8.5 | 2.08 | R-454B | 650
216599680 | AMERICAN STANDARD | 5A6V8X24A1 | 5PX*B006AS3 | S9V2B080U4PSC+LRP | Split System | 22000 | 18.1 | 8.5 | 2.2 | R-454B | 650
216599682 | AMERICAN STANDARD | 5A6V8X24A1 | 5PX*BD06AS3 | S9V2B080D4PSC+LRP | Split System | 22000 | 18.1 | 8.5 | 2.2 | R-454B | 650
216599679 | TRANE | 5TWV8X24A1 | 5PX*B006AS3 | S9V2B080U4PSC+LRP | Split System | 22000 | 18.1 | 8.5 | 2.2 | R-454B | 650
215931562 | KENMORE | (C,H,T)5H3V60*K*AAA* | EA*5X60M24A*+WALLCON | *80CTL1102120B* | Split System | 56000 | 18.5 | 8.5 | 2.06 | R-454B | 650
215931665 | BRYANT HEATING AND COOLING SYSTEMS | 293VAN060**AA* | CAA**6124AM*+UI | 83*CA60080C21*** | Split System | 57000 | 19 | 8.5 | 2.04 | R-454B | 650
215936042 | KENMORE | (C,H,T)5H3V36*K*AAA* | EVD5X42M21A*+WALLCON | *95CSU0601716B* | Split System | 34200 | 20.5 | 8.5 | 2.04 | R-454B | 650
215934972 | KENMORE | (C,H,T)5H3V36*K*AAA* | EVM5X48M21A*+WALLCON | *96CTN0601714B* | Split System | 34600 | 20.5 | 8.5 | 2.05 | R-454B | 650
216772735 | AIRQUEST | D5CUHAH48AAK | FTMA5B60L0D* |  | Split System | 47500 | 15.2 | 9 | 1.8 | R-454B | 650
216772731 | BRYANT HEATING AND COOLING SYSTEMS | 37MUHAQ48AA3 | FG5ANBD60L* |  | Split System | 47500 | 15.2 | 9 | 1.8 | R-454B | 650
216772729 | CARRIER | 37MUHAQ48AA3 | FG5ANBD60L* |  | Split System | 47500 | 15.2 | 9 | 1.8 | R-454B | 650
216772734 | HEIL | D5CUHAH48AAK | FTMA5B60L0D* |  | Split System | 47500 | 15.2 | 9 | 1.8 | R-454B | 650
216772739 | KEEPRITE | D5CUHAH48AAK | FTMA5B60L0D* |  | Split System | 47500 | 15.2 | 9 | 1.8 | R-454B | 650
216772733 | PAYNE HEATING AND COOLING | 37MUHAQ48AA3 | PF5TNBD60L* |  | Split System | 47500 | 15.2 | 9 | 1.8 | R-454B | 650
216772740 | SMART COMFORT | D5CUHAH48AAK | FTMA5B60L0D* |  | Split System | 47500 | 15.2 | 9 | 1.8 | R-454B | 650
216772741 | TEMPSTAR | D5CUHAH48AAK | FTMA5B60L0D* |  | Split System | 47500 | 15.2 | 9 | 1.8 | R-454B | 650
216676401 | AIRQUEST | D5CURAH24AAK | EA*5X24M17A* | *80MSU0401712A* | Split System | 23400 | 15.2 | 9 | 2 | R-454B | 650
216675846 | AIRQUEST | D5CURAH24AAK | EA*5X24M17A* | *80MS(N,L)0701712A* | Split System | 23600 | 15.2 | 9 | 2 | R-454B | 650
216676398 | BRYANT HEATING AND COOLING SYSTEMS | 37MURAQ24AA3 | CAA**2417AM* | 83*SB36040M17*** | Split System | 23400 | 15.2 | 9 | 2 | R-454B | 650
216675843 | BRYANT HEATING AND COOLING SYSTEMS | 37MURAQ24AA3 | CAA**2417AM* | 8(0,1)*SB36070M17*** | Split System | 23600 | 15.2 | 9 | 2 | R-454B | 650
216676397 | CARRIER | 37MURAQ24AA3 | CAA**2417AM* | 58SU*B040M17**12 | Split System | 23400 | 15.2 | 9 | 2 | R-454B | 650
216675842 | CARRIER | 37MURAQ24AA3 | CAA**2417AM* | 58S(B,C)*B070M17**12 | Split System | 23600 | 15.2 | 9 | 2 | R-454B | 650
216676403 | COMFORTMAKER | D5CURAH24AAK | EA*5X24M17A* | *80MSU0401712A* | Split System | 23400 | 15.2 | 9 | 2 | R-454B | 650
216675848 | COMFORTMAKER | D5CURAH24AAK | EA*5X24M17A* | *80MS(N,L)0701712A* | Split System | 23600 | 15.2 | 9 | 2 | R-454B | 650
216675849 | DAY & NIGHT | D5CURAH24AAK | EA*5X24M17A* | *80MS(N,L)0701712A* | Split System | 23600 | 15.2 | 9 | 2 | R-454B | 650
216676400 | HEIL | D5CURAH24AAK | EA*5X24M17A* | *80MSU0401712A* | Split System | 23400 | 15.2 | 9 | 2 | R-454B | 650
216675845 | HEIL | D5CURAH24AAK | EA*5X24M17A* | *80MS(N,L)0701712A* | Split System | 23600 | 15.2 | 9 | 2 | R-454B | 650
216675850 | KEEPRITE | D5CURAH24AAK | EA*5X24M17A* | *80MS(N,L)0701712A* | Split System | 23600 | 15.2 | 9 | 2 | R-454B | 650
216676399 | PAYNE HEATING AND COOLING | 37MURAQ24AA3 | CAA**2417AM* | PG80MSUA36040B** | Split System | 23400 | 15.2 | 9 | 2 | R-454B | 650
216675844 | PAYNE HEATING AND COOLING | 37MURAQ24AA3 | CAA**2417AM* | PG80MS(A,L)A36070B** | Split System | 23600 | 15.2 | 9 | 2 | R-454B | 650
216676406 | SMART COMFORT | D5CURAH24AAK | EA*5X24M17A* | *80MSU0401712A* | Split System | 23400 | 15.2 | 9 | 2 | R-454B | 650
216676407 | TEMPSTAR | D5CURAH24AAK | EA*5X24M17A* | *80MSU0401712A* | Split System | 23400 | 15.2 | 9 | 2 | R-454B | 650
216676183 | AIRQUEST | D5CURAH24AAK | EA*5X24M17A* | *80VSL0701412B* | Split System | 23400 | 15.5 | 9 | 1.98 | R-454B | 650
216676184 | ARCOAIRE | D5CURAH24AAK | EA*5X24M17A* | *80VSL0701412B* | Split System | 23400 | 15.5 | 9 | 1.98 | R-454B | 650
216676606 | BRYANT HEATING AND COOLING SYSTEMS | 37MURAQ24AA3 | CAA**2417AM* | 82*TB36070V14*** | Split System | 23400 | 15.5 | 9 | 1.98 | R-454B | 650
216676180 | CARRIER | 37MURAQ24AA3 | CAA**2417AM* | 58SP*B070V14**12 | Split System | 23400 | 15.5 | 9 | 1.98 | R-454B | 650
216676185 | COMFORTMAKER | D5CURAH24AAK | EA*5X24M17A* | *80VSL0701412B* | Split System | 23400 | 15.5 | 9 | 1.98 | R-454B | 650
216676187 | KEEPRITE | D5CURAH24AAK | EA*5X24M17A* | *80VSL0701412B* | Split System | 23400 | 15.5 | 9 | 1.98 | R-454B | 650
216676607 | PAYNE HEATING AND COOLING | 37MURAQ24AA3 | CAA**2417AM* | PG80VTLB36070A** | Split System | 23400 | 15.5 | 9 | 1.98 | R-454B | 650
216676188 | SMART COMFORT | D5CURAH24AAK | EA*5X24M17A* | *80VSL0701412B* | Split System | 23400 | 15.5 | 9 | 1.98 | R-454B | 650
216676189 | TEMPSTAR | D5CURAH24AAK | EA*5X24M17A* | *80VSL0701412B* | Split System | 23400 | 15.5 | 9 | 1.98 | R-454B | 650
216678588 | AIRQUEST | D5CURAH24AAK | FHMA5*30L*B* |  | Split System | 25000 | 15.2 | 9 | 2.04 | R-454B | 650
216678490 | AIRQUEST | D5CURAH24AAK | EA*5X37M21A* | OMV112K14A | Split System | 25200 | 15.2 | 9 | 2.06 | R-454B | 650
216678591 | ARCOAIRE | D5CURAH24AAK | F5MA5*30L*B* |  | Split System | 25000 | 15.2 | 9 | 2.04 | R-454B | 650
216678590 | ARCOAIRE | D5CURAH24AAK | FHMA5*30L*B* |  | Split System | 25000 | 15.2 | 9 | 2.04 | R-454B | 650
216678548 | ARCOAIRE | D5CURAH24AAK | FEVB0024**+NAVA53601CK |  | Split System | 24600 | 15.2 | 9 | 2.06 | R-454B | 650
216678581 | BRYANT HEATING AND COOLING SYSTEMS | 37MURAQ24AA3 | FJ5AN*B30L* |  | Split System | 25000 | 15.2 | 9 | 2.04 | R-454B | 650
216678583 | BRYANT HEATING AND COOLING SYSTEMS | 37MURAQ24AA3 | F55AA*B30L* |  | Split System | 25000 | 15.2 | 9 | 2.04 | R-454B | 650
216678582 | BRYANT HEATING AND COOLING SYSTEMS | 37MURAQ24AA3 | PF5MN*B30L* |  | Split System | 25000 | 15.2 | 9 | 2.04 | R-454B | 650
216678580 | CARRIER | 37MURAQ24AA3 | F55AA*B30L* |  | Split System | 25000 | 15.2 | 9 | 2.04 | R-454B | 650
216678543 | CARRIER | 37MURAQ24AA3 | FEVB0024**+NAVA53601CK |  | Split System | 24600 | 15.2 | 9 | 2.06 | R-454B | 650
216678487 | CARRIER | 37MURAQ24AA3 | CAA**3721AM* | OVMAAB042112 | Split System | 25200 | 15.2 | 9 | 2.06 | R-454B | 650
216678592 | COMFORTMAKER | D5CURAH24AAK | FHMA5*30L*B* |  | Split System | 25000 | 15.2 | 9 | 2.04 | R-454B | 650
216678549 | COMFORTMAKER | D5CURAH24AAK | FEVB0024**+NAVA53601CK |  | Split System | 24600 | 15.2 | 9 | 2.06 | R-454B | 650
216678492 | COMFORTMAKER | D5CURAH24AAK | EA*5X37M21A* | OMV112K14A | Split System | 25200 | 15.2 | 9 | 2.06 | R-454B | 650
216678595 | DAY & NIGHT | D5CURAH24AAK | F5MA5*30L*B* |  | Split System | 25000 | 15.2 | 9 | 2.04 | R-454B | 650
216678550 | DAY & NIGHT | D5CURAH24AAK | FEVB0024**+NAVA53601CK |  | Split System | 24600 | 15.2 | 9 | 2.06 | R-454B | 650
216678587 | HEIL | D5CURAH24AAK | F5MA5*30L*B* |  | Split System | 25000 | 15.2 | 9 | 2.04 | R-454B | 650
216678546 | HEIL | D5CURAH24AAK | FEVB0024**+NAVA53601CK |  | Split System | 24600 | 15.2 | 9 | 2.06 | R-454B | 650
216678489 | HEIL | D5CURAH24AAK | EA*5X37M21A* | OMV112K14A | Split System | 25200 | 15.2 | 9 | 2.06 | R-454B | 650
216678597 | KEEPRITE | D5CURAH24AAK | F5MA5*30L*B* |  | Split System | 25000 | 15.2 | 9 | 2.04 | R-454B | 650
216678596 | KEEPRITE | D5CURAH24AAK | FHMA5*30L*B* |  | Split System | 25000 | 15.2 | 9 | 2.04 | R-454B | 650
216678551 | KEEPRITE | D5CURAH24AAK | FEVB0024**+NAVA53601CK |  | Split System | 24600 | 15.2 | 9 | 2.06 | R-454B | 650
216678494 | KEEPRITE | D5CURAH24AAK | EA*5X37M21A* | OMV112K14A | Split System | 25200 | 15.2 | 9 | 2.06 | R-454B | 650
216678584 | PAYNE HEATING AND COOLING | 37MURAQ24AA3 | FJ5AN*B30L* |  | Split System | 25000 | 15.2 | 9 | 2.04 | R-454B | 650
216678545 | PAYNE HEATING AND COOLING | 37MURAQ24AA3 | FEVB0024**+NAVA53601CK |  | Split System | 24600 | 15.2 | 9 | 2.06 | R-454B | 650
216678599 | SMART COMFORT | D5CURAH24AAK | F5MA5*30L*B* |  | Split System | 25000 | 15.2 | 9 | 2.04 | R-454B | 650
216678598 | SMART COMFORT | D5CURAH24AAK | FHMA5*30L*B* |  | Split System | 25000 | 15.2 | 9 | 2.04 | R-454B | 650
216678552 | SMART COMFORT | D5CURAH24AAK | FEVB0024**+NAVA53601CK |  | Split System | 24600 | 15.2 | 9 | 2.06 | R-454B | 650
216678495 | SMART COMFORT | D5CURAH24AAK | EA*5X37M21A* | OMV112K14A | Split System | 25200 | 15.2 | 9 | 2.06 | R-454B | 650
216678601 | TEMPSTAR | D5CURAH24AAK | F5MA5*30L*B* |  | Split System | 25000 | 15.2 | 9 | 2.04 | R-454B | 650
216678553 | TEMPSTAR | D5CURAH24AAK | FEVB0024**+NAVA53601CK |  | Split System | 24600 | 15.2 | 9 | 2.06 | R-454B | 650
216678496 | TEMPSTAR | D5CURAH24AAK | EA*5X37M21A* | OMV112K14A | Split System | 25200 | 15.2 | 9 | 2.06 | R-454B | 650
216678501 | AIRQUEST | D5CURAH24AAK | FM(C,U)5Z24**AL* |  | Split System | 24200 | 15.5 | 9 | 2 | R-454B | 650
216676273 | AIRQUEST | D5CURAH24AAK | EA*5X37M17A* | *80VSL0701716B* | Split System | 24800 | 15.5 | 9 | 2.04 | R-454B | 650
216676979 | AIRQUEST | D5CURAH24AAK | EA*5X37M17A* | *92MSN0801716A* | Split System | 24600 | 15.5 | 9 | 2.06 | R-454B | 650
216678410 | AIRQUEST | D5CURAH24AAK | EA*5X37M21A* | *97VTN1002122A* | Split System | 24800 | 15.5 | 9 | 2.08 | R-454B | 650
216678214 | AIRQUEST | D5CURAH24AAK | EA*5X37M21A* | *96VTN1002122B* | Split System | 24800 | 15.5 | 9 | 2.08 | R-454B | 650
216677355 | AIRQUEST | D5CURAH24AAK | EA*5X37M21A* | *96MSN1002122A* | Split System | 25000 | 15.5 | 9 | 2.08 | R-454B | 650
216678502 | ARCOAIRE | D5CURAH24AAK | FM(C,U)5Z24**AL* |  | Split System | 24200 | 15.5 | 9 | 2 | R-454B | 650
216676274 | ARCOAIRE | D5CURAH24AAK | EA*5X37M17A* | *80VSL0701716B* | Split System | 24800 | 15.5 | 9 | 2.04 | R-454B | 650
216676980 | ARCOAIRE | D5CURAH24AAK | EA*5X37M17A* | *92MSN0801716A* | Split System | 24600 | 15.5 | 9 | 2.06 | R-454B | 650
216678215 | ARCOAIRE | D5CURAH24AAK | EA*5X37M21A* | *96VTN1002122B* | Split System | 24800 | 15.5 | 9 | 2.08 | R-454B | 650
216678411 | ARCOAIRE | D5CURAH24AAK | EA*5X37M21A* | *97VTN1002122A* | Split System | 24800 | 15.5 | 9 | 2.08 | R-454B | 650
216677356 | ARCOAIRE | D5CURAH24AAK | EA*5X37M21A* | *96MSN1002122A* | Split System | 25000 | 15.5 | 9 | 2.08 | R-454B | 650
216676073 | ARCOAIRE | D5CURAH24AAK | EA*5X37M21A* | *80MS(N,L)1102120A* | Split System | 25000 | 15.5 | 9 | 2.1 | R-454B | 650
216676976 | BRYANT HEATING AND COOLING SYSTEMS | 37MURAQ24AA3 | CAA**3717AM* | 912SE48080M17*** | Split System | 24600 | 15.5 | 9 | 2.06 | R-454B | 650
216678212 | BRYANT HEATING AND COOLING SYSTEMS | 37MURAQ24AA3 | CAA**3721AM* | 926TC66100V21*** | Split System | 24800 | 15.5 | 9 | 2.08 | R-454B | 650
216678408 | BRYANT HEATING AND COOLING SYSTEMS | 37MURAQ24AA3 | CAA**3721AM* | 927TA66100V21*** | Split System | 24800 | 15.5 | 9 | 2.08 | R-454B | 650
216677353 | BRYANT HEATING AND COOLING SYSTEMS | 37MURAQ24AA3 | CAA**3721AM* | 916SA66100M21*** | Split System | 25000 | 15.5 | 9 | 2.08 | R-454B | 650
216676270 | CARRIER | 37MURAQ24AA3 | CAA**3717AM* | 58SP*B070V17**16 | Split System | 24800 | 15.5 | 9 | 2.04 | R-454B | 650
216678211 | CARRIER | 37MURAQ24AA3 | CAA**3721AM* | 59TP6C100V21**22 | Split System | 24800 | 15.5 | 9 | 2.08 | R-454B | 650
216677352 | CARRIER | 37MURAQ24AA3 | CAA**3721AM* | 59SC6A100M21**22 | Split System | 25000 | 15.5 | 9 | 2.08 | R-454B | 650
216676068 | CARRIER | 37MURAQ24AA3 | CAA**3721AM* | 58S(B,C)*B110M21**20 | Split System | 25000 | 15.5 | 9 | 2.1 | R-454B | 650
216678503 | COMFORTMAKER | D5CURAH24AAK | FM(C,U)5Z24**AL* |  | Split System | 24200 | 15.5 | 9 | 2 | R-454B | 650
216676981 | COMFORTMAKER | D5CURAH24AAK | EA*5X37M17A* | *92MSN0801716A* | Split System | 24600 | 15.5 | 9 | 2.06 | R-454B | 650
216678216 | COMFORTMAKER | D5CURAH24AAK | EA*5X37M21A* | *96VTN1002122B* | Split System | 24800 | 15.5 | 9 | 2.08 | R-454B | 650
216678412 | COMFORTMAKER | D5CURAH24AAK | EA*5X37M21A* | *97VTN1002122A* | Split System | 24800 | 15.5 | 9 | 2.08 | R-454B | 650
216676074 | COMFORTMAKER | D5CURAH24AAK | EA*5X37M21A* | *80MS(N,L)1102120A* | Split System | 25000 | 15.5 | 9 | 2.1 | R-454B | 650
216678504 | DAY & NIGHT | D5CURAH24AAK | FM(C,U)5Z24**AL* |  | Split System | 24200 | 15.5 | 9 | 2 | R-454B | 650
216676982 | DAY & NIGHT | D5CURAH24AAK | EA*5X37M17A* | *92MSN0801716A* | Split System | 24600 | 15.5 | 9 | 2.06 | R-454B | 650
216678413 | DAY & NIGHT | D5CURAH24AAK | EA*5X37M21A* | *97VTN1002122A* | Split System | 24800 | 15.5 | 9 | 2.08 | R-454B | 650
216678217 | DAY & NIGHT | D5CURAH24AAK | EA*5X37M21A* | *96VTN1002122B* | Split System | 24800 | 15.5 | 9 | 2.08 | R-454B | 650
216677358 | DAY & NIGHT | D5CURAH24AAK | EA*5X37M21A* | *96MSN1002122A* | Split System | 25000 | 15.5 | 9 | 2.08 | R-454B | 650
216676075 | DAY & NIGHT | D5CURAH24AAK | EA*5X37M21A* | *80MS(N,L)1102120A* | Split System | 25000 | 15.5 | 9 | 2.1 | R-454B | 650
216678500 | HEIL | D5CURAH24AAK | FM(C,U)5Z24**AL* |  | Split System | 24200 | 15.5 | 9 | 2 | R-454B | 650
216676272 | HEIL | D5CURAH24AAK | EA*5X37M17A* | *80VSL0701716B* | Split System | 24800 | 15.5 | 9 | 2.04 | R-454B | 650
216676978 | HEIL | D5CURAH24AAK | EA*5X37M17A* | *92MSN0801716A* | Split System | 24600 | 15.5 | 9 | 2.06 | R-454B | 650
216678213 | HEIL | D5CURAH24AAK | EA*5X37M21A* | *96VTN1002122B* | Split System | 24800 | 15.5 | 9 | 2.08 | R-454B | 650
216678409 | HEIL | D5CURAH24AAK | EA*5X37M21A* | *97VTN1002122A* | Split System | 24800 | 15.5 | 9 | 2.08 | R-454B | 650
216677354 | HEIL | D5CURAH24AAK | EA*5X37M21A* | *96MSN1002122A* | Split System | 25000 | 15.5 | 9 | 2.08 | R-454B | 650
216676071 | HEIL | D5CURAH24AAK | EA*5X37M21A* | *80MS(N,L)1102120A* | Split System | 25000 | 15.5 | 9 | 2.1 | R-454B | 650
216678505 | KEEPRITE | D5CURAH24AAK | FM(C,U)5Z24**AL* |  | Split System | 24200 | 15.5 | 9 | 2 | R-454B | 650
216676277 | KEEPRITE | D5CURAH24AAK | EA*5X37M17A* | *80VSL0701716B* | Split System | 24800 | 15.5 | 9 | 2.04 | R-454B | 650
216678218 | KEEPRITE | D5CURAH24AAK | EA*5X37M21A* | *96VTN1002122B* | Split System | 24800 | 15.5 | 9 | 2.08 | R-454B | 650
216677359 | KEEPRITE | D5CURAH24AAK | EA*5X37M21A* | *96MSN1002122A* | Split System | 25000 | 15.5 | 9 | 2.08 | R-454B | 650
216678499 | PAYNE HEATING AND COOLING | 37MURAQ24AA3 | FM(C,U)5Z24**AL* |  | Split System | 24200 | 15.5 | 9 | 2 | R-454B | 650
216676977 | PAYNE HEATING AND COOLING | 37MURAQ24AA3 | CAA**3717AM* | PG92MSAA48080B** | Split System | 24600 | 15.5 | 9 | 2.06 | R-454B | 650
216676070 | PAYNE HEATING AND COOLING | 37MURAQ24AA3 | CAA**3721AM* | PG80MS(A,L)A60110C** | Split System | 25000 | 15.5 | 9 | 2.1 | R-454B | 650
216678506 | SMART COMFORT | D5CURAH24AAK | FM(C,U)5Z24**AL* |  | Split System | 24200 | 15.5 | 9 | 2 | R-454B | 650
216676278 | SMART COMFORT | D5CURAH24AAK | EA*5X37M17A* | *80VSL0701716B* | Split System | 24800 | 15.5 | 9 | 2.04 | R-454B | 650
216676984 | SMART COMFORT | D5CURAH24AAK | EA*5X37M17A* | *92MSN0801716A* | Split System | 24600 | 15.5 | 9 | 2.06 | R-454B | 650
216678219 | SMART COMFORT | D5CURAH24AAK | EA*5X37M21A* | *96VTN1002122B* | Split System | 24800 | 15.5 | 9 | 2.08 | R-454B | 650
216676077 | SMART COMFORT | D5CURAH24AAK | EA*5X37M21A* | *80MS(N,L)1102120A* | Split System | 25000 | 15.5 | 9 | 2.1 | R-454B | 650
216678507 | TEMPSTAR | D5CURAH24AAK | FM(C,U)5Z24**AL* |  | Split System | 24200 | 15.5 | 9 | 2 | R-454B | 650
216676279 | TEMPSTAR | D5CURAH24AAK | EA*5X37M17A* | *80VSL0701716B* | Split System | 24800 | 15.5 | 9 | 2.04 | R-454B | 650
216676985 | TEMPSTAR | D5CURAH24AAK | EA*5X37M17A* | *92MSN0801716A* | Split System | 24600 | 15.5 | 9 | 2.06 | R-454B | 650
216678416 | TEMPSTAR | D5CURAH24AAK | EA*5X37M21A* | *97VTN1002122A* | Split System | 24800 | 15.5 | 9 | 2.08 | R-454B | 650
216676078 | TEMPSTAR | D5CURAH24AAK | EA*5X37M21A* | *80MS(N,L)1102120A* | Split System | 25000 | 15.5 | 9 | 2.1 | R-454B | 650
216678610 | AIRQUEST | D5CURAH24AAK | FTMA5B36L0C* |  | Split System | 24600 | 16 | 9 | 2.02 | R-454B | 650
216676313 | AIRQUEST | D5CURAH24AAK | EA*5X25M17A* | *80VSL0901716B* | Split System | 24600 | 16 | 9 | 2.06 | R-454B | 650
216676437 | AIRQUEST | D5CURAH24AAK | EA*5X37M17A* | *80MSU0601716A* | Split System | 24800 | 16 | 9 | 2.06 | R-454B | 650
216677654 | AIRQUEST | D5CURAH24AAK | EA*5X37M21A* | *96VSN1002120B* | Split System | 25000 | 16 | 9 | 2.06 | R-454B | 650
216676449 | AIRQUEST | D5CURAH24AAK | EA*5X25M17A* | *80MSU0601716A* | Split System | 25000 | 16 | 9 | 2.06 | R-454B | 650
216677856 | AIRQUEST | D5CURAH24AAK | EA*5X37M21A* | *95MSU1002122A* | Split System | 25200 | 16 | 9 | 2.06 | R-454B | 650
216678611 | ARCOAIRE | D5CURAH24AAK | FTMA5B36L0C* |  | Split System | 24600 | 16 | 9 | 2.02 | R-454B | 650
216676314 | ARCOAIRE | D5CURAH24AAK | EA*5X25M17A* | *80VSL0901716B* | Split System | 24600 | 16 | 9 | 2.06 | R-454B | 650
216676438 | ARCOAIRE | D5CURAH24AAK | EA*5X37M17A* | *80MSU0601716A* | Split System | 24800 | 16 | 9 | 2.06 | R-454B | 650
216677655 | ARCOAIRE | D5CURAH24AAK | EA*5X37M21A* | *96VSN1002120B* | Split System | 25000 | 16 | 9 | 2.06 | R-454B | 650
216677857 | ARCOAIRE | D5CURAH24AAK | EA*5X37M21A* | *95MSU1002122A* | Split System | 25200 | 16 | 9 | 2.06 | R-454B | 650
216678606 | BRYANT HEATING AND COOLING SYSTEMS | 37MURAQ24AA3 | FG5ANXC36L* |  | Split System | 24600 | 16 | 9 | 2.02 | R-454B | 650
216678607 | BRYANT HEATING AND COOLING SYSTEMS | 37MURAQ24AA3 | PF5TNXC36L* |  | Split System | 24600 | 16 | 9 | 2.02 | R-454B | 650
216678605 | BRYANT HEATING AND COOLING SYSTEMS | 37MURAQ24AA3 | FT5AN(B,X)C36L* |  | Split System | 24600 | 16 | 9 | 2.02 | R-454B | 650
216676311 | BRYANT HEATING AND COOLING SYSTEMS | 37MURAQ24AA3 | CAA**2517AM* | 82*SB48090V17*** | Split System | 24600 | 16 | 9 | 2.06 | R-454B | 650
216676714 | BRYANT HEATING AND COOLING SYSTEMS | 37MURAQ24AA3 | CAA**2517AM* | 82*TB48090V17*** | Split System | 24600 | 16 | 9 | 2.06 | R-454B | 650
216676434 | BRYANT HEATING AND COOLING SYSTEMS | 37MURAQ24AA3 | CAA**3717AM* | 83*SB48060M17*** | Split System | 24800 | 16 | 9 | 2.06 | R-454B | 650
216676446 | BRYANT HEATING AND COOLING SYSTEMS | 37MURAQ24AA3 | CAA**2517AM* | 83*SB48060M17*** | Split System | 25000 | 16 | 9 | 2.06 | R-454B | 650
216678603 | CARRIER | 37MURAQ24AA3 | FT5AN(B,X)C36L* |  | Split System | 24600 | 16 | 9 | 2.02 | R-454B | 650
216678604 | CARRIER | 37MURAQ24AA3 | FG5ANXC36L* |  | Split System | 24600 | 16 | 9 | 2.02 | R-454B | 650
216676713 | CARRIER | 37MURAQ24AA3 | CAA**2517AM* | 58TP*B090V17**16 | Split System | 24600 | 16 | 9 | 2.06 | R-454B | 650
216676433 | CARRIER | 37MURAQ24AA3 | CAA**3717AM* | 58SU*B060M17**16 | Split System | 24800 | 16 | 9 | 2.06 | R-454B | 650
216677651 | CARRIER | 37MURAQ24AA3 | CAA**3721AM* | 59SP6B100V21**20 | Split System | 25000 | 16 | 9 | 2.06 | R-454B | 650
216676445 | CARRIER | 37MURAQ24AA3 | CAA**2517AM* | 58SU*B060M17**16 | Split System | 25000 | 16 | 9 | 2.06 | R-454B | 650
216677853 | CARRIER | 37MURAQ24AA3 | CAA**3721AM* | 59SU5B100M21**22 | Split System | 25200 | 16 | 9 | 2.06 | R-454B | 650
216678612 | COMFORTMAKER | D5CURAH24AAK | FTMA5B36L0C* |  | Split System | 24600 | 16 | 9 | 2.02 | R-454B | 650
216676315 | COMFORTMAKER | D5CURAH24AAK | EA*5X25M17A* | *80VSL0901716B* | Split System | 24600 | 16 | 9 | 2.06 | R-454B | 650
216676439 | COMFORTMAKER | D5CURAH24AAK | EA*5X37M17A* | *80MSU0601716A* | Split System | 24800 | 16 | 9 | 2.06 | R-454B | 650
216677656 | COMFORTMAKER | D5CURAH24AAK | EA*5X37M21A* | *96VSN1002120B* | Split System | 25000 | 16 | 9 | 2.06 | R-454B | 650
216676451 | COMFORTMAKER | D5CURAH24AAK | EA*5X25M17A* | *80MSU0601716A* | Split System | 25000 | 16 | 9 | 2.06 | R-454B | 650
216677858 | COMFORTMAKER | D5CURAH24AAK | EA*5X37M21A* | *95MSU1002122A* | Split System | 25200 | 16 | 9 | 2.06 | R-454B | 650
216678613 | DAY & NIGHT | D5CURAH24AAK | FTMA5B36L0C* |  | Split System | 24600 | 16 | 9 | 2.02 | R-454B | 650
216676316 | DAY & NIGHT | D5CURAH24AAK | EA*5X25M17A* | *80VSL0901716B* | Split System | 24600 | 16 | 9 | 2.06 | R-454B | 650
216676440 | DAY & NIGHT | D5CURAH24AAK | EA*5X37M17A* | *80MSU0601716A* | Split System | 24800 | 16 | 9 | 2.06 | R-454B | 650
216677657 | DAY & NIGHT | D5CURAH24AAK | EA*5X37M21A* | *96VSN1002120B* | Split System | 25000 | 16 | 9 | 2.06 | R-454B | 650
216676452 | DAY & NIGHT | D5CURAH24AAK | EA*5X25M17A* | *80MSU0601716A* | Split System | 25000 | 16 | 9 | 2.06 | R-454B | 650
216677859 | DAY & NIGHT | D5CURAH24AAK | EA*5X37M21A* | *95MSU1002122A* | Split System | 25200 | 16 | 9 | 2.06 | R-454B | 650
217486550 | HEIL | D5CUHAH36AAK+TIC2025-0016 | FM(C,U)5Z36**AL* |  | Split System | 35600 | 16 | 9 | 1.88 | R-454B | 650
216678609 | HEIL | D5CURAH24AAK | FTMA5B36L0C* |  | Split System | 24600 | 16 | 9 | 2.02 | R-454B | 650
216676312 | HEIL | D5CURAH24AAK | EA*5X25M17A* | *80VSL0901716B* | Split System | 24600 | 16 | 9 | 2.06 | R-454B | 650
216676436 | HEIL | D5CURAH24AAK | EA*5X37M17A* | *80MSU0601716A* | Split System | 24800 | 16 | 9 | 2.06 | R-454B | 650
216677653 | HEIL | D5CURAH24AAK | EA*5X37M21A* | *96VSN1002120B* | Split System | 25000 | 16 | 9 | 2.06 | R-454B | 650
216676448 | HEIL | D5CURAH24AAK | EA*5X25M17A* | *80MSU0601716A* | Split System | 25000 | 16 | 9 | 2.06 | R-454B | 650
216677855 | HEIL | D5CURAH24AAK | EA*5X37M21A* | *95MSU1002122A* | Split System | 25200 | 16 | 9 | 2.06 | R-454B | 650
216676317 | KEEPRITE | D5CURAH24AAK | EA*5X25M17A* | *80VSL0901716B* | Split System | 24600 | 16 | 9 | 2.06 | R-454B | 650
216676441 | KEEPRITE | D5CURAH24AAK | EA*5X37M17A* | *80MSU0601716A* | Split System | 24800 | 16 | 9 | 2.06 | R-454B | 650
216677658 | KEEPRITE | D5CURAH24AAK | EA*5X37M21A* | *96VSN1002120B* | Split System | 25000 | 16 | 9 | 2.06 | R-454B | 650
216677860 | KEEPRITE | D5CURAH24AAK | EA*5X37M21A* | *95MSU1002122A* | Split System | 25200 | 16 | 9 | 2.06 | R-454B | 650
216676715 | PAYNE HEATING AND COOLING | 37MURAQ24AA3 | CAA**2517AM* | PG80VTLB48090B** | Split System | 24600 | 16 | 9 | 2.06 | R-454B | 650
216676435 | PAYNE HEATING AND COOLING | 37MURAQ24AA3 | CAA**3717AM* | PG80MSUA48060B** | Split System | 24800 | 16 | 9 | 2.06 | R-454B | 650
216676447 | PAYNE HEATING AND COOLING | 37MURAQ24AA3 | CAA**2517AM* | PG80MSUA48060B** | Split System | 25000 | 16 | 9 | 2.06 | R-454B | 650
216678615 | SMART COMFORT | D5CURAH24AAK | FTMA5B36L0C* |  | Split System | 24600 | 16 | 9 | 2.02 | R-454B | 650
216676442 | SMART COMFORT | D5CURAH24AAK | EA*5X37M17A* | *80MSU0601716A* | Split System | 24800 | 16 | 9 | 2.06 | R-454B | 650
216676454 | SMART COMFORT | D5CURAH24AAK | EA*5X25M17A* | *80MSU0601716A* | Split System | 25000 | 16 | 9 | 2.06 | R-454B | 650
216677659 | SMART COMFORT | D5CURAH24AAK | EA*5X37M21A* | *96VSN1002120B* | Split System | 25000 | 16 | 9 | 2.06 | R-454B | 650
216678616 | TEMPSTAR | D5CURAH24AAK | FTMA5B36L0C* |  | Split System | 24600 | 16 | 9 | 2.02 | R-454B | 650
216676443 | TEMPSTAR | D5CURAH24AAK | EA*5X37M17A* | *80MSU0601716A* | Split System | 24800 | 16 | 9 | 2.06 | R-454B | 650
216677660 | TEMPSTAR | D5CURAH24AAK | EA*5X37M21A* | *96VSN1002120B* | Split System | 25000 | 16 | 9 | 2.06 | R-454B | 650
217486559 | CARRIER | 37MUHAQ36AA3+TIC2025-0016 | FMA5X36**AL* |  | Split System | 36200 | 16.5 | 9 | 1.9 | R-454B | 650
217486565 | COMFORTMAKER | D5CUHAH36AAK+TIC2025-0016 | FMA5X36**AL* |  | Split System | 36200 | 16.5 | 9 | 1.9 | R-454B | 650
217486567 | KEEPRITE | D5CUHAH36AAK+TIC2025-0016 | FMA5X36**AL* |  | Split System | 36200 | 16.5 | 9 | 1.9 | R-454B | 650
217486561 | PAYNE HEATING AND COOLING | 37MUHAQ36AA3+TIC2025-0016 | FMA5X36**AL* |  | Split System | 36200 | 16.5 | 9 | 1.9 | R-454B | 650
215939982 | KENMORE | (C,H,T)5H3V36*K*AAA* | ESH5X36M12A*+WALLCON | *97CTN0801716A* | Split System | 33000 | 18.5 | 9 | 1.92 | R-454B | 650
215940052 | KENMORE | (C,H,T)5H3V36*K*AAA* | ESH5X42M12A*+WALLCON | *97CTN0601716A* | Split System | 33200 | 18.5 | 9 | 1.92 | R-454B | 650
215940132 | KENMORE | (C,H,T)5H3V36*K*AAA* | ESH5X48M12A*+WALLCON | *97CTN0601716A* | Split System | 33400 | 18.5 | 9 | 1.92 | R-454B | 650
215934431 | KEEPRITE | C5H3V48*K*AAA* | ESH5X48M12A*+WALLCON | *80CSU1002120A* | Split System | 44000 | 20 | 9 | 1.8 | R-454B | 650
215941142 | KENMORE | (C,H,T)5H3V48*K*AAA* | ESH5X48M12A*+WALLCON | *96CTN0802120B* | Split System | 44000 | 20 | 9 | 1.8 | R-454B | 650
215941192 | KENMORE | (C,H,T)5H3V48*K*AAA* | ESH5X48M12A*+WALLCON | *97CTN1002122A* | Split System | 44000 | 20 | 9 | 1.82 | R-454B | 650
215941202 | KENMORE | (C,H,T)5H3V48*K*AAA* | ESH5X48M12A*+WALLCON | *97CTN1202422A* | Split System | 44500 | 20 | 9 | 1.82 | R-454B | 650
216764527 | TRANE | 5TWX7060A1 | 5TXCD008AS3 | S9V2C080U5PSC | Split System | 51000 | 16 | 9 | 2.1 | R-454B | 650
215933252 | KENMORE | (C,H,T)5H3V36*K*AAA* | ESH5X36M12A*+WALLCON | *96CTN0801714B* | Split System | 33000 | 18.5 | 9 | 1.92 | R-454B | 650
215940062 | KENMORE | (C,H,T)5H3V36*K*AAA* | ESH5X42M12A*+WALLCON | *97CTN0801716A* | Split System | 33400 | 18.5 | 9 | 1.92 | R-454B | 650
215940212 | KENMORE | (C,H,T)5H3V36*K*AAA* | ESH5X60M12A*+WALLCON | *97CTN0601716A* | Split System | 33800 | 18.5 | 9 | 1.92 | R-454B | 650
215933034 | CARRIER | 27VNA336A*030* | CSAH*3612AM*+UI | 58CU*A060C17**16 | Split System | 33200 | 19 | 9 | 1.92 | R-454B | 650
215933040 | DAY & NIGHT | C5H3V36*K*AAA* | ESH5X36M12A*+WALLCON | *80CSU0601716A* | Split System | 33200 | 19 | 9 | 1.92 | R-454B | 650
215933286 | HEIL | H5H3V36*K*AAA* | ESH5X42M12A*+WALLCON | *80CSU1002120A* | Split System | 33600 | 19 | 9 | 1.92 | R-454B | 650
215939752 | KENMORE | (C,H,T)5H3V36*K*AAA* | EA*5X48M21A*+WALLCON | *97CTN0601716A* | Split System | 33000 | 19 | 9 | 1.9 | R-454B | 650
215933102 | KENMORE | (C,H,T)5H3V36*K*AAA* | ESH5X36M12A*+WALLCON | *80CTL0901716B* | Split System | 33200 | 19 | 9 | 1.92 | R-454B | 650
215939992 | KENMORE | (C,H,T)5H3V36*K*AAA* | ESH5X36M12A*+WALLCON | *97CTN0802120A* | Split System | 33200 | 19 | 9 | 1.92 | R-454B | 650
215939942 | KENMORE | (C,H,T)5H3V36*K*AAA* | ESH5X36M12A*+WALLCON | *96CTN0802120B* | Split System | 33200 | 19 | 9 | 1.92 | R-454B | 650
215940002 | KENMORE | (C,H,T)5H3V36*K*AAA* | ESH5X36M12A*+WALLCON | *97CTN1002122A* | Split System | 33400 | 19 | 9 | 1.92 | R-454B | 650
215940142 | KENMORE | (C,H,T)5H3V36*K*AAA* | ESH5X48M12A*+WALLCON | *97CTN0801716A* | Split System | 33400 | 19 | 9 | 1.92 | R-454B | 650
215940222 | KENMORE | (C,H,T)5H3V36*K*AAA* | ESH5X60M12A*+WALLCON | *97CTN0801716A* | Split System | 34000 | 19 | 9 | 1.92 | R-454B | 650
215933276 | HEIL | H5H3V36*K*AAA* | ESH5X42M12A*+WALLCON | *80CSU0601716A* | Split System | 33400 | 19.5 | 9 | 1.94 | R-454B | 650
215941162 | KENMORE | (C,H,T)5H3V48*K*AAA* | ESH5X48M12A*+WALLCON | *80CSU0601716B* | Split System | 44000 | 20 | 9 | 1.8 | R-454B | 650
215941212 | KENMORE | (C,H,T)5H3V48*K*AAA* | ESH5X60M12A*+WALLCON | *96CTN0802120B* | Split System | 45000 | 20 | 9 | 1.82 | R-454B | 650
215934548 | ARCOAIRE | H5H3V48*K*AAA* | ESH5X60M12A*+WALLCON | *80CSU1002120A* | Split System | 45000 | 20.5 | 9 | 1.82 | R-454B | 650
215934472 | KENMORE | (C,H,T)5H3V48*K*AAA* | ESH5X48M12A*+WALLCON | *80CTL1102120B* | Split System | 44500 | 20.5 | 9 | 1.82 | R-454B | 650
215941252 | KENMORE | (C,H,T)5H3V48*K*AAA* | ESH5X60M12A*+WALLCON | *97CTN1002122A* | Split System | 45000 | 20.5 | 9 | 1.82 | R-454B | 650
215941262 | KENMORE | (C,H,T)5H3V48*K*AAA* | ESH5X60M12A*+WALLCON | *97CTN1202422A* | Split System | 45000 | 20.5 | 9 | 1.82 | R-454B | 650
215939952 | KENMORE | (C,H,T)5H3V36*K*AAA* | ESH5X36M12A*+WALLCON | *80CSU0401712B* | Split System | 33400 | 19 | 9 | 1.92 | R-454B | 650
215939962 | KENMORE | (C,H,T)5H3V36*K*AAA* | ESH5X36M12A*+WALLCON | *80CSU0601716B* | Split System | 33400 | 19 | 9 | 1.92 | R-454B | 650
215940072 | KENMORE | (C,H,T)5H3V36*K*AAA* | ESH5X42M12A*+WALLCON | *97CTN0802120A* | Split System | 33600 | 19 | 9 | 1.92 | R-454B | 650
215940022 | KENMORE | (C,H,T)5H3V36*K*AAA* | ESH5X42M12A*+WALLCON | *96CTN0802120B* | Split System | 33600 | 19 | 9 | 1.92 | R-454B | 650
215940082 | KENMORE | (C,H,T)5H3V36*K*AAA* | ESH5X42M12A*+WALLCON | *97CTN1002122A* | Split System | 33600 | 19 | 9 | 1.94 | R-454B | 650
215940092 | KENMORE | (C,H,T)5H3V36*K*AAA* | ESH5X42M12A*+WALLCON | *97CTN1202422A* | Split System | 33600 | 19 | 9 | 1.94 | R-454B | 650
215933452 | KENMORE | (C,H,T)5H3V36*K*AAA* | ESH5X42M12A*+WALLCON | *97CMN1202422B* | Split System | 33600 | 19 | 9 | 1.94 | R-454B | 650
215940102 | KENMORE | (C,H,T)5H3V36*K*AAA* | ESH5X48M12A*+WALLCON | *96CTN0802120B* | Split System | 33800 | 19.5 | 9 | 1.94 | R-454B | 650
215940152 | KENMORE | (C,H,T)5H3V36*K*AAA* | ESH5X48M12A*+WALLCON | *97CTN0802120A* | Split System | 33800 | 19.5 | 9 | 1.94 | R-454B | 650
215939872 | KENMORE | (C,H,T)5H3V36*K*AAA* | EA*5X61M21A*+WALLCON | *97CTN0801716A* | Split System | 34200 | 20 | 9 | 1.92 | R-454B | 650
215932832 | KENMORE | (C,H,T)5H3V36*K*AAA* | EA*5X61M21A*+WALLCON | *96CTN0801714B* | Split System | 34200 | 20 | 9 | 1.94 | R-454B | 650
215941222 | KENMORE | (C,H,T)5H3V48*K*AAA* | ESH5X60M12A*+WALLCON | *80CSU0601716B* | Split System | 45000 | 20.5 | 9 | 1.82 | R-454B | 650
216678559 | AIRQUEST | D5CURAH24AAK | FM(C,U)5Z30**AL* |  | Split System | 24800 | 16 | 9.5 | 2.14 | R-454B | 650
216678571 | AIRQUEST | D5CURAH24AAK | FM(C,U)5Z36**AL* |  | Split System | 24800 | 16 | 9.5 | 2.14 | R-454B | 650
216678560 | ARCOAIRE | D5CURAH24AAK | FM(C,U)5Z30**AL* |  | Split System | 24800 | 16 | 9.5 | 2.14 | R-454B | 650
216678568 | BRYANT HEATING AND COOLING SYSTEMS | 37MURAQ24AA3 | FM(C,U)5Z36**AL* |  | Split System | 24800 | 16 | 9.5 | 2.14 | R-454B | 650
216678556 | BRYANT HEATING AND COOLING SYSTEMS | 37MURAQ24AA3 | FM(C,U)5Z30**AL* |  | Split System | 24800 | 16 | 9.5 | 2.14 | R-454B | 650
216678567 | CARRIER | 37MURAQ24AA3 | FM(C,U)5Z36**AL* |  | Split System | 24800 | 16 | 9.5 | 2.14 | R-454B | 650
216678555 | CARRIER | 37MURAQ24AA3 | FM(C,U)5Z30**AL* |  | Split System | 24800 | 16 | 9.5 | 2.14 | R-454B | 650
216678573 | COMFORTMAKER | D5CURAH24AAK | FM(C,U)5Z36**AL* |  | Split System | 24800 | 16 | 9.5 | 2.14 | R-454B | 650
216678562 | DAY & NIGHT | D5CURAH24AAK | FM(C,U)5Z30**AL* |  | Split System | 24800 | 16 | 9.5 | 2.14 | R-454B | 650
216678574 | DAY & NIGHT | D5CURAH24AAK | FM(C,U)5Z36**AL* |  | Split System | 24800 | 16 | 9.5 | 2.14 | R-454B | 650
216678558 | HEIL | D5CURAH24AAK | FM(C,U)5Z30**AL* |  | Split System | 24800 | 16 | 9.5 | 2.14 | R-454B | 650
216678570 | HEIL | D5CURAH24AAK | FM(C,U)5Z36**AL* |  | Split System | 24800 | 16 | 9.5 | 2.14 | R-454B | 650
216678575 | KEEPRITE | D5CURAH24AAK | FM(C,U)5Z36**AL* |  | Split System | 24800 | 16 | 9.5 | 2.14 | R-454B | 650
216678563 | KEEPRITE | D5CURAH24AAK | FM(C,U)5Z30**AL* |  | Split System | 24800 | 16 | 9.5 | 2.14 | R-454B | 650
216678557 | PAYNE HEATING AND COOLING | 37MURAQ24AA3 | FM(C,U)5Z30**AL* |  | Split System | 24800 | 16 | 9.5 | 2.14 | R-454B | 650
216678569 | PAYNE HEATING AND COOLING | 37MURAQ24AA3 | FM(C,U)5Z36**AL* |  | Split System | 24800 | 16 | 9.5 | 2.14 | R-454B | 650
216678564 | SMART COMFORT | D5CURAH24AAK | FM(C,U)5Z30**AL* |  | Split System | 24800 | 16 | 9.5 | 2.14 | R-454B | 650
216678576 | SMART COMFORT | D5CURAH24AAK | FM(C,U)5Z36**AL* |  | Split System | 24800 | 16 | 9.5 | 2.14 | R-454B | 650
216678577 | TEMPSTAR | D5CURAH24AAK | FM(C,U)5Z36**AL* |  | Split System | 24800 | 16 | 9.5 | 2.14 | R-454B | 650
215934052 | KENMORE | (C,H,T)5H3V48*K*AAA* | EA*5X48M21A*+WALLCON | *97CMN0602120B* | Split System | 43000 | 20 | 9.5 | 1.88 | R-454B | 650
215939642 | KENMORE | (C,H,T)5H3V36*K*AAA* | EA*5X36M17A*+WALLCON | *97CTN0801716A* | Split System | 32000 | 19 | 9.5 | 1.98 | R-454B | 650
215933976 | HEIL | H5H3V48*K*AAA* | EA*5X48M21A*+WALLCON | *80CSU1002120A* | Split System | 43500 | 20.5 | 9.5 | 2 | R-454B | 650
215940982 | KENMORE | (C,H,T)5H3V48*K*AAA* | EA*5X48M21A*+WALLCON | *97CTN0802120A* | Split System | 43500 | 20.5 | 9.5 | 1.92 | R-454B | 650
215934002 | KENMORE | (C,H,T)5H3V48*K*AAA* | EA*5X48M21A*+WALLCON | *80CTL0702120B* | Split System | 43500 | 20.5 | 9.5 | 2 | R-454B | 650
215940942 | KENMORE | (C,H,T)5H3V48*K*AAA* | EA*5X48M21A*+WALLCON | *96CTN0802120B* | Split System | 43500 | 20.5 | 9.5 | 2 | R-454B | 650
215940992 | KENMORE | (C,H,T)5H3V48*K*AAA* | EA*5X48M21A*+WALLCON | *97CTN1002122A* | Split System | 43500 | 21 | 9.5 | 2 | R-454B | 650
217562103 | FRIEDRICH | RD18AY24AJVC | TCFY2421MTANM | FR951V0403A17UH | Split System | 20800 | 17 | 9.5 | 1.9 | R-454B | 650
217562095 | FRIEDRICH | RD18AY24AJVC | TCFY2421MTANM | FR951V0603A17UH | Split System | 20800 | 17 | 9.5 | 1.9 | R-454B | 650
217562073 | FRIEDRICH | RD18AY24AJVC | TCFY2417MTANM | FR951V0403A17UH | Split System | 20800 | 17 | 9.5 | 1.9 | R-454B | 650
215939612 | KENMORE | (C,H,T)5H3V36*K*AAA* | EA*5X36M17A*+WALLCON | *80CSU0401712B* | Split System | 32400 | 19.5 | 9.5 | 2 | R-454B | 650
215939622 | KENMORE | (C,H,T)5H3V36*K*AAA* | EA*5X36M17A*+WALLCON | *80CSU0601716B* | Split System | 32400 | 19.5 | 9.5 | 2 | R-454B | 650
215939692 | KENMORE | (C,H,T)5H3V36*K*AAA* | EA*5X42M21A*+WALLCON | *97CTN0801716A* | Split System | 32400 | 19.5 | 9.5 | 2 | R-454B | 650
215932232 | KENMORE | (C,H,T)5H3V36*K*AAA* | EA*5X42M21A*+WALLCON | *80CTL0701716B* | Split System | 32600 | 19.5 | 9.5 | 2 | R-454B | 650
215939762 | KENMORE | (C,H,T)5H3V36*K*AAA* | EA*5X48M21A*+WALLCON | *97CTN0801716A* | Split System | 33200 | 19.5 | 9.5 | 2.02 | R-454B | 650
215934137 | AIRQUEST | H5H3V48*K*AAA* | EA*5X61M21A*+WALLCON | *80CSU1002120A* | Split System | 45000 | 21 | 9.5 | 2 | R-454B | 650
215940962 | KENMORE | (C,H,T)5H3V48*K*AAA* | EA*5X48M21A*+WALLCON | *80CSU0601716B* | Split System | 43500 | 21 | 9.5 | 1.9 | R-454B | 650
215934352 | KENMORE | (C,H,T)5H3V48*K*AAA* | EA*5X61M24A*+WALLCON | *95CSU0802120B* | Split System | 45500 | 21 | 9.5 | 1.9 | R-454B | 650
215940952 | KENMORE | (C,H,T)5H3V48*K*AAA* | EA*5X48M21A*+WALLCON | *80CSU0401712B* | Split System | 43500 | 21 | 9.5 | 1.92 | R-454B | 650
215934402 | KENMORE | (C,H,T)5H3V48*K*AAA* | EA*5X61M24A*+WALLCON | *97CMN1202422B* | Split System | 45500 | 21 | 9.5 | 1.92 | R-454B | 650
215941022 | KENMORE | (C,H,T)5H3V48*K*AAA* | EA*5X60M24A*+WALLCON | *97CTN1002122A* | Split System | 44500 | 21 | 9.5 | 2 | R-454B | 650
215941032 | KENMORE | (C,H,T)5H3V48*K*AAA* | EA*5X60M24A*+WALLCON | *97CTN1202422A* | Split System | 44500 | 21 | 9.5 | 2 | R-454B | 650
215934102 | KENMORE | (C,H,T)5H3V48*K*AAA* | EA*5X60M24A*+WALLCON | *80CTL0702120B* | Split System | 44500 | 21 | 9.5 | 2 | R-454B | 650
215941012 | KENMORE | (C,H,T)5H3V48*K*AAA* | EA*5X60M24A*+WALLCON | *97CTN0802120A* | Split System | 44500 | 21 | 9.5 | 2 | R-454B | 650
215941042 | KENMORE | (C,H,T)5H3V48*K*AAA* | EA*5X61M21A*+WALLCON | *96CTN0802120B* | Split System | 45000 | 21 | 9.5 | 2 | R-454B | 650
215941092 | KENMORE | (C,H,T)5H3V48*K*AAA* | EA*5X61M21A*+WALLCON | *97CTN1002122A* | Split System | 45500 | 21 | 9.5 | 2 | R-454B | 650
215941112 | KENMORE | (C,H,T)5H3V48*K*AAA* | EA*5X61M24A*+WALLCON | *97CTN0802120A* | Split System | 45500 | 21 | 9.5 | 2 | R-454B | 650
215941102 | KENMORE | (C,H,T)5H3V48*K*AAA* | EA*5X61M24A*+WALLCON | *96CTN0802120B* | Split System | 45500 | 21 | 9.5 | 2 | R-454B | 650
215934202 | KENMORE | (C,H,T)5H3V48*K*AAA* | EA*5X61M21A*+WALLCON | *80CTL1102120B* | Split System | 45500 | 21.5 | 9.5 | 1.92 | R-454B | 650
215941122 | KENMORE | (C,H,T)5H3V48*K*AAA* | EA*5X61M24A*+WALLCON | *97CTN1002122A* | Split System | 45500 | 21.5 | 9.5 | 2 | R-454B | 650
215932397 | AIRQUEST | H5H3V36*K*AAA* | EA*5X48M21A*+WALLCON | *80CSU1002120A* | Split System | 33400 | 20 | 9.5 | 2.04 | R-454B | 650
215932332 | KENMORE | (C,H,T)5H3V36*K*AAA* | EA*5X42M21A*+WALLCON | *97CMN1002122B* | Split System | 32800 | 20 | 9.5 | 2 | R-454B | 650
215939712 | KENMORE | (C,H,T)5H3V36*K*AAA* | EA*5X42M21A*+WALLCON | *97CTN1002122A* | Split System | 32800 | 20 | 9.5 | 2 | R-454B | 650
215939672 | KENMORE | (C,H,T)5H3V36*K*AAA* | EA*5X42M21A*+WALLCON | *80CSU0601716B* | Split System | 32800 | 20 | 9.5 | 2 | R-454B | 650
215932432 | KENMORE | (C,H,T)5H3V36*K*AAA* | EA*5X48M21A*+WALLCON | *80CTL0901716B* | Split System | 33400 | 20 | 9.5 | 2.04 | R-454B | 650
215939722 | KENMORE | (C,H,T)5H3V36*K*AAA* | EA*5X48M21A*+WALLCON | *96CTN0802120B* | Split System | 33400 | 20 | 9.5 | 2.04 | R-454B | 650
215939772 | KENMORE | (C,H,T)5H3V36*K*AAA* | EA*5X48M21A*+WALLCON | *97CTN0802120A* | Split System | 33400 | 20 | 9.5 | 2.04 | R-454B | 650
215941062 | KENMORE | (C,H,T)5H3V48*K*AAA* | EA*5X61M21A*+WALLCON | *80CSU0601716B* | Split System | 45000 | 21 | 9.5 | 2 | R-454B | 650
215934122 | KENMORE | (C,H,T)5H3V48*K*AAA* | EA*5X60M24A*+WALLCON | *80CTL1352422B* | Split System | 45000 | 21.5 | 9.5 | 2 | R-454B | 650
215941132 | KENMORE | (C,H,T)5H3V48*K*AAA* | EA*5X61M24A*+WALLCON | *97CTN1202422A* | Split System | 45500 | 21.5 | 9.5 | 2 | R-454B | 650
217176067 | FRIEDRICH | RD18AY24AJVC | RCFY2417STANM | FR951V0403A17UH | Split System | 20800 | 18 | 10 | 2 | R-454B | 650
217176054 | FRIEDRICH | RD18AY24AJVC | RCFY2417STANM | FR951V0603A17UH | Split System | 21000 | 18 | 10 | 2 | R-454B | 650
217176076 | RUUD | RD18AY24AJVC | RCFY2417STANM | R951V0603A17UH | Split System | 21000 | 18 | 10 | 2 | R-454B | 650
216599674 | AMERICAN STANDARD | 5A6V0X24A1 | 5PX*BD06AS3 | S9V2B080D4PSC+LRP | Split System | 22000 | 20.6 | 10 | 2.2 | R-454B | 650
216599673 | TRANE | 5TWV0X24A1 | 5PX*BD06AS3 | S9V2B080D4PSC+LRP | Split System | 22000 | 20.6 | 10 | 2.2 | R-454B | 650
216599672 | AMERICAN STANDARD | 5A6V0X24A1 | 5PX*B006AS3 | S9V2B080U4PSC+LRP | Split System | 22200 | 21 | 10 | 2.2 | R-454B | 650
216599671 | TRANE | 5TWV0X24A1 | 5PX*B006AS3 | S9V2B080U4PSC+LRP | Split System | 22200 | 21 | 10 | 2.2 | R-454B | 650
217050616 | COLEMAN | UPC36CN23STG1 | JHE36B5CD2SS1 |  | Split System | 36000 | 18 | 9 | 1.92 | R-454B | 650
217050619 | GUARDIAN | UPC36CN23STG1 | JHE36B5CD2SS1 |  | Split System | 36000 | 18 | 9 | 1.92 | R-454B | 650
217050613 | LUXAIRE | UPC36CN23STG1 | JHE36B5CD2SS1 |  | Split System | 36000 | 18 | 9 | 1.92 | R-454B | 650
217050615 | COLEMAN | UPC24CN23STG1 | JHE24B5AC2SS1 |  | Split System | 24000 | 18 | 9.5 | 2 | R-454B | 650
217050618 | GUARDIAN | UPC24CN23STG1 | JHE24B5AC2SS1 |  | Split System | 24000 | 18 | 9.5 | 2 | R-454B | 650
217050612 | LUXAIRE | UPC24CN23STG1 | JHE24B5AC2SS1 |  | Split System | 24000 | 18 | 9.5 | 2 | R-454B | 650
217633815 | COMFORTMAKER | D5CUHAH24AAK+TIC2025-0016 | EA*5X37M17A* | *96MSN0261410A* | Split System | 23600 | 16 | 8.5 | 1.94 | R-454B | 650
217633101 | DAY & NIGHT | D5CUHAH24AAK+TIC2025-0016 | EA*5X25M17A* | *80MS(N,L)0451714A* | Split System | 23600 | 16 | 8.5 | 1.94 | R-454B | 650
217633848 | DAY & NIGHT | D5CUHAH24AAK+TIC2025-0016 | EA*5X37M17A* | *96MSN0601412A* | Split System | 23600 | 16 | 8.5 | 1.94 | R-454B | 650
217633816 | DAY & NIGHT | D5CUHAH24AAK+TIC2025-0016 | EA*5X37M17A* | *96MSN0261410A* | Split System | 23600 | 16 | 8.5 | 1.94 | R-454B | 650
217633097 | HEIL | D5CUHAH24AAK+TIC2025-0016 | EA*5X25M17A* | *80MS(N,L)0451714A* | Split System | 23600 | 16 | 8.5 | 1.94 | R-454B | 650
217633844 | HEIL | D5CUHAH24AAK+TIC2025-0016 | EA*5X37M17A* | *96MSN0601412A* | Split System | 23600 | 16 | 8.5 | 1.94 | R-454B | 650
217633812 | HEIL | D5CUHAH24AAK+TIC2025-0016 | EA*5X37M17A* | *96MSN0261410A* | Split System | 23600 | 16 | 8.5 | 1.94 | R-454B | 650
217634727 | HEIL | D5CUHAH24AAK+TIC2025-0016 | ESH5X36M12A* | *80MS(N,L)0701412A* | Split System | 23600 | 16 | 8.5 | 1.94 | R-454B | 650
217634907 | HEIL | D5CUHAH24AAK+TIC2025-0016 | ESH5X36M12A* | *92MSN1002120A* | Split System | 23600 | 16 | 8.5 | 1.94 | R-454B | 650
217633102 | KEEPRITE | D5CUHAH24AAK+TIC2025-0016 | EA*5X25M17A* | *80MS(N,L)0451714A* | Split System | 23600 | 16 | 8.5 | 1.94 | R-454B | 650
217633849 | KEEPRITE | D5CUHAH24AAK+TIC2025-0016 | EA*5X37M17A* | *96MSN0601412A* | Split System | 23600 | 16 | 8.5 | 1.94 | R-454B | 650
217634732 | KEEPRITE | D5CUHAH24AAK+TIC2025-0016 | ESH5X36M12A* | *80MS(N,L)0701412A* | Split System | 23600 | 16 | 8.5 | 1.94 | R-454B | 650
217633817 | KEEPRITE | D5CUHAH24AAK+TIC2025-0016 | EA*5X37M17A* | *96MSN0261410A* | Split System | 23600 | 16 | 8.5 | 1.94 | R-454B | 650
217633096 | PAYNE HEATING AND COOLING | 37MUHAQ24AA3+TIC2025-0016 | CAA**2517AM* | PG80MS(A,L)A42045B** | Split System | 23600 | 16 | 8.5 | 1.94 | R-454B | 650
217633811 | PAYNE HEATING AND COOLING | 37MUHAQ24AA3+TIC2025-0016 | CAA**3717AM* | PG96MSAA30026A** | Split System | 23600 | 16 | 8.5 | 1.94 | R-454B | 650
217634733 | SMART COMFORT | D5CUHAH24AAK+TIC2025-0016 | ESH5X36M12A* | *80MS(N,L)0701412A* | Split System | 23600 | 16 | 8.5 | 1.94 | R-454B | 650
217633850 | TEMPSTAR | D5CUHAH24AAK+TIC2025-0016 | EA*5X37M17A* | *96MSN0601412A* | Split System | 23600 | 16 | 8.5 | 1.94 | R-454B | 650
217634734 | TEMPSTAR | D5CUHAH24AAK+TIC2025-0016 | ESH5X36M12A* | *80MS(N,L)0701412A* | Split System | 23600 | 16 | 8.5 | 1.94 | R-454B | 650
217633818 | TEMPSTAR | D5CUHAH24AAK+TIC2025-0016 | EA*5X37M17A* | *96MSN0261410A* | Split System | 23600 | 16 | 8.5 | 1.94 | R-454B | 650
217633202 | AIRQUEST | D5CUHAH24AAK+TIC2025-0016 | EA*5X25M17A* | *96MSN0261410A* | Split System | 23800 | 16 | 8.5 | 1.94 | R-454B | 650
217634819 | AIRQUEST | D5CUHAH24AAK+TIC2025-0016 | ESH5X36M12A* | *80MS(N,L)1102420A* | Split System | 23800 | 16 | 8.5 | 1.94 | R-454B | 650
217633199 | BRYANT HEATING AND COOLING SYSTEMS | 37MUHAQ24AA3+TIC2025-0016 | CAA**2517AM* | 916SA30026M14*** | Split System | 23800 | 16 | 8.5 | 1.94 | R-454B | 650
217632157 | CARRIER | 37MUHAQ24AA3+TIC2025-0016 | CAA**2517AM* | 59SC6A026M14**10 | Split System | 23800 | 16 | 8.5 | 1.94 | R-454B | 650
217632317 | CARRIER | 37MUHAQ24AA3+TIC2025-0016 | CSAH*3612AM* | 58S(B,C)*B110M24**20 | Split System | 23800 | 16 | 8.5 | 1.94 | R-454B | 650
217633204 | COMFORTMAKER | D5CUHAH24AAK+TIC2025-0016 | EA*5X25M17A* | *96MSN0261410A* | Split System | 23800 | 16 | 8.5 | 1.94 | R-454B | 650
217633205 | DAY & NIGHT | D5CUHAH24AAK+TIC2025-0016 | EA*5X25M17A* | *96MSN0261410A* | Split System | 23800 | 16 | 8.5 | 1.94 | R-454B | 650
217634822 | DAY & NIGHT | D5CUHAH24AAK+TIC2025-0016 | ESH5X36M12A* | *80MS(N,L)1102420A* | Split System | 23800 | 16 | 8.5 | 1.94 | R-454B | 650
217633201 | HEIL | D5CUHAH24AAK+TIC2025-0016 | EA*5X25M17A* | *96MSN0261410A* | Split System | 23800 | 16 | 8.5 | 1.94 | R-454B | 650
217634818 | HEIL | D5CUHAH24AAK+TIC2025-0016 | ESH5X36M12A* | *80MS(N,L)1102420A* | Split System | 23800 | 16 | 8.5 | 1.94 | R-454B | 650
217634823 | KEEPRITE | D5CUHAH24AAK+TIC2025-0016 | ESH5X36M12A* | *80MS(N,L)1102420A* | Split System | 23800 | 16 | 8.5 | 1.94 | R-454B | 650
217633200 | PAYNE HEATING AND COOLING | 37MUHAQ24AA3+TIC2025-0016 | CAA**2517AM* | PG96MSAA30026A** | Split System | 23800 | 16 | 8.5 | 1.94 | R-454B | 650
217634750 | ARCOAIRE | D5CUHAH24AAK+TIC2025-0016 | ESH5X36M12A* | *80MS(N,L)0701716A* | Split System | 23600 | 16 | 8.5 | 1.96 | R-454B | 650
217633706 | BRYANT HEATING AND COOLING SYSTEMS | 37MUHAQ24AA3+TIC2025-0016 | CAA**3717AM* | 8(0,1)*SB42045M17*** | Split System | 23600 | 16 | 8.5 | 1.96 | R-454B | 650
217634746 | BRYANT HEATING AND COOLING SYSTEMS | 37MUHAQ24AA3+TIC2025-0016 | CSAH*3612AM* | 8(0,1)*SB48070M17*** | Split System | 23600 | 16 | 8.5 | 1.96 | R-454B | 650
217632310 | CARRIER | 37MUHAQ24AA3+TIC2025-0016 | CSAH*3612AM* | 58S(B,C)*B070M17**16 | Split System | 23600 | 16 | 8.5 | 1.96 | R-454B | 650
217634751 | COMFORTMAKER | D5CUHAH24AAK+TIC2025-0016 | ESH5X36M12A* | *80MS(N,L)0701716A* | Split System | 23600 | 16 | 8.5 | 1.96 | R-454B | 650
217633712 | DAY & NIGHT | D5CUHAH24AAK+TIC2025-0016 | EA*5X37M17A* | *80MS(N,L)0451714A* | Split System | 23600 | 16 | 8.5 | 1.96 | R-454B | 650
217634752 | DAY & NIGHT | D5CUHAH24AAK+TIC2025-0016 | ESH5X36M12A* | *80MS(N,L)0701716A* | Split System | 23600 | 16 | 8.5 | 1.96 | R-454B | 650
217633708 | HEIL | D5CUHAH24AAK+TIC2025-0016 | EA*5X37M17A* | *80MS(N,L)0451714A* | Split System | 23600 | 16 | 8.5 | 1.96 | R-454B | 650
217633713 | KEEPRITE | D5CUHAH24AAK+TIC2025-0016 | EA*5X37M17A* | *80MS(N,L)0451714A* | Split System | 23600 | 16 | 8.5 | 1.96 | R-454B | 650
217633714 | TEMPSTAR | D5CUHAH24AAK+TIC2025-0016 | EA*5X37M17A* | *80MS(N,L)0451714A* | Split System | 23600 | 16 | 8.5 | 1.96 | R-454B | 650
217633854 | AIRQUEST | D5CUHAH24AAK+TIC2025-0016 | EA*5X37M17A* | *96MSN0601716A* | Split System | 23800 | 16 | 8.5 | 1.96 | R-454B | 650
217633855 | AIRQUEST | D5CUHAH24AAK+TIC2025-0016 | EA*5X37M17A* | *96MSM0601716A* | Split System | 23800 | 16 | 8.5 | 1.96 | R-454B | 650
217633856 | ARCOAIRE | D5CUHAH24AAK+TIC2025-0016 | EA*5X37M17A* | *96MSN0601716A* | Split System | 23800 | 16 | 8.5 | 1.96 | R-454B | 650
217632221 | CARRIER | 37MUHAQ24AA3+TIC2025-0016 | CAA**3717AM* | 59SC6A060M17**16 | Split System | 23800 | 16 | 8.5 | 1.96 | R-454B | 650
217633857 | COMFORTMAKER | D5CUHAH24AAK+TIC2025-0016 | EA*5X37M17A* | *96MSN0601716A* | Split System | 23800 | 16 | 8.5 | 1.96 | R-454B | 650
217633853 | HEIL | D5CUHAH24AAK+TIC2025-0016 | EA*5X37M17A* | *96MSN0601716A* | Split System | 23800 | 16 | 8.5 | 1.96 | R-454B | 650
217636051 | AIRQUEST | D5CUHAH24AAK+TIC2025-0016 | EA*5X30M17A* | *97VTN0801716A* | Split System | 22800 | 16.5 | 8.5 | 1.88 | R-454B | 650
217636029 | AIRQUEST | D5CUHAH24AAK+TIC2025-0016 | EA*5X30M17A* | *96VTN0801716B* | Split System | 22800 | 16.5 | 8.5 | 1.88 | R-454B | 650
217635956 | ARCOAIRE | D5CUHAH24AAK+TIC2025-0016 | EA*5X30M17A* | *96VSN0801716B* | Split System | 22800 | 16.5 | 8.5 | 1.88 | R-454B | 650
217636026 | BRYANT HEATING AND COOLING SYSTEMS | 37MUHAQ24AA3+TIC2025-0016 | CAA**3017AM* | 926TC48080V17*** | Split System | 22800 | 16.5 | 8.5 | 1.88 | R-454B | 650
217635953 | BRYANT HEATING AND COOLING SYSTEMS | 37MUHAQ24AA3+TIC2025-0016 | CAA**3017AM* | 926SB48080V17*** | Split System | 22800 | 16.5 | 8.5 | 1.88 | R-454B | 650
217636048 | BRYANT HEATING AND COOLING SYSTEMS | 37MUHAQ24AA3+TIC2025-0016 | CAA**3017AM* | 927TA48080V17*** | Split System | 22800 | 16.5 | 8.5 | 1.88 | R-454B | 650
217632546 | CARRIER | 37MUHAQ24AA3+TIC2025-0016 | CAA**3017AM* | 59TP6C080V17**16 | Split System | 22800 | 16.5 | 8.5 | 1.88 | R-454B | 650
217632549 | CARRIER | 37MUHAQ24AA3+TIC2025-0016 | CAA**3017AM* | 59TP7A080V17**16 | Split System | 22800 | 16.5 | 8.5 | 1.88 | R-454B | 650
217632547 | CARRIER | 37MUHAQ24AA3+TIC2025-0016 | CAA**3017AM* | GG96VTAB48080B** | Split System | 22800 | 16.5 | 8.5 | 1.88 | R-454B | 650
217632537 | CARRIER | 37MUHAQ24AA3+TIC2025-0016 | CAA**3017AM* | 59SP6B080V17**16 | Split System | 22800 | 16.5 | 8.5 | 1.88 | R-454B | 650
217636031 | COMFORTMAKER | D5CUHAH24AAK+TIC2025-0016 | EA*5X30M17A* | *96VTN0801716B* | Split System | 22800 | 16.5 | 8.5 | 1.88 | R-454B | 650
217635954 | HEIL | D5CUHAH24AAK+TIC2025-0016 | EA*5X30M17A* | *96VSN0801716B* | Split System | 22800 | 16.5 | 8.5 | 1.88 | R-454B | 650
217636028 | HEIL | D5CUHAH24AAK+TIC2025-0016 | EA*5X30M17A* | *96VTN0801716B* | Split System | 22800 | 16.5 | 8.5 | 1.88 | R-454B | 650
217635959 | KEEPRITE | D5CUHAH24AAK+TIC2025-0016 | EA*5X30M17A* | *96VSN0801716B* | Split System | 22800 | 16.5 | 8.5 | 1.88 | R-454B | 650
217636033 | KEEPRITE | D5CUHAH24AAK+TIC2025-0016 | EA*5X30M17A* | *96VTN0801716B* | Split System | 22800 | 16.5 | 8.5 | 1.88 | R-454B | 650
217636055 | KEEPRITE | D5CUHAH24AAK+TIC2025-0016 | EA*5X30M17A* | *97VTN0801716A* | Split System | 22800 | 16.5 | 8.5 | 1.88 | R-454B | 650
217636027 | PAYNE HEATING AND COOLING | 37MUHAQ24AA3+TIC2025-0016 | CAA**3017AM* | PG96VTAB48080B** | Split System | 22800 | 16.5 | 8.5 | 1.88 | R-454B | 650
217636034 | SMART COMFORT | D5CUHAH24AAK+TIC2025-0016 | EA*5X30M17A* | *96VTN0801716B* | Split System | 22800 | 16.5 | 8.5 | 1.88 | R-454B | 650
217636056 | SMART COMFORT | D5CUHAH24AAK+TIC2025-0016 | EA*5X30M17A* | *97VTN0801716A* | Split System | 22800 | 16.5 | 8.5 | 1.88 | R-454B | 650
217636057 | TEMPSTAR | D5CUHAH24AAK+TIC2025-0016 | EA*5X30M17A* | *97VTN0801716A* | Split System | 22800 | 16.5 | 8.5 | 1.88 | R-454B | 650
217635763 | AIRQUEST | D5CUHAH24AAK+TIC2025-0016 | EA*5X30M14A* | *80VSL0451412B* | Split System | 23000 | 16.5 | 8.5 | 1.88 | R-454B | 650
217635764 | ARCOAIRE | D5CUHAH24AAK+TIC2025-0016 | EA*5X30M14A* | *80VSL0451412B* | Split System | 23000 | 16.5 | 8.5 | 1.88 | R-454B | 650
217635938 | ARCOAIRE | D5CUHAH24AAK+TIC2025-0016 | EA*5X30M17A* | *96VSN0601412B* | Split System | 23000 | 16.5 | 8.5 | 1.88 | R-454B | 650
217635779 | BRYANT HEATING AND COOLING SYSTEMS | 37MUHAQ24AA3+TIC2025-0016 | CAA**3014AM* | 82*TB36045V14*** | Split System | 23000 | 16.5 | 8.5 | 1.88 | R-454B | 650
217632514 | CARRIER | 37MUHAQ24AA3+TIC2025-0016 | CAA**3014AM* | 58SP*B045V14**12 | Split System | 23000 | 16.5 | 8.5 | 1.88 | R-454B | 650
217632543 | CARRIER | 37MUHAQ24AA3+TIC2025-0016 | CAA**3017AM* | 59TP6C060V14**12 | Split System | 23000 | 16.5 | 8.5 | 1.88 | R-454B | 650
217632535 | CARRIER | 37MUHAQ24AA3+TIC2025-0016 | CAA**3017AM* | 59SP6B060V14**12 | Split System | 23000 | 16.5 | 8.5 | 1.88 | R-454B | 650
217635765 | COMFORTMAKER | D5CUHAH24AAK+TIC2025-0016 | EA*5X30M14A* | *80VSL0451412B* | Split System | 23000 | 16.5 | 8.5 | 1.88 | R-454B | 650
217635784 | COMFORTMAKER | D5CUHAH24AAK+TIC2025-0016 | EA*5X30M14A* | *80VTL0451412B* | Split System | 23000 | 16.5 | 8.5 | 1.88 | R-454B | 650
217635939 | COMFORTMAKER | D5CUHAH24AAK+TIC2025-0016 | EA*5X30M17A* | *96VSN0601412B* | Split System | 23000 | 16.5 | 8.5 | 1.88 | R-454B | 650
217635785 | DAY & NIGHT | D5CUHAH24AAK+TIC2025-0016 | EA*5X30M14A* | *80VTL0451412B* | Split System | 23000 | 16.5 | 8.5 | 1.88 | R-454B | 650
217635940 | DAY & NIGHT | D5CUHAH24AAK+TIC2025-0016 | EA*5X30M17A* | *96VSN0601412B* | Split System | 23000 | 16.5 | 8.5 | 1.88 | R-454B | 650
217635781 | HEIL | D5CUHAH24AAK+TIC2025-0016 | EA*5X30M14A* | *80VTL0451412B* | Split System | 23000 | 16.5 | 8.5 | 1.88 | R-454B | 650
217635936 | HEIL | D5CUHAH24AAK+TIC2025-0016 | EA*5X30M17A* | *96VSN0601412B* | Split System | 23000 | 16.5 | 8.5 | 1.88 | R-454B | 650
217635786 | KEEPRITE | D5CUHAH24AAK+TIC2025-0016 | EA*5X30M14A* | *80VTL0451412B* | Split System | 23000 | 16.5 | 8.5 | 1.88 | R-454B | 650
217636013 | SMART COMFORT | D5CUHAH24AAK+TIC2025-0016 | EA*5X30M17A* | *96VTN0601412B* | Split System | 23000 | 16.5 | 8.5 | 1.88 | R-454B | 650
217635942 | SMART COMFORT | D5CUHAH24AAK+TIC2025-0016 | EA*5X30M17A* | *96VSN0601412B* | Split System | 23000 | 16.5 | 8.5 | 1.88 | R-454B | 650
217635788 | TEMPSTAR | D5CUHAH24AAK+TIC2025-0016 | EA*5X30M14A* | *80VTL0451412B* | Split System | 23000 | 16.5 | 8.5 | 1.88 | R-454B | 650
217636014 | TEMPSTAR | D5CUHAH24AAK+TIC2025-0016 | EA*5X30M17A* | *96VTN0601412B* | Split System | 23000 | 16.5 | 8.5 | 1.88 | R-454B | 650
217635943 | TEMPSTAR | D5CUHAH24AAK+TIC2025-0016 | EA*5X30M17A* | *96VSN0601412B* | Split System | 23000 | 16.5 | 8.5 | 1.88 | R-454B | 650
217637007 | AIRQUEST | D5CUHAH24AAK+TIC2025-0016 | ESH5X24M12A* | *80MSU0601716A* | Split System | 23400 | 16.5 | 8.5 | 1.88 | R-454B | 650
217637012 | SMART COMFORT | D5CUHAH24AAK+TIC2025-0016 | ESH5X24M12A* | *80MSU0601716A* | Split System | 23400 | 16.5 | 8.5 | 1.88 | R-454B | 650
217637482 | ARCOAIRE | D5CUHAH24AAK+TIC2025-0016 | ESH5X30M12A* | *80MSU0802120A* | Split System | 23800 | 16.5 | 8.5 | 1.88 | R-454B | 650
217632714 | CARRIER | 37MUHAQ24AA3+TIC2025-0016 | CSAH*3012AM* | 58SU*B060M17**16 | Split System | 23800 | 16.5 | 8.5 | 1.88 | R-454B | 650
217632715 | CARRIER | 37MUHAQ24AA3+TIC2025-0016 | CSAH*3012AM* | 58SU*B080M21**20 | Split System | 23800 | 16.5 | 8.5 | 1.88 | R-454B | 650
217637483 | COMFORTMAKER | D5CUHAH24AAK+TIC2025-0016 | ESH5X30M12A* | *80MSU0802120A* | Split System | 23800 | 16.5 | 8.5 | 1.88 | R-454B | 650
217637474 | KEEPRITE | D5CUHAH24AAK+TIC2025-0016 | ESH5X30M12A* | *80MSU0601716A* | Split System | 23800 | 16.5 | 8.5 | 1.88 | R-454B | 650
217637485 | KEEPRITE | D5CUHAH24AAK+TIC2025-0016 | ESH5X30M12A* | *80MSU0802120A* | Split System | 23800 | 16.5 | 8.5 | 1.88 | R-454B | 650
217637486 | SMART COMFORT | D5CUHAH24AAK+TIC2025-0016 | ESH5X30M12A* | *80MSU0802120A* | Split System | 23800 | 16.5 | 8.5 | 1.88 | R-454B | 650
217637476 | TEMPSTAR | D5CUHAH24AAK+TIC2025-0016 | ESH5X30M12A* | *80MSU0601716A* | Split System | 23800 | 16.5 | 8.5 | 1.88 | R-454B | 650
217635825 | AIRQUEST | D5CUHAH24AAK+TIC2025-0016 | EA*5X30M14A* | *96VTN0601412B* | Split System | 22800 | 16.5 | 8.5 | 1.9 | R-454B | 650
217635804 | AIRQUEST | D5CUHAH24AAK+TIC2025-0016 | EA*5X30M14A* | *96VSN0601412B* | Split System | 22800 | 16.5 | 8.5 | 1.9 | R-454B | 650
217632847 | AIRQUEST | D5CUHAH24AAK+TIC2025-0016 | EA*5X24M14A* | *80MS(N,L)0701412A* | Split System | 22800 | 16.5 | 8.5 | 1.9 | R-454B | 650
217635826 | ARCOAIRE | D5CUHAH24AAK+TIC2025-0016 | EA*5X30M14A* | *96VTN0601412B* | Split System | 22800 | 16.5 | 8.5 | 1.9 | R-454B | 650
217633012 | ARCOAIRE | D5CUHAH24AAK+TIC2025-0016 | EA*5X24M17A* | *92MSN0801716A* | Split System | 22800 | 16.5 | 8.5 | 1.9 | R-454B | 650
217632848 | ARCOAIRE | D5CUHAH24AAK+TIC2025-0016 | EA*5X24M14A* | *80MS(N,L)0701412A* | Split System | 22800 | 16.5 | 8.5 | 1.9 | R-454B | 650
217633008 | BRYANT HEATING AND COOLING SYSTEMS | 37MUHAQ24AA3+TIC2025-0016 | CAA**2417AM* | 912SE48080M17*** | Split System | 22800 | 16.5 | 8.5 | 1.9 | R-454B | 650
217632844 | BRYANT HEATING AND COOLING SYSTEMS | 37MUHAQ24AA3+TIC2025-0016 | CAA**2414AM* | 8(0,1)*SB36070M14*** | Split System | 22800 | 16.5 | 8.5 | 1.9 | R-454B | 650
217632519 | CARRIER | 37MUHAQ24AA3+TIC2025-0016 | CAA**3014AM* | 59SP6B060V14**12 | Split System | 22800 | 16.5 | 8.5 | 1.9 | R-454B | 650
217632522 | CARRIER | 37MUHAQ24AA3+TIC2025-0016 | CAA**3014AM* | 59TP6C060V14**12 | Split System | 22800 | 16.5 | 8.5 | 1.9 | R-454B | 650
217632139 | CARRIER | 37MUHAQ24AA3+TIC2025-0016 | CAA**2417AM* | 59SC2E080M17**16 | Split System | 22800 | 16.5 | 8.5 | 1.9 | R-454B | 650
217632123 | CARRIER | 37MUHAQ24AA3+TIC2025-0016 | CAA**2414AM* | 58S(B,C)*B070M14**12 | Split System | 22800 | 16.5 | 8.5 | 1.9 | R-454B | 650
217635806 | COMFORTMAKER | D5CUHAH24AAK+TIC2025-0016 | EA*5X30M14A* | *96VSN0601412B* | Split System | 22800 | 16.5 | 8.5 | 1.9 | R-454B | 650
217633013 | COMFORTMAKER | D5CUHAH24AAK+TIC2025-0016 | EA*5X24M17A* | *92MSN0801716A* | Split System | 22800 | 16.5 | 8.5 | 1.9 | R-454B | 650
217635828 | DAY & NIGHT | D5CUHAH24AAK+TIC2025-0016 | EA*5X30M14A* | *96VTN0601412B* | Split System | 22800 | 16.5 | 8.5 | 1.9 | R-454B | 650
217635807 | DAY & NIGHT | D5CUHAH24AAK+TIC2025-0016 | EA*5X30M14A* | *96VSN0601412B* | Split System | 22800 | 16.5 | 8.5 | 1.9 | R-454B | 650
217633014 | DAY & NIGHT | D5CUHAH24AAK+TIC2025-0016 | EA*5X24M17A* | *92MSN0801716A* | Split System | 22800 | 16.5 | 8.5 | 1.9 | R-454B | 650
217632846 | HEIL | D5CUHAH24AAK+TIC2025-0016 | EA*5X24M14A* | *80MS(N,L)0701412A* | Split System | 22800 | 16.5 | 8.5 | 1.9 | R-454B | 650
217633015 | KEEPRITE | D5CUHAH24AAK+TIC2025-0016 | EA*5X24M17A* | *92MSN0801716A* | Split System | 22800 | 16.5 | 8.5 | 1.9 | R-454B | 650
217632851 | KEEPRITE | D5CUHAH24AAK+TIC2025-0016 | EA*5X24M14A* | *80MS(N,L)0701412A* | Split System | 22800 | 16.5 | 8.5 | 1.9 | R-454B | 650
217632845 | PAYNE HEATING AND COOLING | 37MUHAQ24AA3+TIC2025-0016 | CAA**2414AM* | PG80MS(A,L)A36070A** | Split System | 22800 | 16.5 | 8.5 | 1.9 | R-454B | 650
217635809 | SMART COMFORT | D5CUHAH24AAK+TIC2025-0016 | EA*5X30M14A* | *96VSN0601412B* | Split System | 22800 | 16.5 | 8.5 | 1.9 | R-454B | 650
217635830 | SMART COMFORT | D5CUHAH24AAK+TIC2025-0016 | EA*5X30M14A* | *96VTN0601412B* | Split System | 22800 | 16.5 | 8.5 | 1.9 | R-454B | 650
217633016 | SMART COMFORT | D5CUHAH24AAK+TIC2025-0016 | EA*5X24M17A* | *92MSN0801716A* | Split System | 22800 | 16.5 | 8.5 | 1.9 | R-454B | 650
217632852 | SMART COMFORT | D5CUHAH24AAK+TIC2025-0016 | EA*5X24M14A* | *80MS(N,L)0701412A* | Split System | 22800 | 16.5 | 8.5 | 1.9 | R-454B | 650
217635810 | TEMPSTAR | D5CUHAH24AAK+TIC2025-0016 | EA*5X30M14A* | *96VSN0601412B* | Split System | 22800 | 16.5 | 8.5 | 1.9 | R-454B | 650
217635831 | TEMPSTAR | D5CUHAH24AAK+TIC2025-0016 | EA*5X30M14A* | *96VTN0601412B* | Split System | 22800 | 16.5 | 8.5 | 1.9 | R-454B | 650
217632853 | TEMPSTAR | D5CUHAH24AAK+TIC2025-0016 | EA*5X24M14A* | *80MS(N,L)0701412A* | Split System | 22800 | 16.5 | 8.5 | 1.9 | R-454B | 650
217636252 | AIRQUEST | D5CUHAH24AAK+TIC2025-0016 | EA*5X36M17A* | *96VTN0401712B* | Split System | 23000 | 16.5 | 8.5 | 1.9 | R-454B | 650
217636040 | AIRQUEST | D5CUHAH24AAK+TIC2025-0016 | EA*5X30M17A* | *97VTN0601716A* | Split System | 23000 | 16.5 | 8.5 | 1.9 | R-454B | 650
217636263 | ARCOAIRE | D5CUHAH24AAK+TIC2025-0016 | EA*5X36M17A* | *96VTN0601412B* | Split System | 23000 | 16.5 | 8.5 | 1.9 | R-454B | 650
217636192 | ARCOAIRE | D5CUHAH24AAK+TIC2025-0016 | EA*5X36M17A* | *96VSN0601412B* | Split System | 23000 | 16.5 | 8.5 | 1.9 | R-454B | 650
217636174 | ARCOAIRE | D5CUHAH24AAK+TIC2025-0016 | EA*5X36M17A* | *96VSN0401410B* | Split System | 23000 | 16.5 | 8.5 | 1.9 | R-454B | 650
217636249 | BRYANT HEATING AND COOLING SYSTEMS | 37MUHAQ24AA3+TIC2025-0016 | CAA**3617AM* | 926TC36040V17*** | Split System | 23000 | 16.5 | 8.5 | 1.9 | R-454B | 650
217636189 | BRYANT HEATING AND COOLING SYSTEMS | 37MUHAQ24AA3+TIC2025-0016 | CAA**3617AM* | 926SB36060V14*** | Split System | 23000 | 16.5 | 8.5 | 1.9 | R-454B | 650
217636238 | BRYANT HEATING AND COOLING SYSTEMS | 37MUHAQ24AA3+TIC2025-0016 | CAA**3617AM* | 926TC30040V14*** | Split System | 23000 | 16.5 | 8.5 | 1.9 | R-454B | 650
217636171 | BRYANT HEATING AND COOLING SYSTEMS | 37MUHAQ24AA3+TIC2025-0016 | CAA**3617AM* | 926SB30040V14*** | Split System | 23000 | 16.5 | 8.5 | 1.9 | R-454B | 650
217635962 | BRYANT HEATING AND COOLING SYSTEMS | 37MUHAQ24AA3+TIC2025-0016 | CAA**3017AM* | 935SB36040M17*** | Split System | 23000 | 16.5 | 8.5 | 1.9 | R-454B | 650
217636037 | BRYANT HEATING AND COOLING SYSTEMS | 37MUHAQ24AA3+TIC2025-0016 | CAA**3017AM* | 927TA48060V17*** | Split System | 23000 | 16.5 | 8.5 | 1.9 | R-454B | 650
217632572 | CARRIER | 37MUHAQ24AA3+TIC2025-0016 | CAA**3617AM* | 59TP6C040V17**12 | Split System | 23000 | 16.5 | 8.5 | 1.9 | R-454B | 650
217632564 | CARRIER | 37MUHAQ24AA3+TIC2025-0016 | CAA**3617AM* | 59SP6B040V17**12 | Split System | 23000 | 16.5 | 8.5 | 1.9 | R-454B | 650
217632565 | CARRIER | 37MUHAQ24AA3+TIC2025-0016 | CAA**3617AM* | 59SP6B060V14**12 | Split System | 23000 | 16.5 | 8.5 | 1.9 | R-454B | 650
217632571 | CARRIER | 37MUHAQ24AA3+TIC2025-0016 | CAA**3617AM* | GG96VTAB30040A** | Split System | 23000 | 16.5 | 8.5 | 1.9 | R-454B | 650
217632570 | CARRIER | 37MUHAQ24AA3+TIC2025-0016 | CAA**3617AM* | 59TP6C040V14**10 | Split System | 23000 | 16.5 | 8.5 | 1.9 | R-454B | 650
217632563 | CARRIER | 37MUHAQ24AA3+TIC2025-0016 | CAA**3617AM* | 59SP6B040V14**10 | Split System | 23000 | 16.5 | 8.5 | 1.9 | R-454B | 650
217632538 | CARRIER | 37MUHAQ24AA3+TIC2025-0016 | CAA**3017AM* | 59SU5B040M17**12 | Split System | 23000 | 16.5 | 8.5 | 1.9 | R-454B | 650
217632536 | CARRIER | 37MUHAQ24AA3+TIC2025-0016 | CAA**3017AM* | 59SP6B060V17**16 | Split System | 23000 | 16.5 | 8.5 | 1.9 | R-454B | 650
217632544 | CARRIER | 37MUHAQ24AA3+TIC2025-0016 | CAA**3017AM* | 59TP6C060V17**16 | Split System | 23000 | 16.5 | 8.5 | 1.9 | R-454B | 650
217632545 | CARRIER | 37MUHAQ24AA3+TIC2025-0016 | CAA**3017AM* | GG96VTAB48060B** | Split System | 23000 | 16.5 | 8.5 | 1.9 | R-454B | 650
217632548 | CARRIER | 37MUHAQ24AA3+TIC2025-0016 | CAA**3017AM* | 59TP7A060V17**16 | Split System | 23000 | 16.5 | 8.5 | 1.9 | R-454B | 650
217636184 | COMFORTMAKER | D5CUHAH24AAK+TIC2025-0016 | EA*5X36M17A* | *96VSN0401712B* | Split System | 23000 | 16.5 | 8.5 | 1.9 | R-454B | 650
217636254 | COMFORTMAKER | D5CUHAH24AAK+TIC2025-0016 | EA*5X36M17A* | *96VTN0401712B* | Split System | 23000 | 16.5 | 8.5 | 1.9 | R-454B | 650
217636175 | COMFORTMAKER | D5CUHAH24AAK+TIC2025-0016 | EA*5X36M17A* | *96VSN0401410B* | Split System | 23000 | 16.5 | 8.5 | 1.9 | R-454B | 650
217635948 | COMFORTMAKER | D5CUHAH24AAK+TIC2025-0016 | EA*5X30M17A* | *96VSN0601716B* | Split System | 23000 | 16.5 | 8.5 | 1.9 | R-454B | 650
217636181 | HEIL | D5CUHAH24AAK+TIC2025-0016 | EA*5X36M17A* | *96VSN0401712B* | Split System | 23000 | 16.5 | 8.5 | 1.9 | R-454B | 650
217636261 | HEIL | D5CUHAH24AAK+TIC2025-0016 | EA*5X36M17A* | *96VTN0601412B* | Split System | 23000 | 16.5 | 8.5 | 1.9 | R-454B | 650
217636190 | HEIL | D5CUHAH24AAK+TIC2025-0016 | EA*5X36M17A* | *96VSN0601412B* | Split System | 23000 | 16.5 | 8.5 | 1.9 | R-454B | 650
217636240 | HEIL | D5CUHAH24AAK+TIC2025-0016 | EA*5X36M17A* | *96VTN0401410B* | Split System | 23000 | 16.5 | 8.5 | 1.9 | R-454B | 650
217636172 | HEIL | D5CUHAH24AAK+TIC2025-0016 | EA*5X36M17A* | *96VSN0401410B* | Split System | 23000 | 16.5 | 8.5 | 1.9 | R-454B | 650
217635945 | HEIL | D5CUHAH24AAK+TIC2025-0016 | EA*5X30M17A* | *96VSN0601716B* | Split System | 23000 | 16.5 | 8.5 | 1.9 | R-454B | 650
217636256 | KEEPRITE | D5CUHAH24AAK+TIC2025-0016 | EA*5X36M17A* | *96VTN0401712B* | Split System | 23000 | 16.5 | 8.5 | 1.9 | R-454B | 650
217636195 | KEEPRITE | D5CUHAH24AAK+TIC2025-0016 | EA*5X36M17A* | *96VSN0601412B* | Split System | 23000 | 16.5 | 8.5 | 1.9 | R-454B | 650
217635969 | KEEPRITE | D5CUHAH24AAK+TIC2025-0016 | EA*5X30M17A* | *95MSU0401712A* | Split System | 23000 | 16.5 | 8.5 | 1.9 | R-454B | 650
217636022 | KEEPRITE | D5CUHAH24AAK+TIC2025-0016 | EA*5X30M17A* | *96VTN0601716B* | Split System | 23000 | 16.5 | 8.5 | 1.9 | R-454B | 650
217636260 | PAYNE HEATING AND COOLING | 37MUHAQ24AA3+TIC2025-0016 | CAA**3617AM* | PG96VTAB36060A** | Split System | 23000 | 16.5 | 8.5 | 1.9 | R-454B | 650
217636267 | SMART COMFORT | D5CUHAH24AAK+TIC2025-0016 | EA*5X36M17A* | *96VTN0601412B* | Split System | 23000 | 16.5 | 8.5 | 1.9 | R-454B | 650
217635951 | SMART COMFORT | D5CUHAH24AAK+TIC2025-0016 | EA*5X30M17A* | *96VSN0601716B* | Split System | 23000 | 16.5 | 8.5 | 1.9 | R-454B | 650
217636258 | TEMPSTAR | D5CUHAH24AAK+TIC2025-0016 | EA*5X36M17A* | *96VTN0401712B* | Split System | 23000 | 16.5 | 8.5 | 1.9 | R-454B | 650
217636247 | TEMPSTAR | D5CUHAH24AAK+TIC2025-0016 | EA*5X36M17A* | *96VTN0401410B* | Split System | 23000 | 16.5 | 8.5 | 1.9 | R-454B | 650
217636179 | TEMPSTAR | D5CUHAH24AAK+TIC2025-0016 | EA*5X36M17A* | *96VSN0401410B* | Split System | 23000 | 16.5 | 8.5 | 1.9 | R-454B | 650
217636272 | AIRQUEST | D5CUHAH24AAK+TIC2025-0016 | EA*5X36M17A* | *96VTN0601716B* | Split System | 23200 | 16.5 | 8.5 | 1.9 | R-454B | 650
217636200 | AIRQUEST | D5CUHAH24AAK+TIC2025-0016 | EA*5X36M17A* | *96VSN0601716B* | Split System | 23200 | 16.5 | 8.5 | 1.9 | R-454B | 650
217637460 | ARCOAIRE | D5CUHAH24AAK+TIC2025-0016 | ESH5X30M12A* | *80MSU0401712A* | Split System | 23200 | 16.5 | 8.5 | 1.9 | R-454B | 650
217636220 | ARCOAIRE | D5CUHAH24AAK+TIC2025-0016 | EA*5X36M17A* | *95MSU0401712A* | Split System | 23200 | 16.5 | 8.5 | 1.9 | R-454B | 650
217636273 | ARCOAIRE | D5CUHAH24AAK+TIC2025-0016 | EA*5X36M17A* | *96VTN0601716B* | Split System | 23200 | 16.5 | 8.5 | 1.9 | R-454B | 650
217637456 | BRYANT HEATING AND COOLING SYSTEMS | 37MUHAQ24AA3+TIC2025-0016 | CSAH*3012AM* | 83*SB36040M17*** | Split System | 23200 | 16.5 | 8.5 | 1.9 | R-454B | 650
217636216 | BRYANT HEATING AND COOLING SYSTEMS | 37MUHAQ24AA3+TIC2025-0016 | CAA**3617AM* | 935SB36040M17*** | Split System | 23200 | 16.5 | 8.5 | 1.9 | R-454B | 650
217632713 | CARRIER | 37MUHAQ24AA3+TIC2025-0016 | CSAH*3012AM* | 58SU*B040M17**12 | Split System | 23200 | 16.5 | 8.5 | 1.9 | R-454B | 650
217632568 | CARRIER | 37MUHAQ24AA3+TIC2025-0016 | CAA**3617AM* | 59SU5B040M17**12 | Split System | 23200 | 16.5 | 8.5 | 1.9 | R-454B | 650
217632578 | CARRIER | 37MUHAQ24AA3+TIC2025-0016 | CAA**3617AM* | 59TP7A060V17**16 | Split System | 23200 | 16.5 | 8.5 | 1.9 | R-454B | 650
217632566 | CARRIER | 37MUHAQ24AA3+TIC2025-0016 | CAA**3617AM* | 59SP6B060V17**16 | Split System | 23200 | 16.5 | 8.5 | 1.9 | R-454B | 650
217636222 | DAY & NIGHT | D5CUHAH24AAK+TIC2025-0016 | EA*5X36M17A* | *95MSU0401712A* | Split System | 23200 | 16.5 | 8.5 | 1.9 | R-454B | 650
217636297 | DAY & NIGHT | D5CUHAH24AAK+TIC2025-0016 | EA*5X36M17A* | *97VTN0601716A* | Split System | 23200 | 16.5 | 8.5 | 1.9 | R-454B | 650
217636275 | DAY & NIGHT | D5CUHAH24AAK+TIC2025-0016 | EA*5X36M17A* | *96VTN0601716B* | Split System | 23200 | 16.5 | 8.5 | 1.9 | R-454B | 650
217637458 | HEIL | D5CUHAH24AAK+TIC2025-0016 | ESH5X30M12A* | *80MSU0401712A* | Split System | 23200 | 16.5 | 8.5 | 1.9 | R-454B | 650
217636199 | HEIL | D5CUHAH24AAK+TIC2025-0016 | EA*5X36M17A* | *96VSN0601716B* | Split System | 23200 | 16.5 | 8.5 | 1.9 | R-454B | 650
217636204 | KEEPRITE | D5CUHAH24AAK+TIC2025-0016 | EA*5X36M17A* | *96VSN0601716B* | Split System | 23200 | 16.5 | 8.5 | 1.9 | R-454B | 650
217636224 | SMART COMFORT | D5CUHAH24AAK+TIC2025-0016 | EA*5X36M17A* | *95MSU0401712A* | Split System | 23200 | 16.5 | 8.5 | 1.9 | R-454B | 650
217636225 | TEMPSTAR | D5CUHAH24AAK+TIC2025-0016 | EA*5X36M17A* | *95MSU0401712A* | Split System | 23200 | 16.5 | 8.5 | 1.9 | R-454B | 650
217636300 | TEMPSTAR | D5CUHAH24AAK+TIC2025-0016 | EA*5X36M17A* | *97VTN0601716A* | Split System | 23200 | 16.5 | 8.5 | 1.9 | R-454B | 650
217636206 | TEMPSTAR | D5CUHAH24AAK+TIC2025-0016 | EA*5X36M17A* | *96VSN0601716B* | Split System | 23200 | 16.5 | 8.5 | 1.9 | R-454B | 650
217637402 | BRYANT HEATING AND COOLING SYSTEMS | 37MUHAQ24AA3+TIC2025-0016 | CSAH*3012AM* | 82*SB36070V14*** | Split System | 23400 | 16.5 | 8.5 | 1.9 | R-454B | 650
217632707 | CARRIER | 37MUHAQ24AA3+TIC2025-0016 | CSAH*3012AM* | 58SP*B070V14**12 | Split System | 23400 | 16.5 | 8.5 | 1.9 | R-454B | 650
217632718 | CARRIER | 37MUHAQ24AA3+TIC2025-0016 | CSAH*3012AM* | 58TP*B070V14**12 | Split System | 23400 | 16.5 | 8.5 | 1.9 | R-454B | 650
217637406 | COMFORTMAKER | D5CUHAH24AAK+TIC2025-0016 | ESH5X30M12A* | *80VSL0701412B* | Split System | 23400 | 16.5 | 8.5 | 1.9 | R-454B | 650
217637410 | TEMPSTAR | D5CUHAH24AAK+TIC2025-0016 | ESH5X30M12A* | *80VSL0701412B* | Split System | 23400 | 16.5 | 8.5 | 1.9 | R-454B | 650
217636079 | AIRQUEST | D5CUHAH24AAK+TIC2025-0016 | EA*5X30M17A* | OMV112K14A | Split System | 23600 | 16.5 | 8.5 | 1.9 | R-454B | 650
217637644 | BRYANT HEATING AND COOLING SYSTEMS | 37MUHAQ24AA3+TIC2025-0016 | CSAH*3012AM* | 935SB60080M21*** | Split System | 23600 | 16.5 | 8.5 | 1.9 | R-454B | 650
217636077 | BRYANT HEATING AND COOLING SYSTEMS | 37MUHAQ24AA3+TIC2025-0016 | CAA**3017AM* | OVMAAB042112 | Split System | 23600 | 16.5 | 8.5 | 1.9 | R-454B | 650
217632734 | CARRIER | 37MUHAQ24AA3+TIC2025-0016 | CSAH*3012AM* | 59SU5B080M21**20 | Split System | 23600 | 16.5 | 8.5 | 1.9 | R-454B | 650
217632552 | CARRIER | 37MUHAQ24AA3+TIC2025-0016 | CAA**3017AM* | OVMAAB042112 | Split System | 23600 | 16.5 | 8.5 | 1.9 | R-454B | 650
217637649 | COMFORTMAKER | D5CUHAH24AAK+TIC2025-0016 | ESH5X30M12A* | *95MSU0802120A* | Split System | 23600 | 16.5 | 8.5 | 1.9 | R-454B | 650
217636081 | COMFORTMAKER | D5CUHAH24AAK+TIC2025-0016 | EA*5X30M17A* | OMV112K14A | Split System | 23600 | 16.5 | 8.5 | 1.9 | R-454B | 650
217637650 | DAY & NIGHT | D5CUHAH24AAK+TIC2025-0016 | ESH5X30M12A* | *95MSU0802120A* | Split System | 23600 | 16.5 | 8.5 | 1.9 | R-454B | 650
217636084 | SMART COMFORT | D5CUHAH24AAK+TIC2025-0016 | EA*5X30M17A* | OMV112K14A | Split System | 23600 | 16.5 | 8.5 | 1.9 | R-454B | 650
217637653 | TEMPSTAR | D5CUHAH24AAK+TIC2025-0016 | ESH5X30M12A* | *95MSU0802120A* | Split System | 23600 | 16.5 | 8.5 | 1.9 | R-454B | 650
217637867 | AIRQUEST | D5CUHAH24AAK+TIC2025-0016 | ESH5X36M12A* | *80VSL0701412B* | Split System | 23800 | 16.5 | 8.5 | 1.9 | R-454B | 650
217637865 | BRYANT HEATING AND COOLING SYSTEMS | 37MUHAQ24AA3+TIC2025-0016 | CSAH*3612AM* | 82*SB36070V14*** | Split System | 23800 | 16.5 | 8.5 | 1.9 | R-454B | 650
217632761 | CARRIER | 37MUHAQ24AA3+TIC2025-0016 | CSAH*3612AM* | 58SP*B070V14**12 | Split System | 23800 | 16.5 | 8.5 | 1.9 | R-454B | 650
217632772 | CARRIER | 37MUHAQ24AA3+TIC2025-0016 | CSAH*3612AM* | 58TP*B070V14**12 | Split System | 23800 | 16.5 | 8.5 | 1.9 | R-454B | 650
217632736 | CARRIER | 37MUHAQ24AA3+TIC2025-0016 | CSAH*3012AM* | 59SU5B100M21**22 | Split System | 23800 | 16.5 | 8.5 | 1.9 | R-454B | 650
217637869 | COMFORTMAKER | D5CUHAH24AAK+TIC2025-0016 | ESH5X36M12A* | *80VSL0701412B* | Split System | 23800 | 16.5 | 8.5 | 1.9 | R-454B | 650
217637671 | DAY & NIGHT | D5CUHAH24AAK+TIC2025-0016 | ESH5X30M12A* | *95MSU1002122A* | Split System | 23800 | 16.5 | 8.5 | 1.9 | R-454B | 650
217632784 | CARRIER | 37MUHAQ24AA3+TIC2025-0016 | CSAH*3612AM* | 59SP6B100V21**20 | Split System | 24000 | 16.5 | 8.5 | 1.9 | R-454B | 650
217638075 | TEMPSTAR | D5CUHAH24AAK+TIC2025-0016 | ESH5X36M12A* | *96VSN1002120B* | Split System | 24000 | 16.5 | 8.5 | 1.9 | R-454B | 650
217632790 | CARRIER | 37MUHAQ24AA3+TIC2025-0016 | CSAH*3612AM* | 59SU5B100M21**22 | Split System | 24200 | 16.5 | 8.5 | 1.9 | R-454B | 650
217638130 | HEIL | D5CUHAH24AAK+TIC2025-0016 | ESH5X36M12A* | *95MSU1002122A* | Split System | 24200 | 16.5 | 8.5 | 1.9 | R-454B | 650
217399855 | AIRQUEST | D5CUHAH18AAK+TIC2025-0016 | FMA5X18**AL* |  | Split System | 17700 | 16.5 | 8.5 | 1.92 | R-454B | 650
217399844 | AIRQUEST | D5CUHAH18AAK+TIC2025-0016 | FMA5X24**AL* |  | Split System | 17700 | 16.5 | 8.5 | 1.92 | R-454B | 650
217399856 | ARCOAIRE | D5CUHAH18AAK+TIC2025-0016 | FMA5X18**AL* |  | Split System | 17700 | 16.5 | 8.5 | 1.92 | R-454B | 650
217399845 | ARCOAIRE | D5CUHAH18AAK+TIC2025-0016 | FMA5X24**AL* |  | Split System | 17700 | 16.5 | 8.5 | 1.92 | R-454B | 650
217399852 | BRYANT HEATING AND COOLING SYSTEMS | 37MUHAQ18AA3+TIC2025-0016 | FMA5X18**AL* |  | Split System | 17700 | 16.5 | 8.5 | 1.92 | R-454B | 650
217399841 | BRYANT HEATING AND COOLING SYSTEMS | 37MUHAQ18AA3+TIC2025-0016 | FMA5X24**AL* |  | Split System | 17700 | 16.5 | 8.5 | 1.92 | R-454B | 650
217386549 | CARRIER | 37MUHAQ18AA3+TIC2025-0016 | FMA5X24**AL* |  | Split System | 17700 | 16.5 | 8.5 | 1.92 | R-454B | 650
217386551 | CARRIER | 37MUHAQ18AA3+TIC2025-0016 | FMA5X18**AL* |  | Split System | 17700 | 16.5 | 8.5 | 1.92 | R-454B | 650
217399857 | COMFORTMAKER | D5CUHAH18AAK+TIC2025-0016 | FMA5X18**AL* |  | Split System | 17700 | 16.5 | 8.5 | 1.92 | R-454B | 650
217399846 | COMFORTMAKER | D5CUHAH18AAK+TIC2025-0016 | FMA5X24**AL* |  | Split System | 17700 | 16.5 | 8.5 | 1.92 | R-454B | 650
217399858 | DAY & NIGHT | D5CUHAH18AAK+TIC2025-0016 | FMA5X18**AL* |  | Split System | 17700 | 16.5 | 8.5 | 1.92 | R-454B | 650
217399847 | DAY & NIGHT | D5CUHAH18AAK+TIC2025-0016 | FMA5X24**AL* |  | Split System | 17700 | 16.5 | 8.5 | 1.92 | R-454B | 650
217399843 | HEIL | D5CUHAH18AAK+TIC2025-0016 | FMA5X24**AL* |  | Split System | 17700 | 16.5 | 8.5 | 1.92 | R-454B | 650
217399854 | HEIL | D5CUHAH18AAK+TIC2025-0016 | FMA5X18**AL* |  | Split System | 17700 | 16.5 | 8.5 | 1.92 | R-454B | 650
217399853 | PAYNE HEATING AND COOLING | 37MUHAQ18AA3+TIC2025-0016 | FMA5X18**AL* |  | Split System | 17700 | 16.5 | 8.5 | 1.92 | R-454B | 650
217399842 | PAYNE HEATING AND COOLING | 37MUHAQ18AA3+TIC2025-0016 | FMA5X24**AL* |  | Split System | 17700 | 16.5 | 8.5 | 1.92 | R-454B | 650
217399849 | SMART COMFORT | D5CUHAH18AAK+TIC2025-0016 | FMA5X24**AL* |  | Split System | 17700 | 16.5 | 8.5 | 1.92 | R-454B | 650
217399860 | SMART COMFORT | D5CUHAH18AAK+TIC2025-0016 | FMA5X18**AL* |  | Split System | 17700 | 16.5 | 8.5 | 1.92 | R-454B | 650
217399861 | TEMPSTAR | D5CUHAH18AAK+TIC2025-0016 | FMA5X18**AL* |  | Split System | 17700 | 16.5 | 8.5 | 1.92 | R-454B | 650
217753144 | VIESSMANN | D5CUHAH18AAK+TIC2025-0016 | FMA5X18**AL* |  | Split System | 17700 | 16.5 | 8.5 | 1.92 | R-454B | 650
217753143 | VIESSMANN | D5CUHAH18AAK+TIC2025-0016 | FMA5X24**AL* |  | Split System | 17700 | 16.5 | 8.5 | 1.92 | R-454B | 650
217632928 | ARCOAIRE | D5CUHAH24AAK+TIC2025-0016 | EA*5X24M17A* | *80MS(N,L)0701412A* | Split System | 22800 | 16.5 | 8.5 | 1.92 | R-454B | 650
217632924 | BRYANT HEATING AND COOLING SYSTEMS | 37MUHAQ24AA3+TIC2025-0016 | CAA**2417AM* | 8(0,1)*SB36070M14*** | Split System | 22800 | 16.5 | 8.5 | 1.92 | R-454B | 650
217632929 | COMFORTMAKER | D5CUHAH24AAK+TIC2025-0016 | EA*5X24M17A* | *80MS(N,L)0701412A* | Split System | 22800 | 16.5 | 8.5 | 1.92 | R-454B | 650
217632930 | DAY & NIGHT | D5CUHAH24AAK+TIC2025-0016 | EA*5X24M17A* | *80MS(N,L)0701412A* | Split System | 22800 | 16.5 | 8.5 | 1.92 | R-454B | 650
217632926 | HEIL | D5CUHAH24AAK+TIC2025-0016 | EA*5X24M17A* | *80MS(N,L)0701412A* | Split System | 22800 | 16.5 | 8.5 | 1.92 | R-454B | 650
217632931 | KEEPRITE | D5CUHAH24AAK+TIC2025-0016 | EA*5X24M17A* | *80MS(N,L)0701412A* | Split System | 22800 | 16.5 | 8.5 | 1.92 | R-454B | 650
217632932 | SMART COMFORT | D5CUHAH24AAK+TIC2025-0016 | EA*5X24M17A* | *80MS(N,L)0701412A* | Split System | 22800 | 16.5 | 8.5 | 1.92 | R-454B | 650
217632933 | TEMPSTAR | D5CUHAH24AAK+TIC2025-0016 | EA*5X24M17A* | *80MS(N,L)0701412A* | Split System | 22800 | 16.5 | 8.5 | 1.92 | R-454B | 650
217633278 | AIRQUEST | D5CUHAH24AAK+TIC2025-0016 | EA*5X30M14A* | *80MS(N,L)0701412A* | Split System | 23000 | 16.5 | 8.5 | 1.92 | R-454B | 650
217633442 | AIRQUEST | D5CUHAH24AAK+TIC2025-0016 | EA*5X30M17A* | *92MSN0801716A* | Split System | 23000 | 16.5 | 8.5 | 1.92 | R-454B | 650
217633390 | AIRQUEST | D5CUHAH24AAK+TIC2025-0016 | EA*5X30M17A* | *80MS(N,L)0901714A* | Split System | 23000 | 16.5 | 8.5 | 1.92 | R-454B | 650
217633431 | AIRQUEST | D5CUHAH24AAK+TIC2025-0016 | EA*5X30M17A* | *92MSN0601714A* | Split System | 23000 | 16.5 | 8.5 | 1.92 | R-454B | 650
217633379 | AIRQUEST | D5CUHAH24AAK+TIC2025-0016 | EA*5X30M17A* | *80MS(N,L)0701716A* | Split System | 23000 | 16.5 | 8.5 | 1.92 | R-454B | 650
217633279 | ARCOAIRE | D5CUHAH24AAK+TIC2025-0016 | EA*5X30M14A* | *80MS(N,L)0701412A* | Split System | 23000 | 16.5 | 8.5 | 1.92 | R-454B | 650
217633443 | ARCOAIRE | D5CUHAH24AAK+TIC2025-0016 | EA*5X30M17A* | *92MSN0801716A* | Split System | 23000 | 16.5 | 8.5 | 1.92 | R-454B | 650
217633359 | ARCOAIRE | D5CUHAH24AAK+TIC2025-0016 | EA*5X30M17A* | *80MS(N,L)0701412A* | Split System | 23000 | 16.5 | 8.5 | 1.92 | R-454B | 650
217633432 | ARCOAIRE | D5CUHAH24AAK+TIC2025-0016 | EA*5X30M17A* | *92MSN0601714A* | Split System | 23000 | 16.5 | 8.5 | 1.92 | R-454B | 650
217633380 | ARCOAIRE | D5CUHAH24AAK+TIC2025-0016 | EA*5X30M17A* | *80MS(N,L)0701716A* | Split System | 23000 | 16.5 | 8.5 | 1.92 | R-454B | 650
217633366 | BRYANT HEATING AND COOLING SYSTEMS | 37MUHAQ24AA3+TIC2025-0016 | CAA**3017AM* | 8(0,1)*SB36070M17*** | Split System | 23000 | 16.5 | 8.5 | 1.92 | R-454B | 650
217633439 | BRYANT HEATING AND COOLING SYSTEMS | 37MUHAQ24AA3+TIC2025-0016 | CAA**3017AM* | 912SE48080M17*** | Split System | 23000 | 16.5 | 8.5 | 1.92 | R-454B | 650
217633275 | BRYANT HEATING AND COOLING SYSTEMS | 37MUHAQ24AA3+TIC2025-0016 | CAA**3014AM* | 8(0,1)*SB36070M14*** | Split System | 23000 | 16.5 | 8.5 | 1.92 | R-454B | 650
217633355 | BRYANT HEATING AND COOLING SYSTEMS | 37MUHAQ24AA3+TIC2025-0016 | CAA**3017AM* | 8(0,1)*SB36070M14*** | Split System | 23000 | 16.5 | 8.5 | 1.92 | R-454B | 650
217633376 | BRYANT HEATING AND COOLING SYSTEMS | 37MUHAQ24AA3+TIC2025-0016 | CAA**3017AM* | 8(0,1)*SB48070M17*** | Split System | 23000 | 16.5 | 8.5 | 1.92 | R-454B | 650
217633387 | BRYANT HEATING AND COOLING SYSTEMS | 37MUHAQ24AA3+TIC2025-0016 | CAA**3017AM* | 8(0,1)*SB42090M17*** | Split System | 23000 | 16.5 | 8.5 | 1.92 | R-454B | 650
217632175 | CARRIER | 37MUHAQ24AA3+TIC2025-0016 | CAA**3017AM* | 58S(B,C)*B070M17**12 | Split System | 23000 | 16.5 | 8.5 | 1.92 | R-454B | 650
217632164 | CARRIER | 37MUHAQ24AA3+TIC2025-0016 | CAA**3014AM* | 58S(B,C)*B070M14**12 | Split System | 23000 | 16.5 | 8.5 | 1.92 | R-454B | 650
217632177 | CARRIER | 37MUHAQ24AA3+TIC2025-0016 | CAA**3017AM* | 58S(B,C)*B090M17**14 | Split System | 23000 | 16.5 | 8.5 | 1.92 | R-454B | 650
217632176 | CARRIER | 37MUHAQ24AA3+TIC2025-0016 | CAA**3017AM* | 58S(B,C)*B070M17**16 | Split System | 23000 | 16.5 | 8.5 | 1.92 | R-454B | 650
217632181 | CARRIER | 37MUHAQ24AA3+TIC2025-0016 | CAA**3017AM* | 59SC2E060M17**14 | Split System | 23000 | 16.5 | 8.5 | 1.92 | R-454B | 650
217633371 | COMFORTMAKER | D5CUHAH24AAK+TIC2025-0016 | EA*5X30M17A* | *80MS(N,L)0701712A* | Split System | 23000 | 16.5 | 8.5 | 1.92 | R-454B | 650
217633280 | COMFORTMAKER | D5CUHAH24AAK+TIC2025-0016 | EA*5X30M14A* | *80MS(N,L)0701412A* | Split System | 23000 | 16.5 | 8.5 | 1.92 | R-454B | 650
217633444 | COMFORTMAKER | D5CUHAH24AAK+TIC2025-0016 | EA*5X30M17A* | *92MSN0801716A* | Split System | 23000 | 16.5 | 8.5 | 1.92 | R-454B | 650
217633433 | COMFORTMAKER | D5CUHAH24AAK+TIC2025-0016 | EA*5X30M17A* | *92MSN0601714A* | Split System | 23000 | 16.5 | 8.5 | 1.92 | R-454B | 650
217633392 | COMFORTMAKER | D5CUHAH24AAK+TIC2025-0016 | EA*5X30M17A* | *80MS(N,L)0901714A* | Split System | 23000 | 16.5 | 8.5 | 1.92 | R-454B | 650
217633381 | COMFORTMAKER | D5CUHAH24AAK+TIC2025-0016 | EA*5X30M17A* | *80MS(N,L)0701716A* | Split System | 23000 | 16.5 | 8.5 | 1.92 | R-454B | 650
217633372 | DAY & NIGHT | D5CUHAH24AAK+TIC2025-0016 | EA*5X30M17A* | *80MS(N,L)0701712A* | Split System | 23000 | 16.5 | 8.5 | 1.92 | R-454B | 650
217633281 | DAY & NIGHT | D5CUHAH24AAK+TIC2025-0016 | EA*5X30M14A* | *80MS(N,L)0701412A* | Split System | 23000 | 16.5 | 8.5 | 1.92 | R-454B | 650
217633361 | DAY & NIGHT | D5CUHAH24AAK+TIC2025-0016 | EA*5X30M17A* | *80MS(N,L)0701412A* | Split System | 23000 | 16.5 | 8.5 | 1.92 | R-454B | 650
217633434 | DAY & NIGHT | D5CUHAH24AAK+TIC2025-0016 | EA*5X30M17A* | *92MSN0601714A* | Split System | 23000 | 16.5 | 8.5 | 1.92 | R-454B | 650
217633382 | DAY & NIGHT | D5CUHAH24AAK+TIC2025-0016 | EA*5X30M17A* | *80MS(N,L)0701716A* | Split System | 23000 | 16.5 | 8.5 | 1.92 | R-454B | 650
217633277 | HEIL | D5CUHAH24AAK+TIC2025-0016 | EA*5X30M14A* | *80MS(N,L)0701412A* | Split System | 23000 | 16.5 | 8.5 | 1.92 | R-454B | 650
217633357 | HEIL | D5CUHAH24AAK+TIC2025-0016 | EA*5X30M17A* | *80MS(N,L)0701412A* | Split System | 23000 | 16.5 | 8.5 | 1.92 | R-454B | 650
217633389 | HEIL | D5CUHAH24AAK+TIC2025-0016 | EA*5X30M17A* | *80MS(N,L)0901714A* | Split System | 23000 | 16.5 | 8.5 | 1.92 | R-454B | 650
217633430 | HEIL | D5CUHAH24AAK+TIC2025-0016 | EA*5X30M17A* | *92MSN0601714A* | Split System | 23000 | 16.5 | 8.5 | 1.92 | R-454B | 650
217633378 | HEIL | D5CUHAH24AAK+TIC2025-0016 | EA*5X30M17A* | *80MS(N,L)0701716A* | Split System | 23000 | 16.5 | 8.5 | 1.92 | R-454B | 650
217633373 | KEEPRITE | D5CUHAH24AAK+TIC2025-0016 | EA*5X30M17A* | *80MS(N,L)0701712A* | Split System | 23000 | 16.5 | 8.5 | 1.92 | R-454B | 650
217633282 | KEEPRITE | D5CUHAH24AAK+TIC2025-0016 | EA*5X30M14A* | *80MS(N,L)0701412A* | Split System | 23000 | 16.5 | 8.5 | 1.92 | R-454B | 650
217633362 | KEEPRITE | D5CUHAH24AAK+TIC2025-0016 | EA*5X30M17A* | *80MS(N,L)0701412A* | Split System | 23000 | 16.5 | 8.5 | 1.92 | R-454B | 650
217633394 | KEEPRITE | D5CUHAH24AAK+TIC2025-0016 | EA*5X30M17A* | *80MS(N,L)0901714A* | Split System | 23000 | 16.5 | 8.5 | 1.92 | R-454B | 650
217633383 | KEEPRITE | D5CUHAH24AAK+TIC2025-0016 | EA*5X30M17A* | *80MS(N,L)0701716A* | Split System | 23000 | 16.5 | 8.5 | 1.92 | R-454B | 650
217633435 | KEEPRITE | D5CUHAH24AAK+TIC2025-0016 | EA*5X30M17A* | *92MSN0601714A* | Split System | 23000 | 16.5 | 8.5 | 1.92 | R-454B | 650
217633367 | PAYNE HEATING AND COOLING | 37MUHAQ24AA3+TIC2025-0016 | CAA**3017AM* | PG80MS(A,L)A36070B** | Split System | 23000 | 16.5 | 8.5 | 1.92 | R-454B | 650
217633276 | PAYNE HEATING AND COOLING | 37MUHAQ24AA3+TIC2025-0016 | CAA**3014AM* | PG80MS(A,L)A36070A** | Split System | 23000 | 16.5 | 8.5 | 1.92 | R-454B | 650
217633377 | PAYNE HEATING AND COOLING | 37MUHAQ24AA3+TIC2025-0016 | CAA**3017AM* | PG80MS(A,L)A48070B** | Split System | 23000 | 16.5 | 8.5 | 1.92 | R-454B | 650
217633388 | PAYNE HEATING AND COOLING | 37MUHAQ24AA3+TIC2025-0016 | CAA**3017AM* | PG80MS(A,L)A42090B** | Split System | 23000 | 16.5 | 8.5 | 1.92 | R-454B | 650
217633429 | PAYNE HEATING AND COOLING | 37MUHAQ24AA3+TIC2025-0016 | CAA**3017AM* | PG92MSAA42060B** | Split System | 23000 | 16.5 | 8.5 | 1.92 | R-454B | 650
217633447 | SMART COMFORT | D5CUHAH24AAK+TIC2025-0016 | EA*5X30M17A* | *92MSN0801716A* | Split System | 23000 | 16.5 | 8.5 | 1.92 | R-454B | 650
217633283 | SMART COMFORT | D5CUHAH24AAK+TIC2025-0016 | EA*5X30M14A* | *80MS(N,L)0701412A* | Split System | 23000 | 16.5 | 8.5 | 1.92 | R-454B | 650
217633363 | SMART COMFORT | D5CUHAH24AAK+TIC2025-0016 | EA*5X30M17A* | *80MS(N,L)0701412A* | Split System | 23000 | 16.5 | 8.5 | 1.92 | R-454B | 650
217633384 | SMART COMFORT | D5CUHAH24AAK+TIC2025-0016 | EA*5X30M17A* | *80MS(N,L)0701716A* | Split System | 23000 | 16.5 | 8.5 | 1.92 | R-454B | 650
217633436 | SMART COMFORT | D5CUHAH24AAK+TIC2025-0016 | EA*5X30M17A* | *92MSN0601714A* | Split System | 23000 | 16.5 | 8.5 | 1.92 | R-454B | 650
217633448 | TEMPSTAR | D5CUHAH24AAK+TIC2025-0016 | EA*5X30M17A* | *92MSN0801716A* | Split System | 23000 | 16.5 | 8.5 | 1.92 | R-454B | 650
217633364 | TEMPSTAR | D5CUHAH24AAK+TIC2025-0016 | EA*5X30M17A* | *80MS(N,L)0701412A* | Split System | 23000 | 16.5 | 8.5 | 1.92 | R-454B | 650
217633385 | TEMPSTAR | D5CUHAH24AAK+TIC2025-0016 | EA*5X30M17A* | *80MS(N,L)0701716A* | Split System | 23000 | 16.5 | 8.5 | 1.92 | R-454B | 650
217633437 | TEMPSTAR | D5CUHAH24AAK+TIC2025-0016 | EA*5X30M17A* | *92MSN0601714A* | Split System | 23000 | 16.5 | 8.5 | 1.92 | R-454B | 650
217633622 | AIRQUEST | D5CUHAH24AAK+TIC2025-0016 | EA*5X36M17A* | *92MSN0801716A* | Split System | 23200 | 16.5 | 8.5 | 1.92 | R-454B | 650
217633338 | AIRQUEST | D5CUHAH24AAK+TIC2025-0016 | EA*5X30M17A* | *80MS(N,L)0451412A* | Split System | 23200 | 16.5 | 8.5 | 1.92 | R-454B | 650
217633339 | ARCOAIRE | D5CUHAH24AAK+TIC2025-0016 | EA*5X30M17A* | *80MS(N,L)0451412A* | Split System | 23200 | 16.5 | 8.5 | 1.92 | R-454B | 650
217633619 | BRYANT HEATING AND COOLING SYSTEMS | 37MUHAQ24AA3+TIC2025-0016 | CAA**3617AM* | 912SE48080M17*** | Split System | 23200 | 16.5 | 8.5 | 1.92 | R-454B | 650
217633335 | BRYANT HEATING AND COOLING SYSTEMS | 37MUHAQ24AA3+TIC2025-0016 | CAA**3017AM* | 8(0,1)*SB36045M14*** | Split System | 23200 | 16.5 | 8.5 | 1.92 | R-454B | 650
217632172 | CARRIER | 37MUHAQ24AA3+TIC2025-0016 | CAA**3017AM* | 58S(B,C)*B045M14**12 | Split System | 23200 | 16.5 | 8.5 | 1.92 | R-454B | 650
217633624 | COMFORTMAKER | D5CUHAH24AAK+TIC2025-0016 | EA*5X36M17A* | *92MSN0801716A* | Split System | 23200 | 16.5 | 8.5 | 1.92 | R-454B | 650
217633340 | COMFORTMAKER | D5CUHAH24AAK+TIC2025-0016 | EA*5X30M17A* | *80MS(N,L)0451412A* | Split System | 23200 | 16.5 | 8.5 | 1.92 | R-454B | 650
217633625 | DAY & NIGHT | D5CUHAH24AAK+TIC2025-0016 | EA*5X36M17A* | *92MSN0801716A* | Split System | 23200 | 16.5 | 8.5 | 1.92 | R-454B | 650
217633341 | DAY & NIGHT | D5CUHAH24AAK+TIC2025-0016 | EA*5X30M17A* | *80MS(N,L)0451412A* | Split System | 23200 | 16.5 | 8.5 | 1.92 | R-454B | 650
217633621 | HEIL | D5CUHAH24AAK+TIC2025-0016 | EA*5X36M17A* | *92MSN0801716A* | Split System | 23200 | 16.5 | 8.5 | 1.92 | R-454B | 650
217633337 | HEIL | D5CUHAH24AAK+TIC2025-0016 | EA*5X30M17A* | *80MS(N,L)0451412A* | Split System | 23200 | 16.5 | 8.5 | 1.92 | R-454B | 650
217633620 | PAYNE HEATING AND COOLING | 37MUHAQ24AA3+TIC2025-0016 | CAA**3617AM* | PG92MSAA48080B** | Split System | 23200 | 16.5 | 8.5 | 1.92 | R-454B | 650
217633627 | SMART COMFORT | D5CUHAH24AAK+TIC2025-0016 | EA*5X36M17A* | *92MSN0801716A* | Split System | 23200 | 16.5 | 8.5 | 1.92 | R-454B | 650
217633343 | SMART COMFORT | D5CUHAH24AAK+TIC2025-0016 | EA*5X30M17A* | *80MS(N,L)0451412A* | Split System | 23200 | 16.5 | 8.5 | 1.92 | R-454B | 650
217633344 | TEMPSTAR | D5CUHAH24AAK+TIC2025-0016 | EA*5X30M17A* | *80MS(N,L)0451412A* | Split System | 23200 | 16.5 | 8.5 | 1.92 | R-454B | 650
217632768 | CARRIER | 37MUHAQ24AA3+TIC2025-0016 | CSAH*3612AM* | 58SU*B060M17**16 | Split System | 23400 | 16.5 | 8.5 | 1.92 | R-454B | 650
217635662 | AIRQUEST | D5CUHAH24AAK+TIC2025-0016 | EA*5X25M17A* | *96VTN0401410B* | Split System | 23600 | 16.5 | 8.5 | 1.92 | R-454B | 650
217635594 | AIRQUEST | D5CUHAH24AAK+TIC2025-0016 | EA*5X25M17A* | *96VSN0401410B* | Split System | 23600 | 16.5 | 8.5 | 1.92 | R-454B | 650
217636445 | AIRQUEST | D5CUHAH24AAK+TIC2025-0016 | EA*5X37M17A* | *96VSN0601412B* | Split System | 23600 | 16.5 | 8.5 | 1.92 | R-454B | 650
217636506 | AIRQUEST | D5CUHAH24AAK+TIC2025-0016 | EA*5X37M17A* | *96VTN0401712B* | Split System | 23600 | 16.5 | 8.5 | 1.92 | R-454B | 650
217637919 | BRYANT HEATING AND COOLING SYSTEMS | 37MUHAQ24AA3+TIC2025-0016 | CSAH*3612AM* | 83*SB36040M17*** | Split System | 23600 | 16.5 | 8.5 | 1.92 | R-454B | 650
217635659 | BRYANT HEATING AND COOLING SYSTEMS | 37MUHAQ24AA3+TIC2025-0016 | CAA**2517AM* | 926TC30040V14*** | Split System | 23600 | 16.5 | 8.5 | 1.92 | R-454B | 650
217636434 | BRYANT HEATING AND COOLING SYSTEMS | 37MUHAQ24AA3+TIC2025-0016 | CAA**3717AM* | 926SB36040V17*** | Split System | 23600 | 16.5 | 8.5 | 1.92 | R-454B | 650
217632767 | CARRIER | 37MUHAQ24AA3+TIC2025-0016 | CSAH*3612AM* | 58SU*B040M17**12 | Split System | 23600 | 16.5 | 8.5 | 1.92 | R-454B | 650
217632501 | CARRIER | 37MUHAQ24AA3+TIC2025-0016 | CAA**2517AM* | 59TP6C040V14**10 | Split System | 23600 | 16.5 | 8.5 | 1.92 | R-454B | 650
217632502 | CARRIER | 37MUHAQ24AA3+TIC2025-0016 | CAA**2517AM* | GG96VTAB30040A** | Split System | 23600 | 16.5 | 8.5 | 1.92 | R-454B | 650
217632494 | CARRIER | 37MUHAQ24AA3+TIC2025-0016 | CAA**2517AM* | 59SP6B040V14**10 | Split System | 23600 | 16.5 | 8.5 | 1.92 | R-454B | 650
217632603 | CARRIER | 37MUHAQ24AA3+TIC2025-0016 | CAA**3717AM* | 59TP6C060V14**12 | Split System | 23600 | 16.5 | 8.5 | 1.92 | R-454B | 650
217632595 | CARRIER | 37MUHAQ24AA3+TIC2025-0016 | CAA**3717AM* | 59SP6B060V14**12 | Split System | 23600 | 16.5 | 8.5 | 1.92 | R-454B | 650
217632602 | CARRIER | 37MUHAQ24AA3+TIC2025-0016 | CAA**3717AM* | 59TP6C040V17**12 | Split System | 23600 | 16.5 | 8.5 | 1.92 | R-454B | 650
217632594 | CARRIER | 37MUHAQ24AA3+TIC2025-0016 | CAA**3717AM* | 59SP6B040V17**12 | Split System | 23600 | 16.5 | 8.5 | 1.92 | R-454B | 650
217632789 | CARRIER | 37MUHAQ24AA3+TIC2025-0016 | CSAH*3612AM* | 59SU5B100M21**20 | Split System | 23600 | 16.5 | 8.5 | 1.92 | R-454B | 650
217635596 | COMFORTMAKER | D5CUHAH24AAK+TIC2025-0016 | EA*5X25M17A* | *96VSN0401410B* | Split System | 23600 | 16.5 | 8.5 | 1.92 | R-454B | 650
217636447 | COMFORTMAKER | D5CUHAH24AAK+TIC2025-0016 | EA*5X37M17A* | *96VSN0601412B* | Split System | 23600 | 16.5 | 8.5 | 1.92 | R-454B | 650
217636438 | COMFORTMAKER | D5CUHAH24AAK+TIC2025-0016 | EA*5X37M17A* | *96VSN0401712B* | Split System | 23600 | 16.5 | 8.5 | 1.92 | R-454B | 650
217635597 | DAY & NIGHT | D5CUHAH24AAK+TIC2025-0016 | EA*5X25M17A* | *96VSN0401410B* | Split System | 23600 | 16.5 | 8.5 | 1.92 | R-454B | 650
217636439 | DAY & NIGHT | D5CUHAH24AAK+TIC2025-0016 | EA*5X37M17A* | *96VSN0401712B* | Split System | 23600 | 16.5 | 8.5 | 1.92 | R-454B | 650
217636509 | DAY & NIGHT | D5CUHAH24AAK+TIC2025-0016 | EA*5X37M17A* | *96VTN0401712B* | Split System | 23600 | 16.5 | 8.5 | 1.92 | R-454B | 650
217636449 | KEEPRITE | D5CUHAH24AAK+TIC2025-0016 | EA*5X37M17A* | *96VSN0601412B* | Split System | 23600 | 16.5 | 8.5 | 1.92 | R-454B | 650
217636440 | KEEPRITE | D5CUHAH24AAK+TIC2025-0016 | EA*5X37M17A* | *96VSN0401712B* | Split System | 23600 | 16.5 | 8.5 | 1.92 | R-454B | 650
217636521 | SMART COMFORT | D5CUHAH24AAK+TIC2025-0016 | EA*5X37M17A* | *96VTN0601412B* | Split System | 23600 | 16.5 | 8.5 | 1.92 | R-454B | 650
217636441 | SMART COMFORT | D5CUHAH24AAK+TIC2025-0016 | EA*5X37M17A* | *96VSN0401712B* | Split System | 23600 | 16.5 | 8.5 | 1.92 | R-454B | 650
217638126 | SMART COMFORT | D5CUHAH24AAK+TIC2025-0016 | ESH5X36M12A* | *95MSU1002120A* | Split System | 23600 | 16.5 | 8.5 | 1.92 | R-454B | 650
217637928 | TEMPSTAR | D5CUHAH24AAK+TIC2025-0016 | ESH5X36M12A* | *80MSU0401712A* | Split System | 23600 | 16.5 | 8.5 | 1.92 | R-454B | 650
217635600 | TEMPSTAR | D5CUHAH24AAK+TIC2025-0016 | EA*5X25M17A* | *96VSN0401410B* | Split System | 23600 | 16.5 | 8.5 | 1.92 | R-454B | 650
217636512 | TEMPSTAR | D5CUHAH24AAK+TIC2025-0016 | EA*5X37M17A* | *96VTN0401712B* | Split System | 23600 | 16.5 | 8.5 | 1.92 | R-454B | 650
217636442 | TEMPSTAR | D5CUHAH24AAK+TIC2025-0016 | EA*5X37M17A* | *96VSN0401712B* | Split System | 23600 | 16.5 | 8.5 | 1.92 | R-454B | 650
217635604 | ARCOAIRE | D5CUHAH24AAK+TIC2025-0016 | EA*5X25M17A* | *96VSN0401712B* | Split System | 23800 | 16.5 | 8.5 | 1.92 | R-454B | 650
217635674 | ARCOAIRE | D5CUHAH24AAK+TIC2025-0016 | EA*5X25M17A* | *96VTN0401712B* | Split System | 23800 | 16.5 | 8.5 | 1.92 | R-454B | 650
217635601 | BRYANT HEATING AND COOLING SYSTEMS | 37MUHAQ24AA3+TIC2025-0016 | CAA**2517AM* | 926SB36040V17*** | Split System | 23800 | 16.5 | 8.5 | 1.92 | R-454B | 650
217635670 | BRYANT HEATING AND COOLING SYSTEMS | 37MUHAQ24AA3+TIC2025-0016 | CAA**2517AM* | 926TC36040V17*** | Split System | 23800 | 16.5 | 8.5 | 1.92 | R-454B | 650
217632625 | CARRIER | 37MUHAQ24AA3+TIC2025-0016 | CAA**3721AM* | 59SP6B040V17**12 | Split System | 23800 | 16.5 | 8.5 | 1.92 | R-454B | 650
217632635 | CARRIER | 37MUHAQ24AA3+TIC2025-0016 | CAA**3721AM* | 59TP6C040V17**12 | Split System | 23800 | 16.5 | 8.5 | 1.92 | R-454B | 650
217632495 | CARRIER | 37MUHAQ24AA3+TIC2025-0016 | CAA**2517AM* | 59SP6B040V17**12 | Split System | 23800 | 16.5 | 8.5 | 1.92 | R-454B | 650
217632503 | CARRIER | 37MUHAQ24AA3+TIC2025-0016 | CAA**2517AM* | 59TP6C040V17**12 | Split System | 23800 | 16.5 | 8.5 | 1.92 | R-454B | 650
217636706 | COMFORTMAKER | D5CUHAH24AAK+TIC2025-0016 | EA*5X37M21A* | *96VSN0401712B* | Split System | 23800 | 16.5 | 8.5 | 1.92 | R-454B | 650
217635675 | COMFORTMAKER | D5CUHAH24AAK+TIC2025-0016 | EA*5X25M17A* | *96VTN0401712B* | Split System | 23800 | 16.5 | 8.5 | 1.92 | R-454B | 650
217636707 | DAY & NIGHT | D5CUHAH24AAK+TIC2025-0016 | EA*5X37M21A* | *96VSN0401712B* | Split System | 23800 | 16.5 | 8.5 | 1.92 | R-454B | 650
217635606 | DAY & NIGHT | D5CUHAH24AAK+TIC2025-0016 | EA*5X25M17A* | *96VSN0401712B* | Split System | 23800 | 16.5 | 8.5 | 1.92 | R-454B | 650
217635676 | DAY & NIGHT | D5CUHAH24AAK+TIC2025-0016 | EA*5X25M17A* | *96VTN0401712B* | Split System | 23800 | 16.5 | 8.5 | 1.92 | R-454B | 650
217636703 | HEIL | D5CUHAH24AAK+TIC2025-0016 | EA*5X37M21A* | *96VSN0401712B* | Split System | 23800 | 16.5 | 8.5 | 1.92 | R-454B | 650
217635602 | HEIL | D5CUHAH24AAK+TIC2025-0016 | EA*5X25M17A* | *96VSN0401712B* | Split System | 23800 | 16.5 | 8.5 | 1.92 | R-454B | 650
217636802 | KEEPRITE | D5CUHAH24AAK+TIC2025-0016 | EA*5X37M21A* | *96VTN0401712B* | Split System | 23800 | 16.5 | 8.5 | 1.92 | R-454B | 650
217635677 | KEEPRITE | D5CUHAH24AAK+TIC2025-0016 | EA*5X25M17A* | *96VTN0401712B* | Split System | 23800 | 16.5 | 8.5 | 1.92 | R-454B | 650
217636709 | SMART COMFORT | D5CUHAH24AAK+TIC2025-0016 | EA*5X37M21A* | *96VSN0401712B* | Split System | 23800 | 16.5 | 8.5 | 1.92 | R-454B | 650
217636803 | SMART COMFORT | D5CUHAH24AAK+TIC2025-0016 | EA*5X37M21A* | *96VTN0401712B* | Split System | 23800 | 16.5 | 8.5 | 1.92 | R-454B | 650
217635678 | SMART COMFORT | D5CUHAH24AAK+TIC2025-0016 | EA*5X25M17A* | *96VTN0401712B* | Split System | 23800 | 16.5 | 8.5 | 1.92 | R-454B | 650
217635679 | TEMPSTAR | D5CUHAH24AAK+TIC2025-0016 | EA*5X25M17A* | *96VTN0401712B* | Split System | 23800 | 16.5 | 8.5 | 1.92 | R-454B | 650
217633611 | AIRQUEST | D5CUHAH24AAK+TIC2025-0016 | EA*5X36M17A* | *92MSN0601714A* | Split System | 23200 | 16.5 | 8.5 | 1.94 | R-454B | 650
217633560 | ARCOAIRE | D5CUHAH24AAK+TIC2025-0016 | EA*5X36M17A* | *80MS(N,L)0701716A* | Split System | 23200 | 16.5 | 8.5 | 1.94 | R-454B | 650
217633612 | ARCOAIRE | D5CUHAH24AAK+TIC2025-0016 | EA*5X36M17A* | *92MSN0601714A* | Split System | 23200 | 16.5 | 8.5 | 1.94 | R-454B | 650
217633571 | ARCOAIRE | D5CUHAH24AAK+TIC2025-0016 | EA*5X36M17A* | *80MS(N,L)0901714A* | Split System | 23200 | 16.5 | 8.5 | 1.94 | R-454B | 650
217633535 | BRYANT HEATING AND COOLING SYSTEMS | 37MUHAQ24AA3+TIC2025-0016 | CAA**3617AM* | 8(0,1)*SB36070M14*** | Split System | 23200 | 16.5 | 8.5 | 1.94 | R-454B | 650
217633567 | BRYANT HEATING AND COOLING SYSTEMS | 37MUHAQ24AA3+TIC2025-0016 | CAA**3617AM* | 8(0,1)*SB42090M17*** | Split System | 23200 | 16.5 | 8.5 | 1.94 | R-454B | 650
217633608 | BRYANT HEATING AND COOLING SYSTEMS | 37MUHAQ24AA3+TIC2025-0016 | CAA**3617AM* | 912SE42060M17*** | Split System | 23200 | 16.5 | 8.5 | 1.94 | R-454B | 650
217632191 | CARRIER | 37MUHAQ24AA3+TIC2025-0016 | CAA**3617AM* | 58S(B,C)*B070M14**12 | Split System | 23200 | 16.5 | 8.5 | 1.94 | R-454B | 650
217632193 | CARRIER | 37MUHAQ24AA3+TIC2025-0016 | CAA**3617AM* | 58S(B,C)*B070M17**16 | Split System | 23200 | 16.5 | 8.5 | 1.94 | R-454B | 650
217632194 | CARRIER | 37MUHAQ24AA3+TIC2025-0016 | CAA**3617AM* | 58S(B,C)*B090M17**14 | Split System | 23200 | 16.5 | 8.5 | 1.94 | R-454B | 650
217632198 | CARRIER | 37MUHAQ24AA3+TIC2025-0016 | CAA**3617AM* | 59SC2E060M17**14 | Split System | 23200 | 16.5 | 8.5 | 1.94 | R-454B | 650
217633540 | COMFORTMAKER | D5CUHAH24AAK+TIC2025-0016 | EA*5X36M17A* | *80MS(N,L)0701412A* | Split System | 23200 | 16.5 | 8.5 | 1.94 | R-454B | 650
217633613 | COMFORTMAKER | D5CUHAH24AAK+TIC2025-0016 | EA*5X36M17A* | *92MSN0601714A* | Split System | 23200 | 16.5 | 8.5 | 1.94 | R-454B | 650
217633572 | COMFORTMAKER | D5CUHAH24AAK+TIC2025-0016 | EA*5X36M17A* | *80MS(N,L)0901714A* | Split System | 23200 | 16.5 | 8.5 | 1.94 | R-454B | 650
217633541 | DAY & NIGHT | D5CUHAH24AAK+TIC2025-0016 | EA*5X36M17A* | *80MS(N,L)0701412A* | Split System | 23200 | 16.5 | 8.5 | 1.94 | R-454B | 650
217633573 | DAY & NIGHT | D5CUHAH24AAK+TIC2025-0016 | EA*5X36M17A* | *80MS(N,L)0901714A* | Split System | 23200 | 16.5 | 8.5 | 1.94 | R-454B | 650
217633614 | DAY & NIGHT | D5CUHAH24AAK+TIC2025-0016 | EA*5X36M17A* | *92MSN0601714A* | Split System | 23200 | 16.5 | 8.5 | 1.94 | R-454B | 650
217633537 | HEIL | D5CUHAH24AAK+TIC2025-0016 | EA*5X36M17A* | *80MS(N,L)0701412A* | Split System | 23200 | 16.5 | 8.5 | 1.94 | R-454B | 650
217633558 | HEIL | D5CUHAH24AAK+TIC2025-0016 | EA*5X36M17A* | *80MS(N,L)0701716A* | Split System | 23200 | 16.5 | 8.5 | 1.94 | R-454B | 650
217633610 | HEIL | D5CUHAH24AAK+TIC2025-0016 | EA*5X36M17A* | *92MSN0601714A* | Split System | 23200 | 16.5 | 8.5 | 1.94 | R-454B | 650
217633563 | KEEPRITE | D5CUHAH24AAK+TIC2025-0016 | EA*5X36M17A* | *80MS(N,L)0701716A* | Split System | 23200 | 16.5 | 8.5 | 1.94 | R-454B | 650
217633615 | KEEPRITE | D5CUHAH24AAK+TIC2025-0016 | EA*5X36M17A* | *92MSN0601714A* | Split System | 23200 | 16.5 | 8.5 | 1.94 | R-454B | 650
217633557 | PAYNE HEATING AND COOLING | 37MUHAQ24AA3+TIC2025-0016 | CAA**3617AM* | PG80MS(A,L)A48070B** | Split System | 23200 | 16.5 | 8.5 | 1.94 | R-454B | 650
217633609 | PAYNE HEATING AND COOLING | 37MUHAQ24AA3+TIC2025-0016 | CAA**3617AM* | PG92MSAA42060B** | Split System | 23200 | 16.5 | 8.5 | 1.94 | R-454B | 650
217633543 | SMART COMFORT | D5CUHAH24AAK+TIC2025-0016 | EA*5X36M17A* | *80MS(N,L)0701412A* | Split System | 23200 | 16.5 | 8.5 | 1.94 | R-454B | 650
217633564 | SMART COMFORT | D5CUHAH24AAK+TIC2025-0016 | EA*5X36M17A* | *80MS(N,L)0701716A* | Split System | 23200 | 16.5 | 8.5 | 1.94 | R-454B | 650
217633616 | SMART COMFORT | D5CUHAH24AAK+TIC2025-0016 | EA*5X36M17A* | *92MSN0601714A* | Split System | 23200 | 16.5 | 8.5 | 1.94 | R-454B | 650
217633565 | TEMPSTAR | D5CUHAH24AAK+TIC2025-0016 | EA*5X36M17A* | *80MS(N,L)0701716A* | Split System | 23200 | 16.5 | 8.5 | 1.94 | R-454B | 650
217633576 | TEMPSTAR | D5CUHAH24AAK+TIC2025-0016 | EA*5X36M17A* | *80MS(N,L)0901714A* | Split System | 23200 | 16.5 | 8.5 | 1.94 | R-454B | 650
217633617 | TEMPSTAR | D5CUHAH24AAK+TIC2025-0016 | EA*5X36M17A* | *92MSN0601714A* | Split System | 23200 | 16.5 | 8.5 | 1.94 | R-454B | 650
217633518 | AIRQUEST | D5CUHAH24AAK+TIC2025-0016 | EA*5X36M17A* | *80MS(N,L)0451412A* | Split System | 23400 | 16.5 | 8.5 | 1.94 | R-454B | 650
217632189 | CARRIER | 37MUHAQ24AA3+TIC2025-0016 | CAA**3617AM* | 58S(B,C)*B045M14**12 | Split System | 23400 | 16.5 | 8.5 | 1.94 | R-454B | 650
217633520 | COMFORTMAKER | D5CUHAH24AAK+TIC2025-0016 | EA*5X36M17A* | *80MS(N,L)0451412A* | Split System | 23400 | 16.5 | 8.5 | 1.94 | R-454B | 650
217633517 | HEIL | D5CUHAH24AAK+TIC2025-0016 | EA*5X36M17A* | *80MS(N,L)0451412A* | Split System | 23400 | 16.5 | 8.5 | 1.94 | R-454B | 650
217633522 | KEEPRITE | D5CUHAH24AAK+TIC2025-0016 | EA*5X36M17A* | *80MS(N,L)0451412A* | Split System | 23400 | 16.5 | 8.5 | 1.94 | R-454B | 650
217633516 | PAYNE HEATING AND COOLING | 37MUHAQ24AA3+TIC2025-0016 | CAA**3617AM* | PG80MS(A,L)A36045A** | Split System | 23400 | 16.5 | 8.5 | 1.94 | R-454B | 650
217633523 | SMART COMFORT | D5CUHAH24AAK+TIC2025-0016 | EA*5X36M17A* | *80MS(N,L)0451412A* | Split System | 23400 | 16.5 | 8.5 | 1.94 | R-454B | 650
217633524 | TEMPSTAR | D5CUHAH24AAK+TIC2025-0016 | EA*5X36M17A* | *80MS(N,L)0451412A* | Split System | 23400 | 16.5 | 8.5 | 1.94 | R-454B | 650
218410304 | HEIL | B5H3V36*K*AAA* | ESH5X36M12A*+WALLCON | *96CTN0401410B* | Split System | 31800 | 17 | 8.5 | 1.84 | R-454B | 650
218410536 | HEIL | B5H3V36*K*AAA* | ESH5X42M12A*+WALLCON | *96CTN0401410B* | Split System | 32000 | 17 | 8.5 | 1.86 | R-454B | 650
217632532 | CARRIER | 37MUHAQ24AA3+TIC2025-0016 | CAA**3017AM* | 58TP*B090V17**16 | Split System | 23000 | 17 | 8.5 | 1.88 | R-454B | 650
217635872 | ARCOAIRE | D5CUHAH24AAK+TIC2025-0016 | EA*5X30M17A* | *80MSU0401712A* | Split System | 23200 | 17 | 8.5 | 1.88 | R-454B | 650
217635773 | ARCOAIRE | D5CUHAH24AAK+TIC2025-0016 | EA*5X30M14A* | *80VSL0701412B* | Split System | 23200 | 17 | 8.5 | 1.88 | R-454B | 650
217635790 | BRYANT HEATING AND COOLING SYSTEMS | 37MUHAQ24AA3+TIC2025-0016 | CAA**3014AM* | 82*TB36070V14*** | Split System | 23200 | 17 | 8.5 | 1.88 | R-454B | 650
217632569 | CARRIER | 37MUHAQ24AA3+TIC2025-0016 | CAA**3617AM* | 59SU5B060M17**16 | Split System | 23200 | 17 | 8.5 | 1.88 | R-454B | 650
217632527 | CARRIER | 37MUHAQ24AA3+TIC2025-0016 | CAA**3017AM* | 58SU*B040M17**12 | Split System | 23200 | 17 | 8.5 | 1.88 | R-454B | 650
217632517 | CARRIER | 37MUHAQ24AA3+TIC2025-0016 | CAA**3014AM* | 58TP*B070V14**12 | Split System | 23200 | 17 | 8.5 | 1.88 | R-454B | 650
217632515 | CARRIER | 37MUHAQ24AA3+TIC2025-0016 | CAA**3014AM* | 58SP*B070V14**12 | Split System | 23200 | 17 | 8.5 | 1.88 | R-454B | 650
217635774 | COMFORTMAKER | D5CUHAH24AAK+TIC2025-0016 | EA*5X30M14A* | *80VSL0701412B* | Split System | 23200 | 17 | 8.5 | 1.88 | R-454B | 650
217635874 | DAY & NIGHT | D5CUHAH24AAK+TIC2025-0016 | EA*5X30M17A* | *80MSU0401712A* | Split System | 23200 | 17 | 8.5 | 1.88 | R-454B | 650
217636228 | PAYNE HEATING AND COOLING | 37MUHAQ24AA3+TIC2025-0016 | CAA**3617AM* | PG95MSUA48060B** | Split System | 23200 | 17 | 8.5 | 1.88 | R-454B | 650
217635876 | SMART COMFORT | D5CUHAH24AAK+TIC2025-0016 | EA*5X30M17A* | *80MSU0401712A* | Split System | 23200 | 17 | 8.5 | 1.88 | R-454B | 650
217636236 | TEMPSTAR | D5CUHAH24AAK+TIC2025-0016 | EA*5X36M17A* | *95MSU0601716A* | Split System | 23200 | 17 | 8.5 | 1.88 | R-454B | 650
217635877 | TEMPSTAR | D5CUHAH24AAK+TIC2025-0016 | EA*5X30M17A* | *80MSU0401712A* | Split System | 23200 | 17 | 8.5 | 1.88 | R-454B | 650
217636283 | AIRQUEST | D5CUHAH24AAK+TIC2025-0016 | EA*5X36M17A* | *96VTN0801716B* | Split System | 23000 | 17 | 8.5 | 1.9 | R-454B | 650
217635977 | ARCOAIRE | D5CUHAH24AAK+TIC2025-0016 | EA*5X30M17A* | *95MSU0601716A* | Split System | 23000 | 17 | 8.5 | 1.9 | R-454B | 650
217636306 | ARCOAIRE | D5CUHAH24AAK+TIC2025-0016 | EA*5X36M17A* | *97VTN0801716A* | Split System | 23000 | 17 | 8.5 | 1.9 | R-454B | 650
217635832 | BRYANT HEATING AND COOLING SYSTEMS | 37MUHAQ24AA3+TIC2025-0016 | CAA**3017AM* | 82*SB36045V14*** | Split System | 23000 | 17 | 8.5 | 1.9 | R-454B | 650
217636168 | BRYANT HEATING AND COOLING SYSTEMS | 37MUHAQ24AA3+TIC2025-0016 | CAA**3617AM* | 82*TB48090V17*** | Split System | 23000 | 17 | 8.5 | 1.9 | R-454B | 650
217636113 | BRYANT HEATING AND COOLING SYSTEMS | 37MUHAQ24AA3+TIC2025-0016 | CAA**3617AM* | 82*SB48090V17*** | Split System | 23000 | 17 | 8.5 | 1.9 | R-454B | 650
217636207 | BRYANT HEATING AND COOLING SYSTEMS | 37MUHAQ24AA3+TIC2025-0016 | CAA**3617AM* | 926SB48080V17*** | Split System | 23000 | 17 | 8.5 | 1.9 | R-454B | 650
217632539 | CARRIER | 37MUHAQ24AA3+TIC2025-0016 | CAA**3017AM* | 59SU5B060M17**16 | Split System | 23000 | 17 | 8.5 | 1.9 | R-454B | 650
217632523 | CARRIER | 37MUHAQ24AA3+TIC2025-0016 | CAA**3017AM* | 58SP*B045V14**12 | Split System | 23000 | 17 | 8.5 | 1.9 | R-454B | 650
217632528 | CARRIER | 37MUHAQ24AA3+TIC2025-0016 | CAA**3017AM* | 58SU*B060M17**16 | Split System | 23000 | 17 | 8.5 | 1.9 | R-454B | 650
217632529 | CARRIER | 37MUHAQ24AA3+TIC2025-0016 | CAA**3017AM* | 58TP*B045V14**12 | Split System | 23000 | 17 | 8.5 | 1.9 | R-454B | 650
217632562 | CARRIER | 37MUHAQ24AA3+TIC2025-0016 | CAA**3617AM* | 58TP*B090V17**16 | Split System | 23000 | 17 | 8.5 | 1.9 | R-454B | 650
217632567 | CARRIER | 37MUHAQ24AA3+TIC2025-0016 | CAA**3617AM* | 59SP6B080V17**16 | Split System | 23000 | 17 | 8.5 | 1.9 | R-454B | 650
217635978 | COMFORTMAKER | D5CUHAH24AAK+TIC2025-0016 | EA*5X30M17A* | *95MSU0601716A* | Split System | 23000 | 17 | 8.5 | 1.9 | R-454B | 650
217635836 | COMFORTMAKER | D5CUHAH24AAK+TIC2025-0016 | EA*5X30M17A* | *80VSL0451412B* | Split System | 23000 | 17 | 8.5 | 1.9 | R-454B | 650
217635854 | COMFORTMAKER | D5CUHAH24AAK+TIC2025-0016 | EA*5X30M17A* | *80VSL0701716B* | Split System | 23000 | 17 | 8.5 | 1.9 | R-454B | 650
217635837 | DAY & NIGHT | D5CUHAH24AAK+TIC2025-0016 | EA*5X30M17A* | *80VSL0451412B* | Split System | 23000 | 17 | 8.5 | 1.9 | R-454B | 650
217635855 | DAY & NIGHT | D5CUHAH24AAK+TIC2025-0016 | EA*5X30M17A* | *80VSL0701716B* | Split System | 23000 | 17 | 8.5 | 1.9 | R-454B | 650
217636304 | HEIL | D5CUHAH24AAK+TIC2025-0016 | EA*5X36M17A* | *97VTN0801716A* | Split System | 23000 | 17 | 8.5 | 1.9 | R-454B | 650
217635886 | KEEPRITE | D5CUHAH24AAK+TIC2025-0016 | EA*5X30M17A* | *80MSU0601716A* | Split System | 23000 | 17 | 8.5 | 1.9 | R-454B | 650
217635897 | KEEPRITE | D5CUHAH24AAK+TIC2025-0016 | EA*5X30M17A* | *80VTL0451412B* | Split System | 23000 | 17 | 8.5 | 1.9 | R-454B | 650
217635856 | KEEPRITE | D5CUHAH24AAK+TIC2025-0016 | EA*5X30M17A* | *80VSL0701716B* | Split System | 23000 | 17 | 8.5 | 1.9 | R-454B | 650
217636169 | PAYNE HEATING AND COOLING | 37MUHAQ24AA3+TIC2025-0016 | CAA**3617AM* | PG80VTLB48090B** | Split System | 23000 | 17 | 8.5 | 1.9 | R-454B | 650
217635898 | SMART COMFORT | D5CUHAH24AAK+TIC2025-0016 | EA*5X30M17A* | *80VTL0451412B* | Split System | 23000 | 17 | 8.5 | 1.9 | R-454B | 650
217635982 | TEMPSTAR | D5CUHAH24AAK+TIC2025-0016 | EA*5X30M17A* | *95MSU0601716A* | Split System | 23000 | 17 | 8.5 | 1.9 | R-454B | 650
217635888 | TEMPSTAR | D5CUHAH24AAK+TIC2025-0016 | EA*5X30M17A* | *80MSU0601716A* | Split System | 23000 | 17 | 8.5 | 1.9 | R-454B | 650
217636311 | TEMPSTAR | D5CUHAH24AAK+TIC2025-0016 | EA*5X36M17A* | *97VTN0801716A* | Split System | 23000 | 17 | 8.5 | 1.9 | R-454B | 650
217636088 | AIRQUEST | D5CUHAH24AAK+TIC2025-0016 | EA*5X36M17A* | *80VSL0451412B* | Split System | 23200 | 17 | 8.5 | 1.9 | R-454B | 650
217636147 | AIRQUEST | D5CUHAH24AAK+TIC2025-0016 | EA*5X36M17A* | *80VTL0451412B* | Split System | 23200 | 17 | 8.5 | 1.9 | R-454B | 650
217636106 | AIRQUEST | D5CUHAH24AAK+TIC2025-0016 | EA*5X36M17A* | *80VSL0701716B* | Split System | 23200 | 17 | 8.5 | 1.9 | R-454B | 650
217636148 | ARCOAIRE | D5CUHAH24AAK+TIC2025-0016 | EA*5X36M17A* | *80VTL0451412B* | Split System | 23200 | 17 | 8.5 | 1.9 | R-454B | 650
217636107 | ARCOAIRE | D5CUHAH24AAK+TIC2025-0016 | EA*5X36M17A* | *80VSL0701716B* | Split System | 23200 | 17 | 8.5 | 1.9 | R-454B | 650
217635908 | ARCOAIRE | D5CUHAH24AAK+TIC2025-0016 | EA*5X30M17A* | *80VTL0701716B* | Split System | 23200 | 17 | 8.5 | 1.9 | R-454B | 650
217636086 | BRYANT HEATING AND COOLING SYSTEMS | 37MUHAQ24AA3+TIC2025-0016 | CAA**3617AM* | 82*SB36045V14*** | Split System | 23200 | 17 | 8.5 | 1.9 | R-454B | 650
217636104 | BRYANT HEATING AND COOLING SYSTEMS | 37MUHAQ24AA3+TIC2025-0016 | CAA**3617AM* | 82*SB48070V17*** | Split System | 23200 | 17 | 8.5 | 1.9 | R-454B | 650
217636158 | BRYANT HEATING AND COOLING SYSTEMS | 37MUHAQ24AA3+TIC2025-0016 | CAA**3617AM* | 82*TB48070V17*** | Split System | 23200 | 17 | 8.5 | 1.9 | R-454B | 650
217632559 | CARRIER | 37MUHAQ24AA3+TIC2025-0016 | CAA**3617AM* | 58TP*B045V14**12 | Split System | 23200 | 17 | 8.5 | 1.9 | R-454B | 650
217632553 | CARRIER | 37MUHAQ24AA3+TIC2025-0016 | CAA**3617AM* | 58SP*B045V14**12 | Split System | 23200 | 17 | 8.5 | 1.9 | R-454B | 650
217632555 | CARRIER | 37MUHAQ24AA3+TIC2025-0016 | CAA**3617AM* | 58SP*B070V17**16 | Split System | 23200 | 17 | 8.5 | 1.9 | R-454B | 650
217632531 | CARRIER | 37MUHAQ24AA3+TIC2025-0016 | CAA**3017AM* | 58TP*B070V17**16 | Split System | 23200 | 17 | 8.5 | 1.9 | R-454B | 650
217636163 | COMFORTMAKER | D5CUHAH24AAK+TIC2025-0016 | EA*5X36M17A* | *80VTL0701716B* | Split System | 23200 | 17 | 8.5 | 1.9 | R-454B | 650
217636150 | DAY & NIGHT | D5CUHAH24AAK+TIC2025-0016 | EA*5X36M17A* | *80VTL0451412B* | Split System | 23200 | 17 | 8.5 | 1.9 | R-454B | 650
217635910 | DAY & NIGHT | D5CUHAH24AAK+TIC2025-0016 | EA*5X30M17A* | *80VTL0701716B* | Split System | 23200 | 17 | 8.5 | 1.9 | R-454B | 650
217635906 | HEIL | D5CUHAH24AAK+TIC2025-0016 | EA*5X30M17A* | *80VTL0701716B* | Split System | 23200 | 17 | 8.5 | 1.9 | R-454B | 650
217636110 | KEEPRITE | D5CUHAH24AAK+TIC2025-0016 | EA*5X36M17A* | *80VSL0701716B* | Split System | 23200 | 17 | 8.5 | 1.9 | R-454B | 650
217636159 | PAYNE HEATING AND COOLING | 37MUHAQ24AA3+TIC2025-0016 | CAA**3617AM* | PG80VTLB48070B** | Split System | 23200 | 17 | 8.5 | 1.9 | R-454B | 650
217636152 | SMART COMFORT | D5CUHAH24AAK+TIC2025-0016 | EA*5X36M17A* | *80VTL0451412B* | Split System | 23200 | 17 | 8.5 | 1.9 | R-454B | 650
217636167 | TEMPSTAR | D5CUHAH24AAK+TIC2025-0016 | EA*5X36M17A* | *80VTL0701716B* | Split System | 23200 | 17 | 8.5 | 1.9 | R-454B | 650
217633549 | AIRQUEST | D5CUHAH24AAK+TIC2025-0016 | EA*5X36M17A* | *80MS(N,L)0701712A* | Split System | 23000 | 17 | 8.5 | 1.92 | R-454B | 650
217633550 | ARCOAIRE | D5CUHAH24AAK+TIC2025-0016 | EA*5X36M17A* | *80MS(N,L)0701712A* | Split System | 23000 | 17 | 8.5 | 1.92 | R-454B | 650
217633546 | BRYANT HEATING AND COOLING SYSTEMS | 37MUHAQ24AA3+TIC2025-0016 | CAA**3617AM* | 8(0,1)*SB36070M17*** | Split System | 23000 | 17 | 8.5 | 1.92 | R-454B | 650
217632192 | CARRIER | 37MUHAQ24AA3+TIC2025-0016 | CAA**3617AM* | 58S(B,C)*B070M17**12 | Split System | 23000 | 17 | 8.5 | 1.92 | R-454B | 650
217633552 | DAY & NIGHT | D5CUHAH24AAK+TIC2025-0016 | EA*5X36M17A* | *80MS(N,L)0701712A* | Split System | 23000 | 17 | 8.5 | 1.92 | R-454B | 650
217633548 | HEIL | D5CUHAH24AAK+TIC2025-0016 | EA*5X36M17A* | *80MS(N,L)0701712A* | Split System | 23000 | 17 | 8.5 | 1.92 | R-454B | 650
217633553 | KEEPRITE | D5CUHAH24AAK+TIC2025-0016 | EA*5X36M17A* | *80MS(N,L)0701712A* | Split System | 23000 | 17 | 8.5 | 1.92 | R-454B | 650
217633547 | PAYNE HEATING AND COOLING | 37MUHAQ24AA3+TIC2025-0016 | CAA**3617AM* | PG80MS(A,L)A36070B** | Split System | 23000 | 17 | 8.5 | 1.92 | R-454B | 650
217633554 | TEMPSTAR | D5CUHAH24AAK+TIC2025-0016 | EA*5X36M17A* | *80MS(N,L)0701712A* | Split System | 23000 | 17 | 8.5 | 1.92 | R-454B | 650
217636526 | AIRQUEST | D5CUHAH24AAK+TIC2025-0016 | EA*5X37M17A* | *96VTN0601716B* | Split System | 23600 | 17 | 8.5 | 1.92 | R-454B | 650
217636474 | ARCOAIRE | D5CUHAH24AAK+TIC2025-0016 | EA*5X37M17A* | *95MSU0401712A* | Split System | 23600 | 17 | 8.5 | 1.92 | R-454B | 650
217636527 | ARCOAIRE | D5CUHAH24AAK+TIC2025-0016 | EA*5X37M17A* | *96VTN0601716B* | Split System | 23600 | 17 | 8.5 | 1.92 | R-454B | 650
217632598 | CARRIER | 37MUHAQ24AA3+TIC2025-0016 | CAA**3717AM* | 59SU5B040M17**12 | Split System | 23600 | 17 | 8.5 | 1.92 | R-454B | 650
217632605 | CARRIER | 37MUHAQ24AA3+TIC2025-0016 | CAA**3717AM* | GG96VTAB48060B** | Split System | 23600 | 17 | 8.5 | 1.92 | R-454B | 650
217632596 | CARRIER | 37MUHAQ24AA3+TIC2025-0016 | CAA**3717AM* | 59SP6B060V17**16 | Split System | 23600 | 17 | 8.5 | 1.92 | R-454B | 650
217632604 | CARRIER | 37MUHAQ24AA3+TIC2025-0016 | CAA**3717AM* | 59TP6C060V17**16 | Split System | 23600 | 17 | 8.5 | 1.92 | R-454B | 650
217636456 | COMFORTMAKER | D5CUHAH24AAK+TIC2025-0016 | EA*5X37M17A* | *96VSN0601716B* | Split System | 23600 | 17 | 8.5 | 1.92 | R-454B | 650
217636529 | DAY & NIGHT | D5CUHAH24AAK+TIC2025-0016 | EA*5X37M17A* | *96VTN0601716B* | Split System | 23600 | 17 | 8.5 | 1.92 | R-454B | 650
217636552 | KEEPRITE | D5CUHAH24AAK+TIC2025-0016 | EA*5X37M17A* | *97VTN0601716A* | Split System | 23600 | 17 | 8.5 | 1.92 | R-454B | 650
217636553 | SMART COMFORT | D5CUHAH24AAK+TIC2025-0016 | EA*5X37M17A* | *97VTN0601716A* | Split System | 23600 | 17 | 8.5 | 1.92 | R-454B | 650
218410760 | HEIL | B5H3V36*K*AAA* | ESH5X48M12A*+WALLCON | *96CTN0401410B* | Split System | 32200 | 17.5 | 8.5 | 1.86 | R-454B | 650
218410976 | HEIL | B5H3V36*K*AAA* | ESH5X60M12A*+WALLCON | *96CTN0401410B* | Split System | 32600 | 17.5 | 8.5 | 1.88 | R-454B | 650
217635843 | AIRQUEST | D5CUHAH24AAK+TIC2025-0016 | EA*5X30M17A* | *80VSL0701412B* | Split System | 23200 | 17.5 | 8.5 | 1.9 | R-454B | 650
217632558 | CARRIER | 37MUHAQ24AA3+TIC2025-0016 | CAA**3617AM* | 58SU*B060M17**16 | Split System | 23200 | 17.5 | 8.5 | 1.9 | R-454B | 650
217632524 | CARRIER | 37MUHAQ24AA3+TIC2025-0016 | CAA**3017AM* | 58SP*B070V14**12 | Split System | 23200 | 17.5 | 8.5 | 1.9 | R-454B | 650
217632530 | CARRIER | 37MUHAQ24AA3+TIC2025-0016 | CAA**3017AM* | 58TP*B070V14**12 | Split System | 23200 | 17.5 | 8.5 | 1.9 | R-454B | 650
217636138 | COMFORTMAKER | D5CUHAH24AAK+TIC2025-0016 | EA*5X36M17A* | *80MSU0601716A* | Split System | 23200 | 17.5 | 8.5 | 1.9 | R-454B | 650
217635846 | DAY & NIGHT | D5CUHAH24AAK+TIC2025-0016 | EA*5X30M17A* | *80VSL0701412B* | Split System | 23200 | 17.5 | 8.5 | 1.9 | R-454B | 650
217636124 | HEIL | D5CUHAH24AAK+TIC2025-0016 | EA*5X36M17A* | *80MSU0401712A* | Split System | 23200 | 17.5 | 8.5 | 1.9 | R-454B | 650
217636140 | KEEPRITE | D5CUHAH24AAK+TIC2025-0016 | EA*5X36M17A* | *80MSU0601716A* | Split System | 23200 | 17.5 | 8.5 | 1.9 | R-454B | 650
217636134 | PAYNE HEATING AND COOLING | 37MUHAQ24AA3+TIC2025-0016 | CAA**3617AM* | PG80MSUA48060B** | Split System | 23200 | 17.5 | 8.5 | 1.9 | R-454B | 650
217635849 | TEMPSTAR | D5CUHAH24AAK+TIC2025-0016 | EA*5X30M17A* | *80VSL0701412B* | Split System | 23200 | 17.5 | 8.5 | 1.9 | R-454B | 650
217636097 | AIRQUEST | D5CUHAH24AAK+TIC2025-0016 | EA*5X36M17A* | *80VSL0701412B* | Split System | 23400 | 17.5 | 8.5 | 1.9 | R-454B | 650
217636098 | ARCOAIRE | D5CUHAH24AAK+TIC2025-0016 | EA*5X36M17A* | *80VSL0701412B* | Split System | 23400 | 17.5 | 8.5 | 1.9 | R-454B | 650
217632554 | CARRIER | 37MUHAQ24AA3+TIC2025-0016 | CAA**3617AM* | 58SP*B070V14**12 | Split System | 23400 | 17.5 | 8.5 | 1.9 | R-454B | 650
217632560 | CARRIER | 37MUHAQ24AA3+TIC2025-0016 | CAA**3617AM* | 58TP*B070V14**12 | Split System | 23400 | 17.5 | 8.5 | 1.9 | R-454B | 650
217636099 | COMFORTMAKER | D5CUHAH24AAK+TIC2025-0016 | EA*5X36M17A* | *80VSL0701412B* | Split System | 23400 | 17.5 | 8.5 | 1.9 | R-454B | 650
217399917 | BRYANT HEATING AND COOLING SYSTEMS | 37MUHAQ18AA3+TIC2025-0016 | FG5ANXB24L* |  | Split System | 18300 | 16 | 8.5 | 1.92 | R-454B | 650
217399826 | BRYANT HEATING AND COOLING SYSTEMS | 37MUHAQ18AA3+TIC2025-0016 | PF5TNXB24L* |  | Split System | 18300 | 16 | 8.5 | 1.92 | R-454B | 650
217399916 | CARRIER | 37MUHAQ18AA3+TIC2025-0016 | FG5ANXB24L* |  | Split System | 18300 | 16 | 8.5 | 1.92 | R-454B | 650
216635234 | ACIQ | H5H3V60*K*AAA* | EA*5X60M24A*+WALLCON | *80CSU1002120A* | Split System | 55500 | 18.5 | 8.5 | 2.04 | R-454B | 650
217448281 | KENMORE | (C,H,T)5H3V60*K*AAA* | EA*5X60M24A*+WALLCON | *97CTN1002122A* | Split System | 55500 | 18.5 | 8.5 | 2.06 | R-454B | 650
216635249 | ACIQ | H5H3V60*K*AAA* | EA*5X61M24A*+WALLCON | *80CSU1002120A* | Split System | 57000 | 19 | 8.5 | 2.02 | R-454B | 650
216635248 | ACIQ | H5H3V60*K*AAA* | EA*5X61M24A*+WALLCON | *80CSU0802120A* | Split System | 57000 | 19 | 8.5 | 2.04 | R-454B | 650
216635233 | ACIQ | H5H3V60*K*AAA* | EA*5X60M24A*+WALLCON | *80CSU0802120A* | Split System | 56000 | 19 | 8.5 | 2.06 | R-454B | 650
215668513 | KEEPRITE | C5H0V36*K*AAA* | EA*5X36M17A*+WALLCON | *97CMN0801714B* | Split System | 32600 | 17 | 8.6 | 1.75 | R-454B | 650
216634097 | ACIQ | H5H0V60*K*AAA* | EVD5X61M21A*+WALLCON | *97CMN0602120B* | Split System | 56000 | 17.5 | 9 | 2.06 | R-454B | 650
216634062 | ACIQ | H5H0V60*K*AAA* | EVM5X61M24A*+WALLCON | *97CMN0602120B* | Split System | 56500 | 18 | 9 | 2.06 | R-454B | 650
216634104 | ACIQ | H5H0V60*K*AAA* | EVD5X61M24A*+WALLCON | *97CMN0602120B* | Split System | 56500 | 18 | 9 | 2.06 | R-454B | 650
216634596 | ACIQ | H5H0V60*K*AAA* | EA*5X60M24A*+WALLCON | *97CTN0802120A* | Split System | 54500 | 18.5 | 9 | 1.9 | R-454B | 650
216634593 | ACIQ | H5H0V60*K*AAA* | EA*5X60M24A*+WALLCON | *96CTN0802120B* | Split System | 54500 | 18.5 | 9 | 1.9 | R-454B | 650
216634127 | ACIQ | H5H0V60*K*AAA* | EA*5X61M24A*+WALLCON | *80CTL0702120B* | Split System | 55500 | 18.5 | 9 | 2 | R-454B | 650
216633163 | ACIQ | H5H0V36*K*AAA* | EA*5X37M17A*+WALLCON | *80CTL0451712B* | Split System | 33600 | 17 | 9 | 1.86 | R-454B | 650
216634261 | ACIQ | H5H0V36*K*AAA* | EA*5X37M17A*+WALLCON | *97CTN0601716A* | Split System | 33600 | 17 | 9 | 1.88 | R-454B | 650
216633768 | ACIQ | H5H0V48*K*AAA* | EA*5X48M21A*+WALLCON | *80CTL0451712B* | Split System | 43500 | 17 | 9 | 2.02 | R-454B | 650
216633777 | ACIQ | H5H0V48*K*AAA* | EA*5X48M21A*+WALLCON | *97CMN0801714B* | Split System | 44000 | 17 | 9 | 2.04 | R-454B | 650
216634470 | ACIQ | H5H0V48*K*AAA* | EA*5X48M21A*+WALLCON | *97CTN0801716A* | Split System | 44000 | 17 | 9 | 2.04 | R-454B | 650
216633774 | ACIQ | H5H0V48*K*AAA* | EA*5X48M21A*+WALLCON | *95CSU0601716B* | Split System | 44000 | 17 | 9 | 2.04 | R-454B | 650
216633161 | ACIQ | H5H0V36*K*AAA* | EA*5X37M17A*+WALLCON | *80CSU0401712A* | Split System | 34000 | 17.5 | 9 | 1.88 | R-454B | 650
215668532 | HEIL | H5H0V36*K*AAA* | EA*5X37M17A*+WALLCON | *80CSU0401712A* | Split System | 34000 | 17.5 | 9 | 1.88 | R-454B | 650
216634126 | ACIQ | H5H0V60*K*AAA* | EA*5X61M24A*+WALLCON | *80CSU1002120A* | Split System | 56000 | 18 | 9 | 2 | R-454B | 650
216634080 | ACIQ | H5H0V60*K*AAA* | EVD5X60M24A*+WALLCON | *80CTL0702120B* | Split System | 56000 | 18 | 9 | 2.06 | R-454B | 650
216634046 | ACIQ | H5H0V60*K*AAA* | EVM5X60M24A*+WALLCON | *80CTL0702120B* | Split System | 56000 | 18 | 9 | 2.06 | R-454B | 650
216634615 | ACIQ | H5H0V60*K*AAA* | EVM5X60M21A*+WALLCON | *96CTN0802120B* | Split System | 56500 | 18 | 9 | 2.06 | R-454B | 650
216634035 | ACIQ | H5H0V60*K*AAA* | EVM5X60M21A*+WALLCON | *80CTL0702120B* | Split System | 56500 | 18 | 9 | 2.06 | R-454B | 650
216634038 | ACIQ | H5H0V60*K*AAA* | EVM5X60M21A*+WALLCON | *95CSU0802120B* | Split System | 56500 | 18 | 9 | 2.06 | R-454B | 650
216634620 | ACIQ | H5H0V60*K*AAA* | EVM5X60M21A*+WALLCON | *97CTN0802120A* | Split System | 56500 | 18 | 9 | 2.06 | R-454B | 650
216634070 | ACIQ | H5H0V60*K*AAA* | EVD5X60M21A*+WALLCON | *80CTL0702120B* | Split System | 56500 | 18 | 9 | 2.06 | R-454B | 650
216634041 | ACIQ | H5H0V60*K*AAA* | EVM5X60M21A*+WALLCON | *97CMN0802120B* | Split System | 56500 | 18 | 9 | 2.06 | R-454B | 650
216634045 | ACIQ | H5H0V60*K*AAA* | EVM5X60M24A*+WALLCON | *80CSU1002120A* | Split System | 56500 | 18 | 9 | 2.08 | R-454B | 650
216634079 | ACIQ | H5H0V60*K*AAA* | EVD5X60M24A*+WALLCON | *80CSU1002120A* | Split System | 56500 | 18 | 9 | 2.08 | R-454B | 650
216634084 | ACIQ | H5H0V60*K*AAA* | EVD5X60M24A*+WALLCON | *95CSU0802120B* | Split System | 56500 | 18 | 9 | 2.08 | R-454B | 650
216634644 | ACIQ | H5H0V60*K*AAA* | EVD5X60M24A*+WALLCON | *97CTN0802120A* | Split System | 56500 | 18 | 9 | 2.08 | R-454B | 650
216634087 | ACIQ | H5H0V60*K*AAA* | EVD5X60M24A*+WALLCON | *97CMN0802120B* | Split System | 56500 | 18 | 9 | 2.08 | R-454B | 650
216634050 | ACIQ | H5H0V60*K*AAA* | EVM5X60M24A*+WALLCON | *95CSU0802120B* | Split System | 56500 | 18 | 9 | 2.08 | R-454B | 650
216634622 | ACIQ | H5H0V60*K*AAA* | EVM5X60M24A*+WALLCON | *96CTN0802120B* | Split System | 56500 | 18 | 9 | 2.08 | R-454B | 650
216634641 | ACIQ | H5H0V60*K*AAA* | EVD5X60M24A*+WALLCON | *96CTN0802120B* | Split System | 56500 | 18 | 9 | 2.08 | R-454B | 650
216634625 | ACIQ | H5H0V60*K*AAA* | EVM5X60M24A*+WALLCON | *97CTN0802120A* | Split System | 56500 | 18 | 9 | 2.08 | R-454B | 650
216634634 | ACIQ | H5H0V60*K*AAA* | EVD5X60M21A*+WALLCON | *96CTN0802120B* | Split System | 56500 | 18 | 9 | 2.08 | R-454B | 650
216634033 | ACIQ | H5H0V60*K*AAA* | EVM5X60M21A*+WALLCON | *80CSU1002120A* | Split System | 56500 | 18 | 9 | 2.08 | R-454B | 650
216634639 | ACIQ | H5H0V60*K*AAA* | EVD5X60M21A*+WALLCON | *97CTN0802120A* | Split System | 56500 | 18 | 9 | 2.08 | R-454B | 650
216634068 | ACIQ | H5H0V60*K*AAA* | EVD5X60M21A*+WALLCON | *80CSU1002120A* | Split System | 56500 | 18 | 9 | 2.08 | R-454B | 650
216634073 | ACIQ | H5H0V60*K*AAA* | EVD5X60M21A*+WALLCON | *95CSU0802120B* | Split System | 56500 | 18 | 9 | 2.08 | R-454B | 650
216634051 | ACIQ | H5H0V60*K*AAA* | EVM5X60M24A*+WALLCON | *95CSU1002122B* | Split System | 57000 | 18 | 9 | 2.08 | R-454B | 650
216634643 | ACIQ | H5H0V60*K*AAA* | EVD5X60M24A*+WALLCON | *80CSU1002120B* | Split System | 57000 | 18 | 9 | 2.08 | R-454B | 650
216634624 | ACIQ | H5H0V60*K*AAA* | EVM5X60M24A*+WALLCON | *80CSU1002120B* | Split System | 57000 | 18 | 9 | 2.08 | R-454B | 650
216634032 | ACIQ | H5H0V60*K*AAA* | EVM5X60M21A*+WALLCON | *80CSU0802120A* | Split System | 57000 | 18 | 9 | 2.08 | R-454B | 650
216634619 | ACIQ | H5H0V60*K*AAA* | EVM5X60M21A*+WALLCON | *80CSU1002120B* | Split System | 57000 | 18 | 9 | 2.08 | R-454B | 650
216634067 | ACIQ | H5H0V60*K*AAA* | EVD5X60M21A*+WALLCON | *80CSU0802120A* | Split System | 57000 | 18 | 9 | 2.08 | R-454B | 650
216634039 | ACIQ | H5H0V60*K*AAA* | EVM5X60M21A*+WALLCON | *95CSU1002122B* | Split System | 57000 | 18 | 9 | 2.08 | R-454B | 650
216634638 | ACIQ | H5H0V60*K*AAA* | EVD5X60M21A*+WALLCON | *80CSU1002120B* | Split System | 57000 | 18 | 9 | 2.08 | R-454B | 650
216634074 | ACIQ | H5H0V60*K*AAA* | EVD5X60M21A*+WALLCON | *95CSU1002122B* | Split System | 57000 | 18 | 9 | 2.08 | R-454B | 650
216634095 | ACIQ | H5H0V60*K*AAA* | EVD5X61M21A*+WALLCON | *95CSU0802120B* | Split System | 57000 | 18 | 9 | 2.08 | R-454B | 650
216634651 | ACIQ | H5H0V60*K*AAA* | EVD5X61M21A*+WALLCON | *80CSU1002120B* | Split System | 57500 | 18 | 9 | 2.08 | R-454B | 650
216634060 | ACIQ | H5H0V60*K*AAA* | EVM5X61M24A*+WALLCON | *95CSU0802120B* | Split System | 57500 | 18 | 9 | 2.08 | R-454B | 650
216634103 | ACIQ | H5H0V60*K*AAA* | EVD5X61M24A*+WALLCON | *95CSU0802120B* | Split System | 57500 | 18 | 9 | 2.08 | R-454B | 650
216634630 | ACIQ | H5H0V60*K*AAA* | EVM5X61M24A*+WALLCON | *80CSU1002120B* | Split System | 58000 | 18 | 9 | 2.1 | R-454B | 650
216634656 | ACIQ | H5H0V60*K*AAA* | EVD5X61M24A*+WALLCON | *80CSU1002120B* | Split System | 58000 | 18 | 9 | 2.1 | R-454B | 650
216634597 | ACIQ | H5H0V60*K*AAA* | EA*5X60M24A*+WALLCON | *97CTN1002122A* | Split System | 55000 | 18.5 | 9 | 1.9 | R-454B | 650
216634136 | ACIQ | H5H0V60*K*AAA* | EA*5X61M24A*+WALLCON | *97CMN1202422B* | Split System | 56000 | 18.5 | 9 | 2 | R-454B | 650
216634598 | ACIQ | H5H0V60*K*AAA* | EA*5X60M24A*+WALLCON | *97CTN1202422A* | Split System | 55000 | 18.5 | 9 | 2.02 | R-454B | 650
216634123 | ACIQ | H5H0V60*K*AAA* | EA*5X60M24A*+WALLCON | *96CTN1202422B* | Split System | 55000 | 18.5 | 9 | 2.02 | R-454B | 650
216634114 | ACIQ | H5H0V60*K*AAA* | EA*5X60M24A*+WALLCON | *80CTL1102120B* | Split System | 55000 | 18.5 | 9 | 2.02 | R-454B | 650
216634115 | ACIQ | H5H0V60*K*AAA* | EA*5X60M24A*+WALLCON | *80CTL1352422B* | Split System | 55500 | 18.5 | 9 | 2.02 | R-454B | 650
216634138 | ACIQ | H5H0V60*K*AAA* | EA*5X61M24A*+WALLCON | *96CTN1202422B* | Split System | 56000 | 18.5 | 9 | 2.02 | R-454B | 650
216634606 | ACIQ | H5H0V60*K*AAA* | EA*5X61M24A*+WALLCON | *97CTN1202422A* | Split System | 56000 | 18.5 | 9 | 2.02 | R-454B | 650
216634137 | ACIQ | H5H0V60*K*AAA* | EA*5X61M24A*+WALLCON | *96CTN1002122B* | Split System | 56000 | 18.5 | 9 | 2.02 | R-454B | 650
216634134 | ACIQ | H5H0V60*K*AAA* | EA*5X61M24A*+WALLCON | *97CMN0802120B* | Split System | 56000 | 18.5 | 9 | 2.02 | R-454B | 650
216634604 | ACIQ | H5H0V60*K*AAA* | EA*5X61M24A*+WALLCON | *97CTN0802120A* | Split System | 56000 | 18.5 | 9 | 2.02 | R-454B | 650
216634605 | ACIQ | H5H0V60*K*AAA* | EA*5X61M24A*+WALLCON | *97CTN1002122A* | Split System | 56000 | 18.5 | 9 | 2.02 | R-454B | 650
216634135 | ACIQ | H5H0V60*K*AAA* | EA*5X61M24A*+WALLCON | *97CMN1002122B* | Split System | 56000 | 18.5 | 9 | 2.02 | R-454B | 650
216634601 | ACIQ | H5H0V60*K*AAA* | EA*5X61M24A*+WALLCON | *96CTN0802120B* | Split System | 56000 | 18.5 | 9 | 2.02 | R-454B | 650
216634132 | ACIQ | H5H0V60*K*AAA* | EA*5X61M24A*+WALLCON | *95CSU1002122B* | Split System | 56500 | 18.5 | 9 | 2.02 | R-454B | 650
216634125 | ACIQ | H5H0V60*K*AAA* | EA*5X61M24A*+WALLCON | *80CSU0802120A* | Split System | 56500 | 18.5 | 9 | 2.02 | R-454B | 650
216634113 | ACIQ | H5H0V60*K*AAA* | EA*5X60M24A*+WALLCON | *80CTL0902120B* | Split System | 55000 | 18.5 | 9 | 2.04 | R-454B | 650
216634653 | ACIQ | H5H0V60*K*AAA* | EVD5X61M21A*+WALLCON | *97CTN1002122A* | Split System | 57500 | 18.5 | 9 | 2.06 | R-454B | 650
216634105 | ACIQ | H5H0V60*K*AAA* | EVD5X61M24A*+WALLCON | *97CMN0802120B* | Split System | 57500 | 18.5 | 9 | 2.06 | R-454B | 650
216634090 | ACIQ | H5H0V60*K*AAA* | EVD5X60M24A*+WALLCON | *96CTN1002122B* | Split System | 56500 | 18.5 | 9 | 2.08 | R-454B | 650
216634645 | ACIQ | H5H0V60*K*AAA* | EVD5X60M24A*+WALLCON | *97CTN1002122A* | Split System | 56500 | 18.5 | 9 | 2.08 | R-454B | 650
216634053 | ACIQ | H5H0V60*K*AAA* | EVM5X60M24A*+WALLCON | *97CMN1002122B* | Split System | 56500 | 18.5 | 9 | 2.08 | R-454B | 650
216634054 | ACIQ | H5H0V60*K*AAA* | EVM5X60M24A*+WALLCON | *97CMN1202422B* | Split System | 56500 | 18.5 | 9 | 2.08 | R-454B | 650
216634626 | ACIQ | H5H0V60*K*AAA* | EVM5X60M24A*+WALLCON | *97CTN1002122A* | Split System | 56500 | 18.5 | 9 | 2.08 | R-454B | 650
216634088 | ACIQ | H5H0V60*K*AAA* | EVD5X60M24A*+WALLCON | *97CMN1002122B* | Split System | 56500 | 18.5 | 9 | 2.08 | R-454B | 650
216634055 | ACIQ | H5H0V60*K*AAA* | EVM5X60M24A*+WALLCON | *96CTN1002122B* | Split System | 56500 | 18.5 | 9 | 2.08 | R-454B | 650
216634089 | ACIQ | H5H0V60*K*AAA* | EVD5X60M24A*+WALLCON | *97CMN1202422B* | Split System | 56500 | 18.5 | 9 | 2.08 | R-454B | 650
216634091 | ACIQ | H5H0V60*K*AAA* | EVD5X60M24A*+WALLCON | *96CTN1202422B* | Split System | 56500 | 18.5 | 9 | 2.08 | R-454B | 650
216634076 | ACIQ | H5H0V60*K*AAA* | EVD5X60M21A*+WALLCON | *97CMN1002122B* | Split System | 56500 | 18.5 | 9 | 2.08 | R-454B | 650
216634077 | ACIQ | H5H0V60*K*AAA* | EVD5X60M21A*+WALLCON | *96CTN1002122B* | Split System | 56500 | 18.5 | 9 | 2.08 | R-454B | 650
216634640 | ACIQ | H5H0V60*K*AAA* | EVD5X60M21A*+WALLCON | *97CTN1002122A* | Split System | 56500 | 18.5 | 9 | 2.08 | R-454B | 650
216634042 | ACIQ | H5H0V60*K*AAA* | EVM5X60M21A*+WALLCON | *97CMN1002122B* | Split System | 56500 | 18.5 | 9 | 2.08 | R-454B | 650
216634043 | ACIQ | H5H0V60*K*AAA* | EVM5X60M21A*+WALLCON | *96CTN1002122B* | Split System | 56500 | 18.5 | 9 | 2.08 | R-454B | 650
216634621 | ACIQ | H5H0V60*K*AAA* | EVM5X60M21A*+WALLCON | *97CTN1002122A* | Split System | 56500 | 18.5 | 9 | 2.08 | R-454B | 650
216634058 | ACIQ | H5H0V60*K*AAA* | EVM5X61M24A*+WALLCON | *80CTL0702120B* | Split System | 57000 | 18.5 | 9 | 2.08 | R-454B | 650
216634652 | ACIQ | H5H0V60*K*AAA* | EVD5X61M21A*+WALLCON | *97CTN0802120A* | Split System | 57000 | 18.5 | 9 | 2.08 | R-454B | 650
216634647 | ACIQ | H5H0V60*K*AAA* | EVD5X61M21A*+WALLCON | *96CTN0802120B* | Split System | 57000 | 18.5 | 9 | 2.08 | R-454B | 650
216634628 | ACIQ | H5H0V60*K*AAA* | EVM5X61M24A*+WALLCON | *96CTN0802120B* | Split System | 57500 | 18.5 | 9 | 2.08 | R-454B | 650
216634657 | ACIQ | H5H0V60*K*AAA* | EVD5X61M24A*+WALLCON | *97CTN0802120A* | Split System | 57500 | 18.5 | 9 | 2.08 | R-454B | 650
216634654 | ACIQ | H5H0V60*K*AAA* | EVD5X61M24A*+WALLCON | *96CTN0802120B* | Split System | 57500 | 18.5 | 9 | 2.08 | R-454B | 650
216634631 | ACIQ | H5H0V60*K*AAA* | EVM5X61M24A*+WALLCON | *97CTN0802120A* | Split System | 57500 | 18.5 | 9 | 2.08 | R-454B | 650
216634056 | ACIQ | H5H0V60*K*AAA* | EVM5X60M24A*+WALLCON | *96CTN1202422B* | Split System | 56500 | 18.5 | 9 | 2.1 | R-454B | 650
216634646 | ACIQ | H5H0V60*K*AAA* | EVD5X60M24A*+WALLCON | *97CTN1202422A* | Split System | 56500 | 18.5 | 9 | 2.1 | R-454B | 650
216634627 | ACIQ | H5H0V60*K*AAA* | EVM5X60M24A*+WALLCON | *97CTN1202422A* | Split System | 56500 | 18.5 | 9 | 2.1 | R-454B | 650
216634100 | ACIQ | H5H0V60*K*AAA* | EVD5X61M24A*+WALLCON | *80CSU1002120A* | Split System | 57500 | 18.5 | 9 | 2.1 | R-454B | 650
216634128 | ACIQ | H5H0V60*K*AAA* | EA*5X61M24A*+WALLCON | *80CTL0902120B* | Split System | 56500 | 19 | 9 | 2.02 | R-454B | 650
216634129 | ACIQ | H5H0V60*K*AAA* | EA*5X61M24A*+WALLCON | *80CTL1102120B* | Split System | 56500 | 19 | 9 | 2.02 | R-454B | 650
216634130 | ACIQ | H5H0V60*K*AAA* | EA*5X61M24A*+WALLCON | *80CTL1352422B* | Split System | 56500 | 19 | 9 | 2.02 | R-454B | 650
217397255 | AIRQUEST | D5CUHAH30AAK+TIC2025-0016 | EA*5X42M21A* | OLV112A16A | Split System | 30000 | 15.5 | 9 | 1.92 | R-454B | 650
217397256 | ARCOAIRE | D5CUHAH30AAK+TIC2025-0016 | EA*5X42M21A* | OLV112A16A | Split System | 30000 | 15.5 | 9 | 1.92 | R-454B | 650
217399253 | BRYANT HEATING AND COOLING SYSTEMS | 37MUHAQ30AA3+TIC2025-0016 | CAA**4221AM* | OVLAAB048112 | Split System | 30000 | 15.5 | 9 | 1.92 | R-454B | 650
217383457 | CARRIER | 37MUHAQ30AA3+TIC2025-0016 | CAA**4221AM* | OVLAAB048112 | Split System | 30000 | 15.5 | 9 | 1.92 | R-454B | 650
217397257 | COMFORTMAKER | D5CUHAH30AAK+TIC2025-0016 | EA*5X42M21A* | OLV112A16A | Split System | 30000 | 15.5 | 9 | 1.92 | R-454B | 650
217397258 | DAY & NIGHT | D5CUHAH30AAK+TIC2025-0016 | EA*5X42M21A* | OLV112A16A | Split System | 30000 | 15.5 | 9 | 1.92 | R-454B | 650
217397254 | HEIL | D5CUHAH30AAK+TIC2025-0016 | EA*5X42M21A* | OLV112A16A | Split System | 30000 | 15.5 | 9 | 1.92 | R-454B | 650
217397259 | KEEPRITE | D5CUHAH30AAK+TIC2025-0016 | EA*5X42M21A* | OLV112A16A | Split System | 30000 | 15.5 | 9 | 1.92 | R-454B | 650
217397261 | TEMPSTAR | D5CUHAH30AAK+TIC2025-0016 | EA*5X42M21A* | OLV112A16A | Split System | 30000 | 15.5 | 9 | 1.92 | R-454B | 650
216633033 | ACIQ | H5H0V24*K*AAA* | EA*5X25M17A*+WALLCON | *96CTN0401410B* | Split System | 23400 | 16 | 9 | 1.98 | R-454B | 650
216633068 | ACIQ | H5H0V24*K*AAA* | EA*5X37M17A*+WALLCON | *96CTN0401410B* | Split System | 23400 | 16 | 9 | 1.98 | R-454B | 650
217992397 | AIRQUEST | H5H0V24*K*AAA* | EA*5X25M17A*+WALLCON | *97CTN0401410A* | Split System | 23400 | 16 | 9 | 1.98 | R-454B | 650
217992406 | AIRQUEST | H5H0V24*K*AAA* | EA*5X37M17A*+WALLCON | *97CTN0401410A* | Split System | 23400 | 16 | 9 | 1.98 | R-454B | 650
215667275 | ARCOAIRE | H5H0V24*K*AAA* | EA*5X25M17A*+WALLCON | *96CTN0401410B* | Split System | 23400 | 16 | 9 | 1.98 | R-454B | 650
217992407 | ARCOAIRE | H5H0V24*K*AAA* | EA*5X37M17A*+WALLCON | *97CTN0401410A* | Split System | 23400 | 16 | 9 | 1.98 | R-454B | 650
217992398 | ARCOAIRE | H5H0V24*K*AAA* | EA*5X25M17A*+WALLCON | *97CTN0401410A* | Split System | 23400 | 16 | 9 | 1.98 | R-454B | 650
217992356 | BRYANT HEATING AND COOLING SYSTEMS | 290VAN024**AA* | CAA**2517AM*+UI | 987TA30040C14*** | Split System | 23400 | 16 | 9 | 1.98 | R-454B | 650
217992359 | BRYANT HEATING AND COOLING SYSTEMS | 290VAN024**AA* | CAA**3717AM*+UI | 987TA30040C14*** | Split System | 23400 | 16 | 9 | 1.98 | R-454B | 650
217992282 | CARRIER | 27VNA024A*030* | CAA**2517AM*+UI | 59TN7A040C14**10 | Split System | 23400 | 16 | 9 | 1.98 | R-454B | 650
217992285 | CARRIER | 27VNA024A*030* | CAA**3717AM*+UI | 59TN7A040C14**10 | Split System | 23400 | 16 | 9 | 1.98 | R-454B | 650
215667277 | COMFORTMAKER | C5H0V24*K*AAA* | EA*5X25M17A*+WALLCON | *96CTN0401410B* | Split System | 23400 | 16 | 9 | 1.98 | R-454B | 650
217992378 | COMFORTMAKER | C5H0V24*K*AAA* | EA*5X37M17A*+WALLCON | *97CTN0401410A* | Split System | 23400 | 16 | 9 | 1.98 | R-454B | 650
217992369 | COMFORTMAKER | C5H0V24*K*AAA* | EA*5X25M17A*+WALLCON | *97CTN0401410A* | Split System | 23400 | 16 | 9 | 1.98 | R-454B | 650
215667280 | DAY & NIGHT | C5H0V24*K*AAA* | EA*5X25M17A*+WALLCON | *96CTN0401410B* | Split System | 23400 | 16 | 9 | 1.98 | R-454B | 650
217992379 | DAY & NIGHT | C5H0V24*K*AAA* | EA*5X37M17A*+WALLCON | *97CTN0401410A* | Split System | 23400 | 16 | 9 | 1.98 | R-454B | 650
217992370 | DAY & NIGHT | C5H0V24*K*AAA* | EA*5X25M17A*+WALLCON | *97CTN0401410A* | Split System | 23400 | 16 | 9 | 1.98 | R-454B | 650
217992405 | HEIL | H5H0V24*K*AAA* | EA*5X37M17A*+WALLCON | *97CTN0401410A* | Split System | 23400 | 16 | 9 | 1.98 | R-454B | 650
217992396 | HEIL | H5H0V24*K*AAA* | EA*5X25M17A*+WALLCON | *97CTN0401410A* | Split System | 23400 | 16 | 9 | 1.98 | R-454B | 650
215667282 | KEEPRITE | C5H0V24*K*AAA* | EA*5X25M17A*+WALLCON | *96CTN0401410B* | Split System | 23400 | 16 | 9 | 1.98 | R-454B | 650
217992371 | KEEPRITE | C5H0V24*K*AAA* | EA*5X25M17A*+WALLCON | *97CTN0401410A* | Split System | 23400 | 16 | 9 | 1.98 | R-454B | 650
217992380 | KEEPRITE | C5H0V24*K*AAA* | EA*5X37M17A*+WALLCON | *97CTN0401410A* | Split System | 23400 | 16 | 9 | 1.98 | R-454B | 650
215667284 | KENMORE | (C,H,T)5H0V24*K*AAA* | EA*5X25M17A*+WALLCON | *96CTN0401410B* | Split System | 23400 | 16 | 9 | 1.98 | R-454B | 650
217992350 | KENMORE | (C,H,T)5H0V24*K*AAA* | EA*5X37M17A*+WALLCON | *97CTN0401410A* | Split System | 23400 | 16 | 9 | 1.98 | R-454B | 650
217992347 | KENMORE | (C,H,T)5H0V24*K*AAA* | EA*5X25M17A*+WALLCON | *97CTN0401410A* | Split System | 23400 | 16 | 9 | 1.98 | R-454B | 650
215667286 | TEMPSTAR | T5H0V24*K*AAA* | EA*5X25M17A*+WALLCON | *96CTN0401410B* | Split System | 23400 | 16 | 9 | 1.98 | R-454B | 650
217992422 | TEMPSTAR | T5H0V24*K*AAA* | EA*5X37M17A*+WALLCON | *97CTN0401410A* | Split System | 23400 | 16 | 9 | 1.98 | R-454B | 650
217992419 | TEMPSTAR | T5H0V24*K*AAA* | EA*5X25M17A*+WALLCON | *97CTN0401410A* | Split System | 23400 | 16 | 9 | 1.98 | R-454B | 650
216633018 | ACIQ | H5H0V24*K*AAA* | EA*5X24M17A*+WALLCON | *80CTL0451712B* | Split System | 22600 | 16.5 | 9 | 1.94 | R-454B | 650
215667000 | AIRQUEST | H5H0V24*K*AAA* | EA*5X24M17A*+WALLCON | *80CTL0451712B* | Split System | 22600 | 16.5 | 9 | 1.94 | R-454B | 650
216633168 | ACIQ | H5H0V36*K*AAA* | EA*5X37M17A*+WALLCON | *97CMN0601714B* | Split System | 33600 | 17 | 9 | 1.86 | R-454B | 650
216633167 | ACIQ | H5H0V36*K*AAA* | EA*5X37M17A*+WALLCON | *95CSU0601716B* | Split System | 33800 | 17 | 9 | 1.86 | R-454B | 650
216634260 | ACIQ | H5H0V36*K*AAA* | EA*5X37M17A*+WALLCON | *80CSU0601716B* | Split System | 34000 | 17 | 9 | 1.86 | R-454B | 650
216634259 | ACIQ | H5H0V36*K*AAA* | EA*5X37M17A*+WALLCON | *80CSU0401712B* | Split System | 34200 | 17 | 9 | 1.88 | R-454B | 650
216634469 | ACIQ | H5H0V48*K*AAA* | EA*5X48M21A*+WALLCON | *80CSU1002120B* | Split System | 44000 | 17 | 9 | 2.04 | R-454B | 650
216634467 | ACIQ | H5H0V48*K*AAA* | EA*5X48M21A*+WALLCON | *80CSU0601716B* | Split System | 44000 | 17 | 9 | 2.04 | R-454B | 650
216633776 | ACIQ | H5H0V48*K*AAA* | EA*5X48M21A*+WALLCON | *97CMN0602120B* | Split System | 44000 | 17 | 9 | 2.04 | R-454B | 650
216633799 | ACIQ | H5H0V48*K*AAA* | EA*5X61M21A*+WALLCON | *80CTL0451712B* | Split System | 45500 | 17 | 9 | 2.06 | R-454B | 650
216633211 | ACIQ | H5H0V36*K*AAA* | EA*5X42M21A*+WALLCON | *96CTN0801714B* | Split System | 33000 | 17.5 | 9 | 1.84 | R-454B | 650
216633193 | ACIQ | H5H0V36*K*AAA* | EA*5X42M21A*+WALLCON | *80CSU0401712A* | Split System | 33000 | 17.5 | 9 | 1.86 | R-454B | 650
216633197 | ACIQ | H5H0V36*K*AAA* | EA*5X42M21A*+WALLCON | *80CTL0701716B* | Split System | 33000 | 17.5 | 9 | 1.86 | R-454B | 650
216633169 | ACIQ | H5H0V36*K*AAA* | EA*5X37M17A*+WALLCON | *97CMN0801714B* | Split System | 33800 | 17.5 | 9 | 1.86 | R-454B | 650
216633164 | ACIQ | H5H0V36*K*AAA* | EA*5X37M17A*+WALLCON | *80CTL0701412B* | Split System | 33800 | 17.5 | 9 | 1.86 | R-454B | 650
216634262 | ACIQ | H5H0V36*K*AAA* | EA*5X37M17A*+WALLCON | *97CTN0801716A* | Split System | 33800 | 17.5 | 9 | 1.86 | R-454B | 650
216633171 | ACIQ | H5H0V36*K*AAA* | EA*5X37M17A*+WALLCON | *96CTN0601714B* | Split System | 33800 | 17.5 | 9 | 1.86 | R-454B | 650
215668556 | HEIL | H5H0V36*K*AAA* | EA*5X37M17A*+WALLCON | *80CTL0701412B* | Split System | 33800 | 17.5 | 9 | 1.86 | R-454B | 650
216633176 | ACIQ | H5H0V36*K*AAA* | EA*5X37M21A*+WALLCON | *80CTL0451712B* | Split System | 34000 | 17.5 | 9 | 1.86 | R-454B | 650
216633216 | ACIQ | H5H0V36*K*AAA* | EA*5X43M21A*+WALLCON | *80CTL0451712B* | Split System | 34000 | 17.5 | 9 | 1.86 | R-454B | 650
216633234 | ACIQ | H5H0V36*K*AAA* | EA*5X48M21A*+WALLCON | *80CTL0451712B* | Split System | 33400 | 17.5 | 9 | 1.88 | R-454B | 650
216634287 | ACIQ | H5H0V36*K*AAA* | EA*5X48M21A*+WALLCON | *97CTN0601716A* | Split System | 33400 | 17.5 | 9 | 1.88 | R-454B | 650
216633243 | ACIQ | H5H0V36*K*AAA* | EA*5X48M21A*+WALLCON | *97CMN0601714B* | Split System | 33400 | 17.5 | 9 | 1.88 | R-454B | 650
216633248 | ACIQ | H5H0V36*K*AAA* | EA*5X48M21A*+WALLCON | *96CTN0601714B* | Split System | 33600 | 17.5 | 9 | 1.88 | R-454B | 650
216633245 | ACIQ | H5H0V36*K*AAA* | EA*5X48M21A*+WALLCON | *97CMN0801714B* | Split System | 33600 | 17.5 | 9 | 1.88 | R-454B | 650
216633240 | ACIQ | H5H0V36*K*AAA* | EA*5X48M21A*+WALLCON | *95CSU0601716B* | Split System | 33600 | 17.5 | 9 | 1.88 | R-454B | 650
216634288 | ACIQ | H5H0V36*K*AAA* | EA*5X48M21A*+WALLCON | *97CTN0801716A* | Split System | 33600 | 17.5 | 9 | 1.88 | R-454B | 650
216633233 | ACIQ | H5H0V36*K*AAA* | EA*5X48M21A*+WALLCON | *80CSU1002120A* | Split System | 33800 | 17.5 | 9 | 1.88 | R-454B | 650
216633241 | ACIQ | H5H0V36*K*AAA* | EA*5X48M21A*+WALLCON | *95CSU0802120B* | Split System | 33800 | 17.5 | 9 | 1.88 | R-454B | 650
216633172 | ACIQ | H5H0V36*K*AAA* | EA*5X37M17A*+WALLCON | *96CTN0801714B* | Split System | 33800 | 17.5 | 9 | 1.88 | R-454B | 650
216633165 | ACIQ | H5H0V36*K*AAA* | EA*5X37M17A*+WALLCON | *80CTL0701716B* | Split System | 33800 | 17.5 | 9 | 1.88 | R-454B | 650
216633162 | ACIQ | H5H0V36*K*AAA* | EA*5X37M17A*+WALLCON | *80CSU0601716A* | Split System | 33800 | 17.5 | 9 | 1.88 | R-454B | 650
216633166 | ACIQ | H5H0V36*K*AAA* | EA*5X37M17A*+WALLCON | *80CTL0901716B* | Split System | 34000 | 17.5 | 9 | 1.88 | R-454B | 650
215668579 | TEMPSTAR | T5H0V36*K*AAA* | EA*5X37M17A*+WALLCON | *80CTL0901716B* | Split System | 34000 | 17.5 | 9 | 1.88 | R-454B | 650
216633186 | ACIQ | H5H0V36*K*AAA* | EA*5X37M21A*+WALLCON | *97CMN0602120B* | Split System | 34200 | 17.5 | 9 | 1.88 | R-454B | 650
216633182 | ACIQ | H5H0V36*K*AAA* | EA*5X37M21A*+WALLCON | *95CSU0601716B* | Split System | 34200 | 17.5 | 9 | 1.88 | R-454B | 650
216634267 | ACIQ | H5H0V36*K*AAA* | EA*5X37M21A*+WALLCON | *97CTN0801716A* | Split System | 34200 | 17.5 | 9 | 1.88 | R-454B | 650
216633190 | ACIQ | H5H0V36*K*AAA* | EA*5X37M21A*+WALLCON | *96CTN0601714B* | Split System | 34200 | 17.5 | 9 | 1.88 | R-454B | 650
216633187 | ACIQ | H5H0V36*K*AAA* | EA*5X37M21A*+WALLCON | *97CMN0801714B* | Split System | 34200 | 17.5 | 9 | 1.88 | R-454B | 650
216634281 | ACIQ | H5H0V36*K*AAA* | EA*5X43M21A*+WALLCON | *97CTN0801716A* | Split System | 34200 | 17.5 | 9 | 1.88 | R-454B | 650
216634280 | ACIQ | H5H0V36*K*AAA* | EA*5X43M21A*+WALLCON | *97CTN0601716A* | Split System | 34200 | 17.5 | 9 | 1.88 | R-454B | 650
216634266 | ACIQ | H5H0V36*K*AAA* | EA*5X37M21A*+WALLCON | *97CTN0601716A* | Split System | 34200 | 17.5 | 9 | 1.88 | R-454B | 650
216633185 | ACIQ | H5H0V36*K*AAA* | EA*5X37M21A*+WALLCON | *97CMN0601714B* | Split System | 34200 | 17.5 | 9 | 1.88 | R-454B | 650
216633225 | ACIQ | H5H0V36*K*AAA* | EA*5X43M21A*+WALLCON | *97CMN0601714B* | Split System | 34200 | 17.5 | 9 | 1.88 | R-454B | 650
215668706 | KENMORE | (C,H,T)5H0V36*K*AAA* | EA*5X37M21A*+WALLCON | *95CSU0601716B* | Split System | 34200 | 17.5 | 9 | 1.88 | R-454B | 650
216633222 | ACIQ | H5H0V36*K*AAA* | EA*5X43M21A*+WALLCON | *95CSU0601716B* | Split System | 34400 | 17.5 | 9 | 1.88 | R-454B | 650
216633223 | ACIQ | H5H0V36*K*AAA* | EA*5X43M21A*+WALLCON | *95CSU0802120B* | Split System | 34400 | 17.5 | 9 | 1.88 | R-454B | 650
216633244 | ACIQ | H5H0V36*K*AAA* | EA*5X48M21A*+WALLCON | *97CMN0602120B* | Split System | 33600 | 17.5 | 9 | 1.9 | R-454B | 650
216634298 | ACIQ | H5H0V36*K*AAA* | EA*5X61M21A*+WALLCON | *97CTN0601716A* | Split System | 34400 | 17.5 | 9 | 1.9 | R-454B | 650
216633267 | ACIQ | H5H0V36*K*AAA* | EA*5X61M21A*+WALLCON | *80CTL0451712B* | Split System | 34400 | 17.5 | 9 | 1.9 | R-454B | 650
216633175 | ACIQ | H5H0V36*K*AAA* | EA*5X37M21A*+WALLCON | *80CSU1002120A* | Split System | 34400 | 17.5 | 9 | 1.9 | R-454B | 650
216633949 | ACIQ | H5H0V48*K*AAA* | EVD5X48M21A*+WALLCON | *95CSU0601716B* | Split System | 46500 | 17.5 | 9 | 1.98 | R-454B | 650
216633876 | ACIQ | H5H0V48*K*AAA* | EVM5X48M21A*+WALLCON | *95CSU0601716B* | Split System | 46500 | 17.5 | 9 | 1.98 | R-454B | 650
216634466 | ACIQ | H5H0V48*K*AAA* | EA*5X48M21A*+WALLCON | *80CSU0401712B* | Split System | 44000 | 17.5 | 9 | 2.04 | R-454B | 650
216633765 | ACIQ | H5H0V48*K*AAA* | EA*5X48M21A*+WALLCON | *80CSU0601716A* | Split System | 44000 | 17.5 | 9 | 2.04 | R-454B | 650
216633779 | ACIQ | H5H0V48*K*AAA* | EA*5X48M21A*+WALLCON | *97CMN1002122B* | Split System | 44000 | 17.5 | 9 | 2.04 | R-454B | 650
216633781 | ACIQ | H5H0V48*K*AAA* | EA*5X48M21A*+WALLCON | *96CTN1002122B* | Split System | 44000 | 17.5 | 9 | 2.04 | R-454B | 650
216633769 | ACIQ | H5H0V48*K*AAA* | EA*5X48M21A*+WALLCON | *80CTL0701716B* | Split System | 44000 | 17.5 | 9 | 2.04 | R-454B | 650
216634465 | ACIQ | H5H0V48*K*AAA* | EA*5X48M21A*+WALLCON | *96CTN0802120B* | Split System | 44000 | 17.5 | 9 | 2.06 | R-454B | 650
216633770 | ACIQ | H5H0V48*K*AAA* | EA*5X48M21A*+WALLCON | *80CTL0702120B* | Split System | 44000 | 17.5 | 9 | 2.06 | R-454B | 650
216634471 | ACIQ | H5H0V48*K*AAA* | EA*5X48M21A*+WALLCON | *97CTN0802120A* | Split System | 44000 | 17.5 | 9 | 2.06 | R-454B | 650
216633767 | ACIQ | H5H0V48*K*AAA* | EA*5X48M21A*+WALLCON | *80CSU1002120A* | Split System | 44000 | 17.5 | 9 | 2.06 | R-454B | 650
216633771 | ACIQ | H5H0V48*K*AAA* | EA*5X48M21A*+WALLCON | *80CTL0901716B* | Split System | 44000 | 17.5 | 9 | 2.06 | R-454B | 650
216633778 | ACIQ | H5H0V48*K*AAA* | EA*5X48M21A*+WALLCON | *97CMN0802120B* | Split System | 44000 | 17.5 | 9 | 2.06 | R-454B | 650
216633775 | ACIQ | H5H0V48*K*AAA* | EA*5X48M21A*+WALLCON | *95CSU0802120B* | Split System | 44000 | 17.5 | 9 | 2.06 | R-454B | 650
216634468 | ACIQ | H5H0V48*K*AAA* | EA*5X48M21A*+WALLCON | *80CSU0802120B* | Split System | 44500 | 17.5 | 9 | 2.06 | R-454B | 650
216633790 | ACIQ | H5H0V48*K*AAA* | EA*5X60M24A*+WALLCON | *97CMN0602120B* | Split System | 45000 | 17.5 | 9 | 2.06 | R-454B | 650
216634475 | ACIQ | H5H0V48*K*AAA* | EA*5X60M24A*+WALLCON | *80CSU1002120B* | Split System | 45000 | 17.5 | 9 | 2.06 | R-454B | 650
216633805 | ACIQ | H5H0V48*K*AAA* | EA*5X61M21A*+WALLCON | *95CSU0601716B* | Split System | 45500 | 17.5 | 9 | 2.06 | R-454B | 650
216634484 | ACIQ | H5H0V48*K*AAA* | EA*5X61M21A*+WALLCON | *97CTN0801716A* | Split System | 45500 | 17.5 | 9 | 2.06 | R-454B | 650
216633800 | ACIQ | H5H0V48*K*AAA* | EA*5X61M21A*+WALLCON | *80CTL0701716B* | Split System | 45500 | 17.5 | 9 | 2.06 | R-454B | 650
216633807 | ACIQ | H5H0V48*K*AAA* | EA*5X61M21A*+WALLCON | *97CMN0602120B* | Split System | 45500 | 17.5 | 9 | 2.06 | R-454B | 650
216633820 | ACIQ | H5H0V48*K*AAA* | EA*5X61M24A*+WALLCON | *97CMN0602120B* | Split System | 45500 | 17.5 | 9 | 2.06 | R-454B | 650
216634483 | ACIQ | H5H0V48*K*AAA* | EA*5X61M21A*+WALLCON | *80CSU1002120B* | Split System | 46000 | 17.5 | 9 | 2.06 | R-454B | 650
216633788 | ACIQ | H5H0V48*K*AAA* | EA*5X60M24A*+WALLCON | *95CSU0802120B* | Split System | 45000 | 17.5 | 9 | 2.08 | R-454B | 650
216633810 | ACIQ | H5H0V48*K*AAA* | EA*5X61M21A*+WALLCON | *96CTN0801714B* | Split System | 45500 | 17.5 | 9 | 2.08 | R-454B | 650
216634481 | ACIQ | H5H0V48*K*AAA* | EA*5X61M21A*+WALLCON | *80CSU0601716B* | Split System | 46000 | 17.5 | 9 | 2.08 | R-454B | 650
216633249 | ACIQ | H5H0V36*K*AAA* | EA*5X48M21A*+WALLCON | *96CTN0801714B* | Split System | 33600 | 18 | 9 | 1.88 | R-454B | 650
216633232 | ACIQ | H5H0V36*K*AAA* | EA*5X48M21A*+WALLCON | *80CSU0601716A* | Split System | 33800 | 18 | 9 | 1.88 | R-454B | 650
216633231 | ACIQ | H5H0V36*K*AAA* | EA*5X48M21A*+WALLCON | *80CSU0401712A* | Split System | 33800 | 18 | 9 | 1.88 | R-454B | 650
216633226 | ACIQ | H5H0V36*K*AAA* | EA*5X43M21A*+WALLCON | *97CMN0801714B* | Split System | 34200 | 18 | 9 | 1.88 | R-454B | 650
216634286 | ACIQ | H5H0V36*K*AAA* | EA*5X48M21A*+WALLCON | *80CSU0601716B* | Split System | 33800 | 18 | 9 | 1.9 | R-454B | 650
216633214 | ACIQ | H5H0V36*K*AAA* | EA*5X43M21A*+WALLCON | *80CSU0601716A* | Split System | 34400 | 18 | 9 | 1.9 | R-454B | 650
216633174 | ACIQ | H5H0V36*K*AAA* | EA*5X37M21A*+WALLCON | *80CSU0601716A* | Split System | 34400 | 18 | 9 | 1.9 | R-454B | 650
216633947 | ACIQ | H5H0V48*K*AAA* | EVD5X48M21A*+WALLCON | *80CTL0701716B* | Split System | 46500 | 18 | 9 | 1.98 | R-454B | 650
216634550 | ACIQ | H5H0V48*K*AAA* | EVD5X48M21A*+WALLCON | *97CTN0801716A* | Split System | 46500 | 18 | 9 | 1.98 | R-454B | 650
216633879 | ACIQ | H5H0V48*K*AAA* | EVM5X48M21A*+WALLCON | *97CMN0602120B* | Split System | 46500 | 18 | 9 | 1.98 | R-454B | 650
216633877 | ACIQ | H5H0V48*K*AAA* | EVM5X48M21A*+WALLCON | *95CSU0802120B* | Split System | 47000 | 18 | 9 | 1.98 | R-454B | 650
216633871 | ACIQ | H5H0V48*K*AAA* | EVM5X48M21A*+WALLCON | *80CSU0601716A* | Split System | 47000 | 18 | 9 | 1.98 | R-454B | 650
216633888 | ACIQ | H5H0V48*K*AAA* | EVM5X49M21A*+WALLCON | *80CTL0451712B* | Split System | 47500 | 18 | 9 | 1.98 | R-454B | 650
216633911 | ACIQ | H5H0V48*K*AAA* | EVM5X60M21A*+WALLCON | *95CSU0601716B* | Split System | 47500 | 18 | 9 | 1.98 | R-454B | 650
216633905 | ACIQ | H5H0V48*K*AAA* | EVM5X60M21A*+WALLCON | *80CTL0451712B* | Split System | 47500 | 18 | 9 | 1.98 | R-454B | 650
216633979 | ACIQ | H5H0V48*K*AAA* | EVD5X60M21A*+WALLCON | *80CTL0451712B* | Split System | 47500 | 18 | 9 | 1.98 | R-454B | 650
216634515 | ACIQ | H5H0V48*K*AAA* | EVM5X48M21A*+WALLCON | *97CTN0801716A* | Split System | 46500 | 18 | 9 | 2 | R-454B | 650
216633882 | ACIQ | H5H0V48*K*AAA* | EVM5X48M21A*+WALLCON | *96CTN0801714B* | Split System | 46500 | 18 | 9 | 2 | R-454B | 650
216633951 | ACIQ | H5H0V48*K*AAA* | EVD5X48M21A*+WALLCON | *96CTN0801714B* | Split System | 46500 | 18 | 9 | 2 | R-454B | 650
216633873 | ACIQ | H5H0V48*K*AAA* | EVM5X48M21A*+WALLCON | *80CTL0701716B* | Split System | 46500 | 18 | 9 | 2 | R-454B | 650
216633945 | ACIQ | H5H0V48*K*AAA* | EVD5X48M21A*+WALLCON | *80CSU0601716A* | Split System | 47000 | 18 | 9 | 2 | R-454B | 650
216634514 | ACIQ | H5H0V48*K*AAA* | EVM5X48M21A*+WALLCON | *80CSU1002120B* | Split System | 47000 | 18 | 9 | 2 | R-454B | 650
216634547 | ACIQ | H5H0V48*K*AAA* | EVD5X48M21A*+WALLCON | *80CSU0601716B* | Split System | 47000 | 18 | 9 | 2 | R-454B | 650
216634555 | ACIQ | H5H0V48*K*AAA* | EVD5X48M24A*+WALLCON | *80CSU1002120B* | Split System | 47000 | 18 | 9 | 2 | R-454B | 650
216634512 | ACIQ | H5H0V48*K*AAA* | EVM5X48M21A*+WALLCON | *80CSU0601716B* | Split System | 47000 | 18 | 9 | 2 | R-454B | 650
216634511 | ACIQ | H5H0V48*K*AAA* | EVM5X48M21A*+WALLCON | *80CSU0401712B* | Split System | 47000 | 18 | 9 | 2 | R-454B | 650
216634546 | ACIQ | H5H0V48*K*AAA* | EVD5X48M21A*+WALLCON | *80CSU0401712B* | Split System | 47000 | 18 | 9 | 2.02 | R-454B | 650
216634549 | ACIQ | H5H0V48*K*AAA* | EVD5X48M21A*+WALLCON | *80CSU1002120B* | Split System | 47000 | 18 | 9 | 2.02 | R-454B | 650
216634472 | ACIQ | H5H0V48*K*AAA* | EA*5X48M21A*+WALLCON | *97CTN1002122A* | Split System | 44000 | 18 | 9 | 2.04 | R-454B | 650
216633766 | ACIQ | H5H0V48*K*AAA* | EA*5X48M21A*+WALLCON | *80CSU0802120A* | Split System | 44500 | 18 | 9 | 2.06 | R-454B | 650
216633772 | ACIQ | H5H0V48*K*AAA* | EA*5X48M21A*+WALLCON | *80CTL0902120B* | Split System | 44500 | 18 | 9 | 2.06 | R-454B | 650
216633773 | ACIQ | H5H0V48*K*AAA* | EA*5X48M21A*+WALLCON | *80CTL1102120B* | Split System | 44500 | 18 | 9 | 2.06 | R-454B | 650
216634474 | ACIQ | H5H0V48*K*AAA* | EA*5X60M24A*+WALLCON | *80CSU0802120B* | Split System | 45500 | 18 | 9 | 2.06 | R-454B | 650
216634480 | ACIQ | H5H0V48*K*AAA* | EA*5X61M21A*+WALLCON | *80CSU0401712B* | Split System | 46000 | 18 | 9 | 2.06 | R-454B | 650
216634489 | ACIQ | H5H0V48*K*AAA* | EA*5X61M24A*+WALLCON | *80CSU1002120B* | Split System | 46000 | 18 | 9 | 2.08 | R-454B | 650
216633796 | ACIQ | H5H0V48*K*AAA* | EA*5X61M21A*+WALLCON | *80CSU0601716A* | Split System | 46000 | 18 | 9 | 2.08 | R-454B | 650
216633813 | ACIQ | H5H0V48*K*AAA* | EA*5X61M24A*+WALLCON | *80CSU1002120A* | Split System | 46000 | 18 | 9 | 2.08 | R-454B | 650
216634085 | ACIQ | H5H0V60*K*AAA* | EVD5X60M24A*+WALLCON | *95CSU1002122B* | Split System | 57000 | 18 | 9 | 2.08 | R-454B | 650
216634642 | ACIQ | H5H0V60*K*AAA* | EVD5X60M24A*+WALLCON | *80CSU0802120B* | Split System | 57000 | 18 | 9 | 2.1 | R-454B | 650
216634623 | ACIQ | H5H0V60*K*AAA* | EVM5X60M24A*+WALLCON | *80CSU0802120B* | Split System | 57000 | 18 | 9 | 2.1 | R-454B | 650
216634006 | ACIQ | H5H0V48*K*AAA* | EVD5X61M21A*+WALLCON | *80CTL0451712B* | Split System | 48000 | 18.5 | 9 | 1.98 | R-454B | 650
216634083 | ACIQ | H5H0V60*K*AAA* | EVD5X60M24A*+WALLCON | *80CTL1352422B* | Split System | 57000 | 18.5 | 9 | 2.08 | R-454B | 650
216634078 | ACIQ | H5H0V60*K*AAA* | EVD5X60M24A*+WALLCON | *80CSU0802120A* | Split System | 57000 | 18.5 | 9 | 2.08 | R-454B | 650
216634081 | ACIQ | H5H0V60*K*AAA* | EVD5X60M24A*+WALLCON | *80CTL0902120B* | Split System | 57000 | 18.5 | 9 | 2.08 | R-454B | 650
216634044 | ACIQ | H5H0V60*K*AAA* | EVM5X60M24A*+WALLCON | *80CSU0802120A* | Split System | 57000 | 18.5 | 9 | 2.08 | R-454B | 650
216634049 | ACIQ | H5H0V60*K*AAA* | EVM5X60M24A*+WALLCON | *80CTL1352422B* | Split System | 57000 | 18.5 | 9 | 2.08 | R-454B | 650
216634048 | ACIQ | H5H0V60*K*AAA* | EVM5X60M24A*+WALLCON | *80CTL1102120B* | Split System | 57000 | 18.5 | 9 | 2.08 | R-454B | 650
216634047 | ACIQ | H5H0V60*K*AAA* | EVM5X60M24A*+WALLCON | *80CTL0902120B* | Split System | 57000 | 18.5 | 9 | 2.08 | R-454B | 650
216634082 | ACIQ | H5H0V60*K*AAA* | EVD5X60M24A*+WALLCON | *80CTL1102120B* | Split System | 57000 | 18.5 | 9 | 2.08 | R-454B | 650
216634071 | ACIQ | H5H0V60*K*AAA* | EVD5X60M21A*+WALLCON | *80CTL0902120B* | Split System | 57000 | 18.5 | 9 | 2.08 | R-454B | 650
216634036 | ACIQ | H5H0V60*K*AAA* | EVM5X60M21A*+WALLCON | *80CTL0902120B* | Split System | 57000 | 18.5 | 9 | 2.08 | R-454B | 650
216634072 | ACIQ | H5H0V60*K*AAA* | EVD5X60M21A*+WALLCON | *80CTL1102120B* | Split System | 57000 | 18.5 | 9 | 2.08 | R-454B | 650
216634037 | ACIQ | H5H0V60*K*AAA* | EVM5X60M21A*+WALLCON | *80CTL1102120B* | Split System | 57000 | 18.5 | 9 | 2.08 | R-454B | 650
216634064 | ACIQ | H5H0V60*K*AAA* | EVM5X61M24A*+WALLCON | *97CMN1202422B* | Split System | 57500 | 18.5 | 9 | 2.08 | R-454B | 650
216634065 | ACIQ | H5H0V60*K*AAA* | EVM5X61M24A*+WALLCON | *96CTN1002122B* | Split System | 57500 | 18.5 | 9 | 2.08 | R-454B | 650
216634108 | ACIQ | H5H0V60*K*AAA* | EVD5X61M24A*+WALLCON | *96CTN1002122B* | Split System | 57500 | 18.5 | 9 | 2.08 | R-454B | 650
216634063 | ACIQ | H5H0V60*K*AAA* | EVM5X61M24A*+WALLCON | *97CMN1002122B* | Split System | 57500 | 18.5 | 9 | 2.08 | R-454B | 650
216634632 | ACIQ | H5H0V60*K*AAA* | EVM5X61M24A*+WALLCON | *97CTN1002122A* | Split System | 57500 | 18.5 | 9 | 2.08 | R-454B | 650
216634658 | ACIQ | H5H0V60*K*AAA* | EVD5X61M24A*+WALLCON | *97CTN1002122A* | Split System | 57500 | 18.5 | 9 | 2.08 | R-454B | 650
216634106 | ACIQ | H5H0V60*K*AAA* | EVD5X61M24A*+WALLCON | *97CMN1002122B* | Split System | 57500 | 18.5 | 9 | 2.08 | R-454B | 650
216634092 | ACIQ | H5H0V60*K*AAA* | EVD5X61M21A*+WALLCON | *80CSU0802120A* | Split System | 57500 | 18.5 | 9 | 2.1 | R-454B | 650
216634096 | ACIQ | H5H0V60*K*AAA* | EVD5X61M21A*+WALLCON | *95CSU1002122B* | Split System | 57500 | 18.5 | 9 | 2.1 | R-454B | 650
216634109 | ACIQ | H5H0V60*K*AAA* | EVD5X61M24A*+WALLCON | *96CTN1202422B* | Split System | 57500 | 18.5 | 9 | 2.1 | R-454B | 650
216634061 | ACIQ | H5H0V60*K*AAA* | EVM5X61M24A*+WALLCON | *95CSU1002122B* | Split System | 58000 | 18.5 | 9 | 2.1 | R-454B | 650
216634094 | ACIQ | H5H0V60*K*AAA* | EVD5X61M21A*+WALLCON | *80CTL0902120B* | Split System | 57500 | 19 | 9 | 2.08 | R-454B | 650
216634059 | ACIQ | H5H0V60*K*AAA* | EVM5X61M24A*+WALLCON | *80CTL0902120B* | Split System | 58000 | 19 | 9 | 2.08 | R-454B | 650
216634099 | ACIQ | H5H0V60*K*AAA* | EVD5X61M24A*+WALLCON | *80CSU0802120A* | Split System | 58000 | 19 | 9 | 2.08 | R-454B | 650
216634066 | ACIQ | H5H0V60*K*AAA* | EVM5X61M24A*+WALLCON | *96CTN1202422B* | Split System | 57500 | 19 | 9 | 2.1 | R-454B | 650
216634101 | ACIQ | H5H0V60*K*AAA* | EVD5X61M24A*+WALLCON | *80CTL0902120B* | Split System | 58000 | 19 | 9 | 2.1 | R-454B | 650
216634633 | ACIQ | H5H0V60*K*AAA* | EVM5X61M24A*+WALLCON | *97CTN1202422A* | Split System | 58000 | 19 | 9 | 2.1 | R-454B | 650
216634057 | ACIQ | H5H0V60*K*AAA* | EVM5X61M24A*+WALLCON | *80CSU0802120A* | Split System | 58000 | 19 | 9 | 2.1 | R-454B | 650
216634102 | ACIQ | H5H0V60*K*AAA* | EVD5X61M24A*+WALLCON | *80CTL1102120B* | Split System | 58000 | 19 | 9 | 2.1 | R-454B | 650
217397888 | AIRQUEST | D5CUHAH30AAK+TIC2025-0016 | EA*5X37M17A* | *96VSN0601412B* | Split System | 29600 | 15.5 | 9 | 1.94 | R-454B | 650
217397944 | AIRQUEST | D5CUHAH30AAK+TIC2025-0016 | EA*5X37M17A* | *96VTN0601412B* | Split System | 29600 | 15.5 | 9 | 1.94 | R-454B | 650
217397912 | AIRQUEST | D5CUHAH30AAK+TIC2025-0016 | EA*5X37M17A* | *95MSU0401712A* | Split System | 29600 | 15.5 | 9 | 1.94 | R-454B | 650
217397889 | ARCOAIRE | D5CUHAH30AAK+TIC2025-0016 | EA*5X37M17A* | *96VSN0601412B* | Split System | 29600 | 15.5 | 9 | 1.94 | R-454B | 650
217397945 | ARCOAIRE | D5CUHAH30AAK+TIC2025-0016 | EA*5X37M17A* | *96VTN0601412B* | Split System | 29600 | 15.5 | 9 | 1.94 | R-454B | 650
217397913 | ARCOAIRE | D5CUHAH30AAK+TIC2025-0016 | EA*5X37M17A* | *95MSU0401712A* | Split System | 29600 | 15.5 | 9 | 1.94 | R-454B | 650
217399407 | BRYANT HEATING AND COOLING SYSTEMS | 37MUHAQ30AA3+TIC2025-0016 | CAA**3717AM* | 926TC36060V14*** | Split System | 29600 | 15.5 | 9 | 1.94 | R-454B | 650
217399395 | BRYANT HEATING AND COOLING SYSTEMS | 37MUHAQ30AA3+TIC2025-0016 | CAA**3717AM* | 926SB36060V14*** | Split System | 29600 | 15.5 | 9 | 1.94 | R-454B | 650
217399398 | BRYANT HEATING AND COOLING SYSTEMS | 37MUHAQ30AA3+TIC2025-0016 | CAA**3717AM* | 935SB36040M17*** | Split System | 29600 | 15.5 | 9 | 1.94 | R-454B | 650
217383625 | CARRIER | 37MUHAQ30AA3+TIC2025-0016 | CAA**3717AM* | 59SP6B060V14**12 | Split System | 29600 | 15.5 | 9 | 1.94 | R-454B | 650
217383630 | CARRIER | 37MUHAQ30AA3+TIC2025-0016 | CAA**3717AM* | 59SU5B040M17**12 | Split System | 29600 | 15.5 | 9 | 1.94 | R-454B | 650
217397890 | COMFORTMAKER | D5CUHAH30AAK+TIC2025-0016 | EA*5X37M17A* | *96VSN0601412B* | Split System | 29600 | 15.5 | 9 | 1.94 | R-454B | 650
217397946 | COMFORTMAKER | D5CUHAH30AAK+TIC2025-0016 | EA*5X37M17A* | *96VTN0601412B* | Split System | 29600 | 15.5 | 9 | 1.94 | R-454B | 650
217397914 | COMFORTMAKER | D5CUHAH30AAK+TIC2025-0016 | EA*5X37M17A* | *95MSU0401712A* | Split System | 29600 | 15.5 | 9 | 1.94 | R-454B | 650
217397891 | DAY & NIGHT | D5CUHAH30AAK+TIC2025-0016 | EA*5X37M17A* | *96VSN0601412B* | Split System | 29600 | 15.5 | 9 | 1.94 | R-454B | 650
217397947 | DAY & NIGHT | D5CUHAH30AAK+TIC2025-0016 | EA*5X37M17A* | *96VTN0601412B* | Split System | 29600 | 15.5 | 9 | 1.94 | R-454B | 650
217397915 | DAY & NIGHT | D5CUHAH30AAK+TIC2025-0016 | EA*5X37M17A* | *95MSU0401712A* | Split System | 29600 | 15.5 | 9 | 1.94 | R-454B | 650
217397943 | HEIL | D5CUHAH30AAK+TIC2025-0016 | EA*5X37M17A* | *96VTN0601412B* | Split System | 29600 | 15.5 | 9 | 1.94 | R-454B | 650
217397911 | HEIL | D5CUHAH30AAK+TIC2025-0016 | EA*5X37M17A* | *95MSU0401712A* | Split System | 29600 | 15.5 | 9 | 1.94 | R-454B | 650
217397892 | KEEPRITE | D5CUHAH30AAK+TIC2025-0016 | EA*5X37M17A* | *96VSN0601412B* | Split System | 29600 | 15.5 | 9 | 1.94 | R-454B | 650
217397948 | KEEPRITE | D5CUHAH30AAK+TIC2025-0016 | EA*5X37M17A* | *96VTN0601412B* | Split System | 29600 | 15.5 | 9 | 1.94 | R-454B | 650
217397916 | KEEPRITE | D5CUHAH30AAK+TIC2025-0016 | EA*5X37M17A* | *95MSU0401712A* | Split System | 29600 | 15.5 | 9 | 1.94 | R-454B | 650
217399408 | PAYNE HEATING AND COOLING | 37MUHAQ30AA3+TIC2025-0016 | CAA**3717AM* | PG96VTAB36060A** | Split System | 29600 | 15.5 | 9 | 1.94 | R-454B | 650
217399399 | PAYNE HEATING AND COOLING | 37MUHAQ30AA3+TIC2025-0016 | CAA**3717AM* | PG95MSUA36040B** | Split System | 29600 | 15.5 | 9 | 1.94 | R-454B | 650
217397949 | SMART COMFORT | D5CUHAH30AAK+TIC2025-0016 | EA*5X37M17A* | *96VTN0601412B* | Split System | 29600 | 15.5 | 9 | 1.94 | R-454B | 650
217397893 | SMART COMFORT | D5CUHAH30AAK+TIC2025-0016 | EA*5X37M17A* | *96VSN0601412B* | Split System | 29600 | 15.5 | 9 | 1.94 | R-454B | 650
217397917 | SMART COMFORT | D5CUHAH30AAK+TIC2025-0016 | EA*5X37M17A* | *95MSU0401712A* | Split System | 29600 | 15.5 | 9 | 1.94 | R-454B | 650
217397894 | TEMPSTAR | D5CUHAH30AAK+TIC2025-0016 | EA*5X37M17A* | *96VSN0601412B* | Split System | 29600 | 15.5 | 9 | 1.94 | R-454B | 650
217397950 | TEMPSTAR | D5CUHAH30AAK+TIC2025-0016 | EA*5X37M17A* | *96VTN0601412B* | Split System | 29600 | 15.5 | 9 | 1.94 | R-454B | 650
217397918 | TEMPSTAR | D5CUHAH30AAK+TIC2025-0016 | EA*5X37M17A* | *95MSU0401712A* | Split System | 29600 | 15.5 | 9 | 1.94 | R-454B | 650
217396652 | AIRQUEST | D5CUHAH30AAK+TIC2025-0016 | EA*5X43M21A* | *96VSN0401712B* | Split System | 29800 | 15.5 | 9 | 1.96 | R-454B | 650
217396731 | AIRQUEST | D5CUHAH30AAK+TIC2025-0016 | EA*5X43M21A* | *96VTN0401712B* | Split System | 29800 | 15.5 | 9 | 1.96 | R-454B | 650
217397587 | AIRQUEST | D5CUHAH30AAK+TIC2025-0016 | EA*5X37M21A* | *96VTN0401712B* | Split System | 29800 | 15.5 | 9 | 1.96 | R-454B | 650
217397588 | ARCOAIRE | D5CUHAH30AAK+TIC2025-0016 | EA*5X37M21A* | *96VTN0401712B* | Split System | 29800 | 15.5 | 9 | 1.96 | R-454B | 650
217396732 | ARCOAIRE | D5CUHAH30AAK+TIC2025-0016 | EA*5X43M21A* | *96VTN0401712B* | Split System | 29800 | 15.5 | 9 | 1.96 | R-454B | 650
217397509 | ARCOAIRE | D5CUHAH30AAK+TIC2025-0016 | EA*5X37M21A* | *96VSN0401712B* | Split System | 29800 | 15.5 | 9 | 1.96 | R-454B | 650
217396653 | ARCOAIRE | D5CUHAH30AAK+TIC2025-0016 | EA*5X43M21A* | *96VSN0401712B* | Split System | 29800 | 15.5 | 9 | 1.96 | R-454B | 650
217399134 | BRYANT HEATING AND COOLING SYSTEMS | 37MUHAQ30AA3+TIC2025-0016 | CAA**4321AM* | 926TC36040V17*** | Split System | 29800 | 15.5 | 9 | 1.96 | R-454B | 650
217399324 | BRYANT HEATING AND COOLING SYSTEMS | 37MUHAQ30AA3+TIC2025-0016 | CAA**3721AM* | 926TC36040V17*** | Split System | 29800 | 15.5 | 9 | 1.96 | R-454B | 650
217399120 | BRYANT HEATING AND COOLING SYSTEMS | 37MUHAQ30AA3+TIC2025-0016 | CAA**4321AM* | 926SB36040V17*** | Split System | 29800 | 15.5 | 9 | 1.96 | R-454B | 650
217399310 | BRYANT HEATING AND COOLING SYSTEMS | 37MUHAQ30AA3+TIC2025-0016 | CAA**3721AM* | 926SB36040V17*** | Split System | 29800 | 15.5 | 9 | 1.96 | R-454B | 650
217383320 | CARRIER | 37MUHAQ30AA3+TIC2025-0016 | CAA**4321AM* | 59TP6C040V17**12 | Split System | 29800 | 15.5 | 9 | 1.96 | R-454B | 650
217383525 | CARRIER | 37MUHAQ30AA3+TIC2025-0016 | CAA**3721AM* | 59SP6B040V17**12 | Split System | 29800 | 15.5 | 9 | 1.96 | R-454B | 650
217383297 | CARRIER | 37MUHAQ30AA3+TIC2025-0016 | CAA**4321AM* | 59SP6B040V17**12 | Split System | 29800 | 15.5 | 9 | 1.96 | R-454B | 650
217383544 | CARRIER | 37MUHAQ30AA3+TIC2025-0016 | CAA**3721AM* | 59TP6C040V17**12 | Split System | 29800 | 15.5 | 9 | 1.96 | R-454B | 650
217396733 | COMFORTMAKER | D5CUHAH30AAK+TIC2025-0016 | EA*5X43M21A* | *96VTN0401712B* | Split System | 29800 | 15.5 | 9 | 1.96 | R-454B | 650
217397510 | COMFORTMAKER | D5CUHAH30AAK+TIC2025-0016 | EA*5X37M21A* | *96VSN0401712B* | Split System | 29800 | 15.5 | 9 | 1.96 | R-454B | 650
217396654 | COMFORTMAKER | D5CUHAH30AAK+TIC2025-0016 | EA*5X43M21A* | *96VSN0401712B* | Split System | 29800 | 15.5 | 9 | 1.96 | R-454B | 650
217397589 | COMFORTMAKER | D5CUHAH30AAK+TIC2025-0016 | EA*5X37M21A* | *96VTN0401712B* | Split System | 29800 | 15.5 | 9 | 1.96 | R-454B | 650
217396655 | DAY & NIGHT | D5CUHAH30AAK+TIC2025-0016 | EA*5X43M21A* | *96VSN0401712B* | Split System | 29800 | 15.5 | 9 | 1.96 | R-454B | 650
217396734 | DAY & NIGHT | D5CUHAH30AAK+TIC2025-0016 | EA*5X43M21A* | *96VTN0401712B* | Split System | 29800 | 15.5 | 9 | 1.96 | R-454B | 650
217397511 | DAY & NIGHT | D5CUHAH30AAK+TIC2025-0016 | EA*5X37M21A* | *96VSN0401712B* | Split System | 29800 | 15.5 | 9 | 1.96 | R-454B | 650
217397590 | DAY & NIGHT | D5CUHAH30AAK+TIC2025-0016 | EA*5X37M21A* | *96VTN0401712B* | Split System | 29800 | 15.5 | 9 | 1.96 | R-454B | 650
217396730 | HEIL | D5CUHAH30AAK+TIC2025-0016 | EA*5X43M21A* | *96VTN0401712B* | Split System | 29800 | 15.5 | 9 | 1.96 | R-454B | 650
217397586 | HEIL | D5CUHAH30AAK+TIC2025-0016 | EA*5X37M21A* | *96VTN0401712B* | Split System | 29800 | 15.5 | 9 | 1.96 | R-454B | 650
217397507 | HEIL | D5CUHAH30AAK+TIC2025-0016 | EA*5X37M21A* | *96VSN0401712B* | Split System | 29800 | 15.5 | 9 | 1.96 | R-454B | 650
217396651 | HEIL | D5CUHAH30AAK+TIC2025-0016 | EA*5X43M21A* | *96VSN0401712B* | Split System | 29800 | 15.5 | 9 | 1.96 | R-454B | 650
217396735 | KEEPRITE | D5CUHAH30AAK+TIC2025-0016 | EA*5X43M21A* | *96VTN0401712B* | Split System | 29800 | 15.5 | 9 | 1.96 | R-454B | 650
217396656 | KEEPRITE | D5CUHAH30AAK+TIC2025-0016 | EA*5X43M21A* | *96VSN0401712B* | Split System | 29800 | 15.5 | 9 | 1.96 | R-454B | 650
217397512 | KEEPRITE | D5CUHAH30AAK+TIC2025-0016 | EA*5X37M21A* | *96VSN0401712B* | Split System | 29800 | 15.5 | 9 | 1.96 | R-454B | 650
217397591 | KEEPRITE | D5CUHAH30AAK+TIC2025-0016 | EA*5X37M21A* | *96VTN0401712B* | Split System | 29800 | 15.5 | 9 | 1.96 | R-454B | 650
217399135 | PAYNE HEATING AND COOLING | 37MUHAQ30AA3+TIC2025-0016 | CAA**4321AM* | PG96VTAB36040B** | Split System | 29800 | 15.5 | 9 | 1.96 | R-454B | 650
217399325 | PAYNE HEATING AND COOLING | 37MUHAQ30AA3+TIC2025-0016 | CAA**3721AM* | PG96VTAB36040B** | Split System | 29800 | 15.5 | 9 | 1.96 | R-454B | 650
217396657 | SMART COMFORT | D5CUHAH30AAK+TIC2025-0016 | EA*5X43M21A* | *96VSN0401712B* | Split System | 29800 | 15.5 | 9 | 1.96 | R-454B | 650
217396736 | SMART COMFORT | D5CUHAH30AAK+TIC2025-0016 | EA*5X43M21A* | *96VTN0401712B* | Split System | 29800 | 15.5 | 9 | 1.96 | R-454B | 650
217397513 | SMART COMFORT | D5CUHAH30AAK+TIC2025-0016 | EA*5X37M21A* | *96VSN0401712B* | Split System | 29800 | 15.5 | 9 | 1.96 | R-454B | 650
217396737 | TEMPSTAR | D5CUHAH30AAK+TIC2025-0016 | EA*5X43M21A* | *96VTN0401712B* | Split System | 29800 | 15.5 | 9 | 1.96 | R-454B | 650
217396658 | TEMPSTAR | D5CUHAH30AAK+TIC2025-0016 | EA*5X43M21A* | *96VSN0401712B* | Split System | 29800 | 15.5 | 9 | 1.96 | R-454B | 650
217397593 | TEMPSTAR | D5CUHAH30AAK+TIC2025-0016 | EA*5X37M21A* | *96VTN0401712B* | Split System | 29800 | 15.5 | 9 | 1.96 | R-454B | 650
217397514 | TEMPSTAR | D5CUHAH30AAK+TIC2025-0016 | EA*5X37M21A* | *96VSN0401712B* | Split System | 29800 | 15.5 | 9 | 1.96 | R-454B | 650
217398000 | AIRQUEST | D5CUHAH30AAK+TIC2025-0016 | EA*5X37M17A* | OMV112K14A | Split System | 30600 | 15.5 | 9 | 1.98 | R-454B | 650
217398001 | ARCOAIRE | D5CUHAH30AAK+TIC2025-0016 | EA*5X37M17A* | OMV112K14A | Split System | 30600 | 15.5 | 9 | 1.98 | R-454B | 650
217399421 | BRYANT HEATING AND COOLING SYSTEMS | 37MUHAQ30AA3+TIC2025-0016 | CAA**3717AM* | OVMAAB042112 | Split System | 30600 | 15.5 | 9 | 1.98 | R-454B | 650
217383651 | CARRIER | 37MUHAQ30AA3+TIC2025-0016 | CAA**3717AM* | OVMAAB042112 | Split System | 30600 | 15.5 | 9 | 1.98 | R-454B | 650
217398002 | COMFORTMAKER | D5CUHAH30AAK+TIC2025-0016 | EA*5X37M17A* | OMV112K14A | Split System | 30600 | 15.5 | 9 | 1.98 | R-454B | 650
217398003 | DAY & NIGHT | D5CUHAH30AAK+TIC2025-0016 | EA*5X37M17A* | OMV112K14A | Split System | 30600 | 15.5 | 9 | 1.98 | R-454B | 650
217397999 | HEIL | D5CUHAH30AAK+TIC2025-0016 | EA*5X37M17A* | OMV112K14A | Split System | 30600 | 15.5 | 9 | 1.98 | R-454B | 650
217398004 | KEEPRITE | D5CUHAH30AAK+TIC2025-0016 | EA*5X37M17A* | OMV112K14A | Split System | 30600 | 15.5 | 9 | 1.98 | R-454B | 650
217398005 | SMART COMFORT | D5CUHAH30AAK+TIC2025-0016 | EA*5X37M17A* | OMV112K14A | Split System | 30600 | 15.5 | 9 | 1.98 | R-454B | 650
217398006 | TEMPSTAR | D5CUHAH30AAK+TIC2025-0016 | EA*5X37M17A* | OMV112K14A | Split System | 30600 | 15.5 | 9 | 1.98 | R-454B | 650
217397896 | AIRQUEST | D5CUHAH30AAK+TIC2025-0016 | EA*5X37M17A* | *96VSN0601716B* | Split System | 29800 | 16 | 9 | 1.94 | R-454B | 650
217397968 | AIRQUEST | D5CUHAH30AAK+TIC2025-0016 | EA*5X37M17A* | *97VTN0601716A* | Split System | 29800 | 16 | 9 | 1.94 | R-454B | 650
217397952 | AIRQUEST | D5CUHAH30AAK+TIC2025-0016 | EA*5X37M17A* | *96VTN0601716B* | Split System | 29800 | 16 | 9 | 1.94 | R-454B | 650
217397969 | ARCOAIRE | D5CUHAH30AAK+TIC2025-0016 | EA*5X37M17A* | *97VTN0601716A* | Split System | 29800 | 16 | 9 | 1.94 | R-454B | 650
217397897 | ARCOAIRE | D5CUHAH30AAK+TIC2025-0016 | EA*5X37M17A* | *96VSN0601716B* | Split System | 29800 | 16 | 9 | 1.94 | R-454B | 650
217397953 | ARCOAIRE | D5CUHAH30AAK+TIC2025-0016 | EA*5X37M17A* | *96VTN0601716B* | Split System | 29800 | 16 | 9 | 1.94 | R-454B | 650
217399396 | BRYANT HEATING AND COOLING SYSTEMS | 37MUHAQ30AA3+TIC2025-0016 | CAA**3717AM* | 926SB48060V17*** | Split System | 29800 | 16 | 9 | 1.94 | R-454B | 650
217399415 | BRYANT HEATING AND COOLING SYSTEMS | 37MUHAQ30AA3+TIC2025-0016 | CAA**3717AM* | 927TA48060V17*** | Split System | 29800 | 16 | 9 | 1.94 | R-454B | 650
217399410 | BRYANT HEATING AND COOLING SYSTEMS | 37MUHAQ30AA3+TIC2025-0016 | CAA**3717AM* | 926TC48060V17*** | Split System | 29800 | 16 | 9 | 1.94 | R-454B | 650
217383639 | CARRIER | 37MUHAQ30AA3+TIC2025-0016 | CAA**3717AM* | 59TP6C060V17**16 | Split System | 29800 | 16 | 9 | 1.94 | R-454B | 650
217383627 | CARRIER | 37MUHAQ30AA3+TIC2025-0016 | CAA**3717AM* | 59SP6B060V17**16 | Split System | 29800 | 16 | 9 | 1.94 | R-454B | 650
217383643 | CARRIER | 37MUHAQ30AA3+TIC2025-0016 | CAA**3717AM* | 59TP7A060V17**16 | Split System | 29800 | 16 | 9 | 1.94 | R-454B | 650
217399409 | CARRIER | 37MUHAQ30AA3+TIC2025-0016 | CAA**3717AM* | GG96VTAB48060B** | Split System | 29800 | 16 | 9 | 1.94 | R-454B | 650
217397898 | COMFORTMAKER | D5CUHAH30AAK+TIC2025-0016 | EA*5X37M17A* | *96VSN0601716B* | Split System | 29800 | 16 | 9 | 1.94 | R-454B | 650
217397970 | COMFORTMAKER | D5CUHAH30AAK+TIC2025-0016 | EA*5X37M17A* | *97VTN0601716A* | Split System | 29800 | 16 | 9 | 1.94 | R-454B | 650
217397954 | COMFORTMAKER | D5CUHAH30AAK+TIC2025-0016 | EA*5X37M17A* | *96VTN0601716B* | Split System | 29800 | 16 | 9 | 1.94 | R-454B | 650
217397899 | DAY & NIGHT | D5CUHAH30AAK+TIC2025-0016 | EA*5X37M17A* | *96VSN0601716B* | Split System | 29800 | 16 | 9 | 1.94 | R-454B | 650
217397971 | DAY & NIGHT | D5CUHAH30AAK+TIC2025-0016 | EA*5X37M17A* | *97VTN0601716A* | Split System | 29800 | 16 | 9 | 1.94 | R-454B | 650
217397955 | DAY & NIGHT | D5CUHAH30AAK+TIC2025-0016 | EA*5X37M17A* | *96VTN0601716B* | Split System | 29800 | 16 | 9 | 1.94 | R-454B | 650
217397895 | HEIL | D5CUHAH30AAK+TIC2025-0016 | EA*5X37M17A* | *96VSN0601716B* | Split System | 29800 | 16 | 9 | 1.94 | R-454B | 650
217397967 | HEIL | D5CUHAH30AAK+TIC2025-0016 | EA*5X37M17A* | *97VTN0601716A* | Split System | 29800 | 16 | 9 | 1.94 | R-454B | 650
217397900 | KEEPRITE | D5CUHAH30AAK+TIC2025-0016 | EA*5X37M17A* | *96VSN0601716B* | Split System | 29800 | 16 | 9 | 1.94 | R-454B | 650
217397972 | KEEPRITE | D5CUHAH30AAK+TIC2025-0016 | EA*5X37M17A* | *97VTN0601716A* | Split System | 29800 | 16 | 9 | 1.94 | R-454B | 650
217397956 | KEEPRITE | D5CUHAH30AAK+TIC2025-0016 | EA*5X37M17A* | *96VTN0601716B* | Split System | 29800 | 16 | 9 | 1.94 | R-454B | 650
217399416 | PAYNE HEATING AND COOLING | 37MUHAQ30AA3+TIC2025-0016 | CAA**3717AM* | PG97VTAA48060B** | Split System | 29800 | 16 | 9 | 1.94 | R-454B | 650
217399411 | PAYNE HEATING AND COOLING | 37MUHAQ30AA3+TIC2025-0016 | CAA**3717AM* | PG96VTAB48060B** | Split System | 29800 | 16 | 9 | 1.94 | R-454B | 650
217397973 | SMART COMFORT | D5CUHAH30AAK+TIC2025-0016 | EA*5X37M17A* | *97VTN0601716A* | Split System | 29800 | 16 | 9 | 1.94 | R-454B | 650
217397957 | SMART COMFORT | D5CUHAH30AAK+TIC2025-0016 | EA*5X37M17A* | *96VTN0601716B* | Split System | 29800 | 16 | 9 | 1.94 | R-454B | 650
217397902 | TEMPSTAR | D5CUHAH30AAK+TIC2025-0016 | EA*5X37M17A* | *96VSN0601716B* | Split System | 29800 | 16 | 9 | 1.94 | R-454B | 650
217397958 | TEMPSTAR | D5CUHAH30AAK+TIC2025-0016 | EA*5X37M17A* | *96VTN0601716B* | Split System | 29800 | 16 | 9 | 1.94 | R-454B | 650
217397974 | TEMPSTAR | D5CUHAH30AAK+TIC2025-0016 | EA*5X37M17A* | *97VTN0601716A* | Split System | 29800 | 16 | 9 | 1.94 | R-454B | 650
216634659 | ACIQ | H5H0V60*K*AAA* | EVD5X61M24A*+WALLCON | *97CTN1202422A* | Split System | 57500 | 19 | 9 | 2.1 | R-454B | 650
217397864 | AIRQUEST | D5CUHAH30AAK+TIC2025-0016 | EA*5X37M17A* | *96MSN0801716A* | Split System | 29800 | 15.2 | 9 | 1.94 | R-454B | 650
217397707 | AIRQUEST | D5CUHAH30AAK+TIC2025-0016 | EA*5X37M17A* | *80MS(N,L)0451412A* | Split System | 29800 | 15.2 | 9 | 1.94 | R-454B | 650
217397818 | ARCOAIRE | D5CUHAH30AAK+TIC2025-0016 | EA*5X37M17A* | *92MSN0601412A* | Split System | 29800 | 15.2 | 9 | 1.94 | R-454B | 650
217397865 | ARCOAIRE | D5CUHAH30AAK+TIC2025-0016 | EA*5X37M17A* | *96MSN0801716A* | Split System | 29800 | 15.2 | 9 | 1.94 | R-454B | 650
217397708 | ARCOAIRE | D5CUHAH30AAK+TIC2025-0016 | EA*5X37M17A* | *80MS(N,L)0451412A* | Split System | 29800 | 15.2 | 9 | 1.94 | R-454B | 650
217399391 | BRYANT HEATING AND COOLING SYSTEMS | 37MUHAQ30AA3+TIC2025-0016 | CAA**3717AM* | 916SA48080M17*** | Split System | 29800 | 15.2 | 9 | 1.94 | R-454B | 650
217399379 | BRYANT HEATING AND COOLING SYSTEMS | 37MUHAQ30AA3+TIC2025-0016 | CAA**3717AM* | 912SE36060M14*** | Split System | 29800 | 15.2 | 9 | 1.94 | R-454B | 650
217399351 | BRYANT HEATING AND COOLING SYSTEMS | 37MUHAQ30AA3+TIC2025-0016 | CAA**3717AM* | 8(0,1)*SB36045M14*** | Split System | 29800 | 15.2 | 9 | 1.94 | R-454B | 650
217383606 | CARRIER | 37MUHAQ30AA3+TIC2025-0016 | CAA**3717AM* | 59SC2E060M14**12 | Split System | 29800 | 15.2 | 9 | 1.94 | R-454B | 650
217383618 | CARRIER | 37MUHAQ30AA3+TIC2025-0016 | CAA**3717AM* | 59SC6A080M17**16 | Split System | 29800 | 15.2 | 9 | 1.94 | R-454B | 650
217383575 | CARRIER | 37MUHAQ30AA3+TIC2025-0016 | CAA**3717AM* | 58S(B,C)*B045M14**12 | Split System | 29800 | 15.2 | 9 | 1.94 | R-454B | 650
217397866 | COMFORTMAKER | D5CUHAH30AAK+TIC2025-0016 | EA*5X37M17A* | *96MSN0801716A* | Split System | 29800 | 15.2 | 9 | 1.94 | R-454B | 650
217397819 | COMFORTMAKER | D5CUHAH30AAK+TIC2025-0016 | EA*5X37M17A* | *92MSN0601412A* | Split System | 29800 | 15.2 | 9 | 1.94 | R-454B | 650
217397709 | COMFORTMAKER | D5CUHAH30AAK+TIC2025-0016 | EA*5X37M17A* | *80MS(N,L)0451412A* | Split System | 29800 | 15.2 | 9 | 1.94 | R-454B | 650
217397820 | DAY & NIGHT | D5CUHAH30AAK+TIC2025-0016 | EA*5X37M17A* | *92MSN0601412A* | Split System | 29800 | 15.2 | 9 | 1.94 | R-454B | 650
217397867 | DAY & NIGHT | D5CUHAH30AAK+TIC2025-0016 | EA*5X37M17A* | *96MSN0801716A* | Split System | 29800 | 15.2 | 9 | 1.94 | R-454B | 650
217397710 | DAY & NIGHT | D5CUHAH30AAK+TIC2025-0016 | EA*5X37M17A* | *80MS(N,L)0451412A* | Split System | 29800 | 15.2 | 9 | 1.94 | R-454B | 650
217397863 | HEIL | D5CUHAH30AAK+TIC2025-0016 | EA*5X37M17A* | *96MSN0801716A* | Split System | 29800 | 15.2 | 9 | 1.94 | R-454B | 650
217397816 | HEIL | D5CUHAH30AAK+TIC2025-0016 | EA*5X37M17A* | *92MSN0601412A* | Split System | 29800 | 15.2 | 9 | 1.94 | R-454B | 650
217397706 | HEIL | D5CUHAH30AAK+TIC2025-0016 | EA*5X37M17A* | *80MS(N,L)0451412A* | Split System | 29800 | 15.2 | 9 | 1.94 | R-454B | 650
217397821 | KEEPRITE | D5CUHAH30AAK+TIC2025-0016 | EA*5X37M17A* | *92MSN0601412A* | Split System | 29800 | 15.2 | 9 | 1.94 | R-454B | 650
217397868 | KEEPRITE | D5CUHAH30AAK+TIC2025-0016 | EA*5X37M17A* | *96MSN0801716A* | Split System | 29800 | 15.2 | 9 | 1.94 | R-454B | 650
217397711 | KEEPRITE | D5CUHAH30AAK+TIC2025-0016 | EA*5X37M17A* | *80MS(N,L)0451412A* | Split System | 29800 | 15.2 | 9 | 1.94 | R-454B | 650
217399380 | PAYNE HEATING AND COOLING | 37MUHAQ30AA3+TIC2025-0016 | CAA**3717AM* | PG92MSAA36060A** | Split System | 29800 | 15.2 | 9 | 1.94 | R-454B | 650
217399392 | PAYNE HEATING AND COOLING | 37MUHAQ30AA3+TIC2025-0016 | CAA**3717AM* | PG96MSAA48080B** | Split System | 29800 | 15.2 | 9 | 1.94 | R-454B | 650
217399352 | PAYNE HEATING AND COOLING | 37MUHAQ30AA3+TIC2025-0016 | CAA**3717AM* | PG80MS(A,L)A36045A** | Split System | 29800 | 15.2 | 9 | 1.94 | R-454B | 650
217397712 | SMART COMFORT | D5CUHAH30AAK+TIC2025-0016 | EA*5X37M17A* | *80MS(N,L)0451412A* | Split System | 29800 | 15.2 | 9 | 1.94 | R-454B | 650
217397822 | TEMPSTAR | D5CUHAH30AAK+TIC2025-0016 | EA*5X37M17A* | *92MSN0601412A* | Split System | 29800 | 15.2 | 9 | 1.94 | R-454B | 650
217397870 | TEMPSTAR | D5CUHAH30AAK+TIC2025-0016 | EA*5X37M17A* | *96MSN0801716A* | Split System | 29800 | 15.2 | 9 | 1.94 | R-454B | 650
217397713 | TEMPSTAR | D5CUHAH30AAK+TIC2025-0016 | EA*5X37M17A* | *80MS(N,L)0451412A* | Split System | 29800 | 15.2 | 9 | 1.94 | R-454B | 650
217397465 | AIRQUEST | D5CUHAH30AAK+TIC2025-0016 | EA*5X37M21A* | *96MSN0601716A* | Split System | 30200 | 15.2 | 9 | 1.96 | R-454B | 650
217397466 | AIRQUEST | D5CUHAH30AAK+TIC2025-0016 | EA*5X37M21A* | *96MSM0601716A* | Split System | 30200 | 15.2 | 9 | 1.96 | R-454B | 650
217397467 | ARCOAIRE | D5CUHAH30AAK+TIC2025-0016 | EA*5X37M21A* | *96MSN0601716A* | Split System | 30200 | 15.2 | 9 | 1.96 | R-454B | 650
217399301 | BRYANT HEATING AND COOLING SYSTEMS | 37MUHAQ30AA3+TIC2025-0016 | CAA**3721AM* | 916SA48060M17*** | Split System | 30200 | 15.2 | 9 | 1.96 | R-454B | 650
217383514 | CARRIER | 37MUHAQ30AA3+TIC2025-0016 | CAA**3721AM* | 59SC6A060M17**16 | Split System | 30200 | 15.2 | 9 | 1.96 | R-454B | 650
217397468 | COMFORTMAKER | D5CUHAH30AAK+TIC2025-0016 | EA*5X37M21A* | *96MSN0601716A* | Split System | 30200 | 15.2 | 9 | 1.96 | R-454B | 650
217397469 | DAY & NIGHT | D5CUHAH30AAK+TIC2025-0016 | EA*5X37M21A* | *96MSN0601716A* | Split System | 30200 | 15.2 | 9 | 1.96 | R-454B | 650
217397464 | HEIL | D5CUHAH30AAK+TIC2025-0016 | EA*5X37M21A* | *96MSN0601716A* | Split System | 30200 | 15.2 | 9 | 1.96 | R-454B | 650
217397470 | KEEPRITE | D5CUHAH30AAK+TIC2025-0016 | EA*5X37M21A* | *96MSN0601716A* | Split System | 30200 | 15.2 | 9 | 1.96 | R-454B | 650
217399302 | PAYNE HEATING AND COOLING | 37MUHAQ30AA3+TIC2025-0016 | CAA**3721AM* | PG96MSAA48060B** | Split System | 30200 | 15.2 | 9 | 1.96 | R-454B | 650
217397471 | SMART COMFORT | D5CUHAH30AAK+TIC2025-0016 | EA*5X37M21A* | *96MSN0601716A* | Split System | 30200 | 15.2 | 9 | 1.96 | R-454B | 650
217397472 | SMART COMFORT | D5CUHAH30AAK+TIC2025-0016 | EA*5X37M21A* | *96MSM0601716A* | Split System | 30200 | 15.2 | 9 | 1.96 | R-454B | 650
217397473 | TEMPSTAR | D5CUHAH30AAK+TIC2025-0016 | EA*5X37M21A* | *96MSN0601716A* | Split System | 30200 | 15.2 | 9 | 1.96 | R-454B | 650
217396609 | AIRQUEST | D5CUHAH30AAK+TIC2025-0016 | EA*5X43M21A* | *96MSN0601716A* | Split System | 30200 | 15.2 | 9 | 1.98 | R-454B | 650
217396610 | AIRQUEST | D5CUHAH30AAK+TIC2025-0016 | EA*5X43M21A* | *96MSM0601716A* | Split System | 30200 | 15.2 | 9 | 1.98 | R-454B | 650
217396611 | ARCOAIRE | D5CUHAH30AAK+TIC2025-0016 | EA*5X43M21A* | *96MSN0601716A* | Split System | 30200 | 15.2 | 9 | 1.98 | R-454B | 650
217399111 | BRYANT HEATING AND COOLING SYSTEMS | 37MUHAQ30AA3+TIC2025-0016 | CAA**4321AM* | 916SA48060M17*** | Split System | 30200 | 15.2 | 9 | 1.98 | R-454B | 650
217383285 | CARRIER | 37MUHAQ30AA3+TIC2025-0016 | CAA**4321AM* | 59SC6A060M17**16 | Split System | 30200 | 15.2 | 9 | 1.98 | R-454B | 650
217396612 | COMFORTMAKER | D5CUHAH30AAK+TIC2025-0016 | EA*5X43M21A* | *96MSN0601716A* | Split System | 30200 | 15.2 | 9 | 1.98 | R-454B | 650
217396613 | DAY & NIGHT | D5CUHAH30AAK+TIC2025-0016 | EA*5X43M21A* | *96MSN0601716A* | Split System | 30200 | 15.2 | 9 | 1.98 | R-454B | 650
217396614 | KEEPRITE | D5CUHAH30AAK+TIC2025-0016 | EA*5X43M21A* | *96MSN0601716A* | Split System | 30200 | 15.2 | 9 | 1.98 | R-454B | 650
217399112 | PAYNE HEATING AND COOLING | 37MUHAQ30AA3+TIC2025-0016 | CAA**4321AM* | PG96MSAA48060B** | Split System | 30200 | 15.2 | 9 | 1.98 | R-454B | 650
217396615 | SMART COMFORT | D5CUHAH30AAK+TIC2025-0016 | EA*5X43M21A* | *96MSN0601716A* | Split System | 30200 | 15.2 | 9 | 1.98 | R-454B | 650
217396616 | SMART COMFORT | D5CUHAH30AAK+TIC2025-0016 | EA*5X43M21A* | *96MSM0601716A* | Split System | 30200 | 15.2 | 9 | 1.98 | R-454B | 650
217397730 | AIRQUEST | D5CUHAH30AAK+TIC2025-0016 | EA*5X37M17A* | *80MS(N,L)0701712A* | Split System | 29600 | 15.5 | 9 | 1.94 | R-454B | 650
217397731 | ARCOAIRE | D5CUHAH30AAK+TIC2025-0016 | EA*5X37M17A* | *80MS(N,L)0701712A* | Split System | 29600 | 15.5 | 9 | 1.94 | R-454B | 650
217399357 | BRYANT HEATING AND COOLING SYSTEMS | 37MUHAQ30AA3+TIC2025-0016 | CAA**3717AM* | 8(0,1)*SB36070M17*** | Split System | 29600 | 15.5 | 9 | 1.94 | R-454B | 650
217383581 | CARRIER | 37MUHAQ30AA3+TIC2025-0016 | CAA**3717AM* | 58S(B,C)*B070M17**12 | Split System | 29600 | 15.5 | 9 | 1.94 | R-454B | 650
217397732 | COMFORTMAKER | D5CUHAH30AAK+TIC2025-0016 | EA*5X37M17A* | *80MS(N,L)0701712A* | Split System | 29600 | 15.5 | 9 | 1.94 | R-454B | 650
217397733 | DAY & NIGHT | D5CUHAH30AAK+TIC2025-0016 | EA*5X37M17A* | *80MS(N,L)0701712A* | Split System | 29600 | 15.5 | 9 | 1.94 | R-454B | 650
217397729 | HEIL | D5CUHAH30AAK+TIC2025-0016 | EA*5X37M17A* | *80MS(N,L)0701712A* | Split System | 29600 | 15.5 | 9 | 1.94 | R-454B | 650
217397734 | KEEPRITE | D5CUHAH30AAK+TIC2025-0016 | EA*5X37M17A* | *80MS(N,L)0701712A* | Split System | 29600 | 15.5 | 9 | 1.94 | R-454B | 650
217399358 | PAYNE HEATING AND COOLING | 37MUHAQ30AA3+TIC2025-0016 | CAA**3717AM* | PG80MS(A,L)A36070B** | Split System | 29600 | 15.5 | 9 | 1.94 | R-454B | 650
217397722 | AIRQUEST | D5CUHAH30AAK+TIC2025-0016 | EA*5X37M17A* | *80MS(N,L)0701412A* | Split System | 29800 | 15.5 | 9 | 1.94 | R-454B | 650
217397737 | AIRQUEST | D5CUHAH30AAK+TIC2025-0016 | EA*5X37M17A* | *80MS(N,L)0701716A* | Split System | 29800 | 15.5 | 9 | 1.94 | R-454B | 650
217397723 | ARCOAIRE | D5CUHAH30AAK+TIC2025-0016 | EA*5X37M17A* | *80MS(N,L)0701412A* | Split System | 29800 | 15.5 | 9 | 1.94 | R-454B | 650
217397738 | ARCOAIRE | D5CUHAH30AAK+TIC2025-0016 | EA*5X37M17A* | *80MS(N,L)0701716A* | Split System | 29800 | 15.5 | 9 | 1.94 | R-454B | 650
217399359 | BRYANT HEATING AND COOLING SYSTEMS | 37MUHAQ30AA3+TIC2025-0016 | CAA**3717AM* | 8(0,1)*SB48070M17*** | Split System | 29800 | 15.5 | 9 | 1.94 | R-454B | 650
217383579 | CARRIER | 37MUHAQ30AA3+TIC2025-0016 | CAA**3717AM* | 58S(B,C)*B070M14**12 | Split System | 29800 | 15.5 | 9 | 1.94 | R-454B | 650
217383582 | CARRIER | 37MUHAQ30AA3+TIC2025-0016 | CAA**3717AM* | 58S(B,C)*B070M17**16 | Split System | 29800 | 15.5 | 9 | 1.94 | R-454B | 650
217397724 | COMFORTMAKER | D5CUHAH30AAK+TIC2025-0016 | EA*5X37M17A* | *80MS(N,L)0701412A* | Split System | 29800 | 15.5 | 9 | 1.94 | R-454B | 650
217397739 | COMFORTMAKER | D5CUHAH30AAK+TIC2025-0016 | EA*5X37M17A* | *80MS(N,L)0701716A* | Split System | 29800 | 15.5 | 9 | 1.94 | R-454B | 650
217397725 | DAY & NIGHT | D5CUHAH30AAK+TIC2025-0016 | EA*5X37M17A* | *80MS(N,L)0701412A* | Split System | 29800 | 15.5 | 9 | 1.94 | R-454B | 650
217397740 | DAY & NIGHT | D5CUHAH30AAK+TIC2025-0016 | EA*5X37M17A* | *80MS(N,L)0701716A* | Split System | 29800 | 15.5 | 9 | 1.94 | R-454B | 650
217397721 | HEIL | D5CUHAH30AAK+TIC2025-0016 | EA*5X37M17A* | *80MS(N,L)0701412A* | Split System | 29800 | 15.5 | 9 | 1.94 | R-454B | 650
217397736 | HEIL | D5CUHAH30AAK+TIC2025-0016 | EA*5X37M17A* | *80MS(N,L)0701716A* | Split System | 29800 | 15.5 | 9 | 1.94 | R-454B | 650
217397726 | KEEPRITE | D5CUHAH30AAK+TIC2025-0016 | EA*5X37M17A* | *80MS(N,L)0701412A* | Split System | 29800 | 15.5 | 9 | 1.94 | R-454B | 650
217397741 | KEEPRITE | D5CUHAH30AAK+TIC2025-0016 | EA*5X37M17A* | *80MS(N,L)0701716A* | Split System | 29800 | 15.5 | 9 | 1.94 | R-454B | 650
217399356 | PAYNE HEATING AND COOLING | 37MUHAQ30AA3+TIC2025-0016 | CAA**3717AM* | PG80MS(A,L)A36070A** | Split System | 29800 | 15.5 | 9 | 1.94 | R-454B | 650
217399360 | PAYNE HEATING AND COOLING | 37MUHAQ30AA3+TIC2025-0016 | CAA**3717AM* | PG80MS(A,L)A48070B** | Split System | 29800 | 15.5 | 9 | 1.94 | R-454B | 650
217397727 | SMART COMFORT | D5CUHAH30AAK+TIC2025-0016 | EA*5X37M17A* | *80MS(N,L)0701412A* | Split System | 29800 | 15.5 | 9 | 1.94 | R-454B | 650
217397742 | SMART COMFORT | D5CUHAH30AAK+TIC2025-0016 | EA*5X37M17A* | *80MS(N,L)0701716A* | Split System | 29800 | 15.5 | 9 | 1.94 | R-454B | 650
217397728 | TEMPSTAR | D5CUHAH30AAK+TIC2025-0016 | EA*5X37M17A* | *80MS(N,L)0701412A* | Split System | 29800 | 15.5 | 9 | 1.94 | R-454B | 650
217397743 | TEMPSTAR | D5CUHAH30AAK+TIC2025-0016 | EA*5X37M17A* | *80MS(N,L)0701716A* | Split System | 29800 | 15.5 | 9 | 1.94 | R-454B | 650
217397824 | AIRQUEST | D5CUHAH30AAK+TIC2025-0016 | EA*5X37M17A* | *92MSN0601714A* | Split System | 30000 | 15.5 | 9 | 1.94 | R-454B | 650
217397745 | AIRQUEST | D5CUHAH30AAK+TIC2025-0016 | EA*5X37M17A* | *80MS(N,L)0901714A* | Split System | 30000 | 15.5 | 9 | 1.94 | R-454B | 650
217397825 | ARCOAIRE | D5CUHAH30AAK+TIC2025-0016 | EA*5X37M17A* | *92MSN0601714A* | Split System | 30000 | 15.5 | 9 | 1.94 | R-454B | 650
217397746 | ARCOAIRE | D5CUHAH30AAK+TIC2025-0016 | EA*5X37M17A* | *80MS(N,L)0901714A* | Split System | 30000 | 15.5 | 9 | 1.94 | R-454B | 650
217399381 | BRYANT HEATING AND COOLING SYSTEMS | 37MUHAQ30AA3+TIC2025-0016 | CAA**3717AM* | 912SE42060M17*** | Split System | 30000 | 15.5 | 9 | 1.94 | R-454B | 650
217399361 | BRYANT HEATING AND COOLING SYSTEMS | 37MUHAQ30AA3+TIC2025-0016 | CAA**3717AM* | 8(0,1)*SB42090M17*** | Split System | 30000 | 15.5 | 9 | 1.94 | R-454B | 650
217383608 | CARRIER | 37MUHAQ30AA3+TIC2025-0016 | CAA**3717AM* | 59SC2E060M17**14 | Split System | 30000 | 15.5 | 9 | 1.94 | R-454B | 650
217383584 | CARRIER | 37MUHAQ30AA3+TIC2025-0016 | CAA**3717AM* | 58S(B,C)*B090M17**14 | Split System | 30000 | 15.5 | 9 | 1.94 | R-454B | 650
217397826 | COMFORTMAKER | D5CUHAH30AAK+TIC2025-0016 | EA*5X37M17A* | *92MSN0601714A* | Split System | 30000 | 15.5 | 9 | 1.94 | R-454B | 650
217397747 | COMFORTMAKER | D5CUHAH30AAK+TIC2025-0016 | EA*5X37M17A* | *80MS(N,L)0901714A* | Split System | 30000 | 15.5 | 9 | 1.94 | R-454B | 650
217397827 | DAY & NIGHT | D5CUHAH30AAK+TIC2025-0016 | EA*5X37M17A* | *92MSN0601714A* | Split System | 30000 | 15.5 | 9 | 1.94 | R-454B | 650
217397748 | DAY & NIGHT | D5CUHAH30AAK+TIC2025-0016 | EA*5X37M17A* | *80MS(N,L)0901714A* | Split System | 30000 | 15.5 | 9 | 1.94 | R-454B | 650
217397823 | HEIL | D5CUHAH30AAK+TIC2025-0016 | EA*5X37M17A* | *92MSN0601714A* | Split System | 30000 | 15.5 | 9 | 1.94 | R-454B | 650
217397744 | HEIL | D5CUHAH30AAK+TIC2025-0016 | EA*5X37M17A* | *80MS(N,L)0901714A* | Split System | 30000 | 15.5 | 9 | 1.94 | R-454B | 650
217397828 | KEEPRITE | D5CUHAH30AAK+TIC2025-0016 | EA*5X37M17A* | *92MSN0601714A* | Split System | 30000 | 15.5 | 9 | 1.94 | R-454B | 650
217397749 | KEEPRITE | D5CUHAH30AAK+TIC2025-0016 | EA*5X37M17A* | *80MS(N,L)0901714A* | Split System | 30000 | 15.5 | 9 | 1.94 | R-454B | 650
217399382 | PAYNE HEATING AND COOLING | 37MUHAQ30AA3+TIC2025-0016 | CAA**3717AM* | PG92MSAA42060B** | Split System | 30000 | 15.5 | 9 | 1.94 | R-454B | 650
217399362 | PAYNE HEATING AND COOLING | 37MUHAQ30AA3+TIC2025-0016 | CAA**3717AM* | PG80MS(A,L)A42090B** | Split System | 30000 | 15.5 | 9 | 1.94 | R-454B | 650
217397829 | SMART COMFORT | D5CUHAH30AAK+TIC2025-0016 | EA*5X37M17A* | *92MSN0601714A* | Split System | 30000 | 15.5 | 9 | 1.94 | R-454B | 650
217397750 | SMART COMFORT | D5CUHAH30AAK+TIC2025-0016 | EA*5X37M17A* | *80MS(N,L)0901714A* | Split System | 30000 | 15.5 | 9 | 1.94 | R-454B | 650
217397830 | TEMPSTAR | D5CUHAH30AAK+TIC2025-0016 | EA*5X37M17A* | *92MSN0601714A* | Split System | 30000 | 15.5 | 9 | 1.94 | R-454B | 650
217397751 | TEMPSTAR | D5CUHAH30AAK+TIC2025-0016 | EA*5X37M17A* | *80MS(N,L)0901714A* | Split System | 30000 | 15.5 | 9 | 1.94 | R-454B | 650
217396628 | AIRQUEST | D5CUHAH30AAK+TIC2025-0016 | EA*5X43M21A* | *96MSM0802120A* | Split System | 29800 | 15.5 | 9 | 1.96 | R-454B | 650
217396627 | AIRQUEST | D5CUHAH30AAK+TIC2025-0016 | EA*5X43M21A* | *96MSN0802120A* | Split System | 29800 | 15.5 | 9 | 1.96 | R-454B | 650
217397279 | AIRQUEST | D5CUHAH30AAK+TIC2025-0016 | EA*5X37M21A* | *80MS(N,L)0451714A* | Split System | 29800 | 15.5 | 9 | 1.96 | R-454B | 650
217396423 | AIRQUEST | D5CUHAH30AAK+TIC2025-0016 | EA*5X43M21A* | *80MS(N,L)0451714A* | Split System | 29800 | 15.5 | 9 | 1.96 | R-454B | 650
217396629 | ARCOAIRE | D5CUHAH30AAK+TIC2025-0016 | EA*5X43M21A* | *96MSN0802120A* | Split System | 29800 | 15.5 | 9 | 1.96 | R-454B | 650
217397280 | ARCOAIRE | D5CUHAH30AAK+TIC2025-0016 | EA*5X37M21A* | *80MS(N,L)0451714A* | Split System | 29800 | 15.5 | 9 | 1.96 | R-454B | 650
217396424 | ARCOAIRE | D5CUHAH30AAK+TIC2025-0016 | EA*5X43M21A* | *80MS(N,L)0451714A* | Split System | 29800 | 15.5 | 9 | 1.96 | R-454B | 650
217399256 | BRYANT HEATING AND COOLING SYSTEMS | 37MUHAQ30AA3+TIC2025-0016 | CAA**3721AM* | 8(0,1)*SB42045M17*** | Split System | 29800 | 15.5 | 9 | 1.96 | R-454B | 650
217399115 | BRYANT HEATING AND COOLING SYSTEMS | 37MUHAQ30AA3+TIC2025-0016 | CAA**4321AM* | 916SA60080M21*** | Split System | 29800 | 15.5 | 9 | 1.96 | R-454B | 650
217399066 | BRYANT HEATING AND COOLING SYSTEMS | 37MUHAQ30AA3+TIC2025-0016 | CAA**4321AM* | 8(0,1)*SB42045M17*** | Split System | 29800 | 15.5 | 9 | 1.96 | R-454B | 650
217383290 | CARRIER | 37MUHAQ30AA3+TIC2025-0016 | CAA**4321AM* | 59SC6A080M21**20 | Split System | 29800 | 15.5 | 9 | 1.96 | R-454B | 650
217383463 | CARRIER | 37MUHAQ30AA3+TIC2025-0016 | CAA**3721AM* | 58S(B,C)*B045M17**14 | Split System | 29800 | 15.5 | 9 | 1.96 | R-454B | 650
217383229 | CARRIER | 37MUHAQ30AA3+TIC2025-0016 | CAA**4321AM* | 58S(B,C)*B045M17**14 | Split System | 29800 | 15.5 | 9 | 1.96 | R-454B | 650
217397281 | COMFORTMAKER | D5CUHAH30AAK+TIC2025-0016 | EA*5X37M21A* | *80MS(N,L)0451714A* | Split System | 29800 | 15.5 | 9 | 1.96 | R-454B | 650
217396630 | COMFORTMAKER | D5CUHAH30AAK+TIC2025-0016 | EA*5X43M21A* | *96MSN0802120A* | Split System | 29800 | 15.5 | 9 | 1.96 | R-454B | 650
217396425 | COMFORTMAKER | D5CUHAH30AAK+TIC2025-0016 | EA*5X43M21A* | *80MS(N,L)0451714A* | Split System | 29800 | 15.5 | 9 | 1.96 | R-454B | 650
217397282 | DAY & NIGHT | D5CUHAH30AAK+TIC2025-0016 | EA*5X37M21A* | *80MS(N,L)0451714A* | Split System | 29800 | 15.5 | 9 | 1.96 | R-454B | 650
217396631 | DAY & NIGHT | D5CUHAH30AAK+TIC2025-0016 | EA*5X43M21A* | *96MSN0802120A* | Split System | 29800 | 15.5 | 9 | 1.96 | R-454B | 650
217396426 | DAY & NIGHT | D5CUHAH30AAK+TIC2025-0016 | EA*5X43M21A* | *80MS(N,L)0451714A* | Split System | 29800 | 15.5 | 9 | 1.96 | R-454B | 650
217396626 | HEIL | D5CUHAH30AAK+TIC2025-0016 | EA*5X43M21A* | *96MSN0802120A* | Split System | 29800 | 15.5 | 9 | 1.96 | R-454B | 650
217397278 | HEIL | D5CUHAH30AAK+TIC2025-0016 | EA*5X37M21A* | *80MS(N,L)0451714A* | Split System | 29800 | 15.5 | 9 | 1.96 | R-454B | 650
217396422 | HEIL | D5CUHAH30AAK+TIC2025-0016 | EA*5X43M21A* | *80MS(N,L)0451714A* | Split System | 29800 | 15.5 | 9 | 1.96 | R-454B | 650
217396632 | KEEPRITE | D5CUHAH30AAK+TIC2025-0016 | EA*5X43M21A* | *96MSN0802120A* | Split System | 29800 | 15.5 | 9 | 1.96 | R-454B | 650
217397283 | KEEPRITE | D5CUHAH30AAK+TIC2025-0016 | EA*5X37M21A* | *80MS(N,L)0451714A* | Split System | 29800 | 15.5 | 9 | 1.96 | R-454B | 650
217396427 | KEEPRITE | D5CUHAH30AAK+TIC2025-0016 | EA*5X43M21A* | *80MS(N,L)0451714A* | Split System | 29800 | 15.5 | 9 | 1.96 | R-454B | 650
217399116 | PAYNE HEATING AND COOLING | 37MUHAQ30AA3+TIC2025-0016 | CAA**4321AM* | PG96MSAA60080C** | Split System | 29800 | 15.5 | 9 | 1.96 | R-454B | 650
217399257 | PAYNE HEATING AND COOLING | 37MUHAQ30AA3+TIC2025-0016 | CAA**3721AM* | PG80MS(A,L)A42045B** | Split System | 29800 | 15.5 | 9 | 1.96 | R-454B | 650
217399067 | PAYNE HEATING AND COOLING | 37MUHAQ30AA3+TIC2025-0016 | CAA**4321AM* | PG80MS(A,L)A42045B** | Split System | 29800 | 15.5 | 9 | 1.96 | R-454B | 650
217396633 | SMART COMFORT | D5CUHAH30AAK+TIC2025-0016 | EA*5X43M21A* | *96MSN0802120A* | Split System | 29800 | 15.5 | 9 | 1.96 | R-454B | 650
217396634 | SMART COMFORT | D5CUHAH30AAK+TIC2025-0016 | EA*5X43M21A* | *96MSM0802120A* | Split System | 29800 | 15.5 | 9 | 1.96 | R-454B | 650
217396635 | TEMPSTAR | D5CUHAH30AAK+TIC2025-0016 | EA*5X43M21A* | *96MSN0802120A* | Split System | 29800 | 15.5 | 9 | 1.96 | R-454B | 650
217397284 | TEMPSTAR | D5CUHAH30AAK+TIC2025-0016 | EA*5X37M21A* | *80MS(N,L)0451714A* | Split System | 29800 | 15.5 | 9 | 1.96 | R-454B | 650
217396428 | TEMPSTAR | D5CUHAH30AAK+TIC2025-0016 | EA*5X43M21A* | *80MS(N,L)0451714A* | Split System | 29800 | 15.5 | 9 | 1.96 | R-454B | 650
217397832 | AIRQUEST | D5CUHAH30AAK+TIC2025-0016 | EA*5X37M17A* | *92MSN0801716A* | Split System | 30000 | 15.5 | 9 | 1.96 | R-454B | 650
217397833 | ARCOAIRE | D5CUHAH30AAK+TIC2025-0016 | EA*5X37M17A* | *92MSN0801716A* | Split System | 30000 | 15.5 | 9 | 1.96 | R-454B | 650
217399383 | BRYANT HEATING AND COOLING SYSTEMS | 37MUHAQ30AA3+TIC2025-0016 | CAA**3717AM* | 912SE48080M17*** | Split System | 30000 | 15.5 | 9 | 1.96 | R-454B | 650
217383610 | CARRIER | 37MUHAQ30AA3+TIC2025-0016 | CAA**3717AM* | 59SC2E080M17**16 | Split System | 30000 | 15.5 | 9 | 1.96 | R-454B | 650
217397834 | COMFORTMAKER | D5CUHAH30AAK+TIC2025-0016 | EA*5X37M17A* | *92MSN0801716A* | Split System | 30000 | 15.5 | 9 | 1.96 | R-454B | 650
217397831 | HEIL | D5CUHAH30AAK+TIC2025-0016 | EA*5X37M17A* | *92MSN0801716A* | Split System | 30000 | 15.5 | 9 | 1.96 | R-454B | 650
217397836 | KEEPRITE | D5CUHAH30AAK+TIC2025-0016 | EA*5X37M17A* | *92MSN0801716A* | Split System | 30000 | 15.5 | 9 | 1.96 | R-454B | 650
217399384 | PAYNE HEATING AND COOLING | 37MUHAQ30AA3+TIC2025-0016 | CAA**3717AM* | PG92MSAA48080B** | Split System | 30000 | 15.5 | 9 | 1.96 | R-454B | 650
217397837 | SMART COMFORT | D5CUHAH30AAK+TIC2025-0016 | EA*5X37M17A* | *92MSN0801716A* | Split System | 30000 | 15.5 | 9 | 1.96 | R-454B | 650
217397838 | TEMPSTAR | D5CUHAH30AAK+TIC2025-0016 | EA*5X37M17A* | *92MSN0801716A* | Split System | 30000 | 15.5 | 9 | 1.96 | R-454B | 650
217397475 | AIRQUEST | D5CUHAH30AAK+TIC2025-0016 | EA*5X37M21A* | *96MSN0801716A* | Split System | 30200 | 15.5 | 9 | 1.96 | R-454B | 650
217399303 | BRYANT HEATING AND COOLING SYSTEMS | 37MUHAQ30AA3+TIC2025-0016 | CAA**3721AM* | 916SA48080M17*** | Split System | 30200 | 15.5 | 9 | 1.96 | R-454B | 650
217383516 | CARRIER | 37MUHAQ30AA3+TIC2025-0016 | CAA**3721AM* | 59SC6A080M17**16 | Split System | 30200 | 15.5 | 9 | 1.96 | R-454B | 650
217397477 | COMFORTMAKER | D5CUHAH30AAK+TIC2025-0016 | EA*5X37M21A* | *96MSN0801716A* | Split System | 30200 | 15.5 | 9 | 1.96 | R-454B | 650
217397474 | HEIL | D5CUHAH30AAK+TIC2025-0016 | EA*5X37M21A* | *96MSN0801716A* | Split System | 30200 | 15.5 | 9 | 1.96 | R-454B | 650
217397479 | KEEPRITE | D5CUHAH30AAK+TIC2025-0016 | EA*5X37M21A* | *96MSN0801716A* | Split System | 30200 | 15.5 | 9 | 1.96 | R-454B | 650
217399304 | PAYNE HEATING AND COOLING | 37MUHAQ30AA3+TIC2025-0016 | CAA**3721AM* | PG96MSAA48080B** | Split System | 30200 | 15.5 | 9 | 1.96 | R-454B | 650
217397480 | SMART COMFORT | D5CUHAH30AAK+TIC2025-0016 | EA*5X37M21A* | *96MSN0801716A* | Split System | 30200 | 15.5 | 9 | 1.96 | R-454B | 650
217397481 | TEMPSTAR | D5CUHAH30AAK+TIC2025-0016 | EA*5X37M21A* | *96MSN0801716A* | Split System | 30200 | 15.5 | 9 | 1.96 | R-454B | 650
217394749 | AIRQUEST | D5CUHAH30AAK+TIC2025-0016 | FHMA5*36L*B* |  | Split System | 30400 | 15.5 | 9 | 1.96 | R-454B | 650
217394784 | AIRQUEST | D5CUHAH30AAK+TIC2025-0016 | F5MA5*36L*B* |  | Split System | 30400 | 15.5 | 9 | 1.96 | R-454B | 650
217394750 | ARCOAIRE | D5CUHAH30AAK+TIC2025-0016 | FHMA5*36L*B* |  | Split System | 30400 | 15.5 | 9 | 1.96 | R-454B | 650
217394785 | ARCOAIRE | D5CUHAH30AAK+TIC2025-0016 | F5MA5*36L*B* |  | Split System | 30400 | 15.5 | 9 | 1.96 | R-454B | 650
217394800 | BRYANT HEATING AND COOLING SYSTEMS | 37MUHAQ30AA3+TIC2025-0016 | F55AA*B36L* |  | Split System | 30400 | 15.5 | 9 | 1.96 | R-454B | 650
217394736 | BRYANT HEATING AND COOLING SYSTEMS | 37MUHAQ30AA3+TIC2025-0016 | FJ5AN*B36L* |  | Split System | 30400 | 15.5 | 9 | 1.96 | R-454B | 650
217394666 | BRYANT HEATING AND COOLING SYSTEMS | 37MUHAQ30AA3+TIC2025-0016 | PF5MN*B36L* |  | Split System | 30400 | 15.5 | 9 | 1.96 | R-454B | 650
217382736 | CARRIER | 37MUHAQ30AA3+TIC2025-0016 | FJ5AN*B36L* |  | Split System | 30400 | 15.5 | 9 | 1.96 | R-454B | 650
217394751 | COMFORTMAKER | D5CUHAH30AAK+TIC2025-0016 | FHMA5*36L*B* |  | Split System | 30400 | 15.5 | 9 | 1.96 | R-454B | 650
217394786 | COMFORTMAKER | D5CUHAH30AAK+TIC2025-0016 | F5MA5*36L*B* |  | Split System | 30400 | 15.5 | 9 | 1.96 | R-454B | 650
217394787 | DAY & NIGHT | D5CUHAH30AAK+TIC2025-0016 | F5MA5*36L*B* |  | Split System | 30400 | 15.5 | 9 | 1.96 | R-454B | 650
217394783 | HEIL | D5CUHAH30AAK+TIC2025-0016 | F5MA5*36L*B* |  | Split System | 30400 | 15.5 | 9 | 1.96 | R-454B | 650
217394748 | HEIL | D5CUHAH30AAK+TIC2025-0016 | FHMA5*36L*B* |  | Split System | 30400 | 15.5 | 9 | 1.96 | R-454B | 650
217394753 | KEEPRITE | D5CUHAH30AAK+TIC2025-0016 | FHMA5*36L*B* |  | Split System | 30400 | 15.5 | 9 | 1.96 | R-454B | 650
217394788 | KEEPRITE | D5CUHAH30AAK+TIC2025-0016 | F5MA5*36L*B* |  | Split System | 30400 | 15.5 | 9 | 1.96 | R-454B | 650
217394737 | PAYNE HEATING AND COOLING | 37MUHAQ30AA3+TIC2025-0016 | FJ5AN*B36L* |  | Split System | 30400 | 15.5 | 9 | 1.96 | R-454B | 650
217394667 | PAYNE HEATING AND COOLING | 37MUHAQ30AA3+TIC2025-0016 | PF5MN*B36L* |  | Split System | 30400 | 15.5 | 9 | 1.96 | R-454B | 650
217394754 | SMART COMFORT | D5CUHAH30AAK+TIC2025-0016 | FHMA5*36L*B* |  | Split System | 30400 | 15.5 | 9 | 1.96 | R-454B | 650
217394789 | SMART COMFORT | D5CUHAH30AAK+TIC2025-0016 | F5MA5*36L*B* |  | Split System | 30400 | 15.5 | 9 | 1.96 | R-454B | 650
217394755 | TEMPSTAR | D5CUHAH30AAK+TIC2025-0016 | FHMA5*36L*B* |  | Split System | 30400 | 15.5 | 9 | 1.96 | R-454B | 650
217394790 | TEMPSTAR | D5CUHAH30AAK+TIC2025-0016 | F5MA5*36L*B* |  | Split System | 30400 | 15.5 | 9 | 1.96 | R-454B | 650
216640226 | BRYANT HEATING AND COOLING SYSTEMS | 37MURAQ24AA3 | PF5TNXB24L* |  | Split System | 24000 | 15.5 | 9 | 1.98 | R-454B | 650
216640225 | BRYANT HEATING AND COOLING SYSTEMS | 37MURAQ24AA3 | FG5ANXB24L* |  | Split System | 24000 | 15.5 | 9 | 1.98 | R-454B | 650
216640222 | CARRIER | 37MURAQ24AA3 | FG5ANXB24L* |  | Split System | 24000 | 15.5 | 9 | 1.98 | R-454B | 650
217396619 | AIRQUEST | D5CUHAH30AAK+TIC2025-0016 | EA*5X43M21A* | *96MSN0801716A* | Split System | 30200 | 15.5 | 9 | 1.98 | R-454B | 650
217397293 | AIRQUEST | D5CUHAH30AAK+TIC2025-0016 | EA*5X37M21A* | *80MS(N,L)0701716A* | Split System | 30200 | 15.5 | 9 | 1.98 | R-454B | 650
217396437 | AIRQUEST | D5CUHAH30AAK+TIC2025-0016 | EA*5X43M21A* | *80MS(N,L)0701716A* | Split System | 30200 | 15.5 | 9 | 1.98 | R-454B | 650
217396620 | ARCOAIRE | D5CUHAH30AAK+TIC2025-0016 | EA*5X43M21A* | *96MSN0801716A* | Split System | 30200 | 15.5 | 9 | 1.98 | R-454B | 650
217396438 | ARCOAIRE | D5CUHAH30AAK+TIC2025-0016 | EA*5X43M21A* | *80MS(N,L)0701716A* | Split System | 30200 | 15.5 | 9 | 1.98 | R-454B | 650
217397294 | ARCOAIRE | D5CUHAH30AAK+TIC2025-0016 | EA*5X37M21A* | *80MS(N,L)0701716A* | Split System | 30200 | 15.5 | 9 | 1.98 | R-454B | 650
217399113 | BRYANT HEATING AND COOLING SYSTEMS | 37MUHAQ30AA3+TIC2025-0016 | CAA**4321AM* | 916SA48080M17*** | Split System | 30200 | 15.5 | 9 | 1.98 | R-454B | 650
217399070 | BRYANT HEATING AND COOLING SYSTEMS | 37MUHAQ30AA3+TIC2025-0016 | CAA**4321AM* | 8(0,1)*SB48070M17*** | Split System | 30200 | 15.5 | 9 | 1.98 | R-454B | 650
217399260 | BRYANT HEATING AND COOLING SYSTEMS | 37MUHAQ30AA3+TIC2025-0016 | CAA**3721AM* | 8(0,1)*SB48070M17*** | Split System | 30200 | 15.5 | 9 | 1.98 | R-454B | 650
217383287 | CARRIER | 37MUHAQ30AA3+TIC2025-0016 | CAA**4321AM* | 59SC6A080M17**16 | Split System | 30200 | 15.5 | 9 | 1.98 | R-454B | 650
217383467 | CARRIER | 37MUHAQ30AA3+TIC2025-0016 | CAA**3721AM* | 58S(B,C)*B070M17**16 | Split System | 30200 | 15.5 | 9 | 1.98 | R-454B | 650
217383234 | CARRIER | 37MUHAQ30AA3+TIC2025-0016 | CAA**4321AM* | 58S(B,C)*B070M17**16 | Split System | 30200 | 15.5 | 9 | 1.98 | R-454B | 650
217396439 | COMFORTMAKER | D5CUHAH30AAK+TIC2025-0016 | EA*5X43M21A* | *80MS(N,L)0701716A* | Split System | 30200 | 15.5 | 9 | 1.98 | R-454B | 650
217397295 | COMFORTMAKER | D5CUHAH30AAK+TIC2025-0016 | EA*5X37M21A* | *80MS(N,L)0701716A* | Split System | 30200 | 15.5 | 9 | 1.98 | R-454B | 650
217396621 | COMFORTMAKER | D5CUHAH30AAK+TIC2025-0016 | EA*5X43M21A* | *96MSN0801716A* | Split System | 30200 | 15.5 | 9 | 1.98 | R-454B | 650
217396440 | DAY & NIGHT | D5CUHAH30AAK+TIC2025-0016 | EA*5X43M21A* | *80MS(N,L)0701716A* | Split System | 30200 | 15.5 | 9 | 1.98 | R-454B | 650
217396622 | DAY & NIGHT | D5CUHAH30AAK+TIC2025-0016 | EA*5X43M21A* | *96MSN0801716A* | Split System | 30200 | 15.5 | 9 | 1.98 | R-454B | 650
217397296 | DAY & NIGHT | D5CUHAH30AAK+TIC2025-0016 | EA*5X37M21A* | *80MS(N,L)0701716A* | Split System | 30200 | 15.5 | 9 | 1.98 | R-454B | 650
217396436 | HEIL | D5CUHAH30AAK+TIC2025-0016 | EA*5X43M21A* | *80MS(N,L)0701716A* | Split System | 30200 | 15.5 | 9 | 1.98 | R-454B | 650
217396618 | HEIL | D5CUHAH30AAK+TIC2025-0016 | EA*5X43M21A* | *96MSN0801716A* | Split System | 30200 | 15.5 | 9 | 1.98 | R-454B | 650
217396441 | KEEPRITE | D5CUHAH30AAK+TIC2025-0016 | EA*5X43M21A* | *80MS(N,L)0701716A* | Split System | 30200 | 15.5 | 9 | 1.98 | R-454B | 650
217396623 | KEEPRITE | D5CUHAH30AAK+TIC2025-0016 | EA*5X43M21A* | *96MSN0801716A* | Split System | 30200 | 15.5 | 9 | 1.98 | R-454B | 650
217397297 | KEEPRITE | D5CUHAH30AAK+TIC2025-0016 | EA*5X37M21A* | *80MS(N,L)0701716A* | Split System | 30200 | 15.5 | 9 | 1.98 | R-454B | 650
217399071 | PAYNE HEATING AND COOLING | 37MUHAQ30AA3+TIC2025-0016 | CAA**4321AM* | PG80MS(A,L)A48070B** | Split System | 30200 | 15.5 | 9 | 1.98 | R-454B | 650
217399114 | PAYNE HEATING AND COOLING | 37MUHAQ30AA3+TIC2025-0016 | CAA**4321AM* | PG96MSAA48080B** | Split System | 30200 | 15.5 | 9 | 1.98 | R-454B | 650
217399261 | PAYNE HEATING AND COOLING | 37MUHAQ30AA3+TIC2025-0016 | CAA**3721AM* | PG80MS(A,L)A48070B** | Split System | 30200 | 15.5 | 9 | 1.98 | R-454B | 650
217397298 | SMART COMFORT | D5CUHAH30AAK+TIC2025-0016 | EA*5X37M21A* | *80MS(N,L)0701716A* | Split System | 30200 | 15.5 | 9 | 1.98 | R-454B | 650
217396624 | SMART COMFORT | D5CUHAH30AAK+TIC2025-0016 | EA*5X43M21A* | *96MSN0801716A* | Split System | 30200 | 15.5 | 9 | 1.98 | R-454B | 650
217396625 | TEMPSTAR | D5CUHAH30AAK+TIC2025-0016 | EA*5X43M21A* | *96MSN0801716A* | Split System | 30200 | 15.5 | 9 | 1.98 | R-454B | 650
217396443 | TEMPSTAR | D5CUHAH30AAK+TIC2025-0016 | EA*5X43M21A* | *80MS(N,L)0701716A* | Split System | 30200 | 15.5 | 9 | 1.98 | R-454B | 650
217397299 | TEMPSTAR | D5CUHAH30AAK+TIC2025-0016 | EA*5X37M21A* | *80MS(N,L)0701716A* | Split System | 30200 | 15.5 | 9 | 1.98 | R-454B | 650
217397501 | AIRQUEST | D5CUHAH30AAK+TIC2025-0016 | EA*5X37M21A* | *96MSN1002122A* | Split System | 30400 | 15.5 | 9 | 1.98 | R-454B | 650
217396645 | AIRQUEST | D5CUHAH30AAK+TIC2025-0016 | EA*5X43M21A* | *96MSN1002122A* | Split System | 30400 | 15.5 | 9 | 1.98 | R-454B | 650
217397483 | AIRQUEST | D5CUHAH30AAK+TIC2025-0016 | EA*5X37M21A* | *96MSN0802120A* | Split System | 30400 | 15.5 | 9 | 1.98 | R-454B | 650
217397484 | AIRQUEST | D5CUHAH30AAK+TIC2025-0016 | EA*5X37M21A* | *96MSM0802120A* | Split System | 30400 | 15.5 | 9 | 1.98 | R-454B | 650
217397502 | ARCOAIRE | D5CUHAH30AAK+TIC2025-0016 | EA*5X37M21A* | *96MSN1002122A* | Split System | 30400 | 15.5 | 9 | 1.98 | R-454B | 650
217396646 | ARCOAIRE | D5CUHAH30AAK+TIC2025-0016 | EA*5X43M21A* | *96MSN1002122A* | Split System | 30400 | 15.5 | 9 | 1.98 | R-454B | 650
217397485 | ARCOAIRE | D5CUHAH30AAK+TIC2025-0016 | EA*5X37M21A* | *96MSN0802120A* | Split System | 30400 | 15.5 | 9 | 1.98 | R-454B | 650
217399309 | BRYANT HEATING AND COOLING SYSTEMS | 37MUHAQ30AA3+TIC2025-0016 | CAA**3721AM* | 916SA66100M21*** | Split System | 30400 | 15.5 | 9 | 1.98 | R-454B | 650
217399119 | BRYANT HEATING AND COOLING SYSTEMS | 37MUHAQ30AA3+TIC2025-0016 | CAA**4321AM* | 916SA66100M21*** | Split System | 30400 | 15.5 | 9 | 1.98 | R-454B | 650
217383523 | CARRIER | 37MUHAQ30AA3+TIC2025-0016 | CAA**3721AM* | 59SC6A100M21**22 | Split System | 30400 | 15.5 | 9 | 1.98 | R-454B | 650
217383295 | CARRIER | 37MUHAQ30AA3+TIC2025-0016 | CAA**4321AM* | 59SC6A100M21**22 | Split System | 30400 | 15.5 | 9 | 1.98 | R-454B | 650
217383518 | CARRIER | 37MUHAQ30AA3+TIC2025-0016 | CAA**3721AM* | 59SC6A080M21**20 | Split System | 30400 | 15.5 | 9 | 1.98 | R-454B | 650
217397503 | COMFORTMAKER | D5CUHAH30AAK+TIC2025-0016 | EA*5X37M21A* | *96MSN1002122A* | Split System | 30400 | 15.5 | 9 | 1.98 | R-454B | 650
217397486 | COMFORTMAKER | D5CUHAH30AAK+TIC2025-0016 | EA*5X37M21A* | *96MSN0802120A* | Split System | 30400 | 15.5 | 9 | 1.98 | R-454B | 650
217397504 | DAY & NIGHT | D5CUHAH30AAK+TIC2025-0016 | EA*5X37M21A* | *96MSN1002122A* | Split System | 30400 | 15.5 | 9 | 1.98 | R-454B | 650
217396648 | DAY & NIGHT | D5CUHAH30AAK+TIC2025-0016 | EA*5X43M21A* | *96MSN1002122A* | Split System | 30400 | 15.5 | 9 | 1.98 | R-454B | 650
217397487 | DAY & NIGHT | D5CUHAH30AAK+TIC2025-0016 | EA*5X37M21A* | *96MSN0802120A* | Split System | 30400 | 15.5 | 9 | 1.98 | R-454B | 650
217397500 | HEIL | D5CUHAH30AAK+TIC2025-0016 | EA*5X37M21A* | *96MSN1002122A* | Split System | 30400 | 15.5 | 9 | 1.98 | R-454B | 650
217396644 | HEIL | D5CUHAH30AAK+TIC2025-0016 | EA*5X43M21A* | *96MSN1002122A* | Split System | 30400 | 15.5 | 9 | 1.98 | R-454B | 650
217397482 | HEIL | D5CUHAH30AAK+TIC2025-0016 | EA*5X37M21A* | *96MSN0802120A* | Split System | 30400 | 15.5 | 9 | 1.98 | R-454B | 650
217397505 | KEEPRITE | D5CUHAH30AAK+TIC2025-0016 | EA*5X37M21A* | *96MSN1002122A* | Split System | 30400 | 15.5 | 9 | 1.98 | R-454B | 650
217396649 | KEEPRITE | D5CUHAH30AAK+TIC2025-0016 | EA*5X43M21A* | *96MSN1002122A* | Split System | 30400 | 15.5 | 9 | 1.98 | R-454B | 650
217397488 | KEEPRITE | D5CUHAH30AAK+TIC2025-0016 | EA*5X37M21A* | *96MSN0802120A* | Split System | 30400 | 15.5 | 9 | 1.98 | R-454B | 650
217399306 | PAYNE HEATING AND COOLING | 37MUHAQ30AA3+TIC2025-0016 | CAA**3721AM* | PG96MSAA60080C** | Split System | 30400 | 15.5 | 9 | 1.98 | R-454B | 650
217397489 | SMART COMFORT | D5CUHAH30AAK+TIC2025-0016 | EA*5X37M21A* | *96MSN0802120A* | Split System | 30400 | 15.5 | 9 | 1.98 | R-454B | 650
217397490 | SMART COMFORT | D5CUHAH30AAK+TIC2025-0016 | EA*5X37M21A* | *96MSM0802120A* | Split System | 30400 | 15.5 | 9 | 1.98 | R-454B | 650
217397506 | TEMPSTAR | D5CUHAH30AAK+TIC2025-0016 | EA*5X37M21A* | *96MSN1002122A* | Split System | 30400 | 15.5 | 9 | 1.98 | R-454B | 650
217396650 | TEMPSTAR | D5CUHAH30AAK+TIC2025-0016 | EA*5X43M21A* | *96MSN1002122A* | Split System | 30400 | 15.5 | 9 | 1.98 | R-454B | 650
217397491 | TEMPSTAR | D5CUHAH30AAK+TIC2025-0016 | EA*5X37M21A* | *96MSN0802120A* | Split System | 30400 | 15.5 | 9 | 1.98 | R-454B | 650
217394776 | AIRQUEST | D5CUHAH30AAK+TIC2025-0016 | F5MA5*42L*C* |  | Split System | 30800 | 15.5 | 9 | 1.98 | R-454B | 650
217394741 | AIRQUEST | D5CUHAH30AAK+TIC2025-0016 | FHMA5*42L*C* |  | Split System | 30800 | 15.5 | 9 | 1.98 | R-454B | 650
217394742 | ARCOAIRE | D5CUHAH30AAK+TIC2025-0016 | FHMA5*42L*C* |  | Split System | 30800 | 15.5 | 9 | 1.98 | R-454B | 650
217394799 | BRYANT HEATING AND COOLING SYSTEMS | 37MUHAQ30AA3+TIC2025-0016 | F55AA*C42L* |  | Split System | 30800 | 15.5 | 9 | 1.98 | R-454B | 650
217394664 | BRYANT HEATING AND COOLING SYSTEMS | 37MUHAQ30AA3+TIC2025-0016 | PF5MN*C42L* |  | Split System | 30800 | 15.5 | 9 | 1.98 | R-454B | 650
217382742 | CARRIER | 37MUHAQ30AA3+TIC2025-0016 | F55AA*C42L* |  | Split System | 30800 | 15.5 | 9 | 1.98 | R-454B | 650
217394778 | COMFORTMAKER | D5CUHAH30AAK+TIC2025-0016 | F5MA5*42L*C* |  | Split System | 30800 | 15.5 | 9 | 1.98 | R-454B | 650
217394743 | COMFORTMAKER | D5CUHAH30AAK+TIC2025-0016 | FHMA5*42L*C* |  | Split System | 30800 | 15.5 | 9 | 1.98 | R-454B | 650
217394744 | DAY & NIGHT | D5CUHAH30AAK+TIC2025-0016 | FHMA5*42L*C* |  | Split System | 30800 | 15.5 | 9 | 1.98 | R-454B | 650
217394779 | DAY & NIGHT | D5CUHAH30AAK+TIC2025-0016 | F5MA5*42L*C* |  | Split System | 30800 | 15.5 | 9 | 1.98 | R-454B | 650
217394775 | HEIL | D5CUHAH30AAK+TIC2025-0016 | F5MA5*42L*C* |  | Split System | 30800 | 15.5 | 9 | 1.98 | R-454B | 650
217394740 | HEIL | D5CUHAH30AAK+TIC2025-0016 | FHMA5*42L*C* |  | Split System | 30800 | 15.5 | 9 | 1.98 | R-454B | 650
217394745 | KEEPRITE | D5CUHAH30AAK+TIC2025-0016 | FHMA5*42L*C* |  | Split System | 30800 | 15.5 | 9 | 1.98 | R-454B | 650
217394780 | KEEPRITE | D5CUHAH30AAK+TIC2025-0016 | F5MA5*42L*C* |  | Split System | 30800 | 15.5 | 9 | 1.98 | R-454B | 650
217394735 | PAYNE HEATING AND COOLING | 37MUHAQ30AA3+TIC2025-0016 | FJ5AN*C42L* |  | Split System | 30800 | 15.5 | 9 | 1.98 | R-454B | 650
217394665 | PAYNE HEATING AND COOLING | 37MUHAQ30AA3+TIC2025-0016 | PF5MN*C42L* |  | Split System | 30800 | 15.5 | 9 | 1.98 | R-454B | 650
217394746 | SMART COMFORT | D5CUHAH30AAK+TIC2025-0016 | FHMA5*42L*C* |  | Split System | 30800 | 15.5 | 9 | 1.98 | R-454B | 650
217394781 | SMART COMFORT | D5CUHAH30AAK+TIC2025-0016 | F5MA5*42L*C* |  | Split System | 30800 | 15.5 | 9 | 1.98 | R-454B | 650
217394747 | TEMPSTAR | D5CUHAH30AAK+TIC2025-0016 | FHMA5*42L*C* |  | Split System | 30800 | 15.5 | 9 | 1.98 | R-454B | 650
217394782 | TEMPSTAR | D5CUHAH30AAK+TIC2025-0016 | F5MA5*42L*C* |  | Split System | 30800 | 15.5 | 9 | 1.98 | R-454B | 650
217396827 | AIRQUEST | D5CUHAH30AAK+TIC2025-0016 | EA*5X43M21A* | OLV112A16A | Split System | 31200 | 15.5 | 9 | 2 | R-454B | 650
217397683 | AIRQUEST | D5CUHAH30AAK+TIC2025-0016 | EA*5X37M21A* | OLV112A16A | Split System | 31200 | 15.5 | 9 | 2 | R-454B | 650
217396828 | ARCOAIRE | D5CUHAH30AAK+TIC2025-0016 | EA*5X43M21A* | OLV112A16A | Split System | 31200 | 15.5 | 9 | 2 | R-454B | 650
217397684 | ARCOAIRE | D5CUHAH30AAK+TIC2025-0016 | EA*5X37M21A* | OLV112A16A | Split System | 31200 | 15.5 | 9 | 2 | R-454B | 650
217399158 | BRYANT HEATING AND COOLING SYSTEMS | 37MUHAQ30AA3+TIC2025-0016 | CAA**4321AM* | OVLAAB048112 | Split System | 31200 | 15.5 | 9 | 2 | R-454B | 650
217399348 | BRYANT HEATING AND COOLING SYSTEMS | 37MUHAQ30AA3+TIC2025-0016 | CAA**3721AM* | OVLAAB048112 | Split System | 31200 | 15.5 | 9 | 2 | R-454B | 650
217383345 | CARRIER | 37MUHAQ30AA3+TIC2025-0016 | CAA**4321AM* | OVLAAB048112 | Split System | 31200 | 15.5 | 9 | 2 | R-454B | 650
217383568 | CARRIER | 37MUHAQ30AA3+TIC2025-0016 | CAA**3721AM* | OVLAAB048112 | Split System | 31200 | 15.5 | 9 | 2 | R-454B | 650
217396829 | COMFORTMAKER | D5CUHAH30AAK+TIC2025-0016 | EA*5X43M21A* | OLV112A16A | Split System | 31200 | 15.5 | 9 | 2 | R-454B | 650
217397685 | COMFORTMAKER | D5CUHAH30AAK+TIC2025-0016 | EA*5X37M21A* | OLV112A16A | Split System | 31200 | 15.5 | 9 | 2 | R-454B | 650
217396830 | DAY & NIGHT | D5CUHAH30AAK+TIC2025-0016 | EA*5X43M21A* | OLV112A16A | Split System | 31200 | 15.5 | 9 | 2 | R-454B | 650
217397686 | DAY & NIGHT | D5CUHAH30AAK+TIC2025-0016 | EA*5X37M21A* | OLV112A16A | Split System | 31200 | 15.5 | 9 | 2 | R-454B | 650
217396826 | HEIL | D5CUHAH30AAK+TIC2025-0016 | EA*5X43M21A* | OLV112A16A | Split System | 31200 | 15.5 | 9 | 2 | R-454B | 650
217397682 | HEIL | D5CUHAH30AAK+TIC2025-0016 | EA*5X37M21A* | OLV112A16A | Split System | 31200 | 15.5 | 9 | 2 | R-454B | 650
217397687 | KEEPRITE | D5CUHAH30AAK+TIC2025-0016 | EA*5X37M21A* | OLV112A16A | Split System | 31200 | 15.5 | 9 | 2 | R-454B | 650
217396832 | SMART COMFORT | D5CUHAH30AAK+TIC2025-0016 | EA*5X43M21A* | OLV112A16A | Split System | 31200 | 15.5 | 9 | 2 | R-454B | 650
217397688 | SMART COMFORT | D5CUHAH30AAK+TIC2025-0016 | EA*5X37M21A* | OLV112A16A | Split System | 31200 | 15.5 | 9 | 2 | R-454B | 650
217396833 | TEMPSTAR | D5CUHAH30AAK+TIC2025-0016 | EA*5X43M21A* | OLV112A16A | Split System | 31200 | 15.5 | 9 | 2 | R-454B | 650
217397689 | TEMPSTAR | D5CUHAH30AAK+TIC2025-0016 | EA*5X37M21A* | OLV112A16A | Split System | 31200 | 15.5 | 9 | 2 | R-454B | 650
217399630 | BRYANT HEATING AND COOLING SYSTEMS | 37MUHAQ60AA3+TIC2025-0016 | FG5ANBD60L* |  | Split System | 54500 | 16 | 9 | 1.84 | R-454B | 650
217399618 | BRYANT HEATING AND COOLING SYSTEMS | 37MUHAQ60AA3+TIC2025-0016 | PF5TNBD60L* |  | Split System | 54500 | 16 | 9 | 1.84 | R-454B | 650
217399629 | CARRIER | 37MUHAQ60AA3+TIC2025-0016 | FG5ANBD60L* |  | Split System | 54500 | 16 | 9 | 1.84 | R-454B | 650
217394726 | AIRQUEST | D5CUHAH30AAK+TIC2025-0016 | FM(C,U)5Z30**AL* |  | Split System | 30000 | 16 | 9 | 1.88 | R-454B | 650
217394715 | AIRQUEST | D5CUHAH30AAK+TIC2025-0016 | FM(C,U)5Z36**AL* |  | Split System | 30000 | 16 | 9 | 1.88 | R-454B | 650
217394716 | ARCOAIRE | D5CUHAH30AAK+TIC2025-0016 | FM(C,U)5Z36**AL* |  | Split System | 30000 | 16 | 9 | 1.88 | R-454B | 650
217394723 | BRYANT HEATING AND COOLING SYSTEMS | 37MUHAQ30AA3+TIC2025-0016 | FM(C,U)5Z30**AL* |  | Split System | 30000 | 16 | 9 | 1.88 | R-454B | 650
217394712 | BRYANT HEATING AND COOLING SYSTEMS | 37MUHAQ30AA3+TIC2025-0016 | FM(C,U)5Z36**AL* |  | Split System | 30000 | 16 | 9 | 1.88 | R-454B | 650
217382731 | CARRIER | 37MUHAQ30AA3+TIC2025-0016 | FM(C,U)5Z30**AL* |  | Split System | 30000 | 16 | 9 | 1.88 | R-454B | 650
217382729 | CARRIER | 37MUHAQ30AA3+TIC2025-0016 | FM(C,U)5Z36**AL* |  | Split System | 30000 | 16 | 9 | 1.88 | R-454B | 650
217394728 | COMFORTMAKER | D5CUHAH30AAK+TIC2025-0016 | FM(C,U)5Z30**AL* |  | Split System | 30000 | 16 | 9 | 1.88 | R-454B | 650
217394717 | COMFORTMAKER | D5CUHAH30AAK+TIC2025-0016 | FM(C,U)5Z36**AL* |  | Split System | 30000 | 16 | 9 | 1.88 | R-454B | 650
217394718 | DAY & NIGHT | D5CUHAH30AAK+TIC2025-0016 | FM(C,U)5Z36**AL* |  | Split System | 30000 | 16 | 9 | 1.88 | R-454B | 650
217394729 | DAY & NIGHT | D5CUHAH30AAK+TIC2025-0016 | FM(C,U)5Z30**AL* |  | Split System | 30000 | 16 | 9 | 1.88 | R-454B | 650
217394725 | HEIL | D5CUHAH30AAK+TIC2025-0016 | FM(C,U)5Z30**AL* |  | Split System | 30000 | 16 | 9 | 1.88 | R-454B | 650
217394714 | HEIL | D5CUHAH30AAK+TIC2025-0016 | FM(C,U)5Z36**AL* |  | Split System | 30000 | 16 | 9 | 1.88 | R-454B | 650
217394719 | KEEPRITE | D5CUHAH30AAK+TIC2025-0016 | FM(C,U)5Z36**AL* |  | Split System | 30000 | 16 | 9 | 1.88 | R-454B | 650
217394730 | KEEPRITE | D5CUHAH30AAK+TIC2025-0016 | FM(C,U)5Z30**AL* |  | Split System | 30000 | 16 | 9 | 1.88 | R-454B | 650
217394724 | PAYNE HEATING AND COOLING | 37MUHAQ30AA3+TIC2025-0016 | FM(C,U)5Z30**AL* |  | Split System | 30000 | 16 | 9 | 1.88 | R-454B | 650
217394713 | PAYNE HEATING AND COOLING | 37MUHAQ30AA3+TIC2025-0016 | FM(C,U)5Z36**AL* |  | Split System | 30000 | 16 | 9 | 1.88 | R-454B | 650
217394720 | SMART COMFORT | D5CUHAH30AAK+TIC2025-0016 | FM(C,U)5Z36**AL* |  | Split System | 30000 | 16 | 9 | 1.88 | R-454B | 650
217394731 | SMART COMFORT | D5CUHAH30AAK+TIC2025-0016 | FM(C,U)5Z30**AL* |  | Split System | 30000 | 16 | 9 | 1.88 | R-454B | 650
217394732 | TEMPSTAR | D5CUHAH30AAK+TIC2025-0016 | FM(C,U)5Z30**AL* |  | Split System | 30000 | 16 | 9 | 1.88 | R-454B | 650
217394721 | TEMPSTAR | D5CUHAH30AAK+TIC2025-0016 | FM(C,U)5Z36**AL* |  | Split System | 30000 | 16 | 9 | 1.88 | R-454B | 650
217397801 | AIRQUEST | D5CUHAH30AAK+TIC2025-0016 | EA*5X37M17A* | *80VTL0451412B* | Split System | 29600 | 16 | 9 | 1.92 | R-454B | 650
217397793 | AIRQUEST | D5CUHAH30AAK+TIC2025-0016 | EA*5X37M17A* | *80MSU0601716A* | Split System | 29600 | 16 | 9 | 1.92 | R-454B | 650
217397753 | AIRQUEST | D5CUHAH30AAK+TIC2025-0016 | EA*5X37M17A* | *80VSL0451412B* | Split System | 29600 | 16 | 9 | 1.92 | R-454B | 650
217397794 | ARCOAIRE | D5CUHAH30AAK+TIC2025-0016 | EA*5X37M17A* | *80MSU0601716A* | Split System | 29600 | 16 | 9 | 1.92 | R-454B | 650
217397802 | ARCOAIRE | D5CUHAH30AAK+TIC2025-0016 | EA*5X37M17A* | *80VTL0451412B* | Split System | 29600 | 16 | 9 | 1.92 | R-454B | 650
217397754 | ARCOAIRE | D5CUHAH30AAK+TIC2025-0016 | EA*5X37M17A* | *80VSL0451412B* | Split System | 29600 | 16 | 9 | 1.92 | R-454B | 650
217399371 | BRYANT HEATING AND COOLING SYSTEMS | 37MUHAQ30AA3+TIC2025-0016 | CAA**3717AM* | 82*TB36045V14*** | Split System | 29600 | 16 | 9 | 1.92 | R-454B | 650
217399363 | BRYANT HEATING AND COOLING SYSTEMS | 37MUHAQ30AA3+TIC2025-0016 | CAA**3717AM* | 82*SB36045V14*** | Split System | 29600 | 16 | 9 | 1.92 | R-454B | 650
217399369 | BRYANT HEATING AND COOLING SYSTEMS | 37MUHAQ30AA3+TIC2025-0016 | CAA**3717AM* | 83*SB48060M17*** | Split System | 29600 | 16 | 9 | 1.92 | R-454B | 650
217383596 | CARRIER | 37MUHAQ30AA3+TIC2025-0016 | CAA**3717AM* | 58SU*B060M17**16 | Split System | 29600 | 16 | 9 | 1.92 | R-454B | 650
217383598 | CARRIER | 37MUHAQ30AA3+TIC2025-0016 | CAA**3717AM* | 58TP*B045V14**12 | Split System | 29600 | 16 | 9 | 1.92 | R-454B | 650
217383586 | CARRIER | 37MUHAQ30AA3+TIC2025-0016 | CAA**3717AM* | 58SP*B045V14**12 | Split System | 29600 | 16 | 9 | 1.92 | R-454B | 650
217397755 | COMFORTMAKER | D5CUHAH30AAK+TIC2025-0016 | EA*5X37M17A* | *80VSL0451412B* | Split System | 29600 | 16 | 9 | 1.92 | R-454B | 650
217397803 | COMFORTMAKER | D5CUHAH30AAK+TIC2025-0016 | EA*5X37M17A* | *80VTL0451412B* | Split System | 29600 | 16 | 9 | 1.92 | R-454B | 650
217397795 | COMFORTMAKER | D5CUHAH30AAK+TIC2025-0016 | EA*5X37M17A* | *80MSU0601716A* | Split System | 29600 | 16 | 9 | 1.92 | R-454B | 650
217397756 | DAY & NIGHT | D5CUHAH30AAK+TIC2025-0016 | EA*5X37M17A* | *80VSL0451412B* | Split System | 29600 | 16 | 9 | 1.92 | R-454B | 650
217397796 | DAY & NIGHT | D5CUHAH30AAK+TIC2025-0016 | EA*5X37M17A* | *80MSU0601716A* | Split System | 29600 | 16 | 9 | 1.92 | R-454B | 650
217397804 | DAY & NIGHT | D5CUHAH30AAK+TIC2025-0016 | EA*5X37M17A* | *80VTL0451412B* | Split System | 29600 | 16 | 9 | 1.92 | R-454B | 650
217397752 | HEIL | D5CUHAH30AAK+TIC2025-0016 | EA*5X37M17A* | *80VSL0451412B* | Split System | 29600 | 16 | 9 | 1.92 | R-454B | 650
217397800 | HEIL | D5CUHAH30AAK+TIC2025-0016 | EA*5X37M17A* | *80VTL0451412B* | Split System | 29600 | 16 | 9 | 1.92 | R-454B | 650
217397792 | HEIL | D5CUHAH30AAK+TIC2025-0016 | EA*5X37M17A* | *80MSU0601716A* | Split System | 29600 | 16 | 9 | 1.92 | R-454B | 650
217397805 | KEEPRITE | D5CUHAH30AAK+TIC2025-0016 | EA*5X37M17A* | *80VTL0451412B* | Split System | 29600 | 16 | 9 | 1.92 | R-454B | 650
217397797 | KEEPRITE | D5CUHAH30AAK+TIC2025-0016 | EA*5X37M17A* | *80MSU0601716A* | Split System | 29600 | 16 | 9 | 1.92 | R-454B | 650
217397757 | KEEPRITE | D5CUHAH30AAK+TIC2025-0016 | EA*5X37M17A* | *80VSL0451412B* | Split System | 29600 | 16 | 9 | 1.92 | R-454B | 650
217399372 | PAYNE HEATING AND COOLING | 37MUHAQ30AA3+TIC2025-0016 | CAA**3717AM* | PG80VTLB36045A** | Split System | 29600 | 16 | 9 | 1.92 | R-454B | 650
217399370 | PAYNE HEATING AND COOLING | 37MUHAQ30AA3+TIC2025-0016 | CAA**3717AM* | PG80MSUA48060B** | Split System | 29600 | 16 | 9 | 1.92 | R-454B | 650
217397798 | SMART COMFORT | D5CUHAH30AAK+TIC2025-0016 | EA*5X37M17A* | *80MSU0601716A* | Split System | 29600 | 16 | 9 | 1.92 | R-454B | 650
217397758 | SMART COMFORT | D5CUHAH30AAK+TIC2025-0016 | EA*5X37M17A* | *80VSL0451412B* | Split System | 29600 | 16 | 9 | 1.92 | R-454B | 650
217397806 | SMART COMFORT | D5CUHAH30AAK+TIC2025-0016 | EA*5X37M17A* | *80VTL0451412B* | Split System | 29600 | 16 | 9 | 1.92 | R-454B | 650
217397759 | TEMPSTAR | D5CUHAH30AAK+TIC2025-0016 | EA*5X37M17A* | *80VSL0451412B* | Split System | 29600 | 16 | 9 | 1.92 | R-454B | 650
217397799 | TEMPSTAR | D5CUHAH30AAK+TIC2025-0016 | EA*5X37M17A* | *80MSU0601716A* | Split System | 29600 | 16 | 9 | 1.92 | R-454B | 650
217397807 | TEMPSTAR | D5CUHAH30AAK+TIC2025-0016 | EA*5X37M17A* | *80VTL0451412B* | Split System | 29600 | 16 | 9 | 1.92 | R-454B | 650
217397769 | AIRQUEST | D5CUHAH30AAK+TIC2025-0016 | EA*5X37M17A* | *80VSL0701716B* | Split System | 29600 | 16 | 9 | 1.94 | R-454B | 650
217397761 | AIRQUEST | D5CUHAH30AAK+TIC2025-0016 | EA*5X37M17A* | *80VSL0701412B* | Split System | 29600 | 16 | 9 | 1.94 | R-454B | 650
217397770 | ARCOAIRE | D5CUHAH30AAK+TIC2025-0016 | EA*5X37M17A* | *80VSL0701716B* | Split System | 29600 | 16 | 9 | 1.94 | R-454B | 650
217397762 | ARCOAIRE | D5CUHAH30AAK+TIC2025-0016 | EA*5X37M17A* | *80VSL0701412B* | Split System | 29600 | 16 | 9 | 1.94 | R-454B | 650
217399365 | BRYANT HEATING AND COOLING SYSTEMS | 37MUHAQ30AA3+TIC2025-0016 | CAA**3717AM* | 82*SB48070V17*** | Split System | 29600 | 16 | 9 | 1.94 | R-454B | 650
217399373 | BRYANT HEATING AND COOLING SYSTEMS | 37MUHAQ30AA3+TIC2025-0016 | CAA**3717AM* | 82*TB36070V14*** | Split System | 29600 | 16 | 9 | 1.94 | R-454B | 650
217399364 | BRYANT HEATING AND COOLING SYSTEMS | 37MUHAQ30AA3+TIC2025-0016 | CAA**3717AM* | 82*SB36070V14*** | Split System | 29600 | 16 | 9 | 1.94 | R-454B | 650
217383590 | CARRIER | 37MUHAQ30AA3+TIC2025-0016 | CAA**3717AM* | 58SP*B070V17**16 | Split System | 29600 | 16 | 9 | 1.94 | R-454B | 650
217383588 | CARRIER | 37MUHAQ30AA3+TIC2025-0016 | CAA**3717AM* | 58SP*B070V14**12 | Split System | 29600 | 16 | 9 | 1.94 | R-454B | 650
217383600 | CARRIER | 37MUHAQ30AA3+TIC2025-0016 | CAA**3717AM* | 58TP*B070V14**12 | Split System | 29600 | 16 | 9 | 1.94 | R-454B | 650
217397771 | COMFORTMAKER | D5CUHAH30AAK+TIC2025-0016 | EA*5X37M17A* | *80VSL0701716B* | Split System | 29600 | 16 | 9 | 1.94 | R-454B | 650
217397763 | COMFORTMAKER | D5CUHAH30AAK+TIC2025-0016 | EA*5X37M17A* | *80VSL0701412B* | Split System | 29600 | 16 | 9 | 1.94 | R-454B | 650
217397772 | DAY & NIGHT | D5CUHAH30AAK+TIC2025-0016 | EA*5X37M17A* | *80VSL0701716B* | Split System | 29600 | 16 | 9 | 1.94 | R-454B | 650
217397764 | DAY & NIGHT | D5CUHAH30AAK+TIC2025-0016 | EA*5X37M17A* | *80VSL0701412B* | Split System | 29600 | 16 | 9 | 1.94 | R-454B | 650
217397768 | HEIL | D5CUHAH30AAK+TIC2025-0016 | EA*5X37M17A* | *80VSL0701716B* | Split System | 29600 | 16 | 9 | 1.94 | R-454B | 650
217397773 | KEEPRITE | D5CUHAH30AAK+TIC2025-0016 | EA*5X37M17A* | *80VSL0701716B* | Split System | 29600 | 16 | 9 | 1.94 | R-454B | 650
217397765 | KEEPRITE | D5CUHAH30AAK+TIC2025-0016 | EA*5X37M17A* | *80VSL0701412B* | Split System | 29600 | 16 | 9 | 1.94 | R-454B | 650
217399374 | PAYNE HEATING AND COOLING | 37MUHAQ30AA3+TIC2025-0016 | CAA**3717AM* | PG80VTLB36070A** | Split System | 29600 | 16 | 9 | 1.94 | R-454B | 650
217397774 | SMART COMFORT | D5CUHAH30AAK+TIC2025-0016 | EA*5X37M17A* | *80VSL0701716B* | Split System | 29600 | 16 | 9 | 1.94 | R-454B | 650
217397766 | SMART COMFORT | D5CUHAH30AAK+TIC2025-0016 | EA*5X37M17A* | *80VSL0701412B* | Split System | 29600 | 16 | 9 | 1.94 | R-454B | 650
217397775 | TEMPSTAR | D5CUHAH30AAK+TIC2025-0016 | EA*5X37M17A* | *80VSL0701716B* | Split System | 29600 | 16 | 9 | 1.94 | R-454B | 650
217397767 | TEMPSTAR | D5CUHAH30AAK+TIC2025-0016 | EA*5X37M17A* | *80VSL0701412B* | Split System | 29600 | 16 | 9 | 1.94 | R-454B | 650
217397904 | AIRQUEST | D5CUHAH30AAK+TIC2025-0016 | EA*5X37M17A* | *96VSN0801716B* | Split System | 29800 | 16 | 9 | 1.94 | R-454B | 650
217397960 | AIRQUEST | D5CUHAH30AAK+TIC2025-0016 | EA*5X37M17A* | *96VTN0801716B* | Split System | 29800 | 16 | 9 | 1.94 | R-454B | 650
217397777 | AIRQUEST | D5CUHAH30AAK+TIC2025-0016 | EA*5X37M17A* | *80VSL0901716B* | Split System | 29800 | 16 | 9 | 1.94 | R-454B | 650
217397920 | AIRQUEST | D5CUHAH30AAK+TIC2025-0016 | EA*5X37M17A* | *95MSU0601716A* | Split System | 29800 | 16 | 9 | 1.94 | R-454B | 650
217397809 | AIRQUEST | D5CUHAH30AAK+TIC2025-0016 | EA*5X37M17A* | *80VTL0701716B* | Split System | 29800 | 16 | 9 | 1.94 | R-454B | 650
217397961 | ARCOAIRE | D5CUHAH30AAK+TIC2025-0016 | EA*5X37M17A* | *96VTN0801716B* | Split System | 29800 | 16 | 9 | 1.94 | R-454B | 650
217397977 | ARCOAIRE | D5CUHAH30AAK+TIC2025-0016 | EA*5X37M17A* | *97VTN0801716A* | Split System | 29800 | 16 | 9 | 1.94 | R-454B | 650
217397905 | ARCOAIRE | D5CUHAH30AAK+TIC2025-0016 | EA*5X37M17A* | *96VSN0801716B* | Split System | 29800 | 16 | 9 | 1.94 | R-454B | 650
217397778 | ARCOAIRE | D5CUHAH30AAK+TIC2025-0016 | EA*5X37M17A* | *80VSL0901716B* | Split System | 29800 | 16 | 9 | 1.94 | R-454B | 650
217397921 | ARCOAIRE | D5CUHAH30AAK+TIC2025-0016 | EA*5X37M17A* | *95MSU0601716A* | Split System | 29800 | 16 | 9 | 1.94 | R-454B | 650
217397810 | ARCOAIRE | D5CUHAH30AAK+TIC2025-0016 | EA*5X37M17A* | *80VTL0701716B* | Split System | 29800 | 16 | 9 | 1.94 | R-454B | 650
217399417 | BRYANT HEATING AND COOLING SYSTEMS | 37MUHAQ30AA3+TIC2025-0016 | CAA**3717AM* | 927TA48080V17*** | Split System | 29800 | 16 | 9 | 1.94 | R-454B | 650
217399397 | BRYANT HEATING AND COOLING SYSTEMS | 37MUHAQ30AA3+TIC2025-0016 | CAA**3717AM* | 926SB48080V17*** | Split System | 29800 | 16 | 9 | 1.94 | R-454B | 650
217399413 | BRYANT HEATING AND COOLING SYSTEMS | 37MUHAQ30AA3+TIC2025-0016 | CAA**3717AM* | 926TC48080V17*** | Split System | 29800 | 16 | 9 | 1.94 | R-454B | 650
217399377 | BRYANT HEATING AND COOLING SYSTEMS | 37MUHAQ30AA3+TIC2025-0016 | CAA**3717AM* | 82*TB48090V17*** | Split System | 29800 | 16 | 9 | 1.94 | R-454B | 650
217399375 | BRYANT HEATING AND COOLING SYSTEMS | 37MUHAQ30AA3+TIC2025-0016 | CAA**3717AM* | 82*TB48070V17*** | Split System | 29800 | 16 | 9 | 1.94 | R-454B | 650
217383628 | CARRIER | 37MUHAQ30AA3+TIC2025-0016 | CAA**3717AM* | 59SP6B080V17**16 | Split System | 29800 | 16 | 9 | 1.94 | R-454B | 650
217383645 | CARRIER | 37MUHAQ30AA3+TIC2025-0016 | CAA**3717AM* | 59TP7A080V17**16 | Split System | 29800 | 16 | 9 | 1.94 | R-454B | 650
217383641 | CARRIER | 37MUHAQ30AA3+TIC2025-0016 | CAA**3717AM* | 59TP6C080V17**16 | Split System | 29800 | 16 | 9 | 1.94 | R-454B | 650
217399412 | CARRIER | 37MUHAQ30AA3+TIC2025-0016 | CAA**3717AM* | GG96VTAB48080B** | Split System | 29800 | 16 | 9 | 1.94 | R-454B | 650
217383604 | CARRIER | 37MUHAQ30AA3+TIC2025-0016 | CAA**3717AM* | 58TP*B090V17**16 | Split System | 29800 | 16 | 9 | 1.94 | R-454B | 650
217383592 | CARRIER | 37MUHAQ30AA3+TIC2025-0016 | CAA**3717AM* | 58SP*B090V17**16 | Split System | 29800 | 16 | 9 | 1.94 | R-454B | 650
217383632 | CARRIER | 37MUHAQ30AA3+TIC2025-0016 | CAA**3717AM* | 59SU5B060M17**16 | Split System | 29800 | 16 | 9 | 1.94 | R-454B | 650
217383602 | CARRIER | 37MUHAQ30AA3+TIC2025-0016 | CAA**3717AM* | 58TP*B070V17**16 | Split System | 29800 | 16 | 9 | 1.94 | R-454B | 650
217397906 | COMFORTMAKER | D5CUHAH30AAK+TIC2025-0016 | EA*5X37M17A* | *96VSN0801716B* | Split System | 29800 | 16 | 9 | 1.94 | R-454B | 650
217397962 | COMFORTMAKER | D5CUHAH30AAK+TIC2025-0016 | EA*5X37M17A* | *96VTN0801716B* | Split System | 29800 | 16 | 9 | 1.94 | R-454B | 650
217397978 | COMFORTMAKER | D5CUHAH30AAK+TIC2025-0016 | EA*5X37M17A* | *97VTN0801716A* | Split System | 29800 | 16 | 9 | 1.94 | R-454B | 650
217397779 | COMFORTMAKER | D5CUHAH30AAK+TIC2025-0016 | EA*5X37M17A* | *80VSL0901716B* | Split System | 29800 | 16 | 9 | 1.94 | R-454B | 650
217397922 | COMFORTMAKER | D5CUHAH30AAK+TIC2025-0016 | EA*5X37M17A* | *95MSU0601716A* | Split System | 29800 | 16 | 9 | 1.94 | R-454B | 650
217397811 | COMFORTMAKER | D5CUHAH30AAK+TIC2025-0016 | EA*5X37M17A* | *80VTL0701716B* | Split System | 29800 | 16 | 9 | 1.94 | R-454B | 650
217397963 | DAY & NIGHT | D5CUHAH30AAK+TIC2025-0016 | EA*5X37M17A* | *96VTN0801716B* | Split System | 29800 | 16 | 9 | 1.94 | R-454B | 650
217397979 | DAY & NIGHT | D5CUHAH30AAK+TIC2025-0016 | EA*5X37M17A* | *97VTN0801716A* | Split System | 29800 | 16 | 9 | 1.94 | R-454B | 650
217397907 | DAY & NIGHT | D5CUHAH30AAK+TIC2025-0016 | EA*5X37M17A* | *96VSN0801716B* | Split System | 29800 | 16 | 9 | 1.94 | R-454B | 650
217397780 | DAY & NIGHT | D5CUHAH30AAK+TIC2025-0016 | EA*5X37M17A* | *80VSL0901716B* | Split System | 29800 | 16 | 9 | 1.94 | R-454B | 650
217397923 | DAY & NIGHT | D5CUHAH30AAK+TIC2025-0016 | EA*5X37M17A* | *95MSU0601716A* | Split System | 29800 | 16 | 9 | 1.94 | R-454B | 650
217397812 | DAY & NIGHT | D5CUHAH30AAK+TIC2025-0016 | EA*5X37M17A* | *80VTL0701716B* | Split System | 29800 | 16 | 9 | 1.94 | R-454B | 650
217397975 | HEIL | D5CUHAH30AAK+TIC2025-0016 | EA*5X37M17A* | *97VTN0801716A* | Split System | 29800 | 16 | 9 | 1.94 | R-454B | 650
217397959 | HEIL | D5CUHAH30AAK+TIC2025-0016 | EA*5X37M17A* | *96VTN0801716B* | Split System | 29800 | 16 | 9 | 1.94 | R-454B | 650
217397903 | HEIL | D5CUHAH30AAK+TIC2025-0016 | EA*5X37M17A* | *96VSN0801716B* | Split System | 29800 | 16 | 9 | 1.94 | R-454B | 650
217397776 | HEIL | D5CUHAH30AAK+TIC2025-0016 | EA*5X37M17A* | *80VSL0901716B* | Split System | 29800 | 16 | 9 | 1.94 | R-454B | 650
217397919 | HEIL | D5CUHAH30AAK+TIC2025-0016 | EA*5X37M17A* | *95MSU0601716A* | Split System | 29800 | 16 | 9 | 1.94 | R-454B | 650
217397808 | HEIL | D5CUHAH30AAK+TIC2025-0016 | EA*5X37M17A* | *80VTL0701716B* | Split System | 29800 | 16 | 9 | 1.94 | R-454B | 650
217397980 | KEEPRITE | D5CUHAH30AAK+TIC2025-0016 | EA*5X37M17A* | *97VTN0801716A* | Split System | 29800 | 16 | 9 | 1.94 | R-454B | 650
217397908 | KEEPRITE | D5CUHAH30AAK+TIC2025-0016 | EA*5X37M17A* | *96VSN0801716B* | Split System | 29800 | 16 | 9 | 1.94 | R-454B | 650
217397964 | KEEPRITE | D5CUHAH30AAK+TIC2025-0016 | EA*5X37M17A* | *96VTN0801716B* | Split System | 29800 | 16 | 9 | 1.94 | R-454B | 650
217397781 | KEEPRITE | D5CUHAH30AAK+TIC2025-0016 | EA*5X37M17A* | *80VSL0901716B* | Split System | 29800 | 16 | 9 | 1.94 | R-454B | 650
217397924 | KEEPRITE | D5CUHAH30AAK+TIC2025-0016 | EA*5X37M17A* | *95MSU0601716A* | Split System | 29800 | 16 | 9 | 1.94 | R-454B | 650
217397813 | KEEPRITE | D5CUHAH30AAK+TIC2025-0016 | EA*5X37M17A* | *80VTL0701716B* | Split System | 29800 | 16 | 9 | 1.94 | R-454B | 650
217399414 | PAYNE HEATING AND COOLING | 37MUHAQ30AA3+TIC2025-0016 | CAA**3717AM* | PG96VTAB48080B** | Split System | 29800 | 16 | 9 | 1.94 | R-454B | 650
217399418 | PAYNE HEATING AND COOLING | 37MUHAQ30AA3+TIC2025-0016 | CAA**3717AM* | PG97VTAA48080B** | Split System | 29800 | 16 | 9 | 1.94 | R-454B | 650
217399378 | PAYNE HEATING AND COOLING | 37MUHAQ30AA3+TIC2025-0016 | CAA**3717AM* | PG80VTLB48090B** | Split System | 29800 | 16 | 9 | 1.94 | R-454B | 650
217399401 | PAYNE HEATING AND COOLING | 37MUHAQ30AA3+TIC2025-0016 | CAA**3717AM* | PG95MSUA48060B** | Split System | 29800 | 16 | 9 | 1.94 | R-454B | 650
217399376 | PAYNE HEATING AND COOLING | 37MUHAQ30AA3+TIC2025-0016 | CAA**3717AM* | PG80VTLB48070B** | Split System | 29800 | 16 | 9 | 1.94 | R-454B | 650
217397965 | SMART COMFORT | D5CUHAH30AAK+TIC2025-0016 | EA*5X37M17A* | *96VTN0801716B* | Split System | 29800 | 16 | 9 | 1.94 | R-454B | 650
217397981 | SMART COMFORT | D5CUHAH30AAK+TIC2025-0016 | EA*5X37M17A* | *97VTN0801716A* | Split System | 29800 | 16 | 9 | 1.94 | R-454B | 650
217397909 | SMART COMFORT | D5CUHAH30AAK+TIC2025-0016 | EA*5X37M17A* | *96VSN0801716B* | Split System | 29800 | 16 | 9 | 1.94 | R-454B | 650
217397782 | SMART COMFORT | D5CUHAH30AAK+TIC2025-0016 | EA*5X37M17A* | *80VSL0901716B* | Split System | 29800 | 16 | 9 | 1.94 | R-454B | 650
217397925 | SMART COMFORT | D5CUHAH30AAK+TIC2025-0016 | EA*5X37M17A* | *95MSU0601716A* | Split System | 29800 | 16 | 9 | 1.94 | R-454B | 650
217397814 | SMART COMFORT | D5CUHAH30AAK+TIC2025-0016 | EA*5X37M17A* | *80VTL0701716B* | Split System | 29800 | 16 | 9 | 1.94 | R-454B | 650
217397982 | TEMPSTAR | D5CUHAH30AAK+TIC2025-0016 | EA*5X37M17A* | *97VTN0801716A* | Split System | 29800 | 16 | 9 | 1.94 | R-454B | 650
217397966 | TEMPSTAR | D5CUHAH30AAK+TIC2025-0016 | EA*5X37M17A* | *96VTN0801716B* | Split System | 29800 | 16 | 9 | 1.94 | R-454B | 650
217397910 | TEMPSTAR | D5CUHAH30AAK+TIC2025-0016 | EA*5X37M17A* | *96VSN0801716B* | Split System | 29800 | 16 | 9 | 1.94 | R-454B | 650
217397783 | TEMPSTAR | D5CUHAH30AAK+TIC2025-0016 | EA*5X37M17A* | *80VSL0901716B* | Split System | 29800 | 16 | 9 | 1.94 | R-454B | 650
217397815 | TEMPSTAR | D5CUHAH30AAK+TIC2025-0016 | EA*5X37M17A* | *80VTL0701716B* | Split System | 29800 | 16 | 9 | 1.94 | R-454B | 650
217397785 | AIRQUEST | D5CUHAH30AAK+TIC2025-0016 | EA*5X37M17A* | *80MSU0401712A* | Split System | 30000 | 16 | 9 | 1.94 | R-454B | 650
217397786 | ARCOAIRE | D5CUHAH30AAK+TIC2025-0016 | EA*5X37M17A* | *80MSU0401712A* | Split System | 30000 | 16 | 9 | 1.94 | R-454B | 650
217399367 | BRYANT HEATING AND COOLING SYSTEMS | 37MUHAQ30AA3+TIC2025-0016 | CAA**3717AM* | 83*SB36040M17*** | Split System | 30000 | 16 | 9 | 1.94 | R-454B | 650
217383594 | CARRIER | 37MUHAQ30AA3+TIC2025-0016 | CAA**3717AM* | 58SU*B040M17**12 | Split System | 30000 | 16 | 9 | 1.94 | R-454B | 650
217397787 | COMFORTMAKER | D5CUHAH30AAK+TIC2025-0016 | EA*5X37M17A* | *80MSU0401712A* | Split System | 30000 | 16 | 9 | 1.94 | R-454B | 650
217397788 | DAY & NIGHT | D5CUHAH30AAK+TIC2025-0016 | EA*5X37M17A* | *80MSU0401712A* | Split System | 30000 | 16 | 9 | 1.94 | R-454B | 650
217397784 | HEIL | D5CUHAH30AAK+TIC2025-0016 | EA*5X37M17A* | *80MSU0401712A* | Split System | 30000 | 16 | 9 | 1.94 | R-454B | 650
217397789 | KEEPRITE | D5CUHAH30AAK+TIC2025-0016 | EA*5X37M17A* | *80MSU0401712A* | Split System | 30000 | 16 | 9 | 1.94 | R-454B | 650
217399368 | PAYNE HEATING AND COOLING | 37MUHAQ30AA3+TIC2025-0016 | CAA**3717AM* | PG80MSUA36040B** | Split System | 30000 | 16 | 9 | 1.94 | R-454B | 650
217397790 | SMART COMFORT | D5CUHAH30AAK+TIC2025-0016 | EA*5X37M17A* | *80MSU0401712A* | Split System | 30000 | 16 | 9 | 1.94 | R-454B | 650
217397791 | TEMPSTAR | D5CUHAH30AAK+TIC2025-0016 | EA*5X37M17A* | *80MSU0401712A* | Split System | 30000 | 16 | 9 | 1.94 | R-454B | 650
217397516 | AIRQUEST | D5CUHAH30AAK+TIC2025-0016 | EA*5X37M21A* | *96VSN0601716B* | Split System | 29800 | 16 | 9 | 1.96 | R-454B | 650
217397595 | AIRQUEST | D5CUHAH30AAK+TIC2025-0016 | EA*5X37M21A* | *96VTN0601716B* | Split System | 29800 | 16 | 9 | 1.96 | R-454B | 650
217397635 | AIRQUEST | D5CUHAH30AAK+TIC2025-0016 | EA*5X37M21A* | *97VTN0601716A* | Split System | 29800 | 16 | 9 | 1.96 | R-454B | 650
217397427 | AIRQUEST | D5CUHAH30AAK+TIC2025-0016 | EA*5X37M21A* | *92MSN0601714A* | Split System | 29800 | 16 | 9 | 1.96 | R-454B | 650
217396579 | AIRQUEST | D5CUHAH30AAK+TIC2025-0016 | EA*5X43M21A* | *92MSN0801716A* | Split System | 29800 | 16 | 9 | 1.96 | R-454B | 650
217396571 | AIRQUEST | D5CUHAH30AAK+TIC2025-0016 | EA*5X43M21A* | *92MSN0601714A* | Split System | 29800 | 16 | 9 | 1.96 | R-454B | 650
217397596 | ARCOAIRE | D5CUHAH30AAK+TIC2025-0016 | EA*5X37M21A* | *96VTN0601716B* | Split System | 29800 | 16 | 9 | 1.96 | R-454B | 650
217397636 | ARCOAIRE | D5CUHAH30AAK+TIC2025-0016 | EA*5X37M21A* | *97VTN0601716A* | Split System | 29800 | 16 | 9 | 1.96 | R-454B | 650
217397517 | ARCOAIRE | D5CUHAH30AAK+TIC2025-0016 | EA*5X37M21A* | *96VSN0601716B* | Split System | 29800 | 16 | 9 | 1.96 | R-454B | 650
217396580 | ARCOAIRE | D5CUHAH30AAK+TIC2025-0016 | EA*5X43M21A* | *92MSN0801716A* | Split System | 29800 | 16 | 9 | 1.96 | R-454B | 650
217397302 | ARCOAIRE | D5CUHAH30AAK+TIC2025-0016 | EA*5X37M21A* | *80MS(N,L)0702116A* | Split System | 29800 | 16 | 9 | 1.96 | R-454B | 650
217396572 | ARCOAIRE | D5CUHAH30AAK+TIC2025-0016 | EA*5X43M21A* | *92MSN0601714A* | Split System | 29800 | 16 | 9 | 1.96 | R-454B | 650
217399338 | BRYANT HEATING AND COOLING SYSTEMS | 37MUHAQ30AA3+TIC2025-0016 | CAA**3721AM* | 927TA48060V17*** | Split System | 29800 | 16 | 9 | 1.96 | R-454B | 650
217399311 | BRYANT HEATING AND COOLING SYSTEMS | 37MUHAQ30AA3+TIC2025-0016 | CAA**3721AM* | 926SB48060V17*** | Split System | 29800 | 16 | 9 | 1.96 | R-454B | 650
217399327 | BRYANT HEATING AND COOLING SYSTEMS | 37MUHAQ30AA3+TIC2025-0016 | CAA**3721AM* | 926TC48060V17*** | Split System | 29800 | 16 | 9 | 1.96 | R-454B | 650
217399104 | BRYANT HEATING AND COOLING SYSTEMS | 37MUHAQ30AA3+TIC2025-0016 | CAA**4321AM* | 912SE48080M17*** | Split System | 29800 | 16 | 9 | 1.96 | R-454B | 650
217399292 | BRYANT HEATING AND COOLING SYSTEMS | 37MUHAQ30AA3+TIC2025-0016 | CAA**3721AM* | 912SE42060M17*** | Split System | 29800 | 16 | 9 | 1.96 | R-454B | 650
217399102 | BRYANT HEATING AND COOLING SYSTEMS | 37MUHAQ30AA3+TIC2025-0016 | CAA**4321AM* | 912SE42060M17*** | Split System | 29800 | 16 | 9 | 1.96 | R-454B | 650
217399262 | BRYANT HEATING AND COOLING SYSTEMS | 37MUHAQ30AA3+TIC2025-0016 | CAA**3721AM* | 8(0,1)*SB48070M21*** | Split System | 29800 | 16 | 9 | 1.96 | R-454B | 650
217383546 | CARRIER | 37MUHAQ30AA3+TIC2025-0016 | CAA**3721AM* | 59TP6C060V17**16 | Split System | 29800 | 16 | 9 | 1.96 | R-454B | 650
217383527 | CARRIER | 37MUHAQ30AA3+TIC2025-0016 | CAA**3721AM* | 59SP6B060V17**16 | Split System | 29800 | 16 | 9 | 1.96 | R-454B | 650
217383556 | CARRIER | 37MUHAQ30AA3+TIC2025-0016 | CAA**3721AM* | 59TP7A060V17**16 | Split System | 29800 | 16 | 9 | 1.96 | R-454B | 650
217399326 | CARRIER | 37MUHAQ30AA3+TIC2025-0016 | CAA**3721AM* | GG96VTAB48060B** | Split System | 29800 | 16 | 9 | 1.96 | R-454B | 650
217383276 | CARRIER | 37MUHAQ30AA3+TIC2025-0016 | CAA**4321AM* | 59SC2E080M17**16 | Split System | 29800 | 16 | 9 | 1.96 | R-454B | 650
217383504 | CARRIER | 37MUHAQ30AA3+TIC2025-0016 | CAA**3721AM* | 59SC2E060M17**14 | Split System | 29800 | 16 | 9 | 1.96 | R-454B | 650
217383470 | CARRIER | 37MUHAQ30AA3+TIC2025-0016 | CAA**3721AM* | 58S(B,C)*B070M21**16 | Split System | 29800 | 16 | 9 | 1.96 | R-454B | 650
217383274 | CARRIER | 37MUHAQ30AA3+TIC2025-0016 | CAA**4321AM* | 59SC2E060M17**14 | Split System | 29800 | 16 | 9 | 1.96 | R-454B | 650
217397518 | COMFORTMAKER | D5CUHAH30AAK+TIC2025-0016 | EA*5X37M21A* | *96VSN0601716B* | Split System | 29800 | 16 | 9 | 1.96 | R-454B | 650
217397597 | COMFORTMAKER | D5CUHAH30AAK+TIC2025-0016 | EA*5X37M21A* | *96VTN0601716B* | Split System | 29800 | 16 | 9 | 1.96 | R-454B | 650
217397637 | COMFORTMAKER | D5CUHAH30AAK+TIC2025-0016 | EA*5X37M21A* | *97VTN0601716A* | Split System | 29800 | 16 | 9 | 1.96 | R-454B | 650
217396581 | COMFORTMAKER | D5CUHAH30AAK+TIC2025-0016 | EA*5X43M21A* | *92MSN0801716A* | Split System | 29800 | 16 | 9 | 1.96 | R-454B | 650
217397429 | COMFORTMAKER | D5CUHAH30AAK+TIC2025-0016 | EA*5X37M21A* | *92MSN0601714A* | Split System | 29800 | 16 | 9 | 1.96 | R-454B | 650
217396573 | COMFORTMAKER | D5CUHAH30AAK+TIC2025-0016 | EA*5X43M21A* | *92MSN0601714A* | Split System | 29800 | 16 | 9 | 1.96 | R-454B | 650
217397303 | COMFORTMAKER | D5CUHAH30AAK+TIC2025-0016 | EA*5X37M21A* | *80MS(N,L)0702116A* | Split System | 29800 | 16 | 9 | 1.96 | R-454B | 650
217397519 | DAY & NIGHT | D5CUHAH30AAK+TIC2025-0016 | EA*5X37M21A* | *96VSN0601716B* | Split System | 29800 | 16 | 9 | 1.96 | R-454B | 650
217397598 | DAY & NIGHT | D5CUHAH30AAK+TIC2025-0016 | EA*5X37M21A* | *96VTN0601716B* | Split System | 29800 | 16 | 9 | 1.96 | R-454B | 650
217397638 | DAY & NIGHT | D5CUHAH30AAK+TIC2025-0016 | EA*5X37M21A* | *97VTN0601716A* | Split System | 29800 | 16 | 9 | 1.96 | R-454B | 650
217396582 | DAY & NIGHT | D5CUHAH30AAK+TIC2025-0016 | EA*5X43M21A* | *92MSN0801716A* | Split System | 29800 | 16 | 9 | 1.96 | R-454B | 650
217397430 | DAY & NIGHT | D5CUHAH30AAK+TIC2025-0016 | EA*5X37M21A* | *92MSN0601714A* | Split System | 29800 | 16 | 9 | 1.96 | R-454B | 650
217397304 | DAY & NIGHT | D5CUHAH30AAK+TIC2025-0016 | EA*5X37M21A* | *80MS(N,L)0702116A* | Split System | 29800 | 16 | 9 | 1.96 | R-454B | 650
217397515 | HEIL | D5CUHAH30AAK+TIC2025-0016 | EA*5X37M21A* | *96VSN0601716B* | Split System | 29800 | 16 | 9 | 1.96 | R-454B | 650
217397594 | HEIL | D5CUHAH30AAK+TIC2025-0016 | EA*5X37M21A* | *96VTN0601716B* | Split System | 29800 | 16 | 9 | 1.96 | R-454B | 650
217397634 | HEIL | D5CUHAH30AAK+TIC2025-0016 | EA*5X37M21A* | *97VTN0601716A* | Split System | 29800 | 16 | 9 | 1.96 | R-454B | 650
217396578 | HEIL | D5CUHAH30AAK+TIC2025-0016 | EA*5X43M21A* | *92MSN0801716A* | Split System | 29800 | 16 | 9 | 1.96 | R-454B | 650
217396570 | HEIL | D5CUHAH30AAK+TIC2025-0016 | EA*5X43M21A* | *92MSN0601714A* | Split System | 29800 | 16 | 9 | 1.96 | R-454B | 650
217397300 | HEIL | D5CUHAH30AAK+TIC2025-0016 | EA*5X37M21A* | *80MS(N,L)0702116A* | Split System | 29800 | 16 | 9 | 1.96 | R-454B | 650
217397520 | KEEPRITE | D5CUHAH30AAK+TIC2025-0016 | EA*5X37M21A* | *96VSN0601716B* | Split System | 29800 | 16 | 9 | 1.96 | R-454B | 650
217397639 | KEEPRITE | D5CUHAH30AAK+TIC2025-0016 | EA*5X37M21A* | *97VTN0601716A* | Split System | 29800 | 16 | 9 | 1.96 | R-454B | 650
217397599 | KEEPRITE | D5CUHAH30AAK+TIC2025-0016 | EA*5X37M21A* | *96VTN0601716B* | Split System | 29800 | 16 | 9 | 1.96 | R-454B | 650
217397431 | KEEPRITE | D5CUHAH30AAK+TIC2025-0016 | EA*5X37M21A* | *92MSN0601714A* | Split System | 29800 | 16 | 9 | 1.96 | R-454B | 650
217396583 | KEEPRITE | D5CUHAH30AAK+TIC2025-0016 | EA*5X43M21A* | *92MSN0801716A* | Split System | 29800 | 16 | 9 | 1.96 | R-454B | 650
217397305 | KEEPRITE | D5CUHAH30AAK+TIC2025-0016 | EA*5X37M21A* | *80MS(N,L)0702116A* | Split System | 29800 | 16 | 9 | 1.96 | R-454B | 650
217396575 | KEEPRITE | D5CUHAH30AAK+TIC2025-0016 | EA*5X43M21A* | *92MSN0601714A* | Split System | 29800 | 16 | 9 | 1.96 | R-454B | 650
217399339 | PAYNE HEATING AND COOLING | 37MUHAQ30AA3+TIC2025-0016 | CAA**3721AM* | PG97VTAA48060B** | Split System | 29800 | 16 | 9 | 1.96 | R-454B | 650
217399328 | PAYNE HEATING AND COOLING | 37MUHAQ30AA3+TIC2025-0016 | CAA**3721AM* | PG96VTAB48060B** | Split System | 29800 | 16 | 9 | 1.96 | R-454B | 650
217399105 | PAYNE HEATING AND COOLING | 37MUHAQ30AA3+TIC2025-0016 | CAA**4321AM* | PG92MSAA48080B** | Split System | 29800 | 16 | 9 | 1.96 | R-454B | 650
217399293 | PAYNE HEATING AND COOLING | 37MUHAQ30AA3+TIC2025-0016 | CAA**3721AM* | PG92MSAA42060B** | Split System | 29800 | 16 | 9 | 1.96 | R-454B | 650
217399103 | PAYNE HEATING AND COOLING | 37MUHAQ30AA3+TIC2025-0016 | CAA**4321AM* | PG92MSAA42060B** | Split System | 29800 | 16 | 9 | 1.96 | R-454B | 650
217399263 | PAYNE HEATING AND COOLING | 37MUHAQ30AA3+TIC2025-0016 | CAA**3721AM* | PG80MS(A,L)A48070C** | Split System | 29800 | 16 | 9 | 1.96 | R-454B | 650
217397600 | SMART COMFORT | D5CUHAH30AAK+TIC2025-0016 | EA*5X37M21A* | *96VTN0601716B* | Split System | 29800 | 16 | 9 | 1.96 | R-454B | 650
217397640 | SMART COMFORT | D5CUHAH30AAK+TIC2025-0016 | EA*5X37M21A* | *97VTN0601716A* | Split System | 29800 | 16 | 9 | 1.96 | R-454B | 650
217397521 | SMART COMFORT | D5CUHAH30AAK+TIC2025-0016 | EA*5X37M21A* | *96VSN0601716B* | Split System | 29800 | 16 | 9 | 1.96 | R-454B | 650
217396584 | SMART COMFORT | D5CUHAH30AAK+TIC2025-0016 | EA*5X43M21A* | *92MSN0801716A* | Split System | 29800 | 16 | 9 | 1.96 | R-454B | 650
217397432 | SMART COMFORT | D5CUHAH30AAK+TIC2025-0016 | EA*5X37M21A* | *92MSN0601714A* | Split System | 29800 | 16 | 9 | 1.96 | R-454B | 650
217396576 | SMART COMFORT | D5CUHAH30AAK+TIC2025-0016 | EA*5X43M21A* | *92MSN0601714A* | Split System | 29800 | 16 | 9 | 1.96 | R-454B | 650
217397522 | TEMPSTAR | D5CUHAH30AAK+TIC2025-0016 | EA*5X37M21A* | *96VSN0601716B* | Split System | 29800 | 16 | 9 | 1.96 | R-454B | 650
217397601 | TEMPSTAR | D5CUHAH30AAK+TIC2025-0016 | EA*5X37M21A* | *96VTN0601716B* | Split System | 29800 | 16 | 9 | 1.96 | R-454B | 650
217397641 | TEMPSTAR | D5CUHAH30AAK+TIC2025-0016 | EA*5X37M21A* | *97VTN0601716A* | Split System | 29800 | 16 | 9 | 1.96 | R-454B | 650
217397433 | TEMPSTAR | D5CUHAH30AAK+TIC2025-0016 | EA*5X37M21A* | *92MSN0601714A* | Split System | 29800 | 16 | 9 | 1.96 | R-454B | 650
217396585 | TEMPSTAR | D5CUHAH30AAK+TIC2025-0016 | EA*5X43M21A* | *92MSN0801716A* | Split System | 29800 | 16 | 9 | 1.96 | R-454B | 650
217396577 | TEMPSTAR | D5CUHAH30AAK+TIC2025-0016 | EA*5X43M21A* | *92MSN0601714A* | Split System | 29800 | 16 | 9 | 1.96 | R-454B | 650
217397306 | TEMPSTAR | D5CUHAH30AAK+TIC2025-0016 | EA*5X37M21A* | *80MS(N,L)0702116A* | Split System | 29800 | 16 | 9 | 1.96 | R-454B | 650
217397339 | AIRQUEST | D5CUHAH30AAK+TIC2025-0016 | EA*5X37M21A* | *80VSL0701716B* | Split System | 30000 | 16 | 9 | 1.96 | R-454B | 650
217397395 | AIRQUEST | D5CUHAH30AAK+TIC2025-0016 | EA*5X37M21A* | *80MSU1002120A* | Split System | 30000 | 16 | 9 | 1.96 | R-454B | 650
217397564 | AIRQUEST | D5CUHAH30AAK+TIC2025-0016 | EA*5X37M21A* | *95MSU0802120A* | Split System | 30000 | 16 | 9 | 1.96 | R-454B | 650
217396539 | AIRQUEST | D5CUHAH30AAK+TIC2025-0016 | EA*5X43M21A* | *80MSU1002120A* | Split System | 30000 | 16 | 9 | 1.96 | R-454B | 650
217397411 | AIRQUEST | D5CUHAH30AAK+TIC2025-0016 | EA*5X37M21A* | *80VTL0902120B* | Split System | 30000 | 16 | 9 | 1.96 | R-454B | 650
217397355 | AIRQUEST | D5CUHAH30AAK+TIC2025-0016 | EA*5X37M21A* | *80VSL0902120B* | Split System | 30000 | 16 | 9 | 1.96 | R-454B | 650
217396445 | AIRQUEST | D5CUHAH30AAK+TIC2025-0016 | EA*5X43M21A* | *80MS(N,L)0702116A* | Split System | 30000 | 16 | 9 | 1.96 | R-454B | 650
217397308 | AIRQUEST | D5CUHAH30AAK+TIC2025-0016 | EA*5X37M21A* | *80MS(N,L)0901714A* | Split System | 30000 | 16 | 9 | 1.96 | R-454B | 650
217396452 | AIRQUEST | D5CUHAH30AAK+TIC2025-0016 | EA*5X43M21A* | *80MS(N,L)0901714A* | Split System | 30000 | 16 | 9 | 1.96 | R-454B | 650
217397286 | AIRQUEST | D5CUHAH30AAK+TIC2025-0016 | EA*5X37M21A* | *80MS(N,L)0701712A* | Split System | 30000 | 16 | 9 | 1.96 | R-454B | 650
217396430 | AIRQUEST | D5CUHAH30AAK+TIC2025-0016 | EA*5X43M21A* | *80MS(N,L)0701712A* | Split System | 30000 | 16 | 9 | 1.96 | R-454B | 650
217397340 | ARCOAIRE | D5CUHAH30AAK+TIC2025-0016 | EA*5X37M21A* | *80VSL0701716B* | Split System | 30000 | 16 | 9 | 1.96 | R-454B | 650
217397396 | ARCOAIRE | D5CUHAH30AAK+TIC2025-0016 | EA*5X37M21A* | *80MSU1002120A* | Split System | 30000 | 16 | 9 | 1.96 | R-454B | 650
217397565 | ARCOAIRE | D5CUHAH30AAK+TIC2025-0016 | EA*5X37M21A* | *95MSU0802120A* | Split System | 30000 | 16 | 9 | 1.96 | R-454B | 650
217397356 | ARCOAIRE | D5CUHAH30AAK+TIC2025-0016 | EA*5X37M21A* | *80VSL0902120B* | Split System | 30000 | 16 | 9 | 1.96 | R-454B | 650
217396540 | ARCOAIRE | D5CUHAH30AAK+TIC2025-0016 | EA*5X43M21A* | *80MSU1002120A* | Split System | 30000 | 16 | 9 | 1.96 | R-454B | 650
217397412 | ARCOAIRE | D5CUHAH30AAK+TIC2025-0016 | EA*5X37M21A* | *80VTL0902120B* | Split System | 30000 | 16 | 9 | 1.96 | R-454B | 650
217396446 | ARCOAIRE | D5CUHAH30AAK+TIC2025-0016 | EA*5X43M21A* | *80MS(N,L)0702116A* | Split System | 30000 | 16 | 9 | 1.96 | R-454B | 650
217397309 | ARCOAIRE | D5CUHAH30AAK+TIC2025-0016 | EA*5X37M21A* | *80MS(N,L)0901714A* | Split System | 30000 | 16 | 9 | 1.96 | R-454B | 650
217397287 | ARCOAIRE | D5CUHAH30AAK+TIC2025-0016 | EA*5X37M21A* | *80MS(N,L)0701712A* | Split System | 30000 | 16 | 9 | 1.96 | R-454B | 650
217396453 | ARCOAIRE | D5CUHAH30AAK+TIC2025-0016 | EA*5X43M21A* | *80MS(N,L)0901714A* | Split System | 30000 | 16 | 9 | 1.96 | R-454B | 650
217396431 | ARCOAIRE | D5CUHAH30AAK+TIC2025-0016 | EA*5X43M21A* | *80MS(N,L)0701712A* | Split System | 30000 | 16 | 9 | 1.96 | R-454B | 650
217399272 | BRYANT HEATING AND COOLING SYSTEMS | 37MUHAQ30AA3+TIC2025-0016 | CAA**3721AM* | 82*SB48070V17*** | Split System | 30000 | 16 | 9 | 1.96 | R-454B | 650
217399282 | BRYANT HEATING AND COOLING SYSTEMS | 37MUHAQ30AA3+TIC2025-0016 | CAA**3721AM* | 83*SB60100M21*** | Split System | 30000 | 16 | 9 | 1.96 | R-454B | 650
217399319 | BRYANT HEATING AND COOLING SYSTEMS | 37MUHAQ30AA3+TIC2025-0016 | CAA**3721AM* | 935SB60080M21*** | Split System | 30000 | 16 | 9 | 1.96 | R-454B | 650
217399288 | BRYANT HEATING AND COOLING SYSTEMS | 37MUHAQ30AA3+TIC2025-0016 | CAA**3721AM* | 82*TB60090V21*** | Split System | 30000 | 16 | 9 | 1.96 | R-454B | 650
217399274 | BRYANT HEATING AND COOLING SYSTEMS | 37MUHAQ30AA3+TIC2025-0016 | CAA**3721AM* | 82*SB60090V21*** | Split System | 30000 | 16 | 9 | 1.96 | R-454B | 650
217399092 | BRYANT HEATING AND COOLING SYSTEMS | 37MUHAQ30AA3+TIC2025-0016 | CAA**4321AM* | 83*SB60100M21*** | Split System | 30000 | 16 | 9 | 1.96 | R-454B | 650
217399264 | BRYANT HEATING AND COOLING SYSTEMS | 37MUHAQ30AA3+TIC2025-0016 | CAA**3721AM* | 8(0,1)*SB42090M17*** | Split System | 30000 | 16 | 9 | 1.96 | R-454B | 650
217399072 | BRYANT HEATING AND COOLING SYSTEMS | 37MUHAQ30AA3+TIC2025-0016 | CAA**4321AM* | 8(0,1)*SB48070M21*** | Split System | 30000 | 16 | 9 | 1.96 | R-454B | 650
217399074 | BRYANT HEATING AND COOLING SYSTEMS | 37MUHAQ30AA3+TIC2025-0016 | CAA**4321AM* | 8(0,1)*SB42090M17*** | Split System | 30000 | 16 | 9 | 1.96 | R-454B | 650
217399258 | BRYANT HEATING AND COOLING SYSTEMS | 37MUHAQ30AA3+TIC2025-0016 | CAA**3721AM* | 8(0,1)*SB36070M17*** | Split System | 30000 | 16 | 9 | 1.96 | R-454B | 650
217399068 | BRYANT HEATING AND COOLING SYSTEMS | 37MUHAQ30AA3+TIC2025-0016 | CAA**4321AM* | 8(0,1)*SB36070M17*** | Split System | 30000 | 16 | 9 | 1.96 | R-454B | 650
217383479 | CARRIER | 37MUHAQ30AA3+TIC2025-0016 | CAA**3721AM* | 58SP*B070V17**16 | Split System | 30000 | 16 | 9 | 1.96 | R-454B | 650
217383494 | CARRIER | 37MUHAQ30AA3+TIC2025-0016 | CAA**3721AM* | 58SU*B100M21**20 | Split System | 30000 | 16 | 9 | 1.96 | R-454B | 650
217383538 | CARRIER | 37MUHAQ30AA3+TIC2025-0016 | CAA**3721AM* | 59SU5B080M21**20 | Split System | 30000 | 16 | 9 | 1.96 | R-454B | 650
217383262 | CARRIER | 37MUHAQ30AA3+TIC2025-0016 | CAA**4321AM* | 58SU*B100M21**20 | Split System | 30000 | 16 | 9 | 1.96 | R-454B | 650
217383483 | CARRIER | 37MUHAQ30AA3+TIC2025-0016 | CAA**3721AM* | 58SP*B090V21**20 | Split System | 30000 | 16 | 9 | 1.96 | R-454B | 650
217383500 | CARRIER | 37MUHAQ30AA3+TIC2025-0016 | CAA**3721AM* | 58TP*B090V21**20 | Split System | 30000 | 16 | 9 | 1.96 | R-454B | 650
217383237 | CARRIER | 37MUHAQ30AA3+TIC2025-0016 | CAA**4321AM* | 58S(B,C)*B070M21**16 | Split System | 30000 | 16 | 9 | 1.96 | R-454B | 650
217383472 | CARRIER | 37MUHAQ30AA3+TIC2025-0016 | CAA**3721AM* | 58S(B,C)*B090M17**14 | Split System | 30000 | 16 | 9 | 1.96 | R-454B | 650
217383239 | CARRIER | 37MUHAQ30AA3+TIC2025-0016 | CAA**4321AM* | 58S(B,C)*B090M17**14 | Split System | 30000 | 16 | 9 | 1.96 | R-454B | 650
217383465 | CARRIER | 37MUHAQ30AA3+TIC2025-0016 | CAA**3721AM* | 58S(B,C)*B070M17**12 | Split System | 30000 | 16 | 9 | 1.96 | R-454B | 650
217383231 | CARRIER | 37MUHAQ30AA3+TIC2025-0016 | CAA**4321AM* | 58S(B,C)*B070M17**12 | Split System | 30000 | 16 | 9 | 1.96 | R-454B | 650
217397341 | COMFORTMAKER | D5CUHAH30AAK+TIC2025-0016 | EA*5X37M21A* | *80VSL0701716B* | Split System | 30000 | 16 | 9 | 1.96 | R-454B | 650
217397566 | COMFORTMAKER | D5CUHAH30AAK+TIC2025-0016 | EA*5X37M21A* | *95MSU0802120A* | Split System | 30000 | 16 | 9 | 1.96 | R-454B | 650
217397397 | COMFORTMAKER | D5CUHAH30AAK+TIC2025-0016 | EA*5X37M21A* | *80MSU1002120A* | Split System | 30000 | 16 | 9 | 1.96 | R-454B | 650
217396541 | COMFORTMAKER | D5CUHAH30AAK+TIC2025-0016 | EA*5X43M21A* | *80MSU1002120A* | Split System | 30000 | 16 | 9 | 1.96 | R-454B | 650
217397413 | COMFORTMAKER | D5CUHAH30AAK+TIC2025-0016 | EA*5X37M21A* | *80VTL0902120B* | Split System | 30000 | 16 | 9 | 1.96 | R-454B | 650
217397357 | COMFORTMAKER | D5CUHAH30AAK+TIC2025-0016 | EA*5X37M21A* | *80VSL0902120B* | Split System | 30000 | 16 | 9 | 1.96 | R-454B | 650
217396447 | COMFORTMAKER | D5CUHAH30AAK+TIC2025-0016 | EA*5X43M21A* | *80MS(N,L)0702116A* | Split System | 30000 | 16 | 9 | 1.96 | R-454B | 650
217397310 | COMFORTMAKER | D5CUHAH30AAK+TIC2025-0016 | EA*5X37M21A* | *80MS(N,L)0901714A* | Split System | 30000 | 16 | 9 | 1.96 | R-454B | 650
217396454 | COMFORTMAKER | D5CUHAH30AAK+TIC2025-0016 | EA*5X43M21A* | *80MS(N,L)0901714A* | Split System | 30000 | 16 | 9 | 1.96 | R-454B | 650
217397288 | COMFORTMAKER | D5CUHAH30AAK+TIC2025-0016 | EA*5X37M21A* | *80MS(N,L)0701712A* | Split System | 30000 | 16 | 9 | 1.96 | R-454B | 650
217396432 | COMFORTMAKER | D5CUHAH30AAK+TIC2025-0016 | EA*5X43M21A* | *80MS(N,L)0701712A* | Split System | 30000 | 16 | 9 | 1.96 | R-454B | 650
217397342 | DAY & NIGHT | D5CUHAH30AAK+TIC2025-0016 | EA*5X37M21A* | *80VSL0701716B* | Split System | 30000 | 16 | 9 | 1.96 | R-454B | 650
217397398 | DAY & NIGHT | D5CUHAH30AAK+TIC2025-0016 | EA*5X37M21A* | *80MSU1002120A* | Split System | 30000 | 16 | 9 | 1.96 | R-454B | 650
217397414 | DAY & NIGHT | D5CUHAH30AAK+TIC2025-0016 | EA*5X37M21A* | *80VTL0902120B* | Split System | 30000 | 16 | 9 | 1.96 | R-454B | 650
217397358 | DAY & NIGHT | D5CUHAH30AAK+TIC2025-0016 | EA*5X37M21A* | *80VSL0902120B* | Split System | 30000 | 16 | 9 | 1.96 | R-454B | 650
217396448 | DAY & NIGHT | D5CUHAH30AAK+TIC2025-0016 | EA*5X43M21A* | *80MS(N,L)0702116A* | Split System | 30000 | 16 | 9 | 1.96 | R-454B | 650
217397311 | DAY & NIGHT | D5CUHAH30AAK+TIC2025-0016 | EA*5X37M21A* | *80MS(N,L)0901714A* | Split System | 30000 | 16 | 9 | 1.96 | R-454B | 650
217397289 | DAY & NIGHT | D5CUHAH30AAK+TIC2025-0016 | EA*5X37M21A* | *80MS(N,L)0701712A* | Split System | 30000 | 16 | 9 | 1.96 | R-454B | 650
217396455 | DAY & NIGHT | D5CUHAH30AAK+TIC2025-0016 | EA*5X43M21A* | *80MS(N,L)0901714A* | Split System | 30000 | 16 | 9 | 1.96 | R-454B | 650
217396433 | DAY & NIGHT | D5CUHAH30AAK+TIC2025-0016 | EA*5X43M21A* | *80MS(N,L)0701712A* | Split System | 30000 | 16 | 9 | 1.96 | R-454B | 650
217397338 | HEIL | D5CUHAH30AAK+TIC2025-0016 | EA*5X37M21A* | *80VSL0701716B* | Split System | 30000 | 16 | 9 | 1.96 | R-454B | 650
217397563 | HEIL | D5CUHAH30AAK+TIC2025-0016 | EA*5X37M21A* | *95MSU0802120A* | Split System | 30000 | 16 | 9 | 1.96 | R-454B | 650
217397394 | HEIL | D5CUHAH30AAK+TIC2025-0016 | EA*5X37M21A* | *80MSU1002120A* | Split System | 30000 | 16 | 9 | 1.96 | R-454B | 650
217396538 | HEIL | D5CUHAH30AAK+TIC2025-0016 | EA*5X43M21A* | *80MSU1002120A* | Split System | 30000 | 16 | 9 | 1.96 | R-454B | 650
217397410 | HEIL | D5CUHAH30AAK+TIC2025-0016 | EA*5X37M21A* | *80VTL0902120B* | Split System | 30000 | 16 | 9 | 1.96 | R-454B | 650
217397354 | HEIL | D5CUHAH30AAK+TIC2025-0016 | EA*5X37M21A* | *80VSL0902120B* | Split System | 30000 | 16 | 9 | 1.96 | R-454B | 650
217396444 | HEIL | D5CUHAH30AAK+TIC2025-0016 | EA*5X43M21A* | *80MS(N,L)0702116A* | Split System | 30000 | 16 | 9 | 1.96 | R-454B | 650
217397307 | HEIL | D5CUHAH30AAK+TIC2025-0016 | EA*5X37M21A* | *80MS(N,L)0901714A* | Split System | 30000 | 16 | 9 | 1.96 | R-454B | 650
217396451 | HEIL | D5CUHAH30AAK+TIC2025-0016 | EA*5X43M21A* | *80MS(N,L)0901714A* | Split System | 30000 | 16 | 9 | 1.96 | R-454B | 650
217397285 | HEIL | D5CUHAH30AAK+TIC2025-0016 | EA*5X37M21A* | *80MS(N,L)0701712A* | Split System | 30000 | 16 | 9 | 1.96 | R-454B | 650
217396429 | HEIL | D5CUHAH30AAK+TIC2025-0016 | EA*5X43M21A* | *80MS(N,L)0701712A* | Split System | 30000 | 16 | 9 | 1.96 | R-454B | 650
217397343 | KEEPRITE | D5CUHAH30AAK+TIC2025-0016 | EA*5X37M21A* | *80VSL0701716B* | Split System | 30000 | 16 | 9 | 1.96 | R-454B | 650
217397568 | KEEPRITE | D5CUHAH30AAK+TIC2025-0016 | EA*5X37M21A* | *95MSU0802120A* | Split System | 30000 | 16 | 9 | 1.96 | R-454B | 650
217396543 | KEEPRITE | D5CUHAH30AAK+TIC2025-0016 | EA*5X43M21A* | *80MSU1002120A* | Split System | 30000 | 16 | 9 | 1.96 | R-454B | 650
217397415 | KEEPRITE | D5CUHAH30AAK+TIC2025-0016 | EA*5X37M21A* | *80VTL0902120B* | Split System | 30000 | 16 | 9 | 1.96 | R-454B | 650
217397359 | KEEPRITE | D5CUHAH30AAK+TIC2025-0016 | EA*5X37M21A* | *80VSL0902120B* | Split System | 30000 | 16 | 9 | 1.96 | R-454B | 650
217397312 | KEEPRITE | D5CUHAH30AAK+TIC2025-0016 | EA*5X37M21A* | *80MS(N,L)0901714A* | Split System | 30000 | 16 | 9 | 1.96 | R-454B | 650
217396456 | KEEPRITE | D5CUHAH30AAK+TIC2025-0016 | EA*5X43M21A* | *80MS(N,L)0901714A* | Split System | 30000 | 16 | 9 | 1.96 | R-454B | 650
217397290 | KEEPRITE | D5CUHAH30AAK+TIC2025-0016 | EA*5X37M21A* | *80MS(N,L)0701712A* | Split System | 30000 | 16 | 9 | 1.96 | R-454B | 650
217396434 | KEEPRITE | D5CUHAH30AAK+TIC2025-0016 | EA*5X43M21A* | *80MS(N,L)0701712A* | Split System | 30000 | 16 | 9 | 1.96 | R-454B | 650
217399283 | PAYNE HEATING AND COOLING | 37MUHAQ30AA3+TIC2025-0016 | CAA**3721AM* | PG80MSUA60100C** | Split System | 30000 | 16 | 9 | 1.96 | R-454B | 650
217399320 | PAYNE HEATING AND COOLING | 37MUHAQ30AA3+TIC2025-0016 | CAA**3721AM* | PG95MSUA60080C** | Split System | 30000 | 16 | 9 | 1.96 | R-454B | 650
217399289 | PAYNE HEATING AND COOLING | 37MUHAQ30AA3+TIC2025-0016 | CAA**3721AM* | PG80VTLB60090C** | Split System | 30000 | 16 | 9 | 1.96 | R-454B | 650
217399093 | PAYNE HEATING AND COOLING | 37MUHAQ30AA3+TIC2025-0016 | CAA**4321AM* | PG80MSUA60100C** | Split System | 30000 | 16 | 9 | 1.96 | R-454B | 650
217399073 | PAYNE HEATING AND COOLING | 37MUHAQ30AA3+TIC2025-0016 | CAA**4321AM* | PG80MS(A,L)A48070C** | Split System | 30000 | 16 | 9 | 1.96 | R-454B | 650
217399265 | PAYNE HEATING AND COOLING | 37MUHAQ30AA3+TIC2025-0016 | CAA**3721AM* | PG80MS(A,L)A42090B** | Split System | 30000 | 16 | 9 | 1.96 | R-454B | 650
217399075 | PAYNE HEATING AND COOLING | 37MUHAQ30AA3+TIC2025-0016 | CAA**4321AM* | PG80MS(A,L)A42090B** | Split System | 30000 | 16 | 9 | 1.96 | R-454B | 650
217399259 | PAYNE HEATING AND COOLING | 37MUHAQ30AA3+TIC2025-0016 | CAA**3721AM* | PG80MS(A,L)A36070B** | Split System | 30000 | 16 | 9 | 1.96 | R-454B | 650
217399069 | PAYNE HEATING AND COOLING | 37MUHAQ30AA3+TIC2025-0016 | CAA**4321AM* | PG80MS(A,L)A36070B** | Split System | 30000 | 16 | 9 | 1.96 | R-454B | 650
217397344 | SMART COMFORT | D5CUHAH30AAK+TIC2025-0016 | EA*5X37M21A* | *80VSL0701716B* | Split System | 30000 | 16 | 9 | 1.96 | R-454B | 650
217397400 | SMART COMFORT | D5CUHAH30AAK+TIC2025-0016 | EA*5X37M21A* | *80MSU1002120A* | Split System | 30000 | 16 | 9 | 1.96 | R-454B | 650
217397569 | SMART COMFORT | D5CUHAH30AAK+TIC2025-0016 | EA*5X37M21A* | *95MSU0802120A* | Split System | 30000 | 16 | 9 | 1.96 | R-454B | 650
217397416 | SMART COMFORT | D5CUHAH30AAK+TIC2025-0016 | EA*5X37M21A* | *80VTL0902120B* | Split System | 30000 | 16 | 9 | 1.96 | R-454B | 650
217396544 | SMART COMFORT | D5CUHAH30AAK+TIC2025-0016 | EA*5X43M21A* | *80MSU1002120A* | Split System | 30000 | 16 | 9 | 1.96 | R-454B | 650
217397313 | SMART COMFORT | D5CUHAH30AAK+TIC2025-0016 | EA*5X37M21A* | *80MS(N,L)0901714A* | Split System | 30000 | 16 | 9 | 1.96 | R-454B | 650
217396457 | SMART COMFORT | D5CUHAH30AAK+TIC2025-0016 | EA*5X43M21A* | *80MS(N,L)0901714A* | Split System | 30000 | 16 | 9 | 1.96 | R-454B | 650
217397345 | TEMPSTAR | D5CUHAH30AAK+TIC2025-0016 | EA*5X37M21A* | *80VSL0701716B* | Split System | 30000 | 16 | 9 | 1.96 | R-454B | 650
217397401 | TEMPSTAR | D5CUHAH30AAK+TIC2025-0016 | EA*5X37M21A* | *80MSU1002120A* | Split System | 30000 | 16 | 9 | 1.96 | R-454B | 650
217397570 | TEMPSTAR | D5CUHAH30AAK+TIC2025-0016 | EA*5X37M21A* | *95MSU0802120A* | Split System | 30000 | 16 | 9 | 1.96 | R-454B | 650
217396545 | TEMPSTAR | D5CUHAH30AAK+TIC2025-0016 | EA*5X43M21A* | *80MSU1002120A* | Split System | 30000 | 16 | 9 | 1.96 | R-454B | 650
217397417 | TEMPSTAR | D5CUHAH30AAK+TIC2025-0016 | EA*5X37M21A* | *80VTL0902120B* | Split System | 30000 | 16 | 9 | 1.96 | R-454B | 650
217397361 | TEMPSTAR | D5CUHAH30AAK+TIC2025-0016 | EA*5X37M21A* | *80VSL0902120B* | Split System | 30000 | 16 | 9 | 1.96 | R-454B | 650
217396450 | TEMPSTAR | D5CUHAH30AAK+TIC2025-0016 | EA*5X43M21A* | *80MS(N,L)0702116A* | Split System | 30000 | 16 | 9 | 1.96 | R-454B | 650
217397314 | TEMPSTAR | D5CUHAH30AAK+TIC2025-0016 | EA*5X37M21A* | *80MS(N,L)0901714A* | Split System | 30000 | 16 | 9 | 1.96 | R-454B | 650
217397291 | TEMPSTAR | D5CUHAH30AAK+TIC2025-0016 | EA*5X37M21A* | *80MS(N,L)0701712A* | Split System | 30000 | 16 | 9 | 1.96 | R-454B | 650
217396435 | TEMPSTAR | D5CUHAH30AAK+TIC2025-0016 | EA*5X43M21A* | *80MS(N,L)0701712A* | Split System | 30000 | 16 | 9 | 1.96 | R-454B | 650
217397556 | AIRQUEST | D5CUHAH30AAK+TIC2025-0016 | EA*5X37M21A* | *95MSU0601716A* | Split System | 30200 | 16 | 9 | 1.96 | R-454B | 650
217396708 | AIRQUEST | D5CUHAH30AAK+TIC2025-0016 | EA*5X43M21A* | *95MSU0802120A* | Split System | 30200 | 16 | 9 | 1.96 | R-454B | 650
217396555 | AIRQUEST | D5CUHAH30AAK+TIC2025-0016 | EA*5X43M21A* | *80VTL0902120B* | Split System | 30200 | 16 | 9 | 1.96 | R-454B | 650
217397316 | AIRQUEST | D5CUHAH30AAK+TIC2025-0016 | EA*5X37M21A* | *80MS(N,L)0902116A* | Split System | 30200 | 16 | 9 | 1.96 | R-454B | 650
217397443 | AIRQUEST | D5CUHAH30AAK+TIC2025-0016 | EA*5X37M21A* | *92MSN0802120A* | Split System | 30200 | 16 | 9 | 1.96 | R-454B | 650
217397493 | AIRQUEST | D5CUHAH30AAK+TIC2025-0016 | EA*5X37M21A* | *96MSN1002120A* | Split System | 30200 | 16 | 9 | 1.96 | R-454B | 650
217396693 | ARCOAIRE | D5CUHAH30AAK+TIC2025-0016 | EA*5X43M21A* | *95MSU0401712A* | Split System | 30200 | 16 | 9 | 1.96 | R-454B | 650
217396484 | ARCOAIRE | D5CUHAH30AAK+TIC2025-0016 | EA*5X43M21A* | *80VSL0701716B* | Split System | 30200 | 16 | 9 | 1.96 | R-454B | 650
217396709 | ARCOAIRE | D5CUHAH30AAK+TIC2025-0016 | EA*5X43M21A* | *95MSU0802120A* | Split System | 30200 | 16 | 9 | 1.96 | R-454B | 650
217397557 | ARCOAIRE | D5CUHAH30AAK+TIC2025-0016 | EA*5X37M21A* | *95MSU0601716A* | Split System | 30200 | 16 | 9 | 1.96 | R-454B | 650
217396556 | ARCOAIRE | D5CUHAH30AAK+TIC2025-0016 | EA*5X43M21A* | *80VTL0902120B* | Split System | 30200 | 16 | 9 | 1.96 | R-454B | 650
217396500 | ARCOAIRE | D5CUHAH30AAK+TIC2025-0016 | EA*5X43M21A* | *80VSL0902120B* | Split System | 30200 | 16 | 9 | 1.96 | R-454B | 650
217397444 | ARCOAIRE | D5CUHAH30AAK+TIC2025-0016 | EA*5X37M21A* | *92MSN0802120A* | Split System | 30200 | 16 | 9 | 1.96 | R-454B | 650
217397494 | ARCOAIRE | D5CUHAH30AAK+TIC2025-0016 | EA*5X37M21A* | *96MSN1002120A* | Split System | 30200 | 16 | 9 | 1.96 | R-454B | 650
217397317 | ARCOAIRE | D5CUHAH30AAK+TIC2025-0016 | EA*5X37M21A* | *80MS(N,L)0902116A* | Split System | 30200 | 16 | 9 | 1.96 | R-454B | 650
217399125 | BRYANT HEATING AND COOLING SYSTEMS | 37MUHAQ30AA3+TIC2025-0016 | CAA**4321AM* | 935SB36040M17*** | Split System | 30200 | 16 | 9 | 1.96 | R-454B | 650
217399082 | BRYANT HEATING AND COOLING SYSTEMS | 37MUHAQ30AA3+TIC2025-0016 | CAA**4321AM* | 82*SB48070V17*** | Split System | 30200 | 16 | 9 | 1.96 | R-454B | 650
217399129 | BRYANT HEATING AND COOLING SYSTEMS | 37MUHAQ30AA3+TIC2025-0016 | CAA**4321AM* | 935SB60080M21*** | Split System | 30200 | 16 | 9 | 1.96 | R-454B | 650
217399317 | BRYANT HEATING AND COOLING SYSTEMS | 37MUHAQ30AA3+TIC2025-0016 | CAA**3721AM* | 935SB48060M17*** | Split System | 30200 | 16 | 9 | 1.96 | R-454B | 650
217399098 | BRYANT HEATING AND COOLING SYSTEMS | 37MUHAQ30AA3+TIC2025-0016 | CAA**4321AM* | 82*TB60090V21*** | Split System | 30200 | 16 | 9 | 1.96 | R-454B | 650
217399084 | BRYANT HEATING AND COOLING SYSTEMS | 37MUHAQ30AA3+TIC2025-0016 | CAA**4321AM* | 82*SB60090V21*** | Split System | 30200 | 16 | 9 | 1.96 | R-454B | 650
217399296 | BRYANT HEATING AND COOLING SYSTEMS | 37MUHAQ30AA3+TIC2025-0016 | CAA**3721AM* | 912SE60080M21*** | Split System | 30200 | 16 | 9 | 1.96 | R-454B | 650
217399307 | BRYANT HEATING AND COOLING SYSTEMS | 37MUHAQ30AA3+TIC2025-0016 | CAA**3721AM* | 916SA60100M21*** | Split System | 30200 | 16 | 9 | 1.96 | R-454B | 650
217383308 | CARRIER | 37MUHAQ30AA3+TIC2025-0016 | CAA**4321AM* | 59SU5B040M17**12 | Split System | 30200 | 16 | 9 | 1.96 | R-454B | 650
217383248 | CARRIER | 37MUHAQ30AA3+TIC2025-0016 | CAA**4321AM* | 58SP*B070V17**16 | Split System | 30200 | 16 | 9 | 1.96 | R-454B | 650
217383536 | CARRIER | 37MUHAQ30AA3+TIC2025-0016 | CAA**3721AM* | 59SU5B060M17**16 | Split System | 30200 | 16 | 9 | 1.96 | R-454B | 650
217383313 | CARRIER | 37MUHAQ30AA3+TIC2025-0016 | CAA**4321AM* | 59SU5B080M21**20 | Split System | 30200 | 16 | 9 | 1.96 | R-454B | 650
217383270 | CARRIER | 37MUHAQ30AA3+TIC2025-0016 | CAA**4321AM* | 58TP*B090V21**20 | Split System | 30200 | 16 | 9 | 1.96 | R-454B | 650
217383252 | CARRIER | 37MUHAQ30AA3+TIC2025-0016 | CAA**4321AM* | 58SP*B090V21**20 | Split System | 30200 | 16 | 9 | 1.96 | R-454B | 650
217383520 | CARRIER | 37MUHAQ30AA3+TIC2025-0016 | CAA**3721AM* | 59SC6A100M21**20 | Split System | 30200 | 16 | 9 | 1.96 | R-454B | 650
217383474 | CARRIER | 37MUHAQ30AA3+TIC2025-0016 | CAA**3721AM* | 58S(B,C)*B090M21**16 | Split System | 30200 | 16 | 9 | 1.96 | R-454B | 650
217383508 | CARRIER | 37MUHAQ30AA3+TIC2025-0016 | CAA**3721AM* | 59SC2E080M21**20 | Split System | 30200 | 16 | 9 | 1.96 | R-454B | 650
217396694 | COMFORTMAKER | D5CUHAH30AAK+TIC2025-0016 | EA*5X43M21A* | *95MSU0401712A* | Split System | 30200 | 16 | 9 | 1.96 | R-454B | 650
217396485 | COMFORTMAKER | D5CUHAH30AAK+TIC2025-0016 | EA*5X43M21A* | *80VSL0701716B* | Split System | 30200 | 16 | 9 | 1.96 | R-454B | 650
217396710 | COMFORTMAKER | D5CUHAH30AAK+TIC2025-0016 | EA*5X43M21A* | *95MSU0802120A* | Split System | 30200 | 16 | 9 | 1.96 | R-454B | 650
217397558 | COMFORTMAKER | D5CUHAH30AAK+TIC2025-0016 | EA*5X37M21A* | *95MSU0601716A* | Split System | 30200 | 16 | 9 | 1.96 | R-454B | 650
217396501 | COMFORTMAKER | D5CUHAH30AAK+TIC2025-0016 | EA*5X43M21A* | *80VSL0902120B* | Split System | 30200 | 16 | 9 | 1.96 | R-454B | 650
217396557 | COMFORTMAKER | D5CUHAH30AAK+TIC2025-0016 | EA*5X43M21A* | *80VTL0902120B* | Split System | 30200 | 16 | 9 | 1.96 | R-454B | 650
217397495 | COMFORTMAKER | D5CUHAH30AAK+TIC2025-0016 | EA*5X37M21A* | *96MSN1002120A* | Split System | 30200 | 16 | 9 | 1.96 | R-454B | 650
217397445 | COMFORTMAKER | D5CUHAH30AAK+TIC2025-0016 | EA*5X37M21A* | *92MSN0802120A* | Split System | 30200 | 16 | 9 | 1.96 | R-454B | 650
217397318 | COMFORTMAKER | D5CUHAH30AAK+TIC2025-0016 | EA*5X37M21A* | *80MS(N,L)0902116A* | Split System | 30200 | 16 | 9 | 1.96 | R-454B | 650
217396695 | DAY & NIGHT | D5CUHAH30AAK+TIC2025-0016 | EA*5X43M21A* | *95MSU0401712A* | Split System | 30200 | 16 | 9 | 1.96 | R-454B | 650
217396486 | DAY & NIGHT | D5CUHAH30AAK+TIC2025-0016 | EA*5X43M21A* | *80VSL0701716B* | Split System | 30200 | 16 | 9 | 1.96 | R-454B | 650
217396711 | DAY & NIGHT | D5CUHAH30AAK+TIC2025-0016 | EA*5X43M21A* | *95MSU0802120A* | Split System | 30200 | 16 | 9 | 1.96 | R-454B | 650
217397559 | DAY & NIGHT | D5CUHAH30AAK+TIC2025-0016 | EA*5X37M21A* | *95MSU0601716A* | Split System | 30200 | 16 | 9 | 1.96 | R-454B | 650
217396502 | DAY & NIGHT | D5CUHAH30AAK+TIC2025-0016 | EA*5X43M21A* | *80VSL0902120B* | Split System | 30200 | 16 | 9 | 1.96 | R-454B | 650
217396558 | DAY & NIGHT | D5CUHAH30AAK+TIC2025-0016 | EA*5X43M21A* | *80VTL0902120B* | Split System | 30200 | 16 | 9 | 1.96 | R-454B | 650
217397446 | DAY & NIGHT | D5CUHAH30AAK+TIC2025-0016 | EA*5X37M21A* | *92MSN0802120A* | Split System | 30200 | 16 | 9 | 1.96 | R-454B | 650
217397496 | DAY & NIGHT | D5CUHAH30AAK+TIC2025-0016 | EA*5X37M21A* | *96MSN1002120A* | Split System | 30200 | 16 | 9 | 1.96 | R-454B | 650
217396691 | HEIL | D5CUHAH30AAK+TIC2025-0016 | EA*5X43M21A* | *95MSU0401712A* | Split System | 30200 | 16 | 9 | 1.96 | R-454B | 650
217396482 | HEIL | D5CUHAH30AAK+TIC2025-0016 | EA*5X43M21A* | *80VSL0701716B* | Split System | 30200 | 16 | 9 | 1.96 | R-454B | 650
217397555 | HEIL | D5CUHAH30AAK+TIC2025-0016 | EA*5X37M21A* | *95MSU0601716A* | Split System | 30200 | 16 | 9 | 1.96 | R-454B | 650
217396707 | HEIL | D5CUHAH30AAK+TIC2025-0016 | EA*5X43M21A* | *95MSU0802120A* | Split System | 30200 | 16 | 9 | 1.96 | R-454B | 650
217396554 | HEIL | D5CUHAH30AAK+TIC2025-0016 | EA*5X43M21A* | *80VTL0902120B* | Split System | 30200 | 16 | 9 | 1.96 | R-454B | 650
217396498 | HEIL | D5CUHAH30AAK+TIC2025-0016 | EA*5X43M21A* | *80VSL0902120B* | Split System | 30200 | 16 | 9 | 1.96 | R-454B | 650
217397315 | HEIL | D5CUHAH30AAK+TIC2025-0016 | EA*5X37M21A* | *80MS(N,L)0902116A* | Split System | 30200 | 16 | 9 | 1.96 | R-454B | 650
217396696 | KEEPRITE | D5CUHAH30AAK+TIC2025-0016 | EA*5X43M21A* | *95MSU0401712A* | Split System | 30200 | 16 | 9 | 1.96 | R-454B | 650
217396487 | KEEPRITE | D5CUHAH30AAK+TIC2025-0016 | EA*5X43M21A* | *80VSL0701716B* | Split System | 30200 | 16 | 9 | 1.96 | R-454B | 650
217396712 | KEEPRITE | D5CUHAH30AAK+TIC2025-0016 | EA*5X43M21A* | *95MSU0802120A* | Split System | 30200 | 16 | 9 | 1.96 | R-454B | 650
217397560 | KEEPRITE | D5CUHAH30AAK+TIC2025-0016 | EA*5X37M21A* | *95MSU0601716A* | Split System | 30200 | 16 | 9 | 1.96 | R-454B | 650
217396559 | KEEPRITE | D5CUHAH30AAK+TIC2025-0016 | EA*5X43M21A* | *80VTL0902120B* | Split System | 30200 | 16 | 9 | 1.96 | R-454B | 650
217396503 | KEEPRITE | D5CUHAH30AAK+TIC2025-0016 | EA*5X43M21A* | *80VSL0902120B* | Split System | 30200 | 16 | 9 | 1.96 | R-454B | 650
217397320 | KEEPRITE | D5CUHAH30AAK+TIC2025-0016 | EA*5X37M21A* | *80MS(N,L)0902116A* | Split System | 30200 | 16 | 9 | 1.96 | R-454B | 650
217397447 | KEEPRITE | D5CUHAH30AAK+TIC2025-0016 | EA*5X37M21A* | *92MSN0802120A* | Split System | 30200 | 16 | 9 | 1.96 | R-454B | 650
217397497 | KEEPRITE | D5CUHAH30AAK+TIC2025-0016 | EA*5X37M21A* | *96MSN1002120A* | Split System | 30200 | 16 | 9 | 1.96 | R-454B | 650
217399126 | PAYNE HEATING AND COOLING | 37MUHAQ30AA3+TIC2025-0016 | CAA**4321AM* | PG95MSUA36040B** | Split System | 30200 | 16 | 9 | 1.96 | R-454B | 650
217399318 | PAYNE HEATING AND COOLING | 37MUHAQ30AA3+TIC2025-0016 | CAA**3721AM* | PG95MSUA48060B** | Split System | 30200 | 16 | 9 | 1.96 | R-454B | 650
217399099 | PAYNE HEATING AND COOLING | 37MUHAQ30AA3+TIC2025-0016 | CAA**4321AM* | PG80VTLB60090C** | Split System | 30200 | 16 | 9 | 1.96 | R-454B | 650
217399297 | PAYNE HEATING AND COOLING | 37MUHAQ30AA3+TIC2025-0016 | CAA**3721AM* | PG92MSAA60080C** | Split System | 30200 | 16 | 9 | 1.96 | R-454B | 650
217399308 | PAYNE HEATING AND COOLING | 37MUHAQ30AA3+TIC2025-0016 | CAA**3721AM* | PG96MSAA60100C** | Split System | 30200 | 16 | 9 | 1.96 | R-454B | 650
217399267 | PAYNE HEATING AND COOLING | 37MUHAQ30AA3+TIC2025-0016 | CAA**3721AM* | PG80MS(A,L)A48090C** | Split System | 30200 | 16 | 9 | 1.96 | R-454B | 650
217396697 | SMART COMFORT | D5CUHAH30AAK+TIC2025-0016 | EA*5X43M21A* | *95MSU0401712A* | Split System | 30200 | 16 | 9 | 1.96 | R-454B | 650
217396488 | SMART COMFORT | D5CUHAH30AAK+TIC2025-0016 | EA*5X43M21A* | *80VSL0701716B* | Split System | 30200 | 16 | 9 | 1.96 | R-454B | 650
217396713 | SMART COMFORT | D5CUHAH30AAK+TIC2025-0016 | EA*5X43M21A* | *95MSU0802120A* | Split System | 30200 | 16 | 9 | 1.96 | R-454B | 650
217397561 | SMART COMFORT | D5CUHAH30AAK+TIC2025-0016 | EA*5X37M21A* | *95MSU0601716A* | Split System | 30200 | 16 | 9 | 1.96 | R-454B | 650
217396560 | SMART COMFORT | D5CUHAH30AAK+TIC2025-0016 | EA*5X43M21A* | *80VTL0902120B* | Split System | 30200 | 16 | 9 | 1.96 | R-454B | 650
217396504 | SMART COMFORT | D5CUHAH30AAK+TIC2025-0016 | EA*5X43M21A* | *80VSL0902120B* | Split System | 30200 | 16 | 9 | 1.96 | R-454B | 650
217397498 | SMART COMFORT | D5CUHAH30AAK+TIC2025-0016 | EA*5X37M21A* | *96MSN1002120A* | Split System | 30200 | 16 | 9 | 1.96 | R-454B | 650
217396698 | TEMPSTAR | D5CUHAH30AAK+TIC2025-0016 | EA*5X43M21A* | *95MSU0401712A* | Split System | 30200 | 16 | 9 | 1.96 | R-454B | 650
217396489 | TEMPSTAR | D5CUHAH30AAK+TIC2025-0016 | EA*5X43M21A* | *80VSL0701716B* | Split System | 30200 | 16 | 9 | 1.96 | R-454B | 650
217396714 | TEMPSTAR | D5CUHAH30AAK+TIC2025-0016 | EA*5X43M21A* | *95MSU0802120A* | Split System | 30200 | 16 | 9 | 1.96 | R-454B | 650
217397562 | TEMPSTAR | D5CUHAH30AAK+TIC2025-0016 | EA*5X37M21A* | *95MSU0601716A* | Split System | 30200 | 16 | 9 | 1.96 | R-454B | 650
217396561 | TEMPSTAR | D5CUHAH30AAK+TIC2025-0016 | EA*5X43M21A* | *80VTL0902120B* | Split System | 30200 | 16 | 9 | 1.96 | R-454B | 650
217396505 | TEMPSTAR | D5CUHAH30AAK+TIC2025-0016 | EA*5X43M21A* | *80VSL0902120B* | Split System | 30200 | 16 | 9 | 1.96 | R-454B | 650
217397321 | TEMPSTAR | D5CUHAH30AAK+TIC2025-0016 | EA*5X37M21A* | *80MS(N,L)0902116A* | Split System | 30200 | 16 | 9 | 1.96 | R-454B | 650
217397448 | TEMPSTAR | D5CUHAH30AAK+TIC2025-0016 | EA*5X37M21A* | *92MSN0802120A* | Split System | 30200 | 16 | 9 | 1.96 | R-454B | 650
217397499 | TEMPSTAR | D5CUHAH30AAK+TIC2025-0016 | EA*5X37M21A* | *96MSN1002120A* | Split System | 30200 | 16 | 9 | 1.96 | R-454B | 650
217606709 | AIRQUEST | D5CURAH24AAK | FMA5X24**AL* |  | Split System | 23800 | 16 | 9 | 1.98 | R-454B | 650
217606710 | ARCOAIRE | D5CURAH24AAK | FMA5X24**AL* |  | Split System | 23800 | 16 | 9 | 1.98 | R-454B | 650
217606706 | BRYANT HEATING AND COOLING SYSTEMS | 37MURAQ24AA3 | FMA5X24**AL* |  | Split System | 23800 | 16 | 9 | 1.98 | R-454B | 650
217606705 | CARRIER | 37MURAQ24AA3 | FMA5X24**AL* |  | Split System | 23800 | 16 | 9 | 1.98 | R-454B | 650
217606711 | COMFORTMAKER | D5CURAH24AAK | FMA5X24**AL* |  | Split System | 23800 | 16 | 9 | 1.98 | R-454B | 650
217606712 | DAY & NIGHT | D5CURAH24AAK | FMA5X24**AL* |  | Split System | 23800 | 16 | 9 | 1.98 | R-454B | 650
217606708 | HEIL | D5CURAH24AAK | FMA5X24**AL* |  | Split System | 23800 | 16 | 9 | 1.98 | R-454B | 650
217606713 | KEEPRITE | D5CURAH24AAK | FMA5X24**AL* |  | Split System | 23800 | 16 | 9 | 1.98 | R-454B | 650
217606707 | PAYNE HEATING AND COOLING | 37MURAQ24AA3 | FMA5X24**AL* |  | Split System | 23800 | 16 | 9 | 1.98 | R-454B | 650
217606714 | SMART COMFORT | D5CURAH24AAK | FMA5X24**AL* |  | Split System | 23800 | 16 | 9 | 1.98 | R-454B | 650
217606715 | TEMPSTAR | D5CURAH24AAK | FMA5X24**AL* |  | Split System | 23800 | 16 | 9 | 1.98 | R-454B | 650
217753151 | VIESSMANN | D5CURAH24AAK | FMA5X24**AL* |  | Split System | 23800 | 16 | 9 | 1.98 | R-454B | 650
217396739 | AIRQUEST | D5CUHAH30AAK+TIC2025-0016 | EA*5X43M21A* | *96VTN0601716B* | Split System | 29800 | 16 | 9 | 1.98 | R-454B | 650
217396660 | AIRQUEST | D5CUHAH30AAK+TIC2025-0016 | EA*5X43M21A* | *96VSN0601716B* | Split System | 29800 | 16 | 9 | 1.98 | R-454B | 650
217396779 | AIRQUEST | D5CUHAH30AAK+TIC2025-0016 | EA*5X43M21A* | *97VTN0601716A* | Split System | 29800 | 16 | 9 | 1.98 | R-454B | 650
217396740 | ARCOAIRE | D5CUHAH30AAK+TIC2025-0016 | EA*5X43M21A* | *96VTN0601716B* | Split System | 29800 | 16 | 9 | 1.98 | R-454B | 650
217396661 | ARCOAIRE | D5CUHAH30AAK+TIC2025-0016 | EA*5X43M21A* | *96VSN0601716B* | Split System | 29800 | 16 | 9 | 1.98 | R-454B | 650
217396780 | ARCOAIRE | D5CUHAH30AAK+TIC2025-0016 | EA*5X43M21A* | *97VTN0601716A* | Split System | 29800 | 16 | 9 | 1.98 | R-454B | 650
217399148 | BRYANT HEATING AND COOLING SYSTEMS | 37MUHAQ30AA3+TIC2025-0016 | CAA**4321AM* | 927TA48060V17*** | Split System | 29800 | 16 | 9 | 1.98 | R-454B | 650
217383299 | CARRIER | 37MUHAQ30AA3+TIC2025-0016 | CAA**4321AM* | 59SP6B060V17**16 | Split System | 29800 | 16 | 9 | 1.98 | R-454B | 650
217383333 | CARRIER | 37MUHAQ30AA3+TIC2025-0016 | CAA**4321AM* | 59TP7A060V17**16 | Split System | 29800 | 16 | 9 | 1.98 | R-454B | 650
217399136 | CARRIER | 37MUHAQ30AA3+TIC2025-0016 | CAA**4321AM* | GG96VTAB48060B** | Split System | 29800 | 16 | 9 | 1.98 | R-454B | 650
217383322 | CARRIER | 37MUHAQ30AA3+TIC2025-0016 | CAA**4321AM* | 59TP6C060V17**16 | Split System | 29800 | 16 | 9 | 1.98 | R-454B | 650
217396781 | COMFORTMAKER | D5CUHAH30AAK+TIC2025-0016 | EA*5X43M21A* | *97VTN0601716A* | Split System | 29800 | 16 | 9 | 1.98 | R-454B | 650
217396662 | COMFORTMAKER | D5CUHAH30AAK+TIC2025-0016 | EA*5X43M21A* | *96VSN0601716B* | Split System | 29800 | 16 | 9 | 1.98 | R-454B | 650
217396741 | COMFORTMAKER | D5CUHAH30AAK+TIC2025-0016 | EA*5X43M21A* | *96VTN0601716B* | Split System | 29800 | 16 | 9 | 1.98 | R-454B | 650
217396663 | DAY & NIGHT | D5CUHAH30AAK+TIC2025-0016 | EA*5X43M21A* | *96VSN0601716B* | Split System | 29800 | 16 | 9 | 1.98 | R-454B | 650
217396782 | DAY & NIGHT | D5CUHAH30AAK+TIC2025-0016 | EA*5X43M21A* | *97VTN0601716A* | Split System | 29800 | 16 | 9 | 1.98 | R-454B | 650
217396778 | HEIL | D5CUHAH30AAK+TIC2025-0016 | EA*5X43M21A* | *97VTN0601716A* | Split System | 29800 | 16 | 9 | 1.98 | R-454B | 650
217396738 | HEIL | D5CUHAH30AAK+TIC2025-0016 | EA*5X43M21A* | *96VTN0601716B* | Split System | 29800 | 16 | 9 | 1.98 | R-454B | 650
217396659 | HEIL | D5CUHAH30AAK+TIC2025-0016 | EA*5X43M21A* | *96VSN0601716B* | Split System | 29800 | 16 | 9 | 1.98 | R-454B | 650
217396783 | KEEPRITE | D5CUHAH30AAK+TIC2025-0016 | EA*5X43M21A* | *97VTN0601716A* | Split System | 29800 | 16 | 9 | 1.98 | R-454B | 650
217396664 | KEEPRITE | D5CUHAH30AAK+TIC2025-0016 | EA*5X43M21A* | *96VSN0601716B* | Split System | 29800 | 16 | 9 | 1.98 | R-454B | 650
217396743 | KEEPRITE | D5CUHAH30AAK+TIC2025-0016 | EA*5X43M21A* | *96VTN0601716B* | Split System | 29800 | 16 | 9 | 1.98 | R-454B | 650
217399138 | PAYNE HEATING AND COOLING | 37MUHAQ30AA3+TIC2025-0016 | CAA**4321AM* | PG96VTAB48060B** | Split System | 29800 | 16 | 9 | 1.98 | R-454B | 650
217399149 | PAYNE HEATING AND COOLING | 37MUHAQ30AA3+TIC2025-0016 | CAA**4321AM* | PG97VTAA48060B** | Split System | 29800 | 16 | 9 | 1.98 | R-454B | 650
217396784 | SMART COMFORT | D5CUHAH30AAK+TIC2025-0016 | EA*5X43M21A* | *97VTN0601716A* | Split System | 29800 | 16 | 9 | 1.98 | R-454B | 650
217396665 | SMART COMFORT | D5CUHAH30AAK+TIC2025-0016 | EA*5X43M21A* | *96VSN0601716B* | Split System | 29800 | 16 | 9 | 1.98 | R-454B | 650
217396744 | SMART COMFORT | D5CUHAH30AAK+TIC2025-0016 | EA*5X43M21A* | *96VTN0601716B* | Split System | 29800 | 16 | 9 | 1.98 | R-454B | 650
217396785 | TEMPSTAR | D5CUHAH30AAK+TIC2025-0016 | EA*5X43M21A* | *97VTN0601716A* | Split System | 29800 | 16 | 9 | 1.98 | R-454B | 650
217396666 | TEMPSTAR | D5CUHAH30AAK+TIC2025-0016 | EA*5X43M21A* | *96VSN0601716B* | Split System | 29800 | 16 | 9 | 1.98 | R-454B | 650
217396745 | TEMPSTAR | D5CUHAH30AAK+TIC2025-0016 | EA*5X43M21A* | *96VTN0601716B* | Split System | 29800 | 16 | 9 | 1.98 | R-454B | 650
217397548 | AIRQUEST | D5CUHAH30AAK+TIC2025-0016 | EA*5X37M21A* | *95MSU0401712A* | Split System | 30200 | 16 | 9 | 1.98 | R-454B | 650
217397524 | AIRQUEST | D5CUHAH30AAK+TIC2025-0016 | EA*5X37M21A* | *96VSN0801716B* | Split System | 30200 | 16 | 9 | 1.98 | R-454B | 650
217397603 | AIRQUEST | D5CUHAH30AAK+TIC2025-0016 | EA*5X37M21A* | *96VTN0801716B* | Split System | 30200 | 16 | 9 | 1.98 | R-454B | 650
217397643 | AIRQUEST | D5CUHAH30AAK+TIC2025-0016 | EA*5X37M21A* | *97VTN0801716A* | Split System | 30200 | 16 | 9 | 1.98 | R-454B | 650
217396700 | AIRQUEST | D5CUHAH30AAK+TIC2025-0016 | EA*5X43M21A* | *95MSU0601716A* | Split System | 30200 | 16 | 9 | 1.98 | R-454B | 650
217396587 | AIRQUEST | D5CUHAH30AAK+TIC2025-0016 | EA*5X43M21A* | *92MSN0802120A* | Split System | 30200 | 16 | 9 | 1.98 | R-454B | 650
217396637 | AIRQUEST | D5CUHAH30AAK+TIC2025-0016 | EA*5X43M21A* | *96MSN1002120A* | Split System | 30200 | 16 | 9 | 1.98 | R-454B | 650
217397450 | AIRQUEST | D5CUHAH30AAK+TIC2025-0016 | EA*5X37M21A* | *92MSN1002120A* | Split System | 30200 | 16 | 9 | 1.98 | R-454B | 650
217396460 | AIRQUEST | D5CUHAH30AAK+TIC2025-0016 | EA*5X43M21A* | *80MS(N,L)0902116A* | Split System | 30200 | 16 | 9 | 1.98 | R-454B | 650
217396594 | AIRQUEST | D5CUHAH30AAK+TIC2025-0016 | EA*5X43M21A* | *92MSN1002120A* | Split System | 30200 | 16 | 9 | 1.98 | R-454B | 650
217397458 | AIRQUEST | D5CUHAH30AAK+TIC2025-0016 | EA*5X37M21A* | *92MSN1002122A* | Split System | 30200 | 16 | 9 | 1.98 | R-454B | 650
217396602 | AIRQUEST | D5CUHAH30AAK+TIC2025-0016 | EA*5X43M21A* | *92MSN1002122A* | Split System | 30200 | 16 | 9 | 1.98 | R-454B | 650
217397323 | AIRQUEST | D5CUHAH30AAK+TIC2025-0016 | EA*5X37M21A* | *80MS(N,L)0902120A* | Split System | 30200 | 16 | 9 | 1.98 | R-454B | 650
217397549 | ARCOAIRE | D5CUHAH30AAK+TIC2025-0016 | EA*5X37M21A* | *95MSU0401712A* | Split System | 30200 | 16 | 9 | 1.98 | R-454B | 650
217397604 | ARCOAIRE | D5CUHAH30AAK+TIC2025-0016 | EA*5X37M21A* | *96VTN0801716B* | Split System | 30200 | 16 | 9 | 1.98 | R-454B | 650
217397644 | ARCOAIRE | D5CUHAH30AAK+TIC2025-0016 | EA*5X37M21A* | *97VTN0801716A* | Split System | 30200 | 16 | 9 | 1.98 | R-454B | 650
217397525 | ARCOAIRE | D5CUHAH30AAK+TIC2025-0016 | EA*5X37M21A* | *96VSN0801716B* | Split System | 30200 | 16 | 9 | 1.98 | R-454B | 650
217396701 | ARCOAIRE | D5CUHAH30AAK+TIC2025-0016 | EA*5X43M21A* | *95MSU0601716A* | Split System | 30200 | 16 | 9 | 1.98 | R-454B | 650
217396461 | ARCOAIRE | D5CUHAH30AAK+TIC2025-0016 | EA*5X43M21A* | *80MS(N,L)0902116A* | Split System | 30200 | 16 | 9 | 1.98 | R-454B | 650
217397451 | ARCOAIRE | D5CUHAH30AAK+TIC2025-0016 | EA*5X37M21A* | *92MSN1002120A* | Split System | 30200 | 16 | 9 | 1.98 | R-454B | 650
217396588 | ARCOAIRE | D5CUHAH30AAK+TIC2025-0016 | EA*5X43M21A* | *92MSN0802120A* | Split System | 30200 | 16 | 9 | 1.98 | R-454B | 650
217396638 | ARCOAIRE | D5CUHAH30AAK+TIC2025-0016 | EA*5X43M21A* | *96MSN1002120A* | Split System | 30200 | 16 | 9 | 1.98 | R-454B | 650
217397459 | ARCOAIRE | D5CUHAH30AAK+TIC2025-0016 | EA*5X37M21A* | *92MSN1002122A* | Split System | 30200 | 16 | 9 | 1.98 | R-454B | 650
217396595 | ARCOAIRE | D5CUHAH30AAK+TIC2025-0016 | EA*5X43M21A* | *92MSN1002120A* | Split System | 30200 | 16 | 9 | 1.98 | R-454B | 650
217397324 | ARCOAIRE | D5CUHAH30AAK+TIC2025-0016 | EA*5X37M21A* | *80MS(N,L)0902120A* | Split System | 30200 | 16 | 9 | 1.98 | R-454B | 650
217396603 | ARCOAIRE | D5CUHAH30AAK+TIC2025-0016 | EA*5X43M21A* | *92MSN1002122A* | Split System | 30200 | 16 | 9 | 1.98 | R-454B | 650
217396468 | ARCOAIRE | D5CUHAH30AAK+TIC2025-0016 | EA*5X43M21A* | *80MS(N,L)0902120A* | Split System | 30200 | 16 | 9 | 1.98 | R-454B | 650
217399315 | BRYANT HEATING AND COOLING SYSTEMS | 37MUHAQ30AA3+TIC2025-0016 | CAA**3721AM* | 935SB36040M17*** | Split System | 30200 | 16 | 9 | 1.98 | R-454B | 650
217399330 | BRYANT HEATING AND COOLING SYSTEMS | 37MUHAQ30AA3+TIC2025-0016 | CAA**3721AM* | 926TC48080V17*** | Split System | 30200 | 16 | 9 | 1.98 | R-454B | 650
217399340 | BRYANT HEATING AND COOLING SYSTEMS | 37MUHAQ30AA3+TIC2025-0016 | CAA**3721AM* | 927TA48080V17*** | Split System | 30200 | 16 | 9 | 1.98 | R-454B | 650
217399312 | BRYANT HEATING AND COOLING SYSTEMS | 37MUHAQ30AA3+TIC2025-0016 | CAA**3721AM* | 926SB48080V17*** | Split System | 30200 | 16 | 9 | 1.98 | R-454B | 650
217399127 | BRYANT HEATING AND COOLING SYSTEMS | 37MUHAQ30AA3+TIC2025-0016 | CAA**4321AM* | 935SB48060M17*** | Split System | 30200 | 16 | 9 | 1.98 | R-454B | 650
217399117 | BRYANT HEATING AND COOLING SYSTEMS | 37MUHAQ30AA3+TIC2025-0016 | CAA**4321AM* | 916SA60100M21*** | Split System | 30200 | 16 | 9 | 1.98 | R-454B | 650
217399298 | BRYANT HEATING AND COOLING SYSTEMS | 37MUHAQ30AA3+TIC2025-0016 | CAA**3721AM* | 912SE60100M21*** | Split System | 30200 | 16 | 9 | 1.98 | R-454B | 650
217399106 | BRYANT HEATING AND COOLING SYSTEMS | 37MUHAQ30AA3+TIC2025-0016 | CAA**4321AM* | 912SE60080M21*** | Split System | 30200 | 16 | 9 | 1.98 | R-454B | 650
217399076 | BRYANT HEATING AND COOLING SYSTEMS | 37MUHAQ30AA3+TIC2025-0016 | CAA**4321AM* | 8(0,1)*SB48090M21*** | Split System | 30200 | 16 | 9 | 1.98 | R-454B | 650
217399300 | BRYANT HEATING AND COOLING SYSTEMS | 37MUHAQ30AA3+TIC2025-0016 | CAA**3721AM* | 912SE66100M21*** | Split System | 30200 | 16 | 9 | 1.98 | R-454B | 650
217399108 | BRYANT HEATING AND COOLING SYSTEMS | 37MUHAQ30AA3+TIC2025-0016 | CAA**4321AM* | 912SE60100M21*** | Split System | 30200 | 16 | 9 | 1.98 | R-454B | 650
217399268 | BRYANT HEATING AND COOLING SYSTEMS | 37MUHAQ30AA3+TIC2025-0016 | CAA**3721AM* | 8(0,1)*SB60090M21*** | Split System | 30200 | 16 | 9 | 1.98 | R-454B | 650
217399110 | BRYANT HEATING AND COOLING SYSTEMS | 37MUHAQ30AA3+TIC2025-0016 | CAA**4321AM* | 912SE66100M21*** | Split System | 30200 | 16 | 9 | 1.98 | R-454B | 650
217399078 | BRYANT HEATING AND COOLING SYSTEMS | 37MUHAQ30AA3+TIC2025-0016 | CAA**4321AM* | 8(0,1)*SB60090M21*** | Split System | 30200 | 16 | 9 | 1.98 | R-454B | 650
217383534 | CARRIER | 37MUHAQ30AA3+TIC2025-0016 | CAA**3721AM* | 59SU5B040M17**12 | Split System | 30200 | 16 | 9 | 1.98 | R-454B | 650
217383548 | CARRIER | 37MUHAQ30AA3+TIC2025-0016 | CAA**3721AM* | 59TP6C080V17**16 | Split System | 30200 | 16 | 9 | 1.98 | R-454B | 650
217383529 | CARRIER | 37MUHAQ30AA3+TIC2025-0016 | CAA**3721AM* | 59SP6B080V17**16 | Split System | 30200 | 16 | 9 | 1.98 | R-454B | 650
217383558 | CARRIER | 37MUHAQ30AA3+TIC2025-0016 | CAA**3721AM* | 59TP7A080V17**16 | Split System | 30200 | 16 | 9 | 1.98 | R-454B | 650
217399329 | CARRIER | 37MUHAQ30AA3+TIC2025-0016 | CAA**3721AM* | GG96VTAB48080B** | Split System | 30200 | 16 | 9 | 1.98 | R-454B | 650
217383311 | CARRIER | 37MUHAQ30AA3+TIC2025-0016 | CAA**4321AM* | 59SU5B060M17**16 | Split System | 30200 | 16 | 9 | 1.98 | R-454B | 650
217383278 | CARRIER | 37MUHAQ30AA3+TIC2025-0016 | CAA**4321AM* | 59SC2E080M21**20 | Split System | 30200 | 16 | 9 | 1.98 | R-454B | 650
217383241 | CARRIER | 37MUHAQ30AA3+TIC2025-0016 | CAA**4321AM* | 58S(B,C)*B090M21**16 | Split System | 30200 | 16 | 9 | 1.98 | R-454B | 650
217383510 | CARRIER | 37MUHAQ30AA3+TIC2025-0016 | CAA**3721AM* | 59SC2E100M21**20 | Split System | 30200 | 16 | 9 | 1.98 | R-454B | 650
217383292 | CARRIER | 37MUHAQ30AA3+TIC2025-0016 | CAA**4321AM* | 59SC6A100M21**20 | Split System | 30200 | 16 | 9 | 1.98 | R-454B | 650
217383512 | CARRIER | 37MUHAQ30AA3+TIC2025-0016 | CAA**3721AM* | 59SC2E100M21**22 | Split System | 30200 | 16 | 9 | 1.98 | R-454B | 650
217383475 | CARRIER | 37MUHAQ30AA3+TIC2025-0016 | CAA**3721AM* | 58S(B,C)*B090M21**20 | Split System | 30200 | 16 | 9 | 1.98 | R-454B | 650
217383283 | CARRIER | 37MUHAQ30AA3+TIC2025-0016 | CAA**4321AM* | 59SC2E100M21**22 | Split System | 30200 | 16 | 9 | 1.98 | R-454B | 650
217383243 | CARRIER | 37MUHAQ30AA3+TIC2025-0016 | CAA**4321AM* | 58S(B,C)*B090M21**20 | Split System | 30200 | 16 | 9 | 1.98 | R-454B | 650
217397550 | COMFORTMAKER | D5CUHAH30AAK+TIC2025-0016 | EA*5X37M21A* | *95MSU0401712A* | Split System | 30200 | 16 | 9 | 1.98 | R-454B | 650
217397605 | COMFORTMAKER | D5CUHAH30AAK+TIC2025-0016 | EA*5X37M21A* | *96VTN0801716B* | Split System | 30200 | 16 | 9 | 1.98 | R-454B | 650
217397645 | COMFORTMAKER | D5CUHAH30AAK+TIC2025-0016 | EA*5X37M21A* | *97VTN0801716A* | Split System | 30200 | 16 | 9 | 1.98 | R-454B | 650
217396702 | COMFORTMAKER | D5CUHAH30AAK+TIC2025-0016 | EA*5X43M21A* | *95MSU0601716A* | Split System | 30200 | 16 | 9 | 1.98 | R-454B | 650
217396462 | COMFORTMAKER | D5CUHAH30AAK+TIC2025-0016 | EA*5X43M21A* | *80MS(N,L)0902116A* | Split System | 30200 | 16 | 9 | 1.98 | R-454B | 650
217396639 | COMFORTMAKER | D5CUHAH30AAK+TIC2025-0016 | EA*5X43M21A* | *96MSN1002120A* | Split System | 30200 | 16 | 9 | 1.98 | R-454B | 650
217396589 | COMFORTMAKER | D5CUHAH30AAK+TIC2025-0016 | EA*5X43M21A* | *92MSN0802120A* | Split System | 30200 | 16 | 9 | 1.98 | R-454B | 650
217397452 | COMFORTMAKER | D5CUHAH30AAK+TIC2025-0016 | EA*5X37M21A* | *92MSN1002120A* | Split System | 30200 | 16 | 9 | 1.98 | R-454B | 650
217396596 | COMFORTMAKER | D5CUHAH30AAK+TIC2025-0016 | EA*5X43M21A* | *92MSN1002120A* | Split System | 30200 | 16 | 9 | 1.98 | R-454B | 650
217397460 | COMFORTMAKER | D5CUHAH30AAK+TIC2025-0016 | EA*5X37M21A* | *92MSN1002122A* | Split System | 30200 | 16 | 9 | 1.98 | R-454B | 650
217397325 | COMFORTMAKER | D5CUHAH30AAK+TIC2025-0016 | EA*5X37M21A* | *80MS(N,L)0902120A* | Split System | 30200 | 16 | 9 | 1.98 | R-454B | 650
217396604 | COMFORTMAKER | D5CUHAH30AAK+TIC2025-0016 | EA*5X43M21A* | *92MSN1002122A* | Split System | 30200 | 16 | 9 | 1.98 | R-454B | 650
217396469 | COMFORTMAKER | D5CUHAH30AAK+TIC2025-0016 | EA*5X43M21A* | *80MS(N,L)0902120A* | Split System | 30200 | 16 | 9 | 1.98 | R-454B | 650
217397551 | DAY & NIGHT | D5CUHAH30AAK+TIC2025-0016 | EA*5X37M21A* | *95MSU0401712A* | Split System | 30200 | 16 | 9 | 1.98 | R-454B | 650
217397606 | DAY & NIGHT | D5CUHAH30AAK+TIC2025-0016 | EA*5X37M21A* | *96VTN0801716B* | Split System | 30200 | 16 | 9 | 1.98 | R-454B | 650
217397527 | DAY & NIGHT | D5CUHAH30AAK+TIC2025-0016 | EA*5X37M21A* | *96VSN0801716B* | Split System | 30200 | 16 | 9 | 1.98 | R-454B | 650
217397646 | DAY & NIGHT | D5CUHAH30AAK+TIC2025-0016 | EA*5X37M21A* | *97VTN0801716A* | Split System | 30200 | 16 | 9 | 1.98 | R-454B | 650
217396703 | DAY & NIGHT | D5CUHAH30AAK+TIC2025-0016 | EA*5X43M21A* | *95MSU0601716A* | Split System | 30200 | 16 | 9 | 1.98 | R-454B | 650
217396590 | DAY & NIGHT | D5CUHAH30AAK+TIC2025-0016 | EA*5X43M21A* | *92MSN0802120A* | Split System | 30200 | 16 | 9 | 1.98 | R-454B | 650
217397453 | DAY & NIGHT | D5CUHAH30AAK+TIC2025-0016 | EA*5X37M21A* | *92MSN1002120A* | Split System | 30200 | 16 | 9 | 1.98 | R-454B | 650
217396597 | DAY & NIGHT | D5CUHAH30AAK+TIC2025-0016 | EA*5X43M21A* | *92MSN1002120A* | Split System | 30200 | 16 | 9 | 1.98 | R-454B | 650
217397461 | DAY & NIGHT | D5CUHAH30AAK+TIC2025-0016 | EA*5X37M21A* | *92MSN1002122A* | Split System | 30200 | 16 | 9 | 1.98 | R-454B | 650
217396605 | DAY & NIGHT | D5CUHAH30AAK+TIC2025-0016 | EA*5X43M21A* | *92MSN1002122A* | Split System | 30200 | 16 | 9 | 1.98 | R-454B | 650
217396470 | DAY & NIGHT | D5CUHAH30AAK+TIC2025-0016 | EA*5X43M21A* | *80MS(N,L)0902120A* | Split System | 30200 | 16 | 9 | 1.98 | R-454B | 650
217397547 | HEIL | D5CUHAH30AAK+TIC2025-0016 | EA*5X37M21A* | *95MSU0401712A* | Split System | 30200 | 16 | 9 | 1.98 | R-454B | 650
217397602 | HEIL | D5CUHAH30AAK+TIC2025-0016 | EA*5X37M21A* | *96VTN0801716B* | Split System | 30200 | 16 | 9 | 1.98 | R-454B | 650
217397523 | HEIL | D5CUHAH30AAK+TIC2025-0016 | EA*5X37M21A* | *96VSN0801716B* | Split System | 30200 | 16 | 9 | 1.98 | R-454B | 650
217396699 | HEIL | D5CUHAH30AAK+TIC2025-0016 | EA*5X43M21A* | *95MSU0601716A* | Split System | 30200 | 16 | 9 | 1.98 | R-454B | 650
217396586 | HEIL | D5CUHAH30AAK+TIC2025-0016 | EA*5X43M21A* | *92MSN0802120A* | Split System | 30200 | 16 | 9 | 1.98 | R-454B | 650
217397449 | HEIL | D5CUHAH30AAK+TIC2025-0016 | EA*5X37M21A* | *92MSN1002120A* | Split System | 30200 | 16 | 9 | 1.98 | R-454B | 650
217396459 | HEIL | D5CUHAH30AAK+TIC2025-0016 | EA*5X43M21A* | *80MS(N,L)0902116A* | Split System | 30200 | 16 | 9 | 1.98 | R-454B | 650
217396636 | HEIL | D5CUHAH30AAK+TIC2025-0016 | EA*5X43M21A* | *96MSN1002120A* | Split System | 30200 | 16 | 9 | 1.98 | R-454B | 650
217396593 | HEIL | D5CUHAH30AAK+TIC2025-0016 | EA*5X43M21A* | *92MSN1002120A* | Split System | 30200 | 16 | 9 | 1.98 | R-454B | 650
217397457 | HEIL | D5CUHAH30AAK+TIC2025-0016 | EA*5X37M21A* | *92MSN1002122A* | Split System | 30200 | 16 | 9 | 1.98 | R-454B | 650
217397322 | HEIL | D5CUHAH30AAK+TIC2025-0016 | EA*5X37M21A* | *80MS(N,L)0902120A* | Split System | 30200 | 16 | 9 | 1.98 | R-454B | 650
217396601 | HEIL | D5CUHAH30AAK+TIC2025-0016 | EA*5X43M21A* | *92MSN1002122A* | Split System | 30200 | 16 | 9 | 1.98 | R-454B | 650
217396466 | HEIL | D5CUHAH30AAK+TIC2025-0016 | EA*5X43M21A* | *80MS(N,L)0902120A* | Split System | 30200 | 16 | 9 | 1.98 | R-454B | 650
217397552 | KEEPRITE | D5CUHAH30AAK+TIC2025-0016 | EA*5X37M21A* | *95MSU0401712A* | Split System | 30200 | 16 | 9 | 1.98 | R-454B | 650
217397647 | KEEPRITE | D5CUHAH30AAK+TIC2025-0016 | EA*5X37M21A* | *97VTN0801716A* | Split System | 30200 | 16 | 9 | 1.98 | R-454B | 650
217397607 | KEEPRITE | D5CUHAH30AAK+TIC2025-0016 | EA*5X37M21A* | *96VTN0801716B* | Split System | 30200 | 16 | 9 | 1.98 | R-454B | 650
217396704 | KEEPRITE | D5CUHAH30AAK+TIC2025-0016 | EA*5X43M21A* | *95MSU0601716A* | Split System | 30200 | 16 | 9 | 1.98 | R-454B | 650
217396464 | KEEPRITE | D5CUHAH30AAK+TIC2025-0016 | EA*5X43M21A* | *80MS(N,L)0902116A* | Split System | 30200 | 16 | 9 | 1.98 | R-454B | 650
217396591 | KEEPRITE | D5CUHAH30AAK+TIC2025-0016 | EA*5X43M21A* | *92MSN0802120A* | Split System | 30200 | 16 | 9 | 1.98 | R-454B | 650
217396641 | KEEPRITE | D5CUHAH30AAK+TIC2025-0016 | EA*5X43M21A* | *96MSN1002120A* | Split System | 30200 | 16 | 9 | 1.98 | R-454B | 650
217397454 | KEEPRITE | D5CUHAH30AAK+TIC2025-0016 | EA*5X37M21A* | *92MSN1002120A* | Split System | 30200 | 16 | 9 | 1.98 | R-454B | 650
217397462 | KEEPRITE | D5CUHAH30AAK+TIC2025-0016 | EA*5X37M21A* | *92MSN1002122A* | Split System | 30200 | 16 | 9 | 1.98 | R-454B | 650
217396598 | KEEPRITE | D5CUHAH30AAK+TIC2025-0016 | EA*5X43M21A* | *92MSN1002120A* | Split System | 30200 | 16 | 9 | 1.98 | R-454B | 650
217396606 | KEEPRITE | D5CUHAH30AAK+TIC2025-0016 | EA*5X43M21A* | *92MSN1002122A* | Split System | 30200 | 16 | 9 | 1.98 | R-454B | 650
217397327 | KEEPRITE | D5CUHAH30AAK+TIC2025-0016 | EA*5X37M21A* | *80MS(N,L)0902120A* | Split System | 30200 | 16 | 9 | 1.98 | R-454B | 650
217396471 | KEEPRITE | D5CUHAH30AAK+TIC2025-0016 | EA*5X43M21A* | *80MS(N,L)0902120A* | Split System | 30200 | 16 | 9 | 1.98 | R-454B | 650
217399316 | PAYNE HEATING AND COOLING | 37MUHAQ30AA3+TIC2025-0016 | CAA**3721AM* | PG95MSUA36040B** | Split System | 30200 | 16 | 9 | 1.98 | R-454B | 650
217399331 | PAYNE HEATING AND COOLING | 37MUHAQ30AA3+TIC2025-0016 | CAA**3721AM* | PG96VTAB48080B** | Split System | 30200 | 16 | 9 | 1.98 | R-454B | 650
217399128 | PAYNE HEATING AND COOLING | 37MUHAQ30AA3+TIC2025-0016 | CAA**4321AM* | PG95MSUA48060B** | Split System | 30200 | 16 | 9 | 1.98 | R-454B | 650
217399299 | PAYNE HEATING AND COOLING | 37MUHAQ30AA3+TIC2025-0016 | CAA**3721AM* | PG92MSAA60100C** | Split System | 30200 | 16 | 9 | 1.98 | R-454B | 650
217399118 | PAYNE HEATING AND COOLING | 37MUHAQ30AA3+TIC2025-0016 | CAA**4321AM* | PG96MSAA60100C** | Split System | 30200 | 16 | 9 | 1.98 | R-454B | 650
217399077 | PAYNE HEATING AND COOLING | 37MUHAQ30AA3+TIC2025-0016 | CAA**4321AM* | PG80MS(A,L)A48090C** | Split System | 30200 | 16 | 9 | 1.98 | R-454B | 650
217399109 | PAYNE HEATING AND COOLING | 37MUHAQ30AA3+TIC2025-0016 | CAA**4321AM* | PG92MSAA60100C** | Split System | 30200 | 16 | 9 | 1.98 | R-454B | 650
217399269 | PAYNE HEATING AND COOLING | 37MUHAQ30AA3+TIC2025-0016 | CAA**3721AM* | PG80MS(A,L)A60090C** | Split System | 30200 | 16 | 9 | 1.98 | R-454B | 650
217399079 | PAYNE HEATING AND COOLING | 37MUHAQ30AA3+TIC2025-0016 | CAA**4321AM* | PG80MS(A,L)A60090C** | Split System | 30200 | 16 | 9 | 1.98 | R-454B | 650
217397553 | SMART COMFORT | D5CUHAH30AAK+TIC2025-0016 | EA*5X37M21A* | *95MSU0401712A* | Split System | 30200 | 16 | 9 | 1.98 | R-454B | 650
217397529 | SMART COMFORT | D5CUHAH30AAK+TIC2025-0016 | EA*5X37M21A* | *96VSN0801716B* | Split System | 30200 | 16 | 9 | 1.98 | R-454B | 650
217397648 | SMART COMFORT | D5CUHAH30AAK+TIC2025-0016 | EA*5X37M21A* | *97VTN0801716A* | Split System | 30200 | 16 | 9 | 1.98 | R-454B | 650
217396705 | SMART COMFORT | D5CUHAH30AAK+TIC2025-0016 | EA*5X43M21A* | *95MSU0601716A* | Split System | 30200 | 16 | 9 | 1.98 | R-454B | 650
217396642 | SMART COMFORT | D5CUHAH30AAK+TIC2025-0016 | EA*5X43M21A* | *96MSN1002120A* | Split System | 30200 | 16 | 9 | 1.98 | R-454B | 650
217397455 | SMART COMFORT | D5CUHAH30AAK+TIC2025-0016 | EA*5X37M21A* | *92MSN1002120A* | Split System | 30200 | 16 | 9 | 1.98 | R-454B | 650
217397328 | SMART COMFORT | D5CUHAH30AAK+TIC2025-0016 | EA*5X37M21A* | *80MS(N,L)0902120A* | Split System | 30200 | 16 | 9 | 1.98 | R-454B | 650
217396472 | SMART COMFORT | D5CUHAH30AAK+TIC2025-0016 | EA*5X43M21A* | *80MS(N,L)0902120A* | Split System | 30200 | 16 | 9 | 1.98 | R-454B | 650
217397554 | TEMPSTAR | D5CUHAH30AAK+TIC2025-0016 | EA*5X37M21A* | *95MSU0401712A* | Split System | 30200 | 16 | 9 | 1.98 | R-454B | 650
217397530 | TEMPSTAR | D5CUHAH30AAK+TIC2025-0016 | EA*5X37M21A* | *96VSN0801716B* | Split System | 30200 | 16 | 9 | 1.98 | R-454B | 650
217397649 | TEMPSTAR | D5CUHAH30AAK+TIC2025-0016 | EA*5X37M21A* | *97VTN0801716A* | Split System | 30200 | 16 | 9 | 1.98 | R-454B | 650
217397609 | TEMPSTAR | D5CUHAH30AAK+TIC2025-0016 | EA*5X37M21A* | *96VTN0801716B* | Split System | 30200 | 16 | 9 | 1.98 | R-454B | 650
217396706 | TEMPSTAR | D5CUHAH30AAK+TIC2025-0016 | EA*5X43M21A* | *95MSU0601716A* | Split System | 30200 | 16 | 9 | 1.98 | R-454B | 650
217396592 | TEMPSTAR | D5CUHAH30AAK+TIC2025-0016 | EA*5X43M21A* | *92MSN0802120A* | Split System | 30200 | 16 | 9 | 1.98 | R-454B | 650
217396465 | TEMPSTAR | D5CUHAH30AAK+TIC2025-0016 | EA*5X43M21A* | *80MS(N,L)0902116A* | Split System | 30200 | 16 | 9 | 1.98 | R-454B | 650
217396643 | TEMPSTAR | D5CUHAH30AAK+TIC2025-0016 | EA*5X43M21A* | *96MSN1002120A* | Split System | 30200 | 16 | 9 | 1.98 | R-454B | 650
217397456 | TEMPSTAR | D5CUHAH30AAK+TIC2025-0016 | EA*5X37M21A* | *92MSN1002120A* | Split System | 30200 | 16 | 9 | 1.98 | R-454B | 650
217397463 | TEMPSTAR | D5CUHAH30AAK+TIC2025-0016 | EA*5X37M21A* | *92MSN1002122A* | Split System | 30200 | 16 | 9 | 1.98 | R-454B | 650
217396600 | TEMPSTAR | D5CUHAH30AAK+TIC2025-0016 | EA*5X43M21A* | *92MSN1002120A* | Split System | 30200 | 16 | 9 | 1.98 | R-454B | 650
217396607 | TEMPSTAR | D5CUHAH30AAK+TIC2025-0016 | EA*5X43M21A* | *92MSN1002122A* | Split System | 30200 | 16 | 9 | 1.98 | R-454B | 650
217397329 | TEMPSTAR | D5CUHAH30AAK+TIC2025-0016 | EA*5X37M21A* | *80MS(N,L)0902120A* | Split System | 30200 | 16 | 9 | 1.98 | R-454B | 650
217396473 | TEMPSTAR | D5CUHAH30AAK+TIC2025-0016 | EA*5X43M21A* | *80MS(N,L)0902120A* | Split System | 30200 | 16 | 9 | 1.98 | R-454B | 650
217396747 | AIRQUEST | D5CUHAH30AAK+TIC2025-0016 | EA*5X43M21A* | *96VTN0801716B* | Split System | 30400 | 16 | 9 | 1.98 | R-454B | 650
217396668 | AIRQUEST | D5CUHAH30AAK+TIC2025-0016 | EA*5X43M21A* | *96VSN0801716B* | Split System | 30400 | 16 | 9 | 1.98 | R-454B | 650
217396787 | AIRQUEST | D5CUHAH30AAK+TIC2025-0016 | EA*5X43M21A* | *97VTN0801716A* | Split System | 30400 | 16 | 9 | 1.98 | R-454B | 650
217397331 | AIRQUEST | D5CUHAH30AAK+TIC2025-0016 | EA*5X37M21A* | *80MS(N,L)1102120A* | Split System | 30400 | 16 | 9 | 1.98 | R-454B | 650
217396475 | AIRQUEST | D5CUHAH30AAK+TIC2025-0016 | EA*5X43M21A* | *80MS(N,L)1102120A* | Split System | 30400 | 16 | 9 | 1.98 | R-454B | 650
217396748 | ARCOAIRE | D5CUHAH30AAK+TIC2025-0016 | EA*5X43M21A* | *96VTN0801716B* | Split System | 30400 | 16 | 9 | 1.98 | R-454B | 650
217396669 | ARCOAIRE | D5CUHAH30AAK+TIC2025-0016 | EA*5X43M21A* | *96VSN0801716B* | Split System | 30400 | 16 | 9 | 1.98 | R-454B | 650
217396788 | ARCOAIRE | D5CUHAH30AAK+TIC2025-0016 | EA*5X43M21A* | *97VTN0801716A* | Split System | 30400 | 16 | 9 | 1.98 | R-454B | 650
217397332 | ARCOAIRE | D5CUHAH30AAK+TIC2025-0016 | EA*5X37M21A* | *80MS(N,L)1102120A* | Split System | 30400 | 16 | 9 | 1.98 | R-454B | 650
217396476 | ARCOAIRE | D5CUHAH30AAK+TIC2025-0016 | EA*5X43M21A* | *80MS(N,L)1102120A* | Split System | 30400 | 16 | 9 | 1.98 | R-454B | 650
217399140 | BRYANT HEATING AND COOLING SYSTEMS | 37MUHAQ30AA3+TIC2025-0016 | CAA**4321AM* | 926TC48080V17*** | Split System | 30400 | 16 | 9 | 1.98 | R-454B | 650
217399122 | BRYANT HEATING AND COOLING SYSTEMS | 37MUHAQ30AA3+TIC2025-0016 | CAA**4321AM* | 926SB48080V17*** | Split System | 30400 | 16 | 9 | 1.98 | R-454B | 650
217399150 | BRYANT HEATING AND COOLING SYSTEMS | 37MUHAQ30AA3+TIC2025-0016 | CAA**4321AM* | 927TA48080V17*** | Split System | 30400 | 16 | 9 | 1.98 | R-454B | 650
217399270 | BRYANT HEATING AND COOLING SYSTEMS | 37MUHAQ30AA3+TIC2025-0016 | CAA**3721AM* | 8(0,1)*SB60110M21*** | Split System | 30400 | 16 | 9 | 1.98 | R-454B | 650
217383302 | CARRIER | 37MUHAQ30AA3+TIC2025-0016 | CAA**4321AM* | 59SP6B080V17**16 | Split System | 30400 | 16 | 9 | 1.98 | R-454B | 650
217383324 | CARRIER | 37MUHAQ30AA3+TIC2025-0016 | CAA**4321AM* | 59TP6C080V17**16 | Split System | 30400 | 16 | 9 | 1.98 | R-454B | 650
217383335 | CARRIER | 37MUHAQ30AA3+TIC2025-0016 | CAA**4321AM* | 59TP7A080V17**16 | Split System | 30400 | 16 | 9 | 1.98 | R-454B | 650
217399139 | CARRIER | 37MUHAQ30AA3+TIC2025-0016 | CAA**4321AM* | GG96VTAB48080B** | Split System | 30400 | 16 | 9 | 1.98 | R-454B | 650
217383477 | CARRIER | 37MUHAQ30AA3+TIC2025-0016 | CAA**3721AM* | 58S(B,C)*B110M21**20 | Split System | 30400 | 16 | 9 | 1.98 | R-454B | 650
217383246 | CARRIER | 37MUHAQ30AA3+TIC2025-0016 | CAA**4321AM* | 58S(B,C)*B110M21**20 | Split System | 30400 | 16 | 9 | 1.98 | R-454B | 650
217396749 | COMFORTMAKER | D5CUHAH30AAK+TIC2025-0016 | EA*5X43M21A* | *96VTN0801716B* | Split System | 30400 | 16 | 9 | 1.98 | R-454B | 650
217396789 | COMFORTMAKER | D5CUHAH30AAK+TIC2025-0016 | EA*5X43M21A* | *97VTN0801716A* | Split System | 30400 | 16 | 9 | 1.98 | R-454B | 650
217396670 | COMFORTMAKER | D5CUHAH30AAK+TIC2025-0016 | EA*5X43M21A* | *96VSN0801716B* | Split System | 30400 | 16 | 9 | 1.98 | R-454B | 650
217396477 | COMFORTMAKER | D5CUHAH30AAK+TIC2025-0016 | EA*5X43M21A* | *80MS(N,L)1102120A* | Split System | 30400 | 16 | 9 | 1.98 | R-454B | 650
217396790 | DAY & NIGHT | D5CUHAH30AAK+TIC2025-0016 | EA*5X43M21A* | *97VTN0801716A* | Split System | 30400 | 16 | 9 | 1.98 | R-454B | 650
217396750 | DAY & NIGHT | D5CUHAH30AAK+TIC2025-0016 | EA*5X43M21A* | *96VTN0801716B* | Split System | 30400 | 16 | 9 | 1.98 | R-454B | 650
217396671 | DAY & NIGHT | D5CUHAH30AAK+TIC2025-0016 | EA*5X43M21A* | *96VSN0801716B* | Split System | 30400 | 16 | 9 | 1.98 | R-454B | 650
217397334 | DAY & NIGHT | D5CUHAH30AAK+TIC2025-0016 | EA*5X37M21A* | *80MS(N,L)1102120A* | Split System | 30400 | 16 | 9 | 1.98 | R-454B | 650
217396478 | DAY & NIGHT | D5CUHAH30AAK+TIC2025-0016 | EA*5X43M21A* | *80MS(N,L)1102120A* | Split System | 30400 | 16 | 9 | 1.98 | R-454B | 650
217396786 | HEIL | D5CUHAH30AAK+TIC2025-0016 | EA*5X43M21A* | *97VTN0801716A* | Split System | 30400 | 16 | 9 | 1.98 | R-454B | 650
217396667 | HEIL | D5CUHAH30AAK+TIC2025-0016 | EA*5X43M21A* | *96VSN0801716B* | Split System | 30400 | 16 | 9 | 1.98 | R-454B | 650
217396746 | HEIL | D5CUHAH30AAK+TIC2025-0016 | EA*5X43M21A* | *96VTN0801716B* | Split System | 30400 | 16 | 9 | 1.98 | R-454B | 650
217397330 | HEIL | D5CUHAH30AAK+TIC2025-0016 | EA*5X37M21A* | *80MS(N,L)1102120A* | Split System | 30400 | 16 | 9 | 1.98 | R-454B | 650
217396791 | KEEPRITE | D5CUHAH30AAK+TIC2025-0016 | EA*5X43M21A* | *97VTN0801716A* | Split System | 30400 | 16 | 9 | 1.98 | R-454B | 650
217396672 | KEEPRITE | D5CUHAH30AAK+TIC2025-0016 | EA*5X43M21A* | *96VSN0801716B* | Split System | 30400 | 16 | 9 | 1.98 | R-454B | 650
217396751 | KEEPRITE | D5CUHAH30AAK+TIC2025-0016 | EA*5X43M21A* | *96VTN0801716B* | Split System | 30400 | 16 | 9 | 1.98 | R-454B | 650
217397335 | KEEPRITE | D5CUHAH30AAK+TIC2025-0016 | EA*5X37M21A* | *80MS(N,L)1102120A* | Split System | 30400 | 16 | 9 | 1.98 | R-454B | 650
217396479 | KEEPRITE | D5CUHAH30AAK+TIC2025-0016 | EA*5X43M21A* | *80MS(N,L)1102120A* | Split System | 30400 | 16 | 9 | 1.98 | R-454B | 650
217399141 | PAYNE HEATING AND COOLING | 37MUHAQ30AA3+TIC2025-0016 | CAA**4321AM* | PG96VTAB48080B** | Split System | 30400 | 16 | 9 | 1.98 | R-454B | 650
217399151 | PAYNE HEATING AND COOLING | 37MUHAQ30AA3+TIC2025-0016 | CAA**4321AM* | PG97VTAA48080B** | Split System | 30400 | 16 | 9 | 1.98 | R-454B | 650
217399271 | PAYNE HEATING AND COOLING | 37MUHAQ30AA3+TIC2025-0016 | CAA**3721AM* | PG80MS(A,L)A60110C** | Split System | 30400 | 16 | 9 | 1.98 | R-454B | 650
217399081 | PAYNE HEATING AND COOLING | 37MUHAQ30AA3+TIC2025-0016 | CAA**4321AM* | PG80MS(A,L)A60110C** | Split System | 30400 | 16 | 9 | 1.98 | R-454B | 650
217396792 | SMART COMFORT | D5CUHAH30AAK+TIC2025-0016 | EA*5X43M21A* | *97VTN0801716A* | Split System | 30400 | 16 | 9 | 1.98 | R-454B | 650
217396673 | SMART COMFORT | D5CUHAH30AAK+TIC2025-0016 | EA*5X43M21A* | *96VSN0801716B* | Split System | 30400 | 16 | 9 | 1.98 | R-454B | 650
217396752 | SMART COMFORT | D5CUHAH30AAK+TIC2025-0016 | EA*5X43M21A* | *96VTN0801716B* | Split System | 30400 | 16 | 9 | 1.98 | R-454B | 650
217397336 | SMART COMFORT | D5CUHAH30AAK+TIC2025-0016 | EA*5X37M21A* | *80MS(N,L)1102120A* | Split System | 30400 | 16 | 9 | 1.98 | R-454B | 650
217396480 | SMART COMFORT | D5CUHAH30AAK+TIC2025-0016 | EA*5X43M21A* | *80MS(N,L)1102120A* | Split System | 30400 | 16 | 9 | 1.98 | R-454B | 650
217396793 | TEMPSTAR | D5CUHAH30AAK+TIC2025-0016 | EA*5X43M21A* | *97VTN0801716A* | Split System | 30400 | 16 | 9 | 1.98 | R-454B | 650
217396753 | TEMPSTAR | D5CUHAH30AAK+TIC2025-0016 | EA*5X43M21A* | *96VTN0801716B* | Split System | 30400 | 16 | 9 | 1.98 | R-454B | 650
217397337 | TEMPSTAR | D5CUHAH30AAK+TIC2025-0016 | EA*5X37M21A* | *80MS(N,L)1102120A* | Split System | 30400 | 16 | 9 | 1.98 | R-454B | 650
217396481 | TEMPSTAR | D5CUHAH30AAK+TIC2025-0016 | EA*5X43M21A* | *80MS(N,L)1102120A* | Split System | 30400 | 16 | 9 | 1.98 | R-454B | 650
217397435 | AIRQUEST | D5CUHAH30AAK+TIC2025-0016 | EA*5X37M21A* | *92MSN0801716A* | Split System | 30600 | 16 | 9 | 1.98 | R-454B | 650
217397436 | ARCOAIRE | D5CUHAH30AAK+TIC2025-0016 | EA*5X37M21A* | *92MSN0801716A* | Split System | 30600 | 16 | 9 | 1.98 | R-454B | 650
217399294 | BRYANT HEATING AND COOLING SYSTEMS | 37MUHAQ30AA3+TIC2025-0016 | CAA**3721AM* | 912SE48080M17*** | Split System | 30600 | 16 | 9 | 1.98 | R-454B | 650
217383506 | CARRIER | 37MUHAQ30AA3+TIC2025-0016 | CAA**3721AM* | 59SC2E080M17**16 | Split System | 30600 | 16 | 9 | 1.98 | R-454B | 650
217397437 | COMFORTMAKER | D5CUHAH30AAK+TIC2025-0016 | EA*5X37M21A* | *92MSN0801716A* | Split System | 30600 | 16 | 9 | 1.98 | R-454B | 650
217397438 | DAY & NIGHT | D5CUHAH30AAK+TIC2025-0016 | EA*5X37M21A* | *92MSN0801716A* | Split System | 30600 | 16 | 9 | 1.98 | R-454B | 650
217397434 | HEIL | D5CUHAH30AAK+TIC2025-0016 | EA*5X37M21A* | *92MSN0801716A* | Split System | 30600 | 16 | 9 | 1.98 | R-454B | 650
217397439 | KEEPRITE | D5CUHAH30AAK+TIC2025-0016 | EA*5X37M21A* | *92MSN0801716A* | Split System | 30600 | 16 | 9 | 1.98 | R-454B | 650
217399295 | PAYNE HEATING AND COOLING | 37MUHAQ30AA3+TIC2025-0016 | CAA**3721AM* | PG92MSAA48080B** | Split System | 30600 | 16 | 9 | 1.98 | R-454B | 650
217397440 | SMART COMFORT | D5CUHAH30AAK+TIC2025-0016 | EA*5X37M21A* | *92MSN0801716A* | Split System | 30600 | 16 | 9 | 1.98 | R-454B | 650
217397441 | TEMPSTAR | D5CUHAH30AAK+TIC2025-0016 | EA*5X37M21A* | *92MSN0801716A* | Split System | 30600 | 16 | 9 | 1.98 | R-454B | 650
217635503 | DAY & NIGHT | D5CUHAH24AAK+TIC2025-0016 | EA*5X24M17A* | OMV112K14A | Split System | 23200 | 16 | 9 | 2 | R-454B | 650
217635504 | KEEPRITE | D5CUHAH24AAK+TIC2025-0016 | EA*5X24M17A* | OMV112K14A | Split System | 23200 | 16 | 9 | 2 | R-454B | 650
217635505 | SMART COMFORT | D5CUHAH24AAK+TIC2025-0016 | EA*5X24M17A* | OMV112K14A | Split System | 23200 | 16 | 9 | 2 | R-454B | 650
217635506 | TEMPSTAR | D5CUHAH24AAK+TIC2025-0016 | EA*5X24M17A* | OMV112K14A | Split System | 23200 | 16 | 9 | 2 | R-454B | 650
217396843 | AIRQUEST | D5CUHAH30AAK+TIC2025-0016 | EA*5X43M21A* | OMV112K14A | Split System | 31000 | 16 | 9 | 2 | R-454B | 650
217397699 | AIRQUEST | D5CUHAH30AAK+TIC2025-0016 | EA*5X37M21A* | OMV112K14A | Split System | 31000 | 16 | 9 | 2 | R-454B | 650
217397700 | ARCOAIRE | D5CUHAH30AAK+TIC2025-0016 | EA*5X37M21A* | OMV112K14A | Split System | 31000 | 16 | 9 | 2 | R-454B | 650
217396844 | ARCOAIRE | D5CUHAH30AAK+TIC2025-0016 | EA*5X43M21A* | OMV112K14A | Split System | 31000 | 16 | 9 | 2 | R-454B | 650
217399350 | BRYANT HEATING AND COOLING SYSTEMS | 37MUHAQ30AA3+TIC2025-0016 | CAA**3721AM* | OVMAAB042112 | Split System | 31000 | 16 | 9 | 2 | R-454B | 650
217399160 | BRYANT HEATING AND COOLING SYSTEMS | 37MUHAQ30AA3+TIC2025-0016 | CAA**4321AM* | OVMAAB042112 | Split System | 31000 | 16 | 9 | 2 | R-454B | 650
217383349 | CARRIER | 37MUHAQ30AA3+TIC2025-0016 | CAA**4321AM* | OVMAAB042112 | Split System | 31000 | 16 | 9 | 2 | R-454B | 650
217396845 | COMFORTMAKER | D5CUHAH30AAK+TIC2025-0016 | EA*5X43M21A* | OMV112K14A | Split System | 31000 | 16 | 9 | 2 | R-454B | 650
217397701 | COMFORTMAKER | D5CUHAH30AAK+TIC2025-0016 | EA*5X37M21A* | OMV112K14A | Split System | 31000 | 16 | 9 | 2 | R-454B | 650
217396846 | DAY & NIGHT | D5CUHAH30AAK+TIC2025-0016 | EA*5X43M21A* | OMV112K14A | Split System | 31000 | 16 | 9 | 2 | R-454B | 650
217397702 | DAY & NIGHT | D5CUHAH30AAK+TIC2025-0016 | EA*5X37M21A* | OMV112K14A | Split System | 31000 | 16 | 9 | 2 | R-454B | 650
217396842 | HEIL | D5CUHAH30AAK+TIC2025-0016 | EA*5X43M21A* | OMV112K14A | Split System | 31000 | 16 | 9 | 2 | R-454B | 650
217397698 | HEIL | D5CUHAH30AAK+TIC2025-0016 | EA*5X37M21A* | OMV112K14A | Split System | 31000 | 16 | 9 | 2 | R-454B | 650
217397703 | KEEPRITE | D5CUHAH30AAK+TIC2025-0016 | EA*5X37M21A* | OMV112K14A | Split System | 31000 | 16 | 9 | 2 | R-454B | 650
217396847 | KEEPRITE | D5CUHAH30AAK+TIC2025-0016 | EA*5X43M21A* | OMV112K14A | Split System | 31000 | 16 | 9 | 2 | R-454B | 650
217396848 | SMART COMFORT | D5CUHAH30AAK+TIC2025-0016 | EA*5X43M21A* | OMV112K14A | Split System | 31000 | 16 | 9 | 2 | R-454B | 650
217397704 | SMART COMFORT | D5CUHAH30AAK+TIC2025-0016 | EA*5X37M21A* | OMV112K14A | Split System | 31000 | 16 | 9 | 2 | R-454B | 650
217396849 | TEMPSTAR | D5CUHAH30AAK+TIC2025-0016 | EA*5X43M21A* | OMV112K14A | Split System | 31000 | 16 | 9 | 2 | R-454B | 650
217397705 | TEMPSTAR | D5CUHAH30AAK+TIC2025-0016 | EA*5X37M21A* | OMV112K14A | Split System | 31000 | 16 | 9 | 2 | R-454B | 650
216634165 | ACIQ | H5H0V24*K*AAA* | EA*5X30M17A*+WALLCON | *97CTN0801716A* | Split System | 23000 | 16.5 | 9 | 1.86 | R-454B | 650
216634164 | ACIQ | H5H0V24*K*AAA* | EA*5X30M17A*+WALLCON | *97CTN0601716A* | Split System | 23000 | 16.5 | 9 | 1.86 | R-454B | 650
217753148 | VIESSMANN | D5CUHAH36AAK+TIC2025-0016 | FMA5X36**AL* |  | Split System | 36200 | 16.5 | 9 | 1.9 | R-454B | 650
216633023 | ACIQ | H5H0V24*K*AAA* | EA*5X24M17A*+WALLCON | *97CMN0801714B* | Split System | 22800 | 16.5 | 9 | 1.94 | R-454B | 650
216633022 | ACIQ | H5H0V24*K*AAA* | EA*5X24M17A*+WALLCON | *97CMN0601714B* | Split System | 22800 | 16.5 | 9 | 1.94 | R-454B | 650
216634157 | ACIQ | H5H0V24*K*AAA* | EA*5X24M17A*+WALLCON | *97CTN0801716A* | Split System | 22800 | 16.5 | 9 | 1.94 | R-454B | 650
216633025 | ACIQ | H5H0V24*K*AAA* | EA*5X24M17A*+WALLCON | *96CTN0601714B* | Split System | 22800 | 16.5 | 9 | 1.94 | R-454B | 650
216634156 | ACIQ | H5H0V24*K*AAA* | EA*5X24M17A*+WALLCON | *97CTN0601716A* | Split System | 22800 | 16.5 | 9 | 1.94 | R-454B | 650
216633016 | ACIQ | H5H0V24*K*AAA* | EA*5X24M17A*+WALLCON | *80CSU0401712A* | Split System | 22800 | 16.5 | 9 | 1.96 | R-454B | 650
216633017 | ACIQ | H5H0V24*K*AAA* | EA*5X24M17A*+WALLCON | *80CSU0601716A* | Split System | 22800 | 16.5 | 9 | 1.96 | R-454B | 650
216633020 | ACIQ | H5H0V24*K*AAA* | EA*5X24M17A*+WALLCON | *80CTL0701716B* | Split System | 22800 | 16.5 | 9 | 1.96 | R-454B | 650
215666964 | AIRQUEST | H5H0V24*K*AAA* | EA*5X24M17A*+WALLCON | *80CSU0401712A* | Split System | 22800 | 16.5 | 9 | 1.96 | R-454B | 650
215667052 | TEMPSTAR | T5H0V24*K*AAA* | EA*5X24M17A*+WALLCON | *80CTL0701716B* | Split System | 22800 | 16.5 | 9 | 1.96 | R-454B | 650
217396563 | AIRQUEST | D5CUHAH30AAK+TIC2025-0016 | EA*5X43M21A* | *80VTL1102122B* | Split System | 29800 | 16.5 | 9 | 1.96 | R-454B | 650
217396564 | ARCOAIRE | D5CUHAH30AAK+TIC2025-0016 | EA*5X43M21A* | *80VTL1102122B* | Split System | 29800 | 16.5 | 9 | 1.96 | R-454B | 650
217399100 | BRYANT HEATING AND COOLING SYSTEMS | 37MUHAQ30AA3+TIC2025-0016 | CAA**4321AM* | 82*TB66110V21*** | Split System | 29800 | 16.5 | 9 | 1.96 | R-454B | 650
217383272 | CARRIER | 37MUHAQ30AA3+TIC2025-0016 | CAA**4321AM* | 58TP*B110V21**22 | Split System | 29800 | 16.5 | 9 | 1.96 | R-454B | 650
217396565 | COMFORTMAKER | D5CUHAH30AAK+TIC2025-0016 | EA*5X43M21A* | *80VTL1102122B* | Split System | 29800 | 16.5 | 9 | 1.96 | R-454B | 650
217396566 | DAY & NIGHT | D5CUHAH30AAK+TIC2025-0016 | EA*5X43M21A* | *80VTL1102122B* | Split System | 29800 | 16.5 | 9 | 1.96 | R-454B | 650
217396562 | HEIL | D5CUHAH30AAK+TIC2025-0016 | EA*5X43M21A* | *80VTL1102122B* | Split System | 29800 | 16.5 | 9 | 1.96 | R-454B | 650
217396567 | KEEPRITE | D5CUHAH30AAK+TIC2025-0016 | EA*5X43M21A* | *80VTL1102122B* | Split System | 29800 | 16.5 | 9 | 1.96 | R-454B | 650
217399101 | PAYNE HEATING AND COOLING | 37MUHAQ30AA3+TIC2025-0016 | CAA**4321AM* | PG80VTLB66110C** | Split System | 29800 | 16.5 | 9 | 1.96 | R-454B | 650
217396568 | SMART COMFORT | D5CUHAH30AAK+TIC2025-0016 | EA*5X43M21A* | *80VTL1102122B* | Split System | 29800 | 16.5 | 9 | 1.96 | R-454B | 650
217396569 | TEMPSTAR | D5CUHAH30AAK+TIC2025-0016 | EA*5X43M21A* | *80VTL1102122B* | Split System | 29800 | 16.5 | 9 | 1.96 | R-454B | 650
217397611 | AIRQUEST | D5CUHAH30AAK+TIC2025-0016 | EA*5X37M21A* | *96VTN0802120B* | Split System | 30000 | 16.5 | 9 | 1.96 | R-454B | 650
217397532 | AIRQUEST | D5CUHAH30AAK+TIC2025-0016 | EA*5X37M21A* | *96VSN0802120B* | Split System | 30000 | 16.5 | 9 | 1.96 | R-454B | 650
217397651 | AIRQUEST | D5CUHAH30AAK+TIC2025-0016 | EA*5X37M21A* | *97VTN0802120A* | Split System | 30000 | 16.5 | 9 | 1.96 | R-454B | 650
217396795 | AIRQUEST | D5CUHAH30AAK+TIC2025-0016 | EA*5X43M21A* | *97VTN0802120A* | Split System | 30000 | 16.5 | 9 | 1.96 | R-454B | 650
217396676 | AIRQUEST | D5CUHAH30AAK+TIC2025-0016 | EA*5X43M21A* | *96VSN0802120B* | Split System | 30000 | 16.5 | 9 | 1.96 | R-454B | 650
217396755 | AIRQUEST | D5CUHAH30AAK+TIC2025-0016 | EA*5X43M21A* | *96VTN0802120B* | Split System | 30000 | 16.5 | 9 | 1.96 | R-454B | 650
217397667 | AIRQUEST | D5CUHAH30AAK+TIC2025-0016 | EA*5X37M21A* | *97VTN1002122A* | Split System | 30000 | 16.5 | 9 | 1.96 | R-454B | 650
217397627 | AIRQUEST | D5CUHAH30AAK+TIC2025-0016 | EA*5X37M21A* | *96VTN1002122B* | Split System | 30000 | 16.5 | 9 | 1.96 | R-454B | 650
217396811 | AIRQUEST | D5CUHAH30AAK+TIC2025-0016 | EA*5X43M21A* | *97VTN1002122A* | Split System | 30000 | 16.5 | 9 | 1.96 | R-454B | 650
217396771 | AIRQUEST | D5CUHAH30AAK+TIC2025-0016 | EA*5X43M21A* | *96VTN1002122B* | Split System | 30000 | 16.5 | 9 | 1.96 | R-454B | 650
217397379 | AIRQUEST | D5CUHAH30AAK+TIC2025-0016 | EA*5X37M21A* | *80MSU0601716A* | Split System | 30000 | 16.5 | 9 | 1.96 | R-454B | 650
217397652 | ARCOAIRE | D5CUHAH30AAK+TIC2025-0016 | EA*5X37M21A* | *97VTN0802120A* | Split System | 30000 | 16.5 | 9 | 1.96 | R-454B | 650
217397612 | ARCOAIRE | D5CUHAH30AAK+TIC2025-0016 | EA*5X37M21A* | *96VTN0802120B* | Split System | 30000 | 16.5 | 9 | 1.96 | R-454B | 650
217397533 | ARCOAIRE | D5CUHAH30AAK+TIC2025-0016 | EA*5X37M21A* | *96VSN0802120B* | Split System | 30000 | 16.5 | 9 | 1.96 | R-454B | 650
217396677 | ARCOAIRE | D5CUHAH30AAK+TIC2025-0016 | EA*5X43M21A* | *96VSN0802120B* | Split System | 30000 | 16.5 | 9 | 1.96 | R-454B | 650
217396796 | ARCOAIRE | D5CUHAH30AAK+TIC2025-0016 | EA*5X43M21A* | *97VTN0802120A* | Split System | 30000 | 16.5 | 9 | 1.96 | R-454B | 650
217396756 | ARCOAIRE | D5CUHAH30AAK+TIC2025-0016 | EA*5X43M21A* | *96VTN0802120B* | Split System | 30000 | 16.5 | 9 | 1.96 | R-454B | 650
217397668 | ARCOAIRE | D5CUHAH30AAK+TIC2025-0016 | EA*5X37M21A* | *97VTN1002122A* | Split System | 30000 | 16.5 | 9 | 1.96 | R-454B | 650
217397628 | ARCOAIRE | D5CUHAH30AAK+TIC2025-0016 | EA*5X37M21A* | *96VTN1002122B* | Split System | 30000 | 16.5 | 9 | 1.96 | R-454B | 650
217396812 | ARCOAIRE | D5CUHAH30AAK+TIC2025-0016 | EA*5X43M21A* | *97VTN1002122A* | Split System | 30000 | 16.5 | 9 | 1.96 | R-454B | 650
217396772 | ARCOAIRE | D5CUHAH30AAK+TIC2025-0016 | EA*5X43M21A* | *96VTN1002122B* | Split System | 30000 | 16.5 | 9 | 1.96 | R-454B | 650
217397380 | ARCOAIRE | D5CUHAH30AAK+TIC2025-0016 | EA*5X37M21A* | *80MSU0601716A* | Split System | 30000 | 16.5 | 9 | 1.96 | R-454B | 650
217399332 | BRYANT HEATING AND COOLING SYSTEMS | 37MUHAQ30AA3+TIC2025-0016 | CAA**3721AM* | 926TC60080V21*** | Split System | 30000 | 16.5 | 9 | 1.96 | R-454B | 650
217399313 | BRYANT HEATING AND COOLING SYSTEMS | 37MUHAQ30AA3+TIC2025-0016 | CAA**3721AM* | 926SB60080V21*** | Split System | 30000 | 16.5 | 9 | 1.96 | R-454B | 650
217399342 | BRYANT HEATING AND COOLING SYSTEMS | 37MUHAQ30AA3+TIC2025-0016 | CAA**3721AM* | 927TA60080V21*** | Split System | 30000 | 16.5 | 9 | 1.96 | R-454B | 650
217399123 | BRYANT HEATING AND COOLING SYSTEMS | 37MUHAQ30AA3+TIC2025-0016 | CAA**4321AM* | 926SB60080V21*** | Split System | 30000 | 16.5 | 9 | 1.96 | R-454B | 650
217399152 | BRYANT HEATING AND COOLING SYSTEMS | 37MUHAQ30AA3+TIC2025-0016 | CAA**4321AM* | 927TA60080V21*** | Split System | 30000 | 16.5 | 9 | 1.96 | R-454B | 650
217399142 | BRYANT HEATING AND COOLING SYSTEMS | 37MUHAQ30AA3+TIC2025-0016 | CAA**4321AM* | 926TC60080V21*** | Split System | 30000 | 16.5 | 9 | 1.96 | R-454B | 650
217399346 | BRYANT HEATING AND COOLING SYSTEMS | 37MUHAQ30AA3+TIC2025-0016 | CAA**3721AM* | 927TA66100V21*** | Split System | 30000 | 16.5 | 9 | 1.96 | R-454B | 650
217399337 | BRYANT HEATING AND COOLING SYSTEMS | 37MUHAQ30AA3+TIC2025-0016 | CAA**3721AM* | 926TC66100V21*** | Split System | 30000 | 16.5 | 9 | 1.96 | R-454B | 650
217399156 | BRYANT HEATING AND COOLING SYSTEMS | 37MUHAQ30AA3+TIC2025-0016 | CAA**4321AM* | 927TA66100V21*** | Split System | 30000 | 16.5 | 9 | 1.96 | R-454B | 650
217399147 | BRYANT HEATING AND COOLING SYSTEMS | 37MUHAQ30AA3+TIC2025-0016 | CAA**4321AM* | 926TC66100V21*** | Split System | 30000 | 16.5 | 9 | 1.96 | R-454B | 650
217399278 | BRYANT HEATING AND COOLING SYSTEMS | 37MUHAQ30AA3+TIC2025-0016 | CAA**3721AM* | 83*SB48060M17*** | Split System | 30000 | 16.5 | 9 | 1.96 | R-454B | 650
217383550 | CARRIER | 37MUHAQ30AA3+TIC2025-0016 | CAA**3721AM* | 59TP6C080V21**20 | Split System | 30000 | 16.5 | 9 | 1.96 | R-454B | 650
217383560 | CARRIER | 37MUHAQ30AA3+TIC2025-0016 | CAA**3721AM* | 59TP7A080V21**20 | Split System | 30000 | 16.5 | 9 | 1.96 | R-454B | 650
217383531 | CARRIER | 37MUHAQ30AA3+TIC2025-0016 | CAA**3721AM* | 59SP6B080V21**20 | Split System | 30000 | 16.5 | 9 | 1.96 | R-454B | 650
217383337 | CARRIER | 37MUHAQ30AA3+TIC2025-0016 | CAA**4321AM* | 59TP7A080V21**20 | Split System | 30000 | 16.5 | 9 | 1.96 | R-454B | 650
217383327 | CARRIER | 37MUHAQ30AA3+TIC2025-0016 | CAA**4321AM* | 59TP6C080V21**20 | Split System | 30000 | 16.5 | 9 | 1.96 | R-454B | 650
217383304 | CARRIER | 37MUHAQ30AA3+TIC2025-0016 | CAA**4321AM* | 59SP6B080V21**20 | Split System | 30000 | 16.5 | 9 | 1.96 | R-454B | 650
217383564 | CARRIER | 37MUHAQ30AA3+TIC2025-0016 | CAA**3721AM* | 59TP7A100V21**22 | Split System | 30000 | 16.5 | 9 | 1.96 | R-454B | 650
217383554 | CARRIER | 37MUHAQ30AA3+TIC2025-0016 | CAA**3721AM* | 59TP6C100V21**22 | Split System | 30000 | 16.5 | 9 | 1.96 | R-454B | 650
217383331 | CARRIER | 37MUHAQ30AA3+TIC2025-0016 | CAA**4321AM* | 59TP6C100V21**22 | Split System | 30000 | 16.5 | 9 | 1.96 | R-454B | 650
217383341 | CARRIER | 37MUHAQ30AA3+TIC2025-0016 | CAA**4321AM* | 59TP7A100V21**22 | Split System | 30000 | 16.5 | 9 | 1.96 | R-454B | 650
217383490 | CARRIER | 37MUHAQ30AA3+TIC2025-0016 | CAA**3721AM* | 58SU*B060M17**16 | Split System | 30000 | 16.5 | 9 | 1.96 | R-454B | 650
217397534 | COMFORTMAKER | D5CUHAH30AAK+TIC2025-0016 | EA*5X37M21A* | *96VSN0802120B* | Split System | 30000 | 16.5 | 9 | 1.96 | R-454B | 650
217397613 | COMFORTMAKER | D5CUHAH30AAK+TIC2025-0016 | EA*5X37M21A* | *96VTN0802120B* | Split System | 30000 | 16.5 | 9 | 1.96 | R-454B | 650
217396678 | COMFORTMAKER | D5CUHAH30AAK+TIC2025-0016 | EA*5X43M21A* | *96VSN0802120B* | Split System | 30000 | 16.5 | 9 | 1.96 | R-454B | 650
217396797 | COMFORTMAKER | D5CUHAH30AAK+TIC2025-0016 | EA*5X43M21A* | *97VTN0802120A* | Split System | 30000 | 16.5 | 9 | 1.96 | R-454B | 650
217396757 | COMFORTMAKER | D5CUHAH30AAK+TIC2025-0016 | EA*5X43M21A* | *96VTN0802120B* | Split System | 30000 | 16.5 | 9 | 1.96 | R-454B | 650
217397629 | COMFORTMAKER | D5CUHAH30AAK+TIC2025-0016 | EA*5X37M21A* | *96VTN1002122B* | Split System | 30000 | 16.5 | 9 | 1.96 | R-454B | 650
217397669 | COMFORTMAKER | D5CUHAH30AAK+TIC2025-0016 | EA*5X37M21A* | *97VTN1002122A* | Split System | 30000 | 16.5 | 9 | 1.96 | R-454B | 650
217396773 | COMFORTMAKER | D5CUHAH30AAK+TIC2025-0016 | EA*5X43M21A* | *96VTN1002122B* | Split System | 30000 | 16.5 | 9 | 1.96 | R-454B | 650
217396813 | COMFORTMAKER | D5CUHAH30AAK+TIC2025-0016 | EA*5X43M21A* | *97VTN1002122A* | Split System | 30000 | 16.5 | 9 | 1.96 | R-454B | 650
217397381 | COMFORTMAKER | D5CUHAH30AAK+TIC2025-0016 | EA*5X37M21A* | *80MSU0601716A* | Split System | 30000 | 16.5 | 9 | 1.96 | R-454B | 650
217397654 | DAY & NIGHT | D5CUHAH30AAK+TIC2025-0016 | EA*5X37M21A* | *97VTN0802120A* | Split System | 30000 | 16.5 | 9 | 1.96 | R-454B | 650
217397535 | DAY & NIGHT | D5CUHAH30AAK+TIC2025-0016 | EA*5X37M21A* | *96VSN0802120B* | Split System | 30000 | 16.5 | 9 | 1.96 | R-454B | 650
217397614 | DAY & NIGHT | D5CUHAH30AAK+TIC2025-0016 | EA*5X37M21A* | *96VTN0802120B* | Split System | 30000 | 16.5 | 9 | 1.96 | R-454B | 650
217396758 | DAY & NIGHT | D5CUHAH30AAK+TIC2025-0016 | EA*5X43M21A* | *96VTN0802120B* | Split System | 30000 | 16.5 | 9 | 1.96 | R-454B | 650
217396679 | DAY & NIGHT | D5CUHAH30AAK+TIC2025-0016 | EA*5X43M21A* | *96VSN0802120B* | Split System | 30000 | 16.5 | 9 | 1.96 | R-454B | 650
217396798 | DAY & NIGHT | D5CUHAH30AAK+TIC2025-0016 | EA*5X43M21A* | *97VTN0802120A* | Split System | 30000 | 16.5 | 9 | 1.96 | R-454B | 650
217397630 | DAY & NIGHT | D5CUHAH30AAK+TIC2025-0016 | EA*5X37M21A* | *96VTN1002122B* | Split System | 30000 | 16.5 | 9 | 1.96 | R-454B | 650
217397670 | DAY & NIGHT | D5CUHAH30AAK+TIC2025-0016 | EA*5X37M21A* | *97VTN1002122A* | Split System | 30000 | 16.5 | 9 | 1.96 | R-454B | 650
217396774 | DAY & NIGHT | D5CUHAH30AAK+TIC2025-0016 | EA*5X43M21A* | *96VTN1002122B* | Split System | 30000 | 16.5 | 9 | 1.96 | R-454B | 650
217396814 | DAY & NIGHT | D5CUHAH30AAK+TIC2025-0016 | EA*5X43M21A* | *97VTN1002122A* | Split System | 30000 | 16.5 | 9 | 1.96 | R-454B | 650
217397382 | DAY & NIGHT | D5CUHAH30AAK+TIC2025-0016 | EA*5X37M21A* | *80MSU0601716A* | Split System | 30000 | 16.5 | 9 | 1.96 | R-454B | 650
217397531 | HEIL | D5CUHAH30AAK+TIC2025-0016 | EA*5X37M21A* | *96VSN0802120B* | Split System | 30000 | 16.5 | 9 | 1.96 | R-454B | 650
217397650 | HEIL | D5CUHAH30AAK+TIC2025-0016 | EA*5X37M21A* | *97VTN0802120A* | Split System | 30000 | 16.5 | 9 | 1.96 | R-454B | 650
217396794 | HEIL | D5CUHAH30AAK+TIC2025-0016 | EA*5X43M21A* | *97VTN0802120A* | Split System | 30000 | 16.5 | 9 | 1.96 | R-454B | 650
217396675 | HEIL | D5CUHAH30AAK+TIC2025-0016 | EA*5X43M21A* | *96VSN0802120B* | Split System | 30000 | 16.5 | 9 | 1.96 | R-454B | 650
217396754 | HEIL | D5CUHAH30AAK+TIC2025-0016 | EA*5X43M21A* | *96VTN0802120B* | Split System | 30000 | 16.5 | 9 | 1.96 | R-454B | 650
217397626 | HEIL | D5CUHAH30AAK+TIC2025-0016 | EA*5X37M21A* | *96VTN1002122B* | Split System | 30000 | 16.5 | 9 | 1.96 | R-454B | 650
217397666 | HEIL | D5CUHAH30AAK+TIC2025-0016 | EA*5X37M21A* | *97VTN1002122A* | Split System | 30000 | 16.5 | 9 | 1.96 | R-454B | 650
217396810 | HEIL | D5CUHAH30AAK+TIC2025-0016 | EA*5X43M21A* | *97VTN1002122A* | Split System | 30000 | 16.5 | 9 | 1.96 | R-454B | 650
217396770 | HEIL | D5CUHAH30AAK+TIC2025-0016 | EA*5X43M21A* | *96VTN1002122B* | Split System | 30000 | 16.5 | 9 | 1.96 | R-454B | 650
217397378 | HEIL | D5CUHAH30AAK+TIC2025-0016 | EA*5X37M21A* | *80MSU0601716A* | Split System | 30000 | 16.5 | 9 | 1.96 | R-454B | 650
217397536 | KEEPRITE | D5CUHAH30AAK+TIC2025-0016 | EA*5X37M21A* | *96VSN0802120B* | Split System | 30000 | 16.5 | 9 | 1.96 | R-454B | 650
217397615 | KEEPRITE | D5CUHAH30AAK+TIC2025-0016 | EA*5X37M21A* | *96VTN0802120B* | Split System | 30000 | 16.5 | 9 | 1.96 | R-454B | 650
217397655 | KEEPRITE | D5CUHAH30AAK+TIC2025-0016 | EA*5X37M21A* | *97VTN0802120A* | Split System | 30000 | 16.5 | 9 | 1.96 | R-454B | 650
217396759 | KEEPRITE | D5CUHAH30AAK+TIC2025-0016 | EA*5X43M21A* | *96VTN0802120B* | Split System | 30000 | 16.5 | 9 | 1.96 | R-454B | 650
217396799 | KEEPRITE | D5CUHAH30AAK+TIC2025-0016 | EA*5X43M21A* | *97VTN0802120A* | Split System | 30000 | 16.5 | 9 | 1.96 | R-454B | 650
217396680 | KEEPRITE | D5CUHAH30AAK+TIC2025-0016 | EA*5X43M21A* | *96VSN0802120B* | Split System | 30000 | 16.5 | 9 | 1.96 | R-454B | 650
217397671 | KEEPRITE | D5CUHAH30AAK+TIC2025-0016 | EA*5X37M21A* | *97VTN1002122A* | Split System | 30000 | 16.5 | 9 | 1.96 | R-454B | 650
217397631 | KEEPRITE | D5CUHAH30AAK+TIC2025-0016 | EA*5X37M21A* | *96VTN1002122B* | Split System | 30000 | 16.5 | 9 | 1.96 | R-454B | 650
217396775 | KEEPRITE | D5CUHAH30AAK+TIC2025-0016 | EA*5X43M21A* | *96VTN1002122B* | Split System | 30000 | 16.5 | 9 | 1.96 | R-454B | 650
217396815 | KEEPRITE | D5CUHAH30AAK+TIC2025-0016 | EA*5X43M21A* | *97VTN1002122A* | Split System | 30000 | 16.5 | 9 | 1.96 | R-454B | 650
217397383 | KEEPRITE | D5CUHAH30AAK+TIC2025-0016 | EA*5X37M21A* | *80MSU0601716A* | Split System | 30000 | 16.5 | 9 | 1.96 | R-454B | 650
217399333 | PAYNE HEATING AND COOLING | 37MUHAQ30AA3+TIC2025-0016 | CAA**3721AM* | PG96VTAB60080C** | Split System | 30000 | 16.5 | 9 | 1.96 | R-454B | 650
217399343 | PAYNE HEATING AND COOLING | 37MUHAQ30AA3+TIC2025-0016 | CAA**3721AM* | PG97VTAA60080C** | Split System | 30000 | 16.5 | 9 | 1.96 | R-454B | 650
217399153 | PAYNE HEATING AND COOLING | 37MUHAQ30AA3+TIC2025-0016 | CAA**4321AM* | PG97VTAA60080C** | Split System | 30000 | 16.5 | 9 | 1.96 | R-454B | 650
217399143 | PAYNE HEATING AND COOLING | 37MUHAQ30AA3+TIC2025-0016 | CAA**4321AM* | PG96VTAB60080C** | Split System | 30000 | 16.5 | 9 | 1.96 | R-454B | 650
217399279 | PAYNE HEATING AND COOLING | 37MUHAQ30AA3+TIC2025-0016 | CAA**3721AM* | PG80MSUA48060B** | Split System | 30000 | 16.5 | 9 | 1.96 | R-454B | 650
217397616 | SMART COMFORT | D5CUHAH30AAK+TIC2025-0016 | EA*5X37M21A* | *96VTN0802120B* | Split System | 30000 | 16.5 | 9 | 1.96 | R-454B | 650
217397537 | SMART COMFORT | D5CUHAH30AAK+TIC2025-0016 | EA*5X37M21A* | *96VSN0802120B* | Split System | 30000 | 16.5 | 9 | 1.96 | R-454B | 650
217397656 | SMART COMFORT | D5CUHAH30AAK+TIC2025-0016 | EA*5X37M21A* | *97VTN0802120A* | Split System | 30000 | 16.5 | 9 | 1.96 | R-454B | 650
217396760 | SMART COMFORT | D5CUHAH30AAK+TIC2025-0016 | EA*5X43M21A* | *96VTN0802120B* | Split System | 30000 | 16.5 | 9 | 1.96 | R-454B | 650
217396800 | SMART COMFORT | D5CUHAH30AAK+TIC2025-0016 | EA*5X43M21A* | *97VTN0802120A* | Split System | 30000 | 16.5 | 9 | 1.96 | R-454B | 650
217396681 | SMART COMFORT | D5CUHAH30AAK+TIC2025-0016 | EA*5X43M21A* | *96VSN0802120B* | Split System | 30000 | 16.5 | 9 | 1.96 | R-454B | 650
217397632 | SMART COMFORT | D5CUHAH30AAK+TIC2025-0016 | EA*5X37M21A* | *96VTN1002122B* | Split System | 30000 | 16.5 | 9 | 1.96 | R-454B | 650
217397672 | SMART COMFORT | D5CUHAH30AAK+TIC2025-0016 | EA*5X37M21A* | *97VTN1002122A* | Split System | 30000 | 16.5 | 9 | 1.96 | R-454B | 650
217396816 | SMART COMFORT | D5CUHAH30AAK+TIC2025-0016 | EA*5X43M21A* | *97VTN1002122A* | Split System | 30000 | 16.5 | 9 | 1.96 | R-454B | 650
217396776 | SMART COMFORT | D5CUHAH30AAK+TIC2025-0016 | EA*5X43M21A* | *96VTN1002122B* | Split System | 30000 | 16.5 | 9 | 1.96 | R-454B | 650
217397384 | SMART COMFORT | D5CUHAH30AAK+TIC2025-0016 | EA*5X37M21A* | *80MSU0601716A* | Split System | 30000 | 16.5 | 9 | 1.96 | R-454B | 650
217397538 | TEMPSTAR | D5CUHAH30AAK+TIC2025-0016 | EA*5X37M21A* | *96VSN0802120B* | Split System | 30000 | 16.5 | 9 | 1.96 | R-454B | 650
217397617 | TEMPSTAR | D5CUHAH30AAK+TIC2025-0016 | EA*5X37M21A* | *96VTN0802120B* | Split System | 30000 | 16.5 | 9 | 1.96 | R-454B | 650
217397657 | TEMPSTAR | D5CUHAH30AAK+TIC2025-0016 | EA*5X37M21A* | *97VTN0802120A* | Split System | 30000 | 16.5 | 9 | 1.96 | R-454B | 650
217396801 | TEMPSTAR | D5CUHAH30AAK+TIC2025-0016 | EA*5X43M21A* | *97VTN0802120A* | Split System | 30000 | 16.5 | 9 | 1.96 | R-454B | 650
217396682 | TEMPSTAR | D5CUHAH30AAK+TIC2025-0016 | EA*5X43M21A* | *96VSN0802120B* | Split System | 30000 | 16.5 | 9 | 1.96 | R-454B | 650
217396761 | TEMPSTAR | D5CUHAH30AAK+TIC2025-0016 | EA*5X43M21A* | *96VTN0802120B* | Split System | 30000 | 16.5 | 9 | 1.96 | R-454B | 650
217397673 | TEMPSTAR | D5CUHAH30AAK+TIC2025-0016 | EA*5X37M21A* | *97VTN1002122A* | Split System | 30000 | 16.5 | 9 | 1.96 | R-454B | 650
217397633 | TEMPSTAR | D5CUHAH30AAK+TIC2025-0016 | EA*5X37M21A* | *96VTN1002122B* | Split System | 30000 | 16.5 | 9 | 1.96 | R-454B | 650
217396777 | TEMPSTAR | D5CUHAH30AAK+TIC2025-0016 | EA*5X43M21A* | *96VTN1002122B* | Split System | 30000 | 16.5 | 9 | 1.96 | R-454B | 650
217397385 | TEMPSTAR | D5CUHAH30AAK+TIC2025-0016 | EA*5X37M21A* | *80MSU0601716A* | Split System | 30000 | 16.5 | 9 | 1.96 | R-454B | 650
217397347 | AIRQUEST | D5CUHAH30AAK+TIC2025-0016 | EA*5X37M21A* | *80VSL0901716B* | Split System | 30200 | 16.5 | 9 | 1.96 | R-454B | 650
217396547 | AIRQUEST | D5CUHAH30AAK+TIC2025-0016 | EA*5X43M21A* | *80VTL0701716B* | Split System | 30200 | 16.5 | 9 | 1.96 | R-454B | 650
217396491 | AIRQUEST | D5CUHAH30AAK+TIC2025-0016 | EA*5X43M21A* | *80VSL0901716B* | Split System | 30200 | 16.5 | 9 | 1.96 | R-454B | 650
217397403 | AIRQUEST | D5CUHAH30AAK+TIC2025-0016 | EA*5X37M21A* | *80VTL0701716B* | Split System | 30200 | 16.5 | 9 | 1.96 | R-454B | 650
217396523 | AIRQUEST | D5CUHAH30AAK+TIC2025-0016 | EA*5X43M21A* | *80MSU0601716A* | Split System | 30200 | 16.5 | 9 | 1.96 | R-454B | 650
217397619 | AIRQUEST | D5CUHAH30AAK+TIC2025-0016 | EA*5X37M21A* | *96VTN1002120B* | Split System | 30200 | 16.5 | 9 | 1.96 | R-454B | 650
217397659 | AIRQUEST | D5CUHAH30AAK+TIC2025-0016 | EA*5X37M21A* | *97VTN1002120A* | Split System | 30200 | 16.5 | 9 | 1.96 | R-454B | 650
217397348 | ARCOAIRE | D5CUHAH30AAK+TIC2025-0016 | EA*5X37M21A* | *80VSL0901716B* | Split System | 30200 | 16.5 | 9 | 1.96 | R-454B | 650
217397404 | ARCOAIRE | D5CUHAH30AAK+TIC2025-0016 | EA*5X37M21A* | *80VTL0701716B* | Split System | 30200 | 16.5 | 9 | 1.96 | R-454B | 650
217396548 | ARCOAIRE | D5CUHAH30AAK+TIC2025-0016 | EA*5X43M21A* | *80VTL0701716B* | Split System | 30200 | 16.5 | 9 | 1.96 | R-454B | 650
217396524 | ARCOAIRE | D5CUHAH30AAK+TIC2025-0016 | EA*5X43M21A* | *80MSU0601716A* | Split System | 30200 | 16.5 | 9 | 1.96 | R-454B | 650
217397620 | ARCOAIRE | D5CUHAH30AAK+TIC2025-0016 | EA*5X37M21A* | *96VTN1002120B* | Split System | 30200 | 16.5 | 9 | 1.96 | R-454B | 650
217397660 | ARCOAIRE | D5CUHAH30AAK+TIC2025-0016 | EA*5X37M21A* | *97VTN1002120A* | Split System | 30200 | 16.5 | 9 | 1.96 | R-454B | 650
217399273 | BRYANT HEATING AND COOLING SYSTEMS | 37MUHAQ30AA3+TIC2025-0016 | CAA**3721AM* | 82*SB48090V17*** | Split System | 30200 | 16.5 | 9 | 1.96 | R-454B | 650
217399286 | BRYANT HEATING AND COOLING SYSTEMS | 37MUHAQ30AA3+TIC2025-0016 | CAA**3721AM* | 82*TB48090V17*** | Split System | 30200 | 16.5 | 9 | 1.96 | R-454B | 650
217399083 | BRYANT HEATING AND COOLING SYSTEMS | 37MUHAQ30AA3+TIC2025-0016 | CAA**4321AM* | 82*SB48090V17*** | Split System | 30200 | 16.5 | 9 | 1.96 | R-454B | 650
217399096 | BRYANT HEATING AND COOLING SYSTEMS | 37MUHAQ30AA3+TIC2025-0016 | CAA**4321AM* | 82*TB48090V17*** | Split System | 30200 | 16.5 | 9 | 1.96 | R-454B | 650
217399284 | BRYANT HEATING AND COOLING SYSTEMS | 37MUHAQ30AA3+TIC2025-0016 | CAA**3721AM* | 82*TB48070V17*** | Split System | 30200 | 16.5 | 9 | 1.96 | R-454B | 650
217399094 | BRYANT HEATING AND COOLING SYSTEMS | 37MUHAQ30AA3+TIC2025-0016 | CAA**4321AM* | 82*TB48070V17*** | Split System | 30200 | 16.5 | 9 | 1.96 | R-454B | 650
217399088 | BRYANT HEATING AND COOLING SYSTEMS | 37MUHAQ30AA3+TIC2025-0016 | CAA**4321AM* | 83*SB48060M17*** | Split System | 30200 | 16.5 | 9 | 1.96 | R-454B | 650
217399335 | BRYANT HEATING AND COOLING SYSTEMS | 37MUHAQ30AA3+TIC2025-0016 | CAA**3721AM* | 926TC60100V21*** | Split System | 30200 | 16.5 | 9 | 1.96 | R-454B | 650
217399344 | BRYANT HEATING AND COOLING SYSTEMS | 37MUHAQ30AA3+TIC2025-0016 | CAA**3721AM* | 927TA60100V21*** | Split System | 30200 | 16.5 | 9 | 1.96 | R-454B | 650
217383498 | CARRIER | 37MUHAQ30AA3+TIC2025-0016 | CAA**3721AM* | 58TP*B090V17**16 | Split System | 30200 | 16.5 | 9 | 1.96 | R-454B | 650
217383481 | CARRIER | 37MUHAQ30AA3+TIC2025-0016 | CAA**3721AM* | 58SP*B090V17**16 | Split System | 30200 | 16.5 | 9 | 1.96 | R-454B | 650
217383496 | CARRIER | 37MUHAQ30AA3+TIC2025-0016 | CAA**3721AM* | 58TP*B070V17**16 | Split System | 30200 | 16.5 | 9 | 1.96 | R-454B | 650
217383268 | CARRIER | 37MUHAQ30AA3+TIC2025-0016 | CAA**4321AM* | 58TP*B090V17**16 | Split System | 30200 | 16.5 | 9 | 1.96 | R-454B | 650
217383250 | CARRIER | 37MUHAQ30AA3+TIC2025-0016 | CAA**4321AM* | 58SP*B090V17**16 | Split System | 30200 | 16.5 | 9 | 1.96 | R-454B | 650
217383266 | CARRIER | 37MUHAQ30AA3+TIC2025-0016 | CAA**4321AM* | 58TP*B070V17**16 | Split System | 30200 | 16.5 | 9 | 1.96 | R-454B | 650
217383258 | CARRIER | 37MUHAQ30AA3+TIC2025-0016 | CAA**4321AM* | 58SU*B060M17**16 | Split System | 30200 | 16.5 | 9 | 1.96 | R-454B | 650
217383552 | CARRIER | 37MUHAQ30AA3+TIC2025-0016 | CAA**3721AM* | 59TP6C100V21**20 | Split System | 30200 | 16.5 | 9 | 1.96 | R-454B | 650
217383562 | CARRIER | 37MUHAQ30AA3+TIC2025-0016 | CAA**3721AM* | 59TP7A100V21**20 | Split System | 30200 | 16.5 | 9 | 1.96 | R-454B | 650
217399334 | CARRIER | 37MUHAQ30AA3+TIC2025-0016 | CAA**3721AM* | GG96VTAB60100C** | Split System | 30200 | 16.5 | 9 | 1.96 | R-454B | 650
217397349 | COMFORTMAKER | D5CUHAH30AAK+TIC2025-0016 | EA*5X37M21A* | *80VSL0901716B* | Split System | 30200 | 16.5 | 9 | 1.96 | R-454B | 650
217397405 | COMFORTMAKER | D5CUHAH30AAK+TIC2025-0016 | EA*5X37M21A* | *80VTL0701716B* | Split System | 30200 | 16.5 | 9 | 1.96 | R-454B | 650
217396493 | COMFORTMAKER | D5CUHAH30AAK+TIC2025-0016 | EA*5X43M21A* | *80VSL0901716B* | Split System | 30200 | 16.5 | 9 | 1.96 | R-454B | 650
217396525 | COMFORTMAKER | D5CUHAH30AAK+TIC2025-0016 | EA*5X43M21A* | *80MSU0601716A* | Split System | 30200 | 16.5 | 9 | 1.96 | R-454B | 650
217397621 | COMFORTMAKER | D5CUHAH30AAK+TIC2025-0016 | EA*5X37M21A* | *96VTN1002120B* | Split System | 30200 | 16.5 | 9 | 1.96 | R-454B | 650
217397661 | COMFORTMAKER | D5CUHAH30AAK+TIC2025-0016 | EA*5X37M21A* | *97VTN1002120A* | Split System | 30200 | 16.5 | 9 | 1.96 | R-454B | 650
217397350 | DAY & NIGHT | D5CUHAH30AAK+TIC2025-0016 | EA*5X37M21A* | *80VSL0901716B* | Split System | 30200 | 16.5 | 9 | 1.96 | R-454B | 650
217397406 | DAY & NIGHT | D5CUHAH30AAK+TIC2025-0016 | EA*5X37M21A* | *80VTL0701716B* | Split System | 30200 | 16.5 | 9 | 1.96 | R-454B | 650
217396494 | DAY & NIGHT | D5CUHAH30AAK+TIC2025-0016 | EA*5X43M21A* | *80VSL0901716B* | Split System | 30200 | 16.5 | 9 | 1.96 | R-454B | 650
217396550 | DAY & NIGHT | D5CUHAH30AAK+TIC2025-0016 | EA*5X43M21A* | *80VTL0701716B* | Split System | 30200 | 16.5 | 9 | 1.96 | R-454B | 650
217396526 | DAY & NIGHT | D5CUHAH30AAK+TIC2025-0016 | EA*5X43M21A* | *80MSU0601716A* | Split System | 30200 | 16.5 | 9 | 1.96 | R-454B | 650
217397662 | DAY & NIGHT | D5CUHAH30AAK+TIC2025-0016 | EA*5X37M21A* | *97VTN1002120A* | Split System | 30200 | 16.5 | 9 | 1.96 | R-454B | 650
217397622 | DAY & NIGHT | D5CUHAH30AAK+TIC2025-0016 | EA*5X37M21A* | *96VTN1002120B* | Split System | 30200 | 16.5 | 9 | 1.96 | R-454B | 650
217397346 | HEIL | D5CUHAH30AAK+TIC2025-0016 | EA*5X37M21A* | *80VSL0901716B* | Split System | 30200 | 16.5 | 9 | 1.96 | R-454B | 650
217397402 | HEIL | D5CUHAH30AAK+TIC2025-0016 | EA*5X37M21A* | *80VTL0701716B* | Split System | 30200 | 16.5 | 9 | 1.96 | R-454B | 650
217396546 | HEIL | D5CUHAH30AAK+TIC2025-0016 | EA*5X43M21A* | *80VTL0701716B* | Split System | 30200 | 16.5 | 9 | 1.96 | R-454B | 650
217396490 | HEIL | D5CUHAH30AAK+TIC2025-0016 | EA*5X43M21A* | *80VSL0901716B* | Split System | 30200 | 16.5 | 9 | 1.96 | R-454B | 650
217396522 | HEIL | D5CUHAH30AAK+TIC2025-0016 | EA*5X43M21A* | *80MSU0601716A* | Split System | 30200 | 16.5 | 9 | 1.96 | R-454B | 650
217397618 | HEIL | D5CUHAH30AAK+TIC2025-0016 | EA*5X37M21A* | *96VTN1002120B* | Split System | 30200 | 16.5 | 9 | 1.96 | R-454B | 650
217397658 | HEIL | D5CUHAH30AAK+TIC2025-0016 | EA*5X37M21A* | *97VTN1002120A* | Split System | 30200 | 16.5 | 9 | 1.96 | R-454B | 650
217397351 | KEEPRITE | D5CUHAH30AAK+TIC2025-0016 | EA*5X37M21A* | *80VSL0901716B* | Split System | 30200 | 16.5 | 9 | 1.96 | R-454B | 650
217396495 | KEEPRITE | D5CUHAH30AAK+TIC2025-0016 | EA*5X43M21A* | *80VSL0901716B* | Split System | 30200 | 16.5 | 9 | 1.96 | R-454B | 650
217397407 | KEEPRITE | D5CUHAH30AAK+TIC2025-0016 | EA*5X37M21A* | *80VTL0701716B* | Split System | 30200 | 16.5 | 9 | 1.96 | R-454B | 650
217396551 | KEEPRITE | D5CUHAH30AAK+TIC2025-0016 | EA*5X43M21A* | *80VTL0701716B* | Split System | 30200 | 16.5 | 9 | 1.96 | R-454B | 650
217396527 | KEEPRITE | D5CUHAH30AAK+TIC2025-0016 | EA*5X43M21A* | *80MSU0601716A* | Split System | 30200 | 16.5 | 9 | 1.96 | R-454B | 650
217397623 | KEEPRITE | D5CUHAH30AAK+TIC2025-0016 | EA*5X37M21A* | *96VTN1002120B* | Split System | 30200 | 16.5 | 9 | 1.96 | R-454B | 650
217397663 | KEEPRITE | D5CUHAH30AAK+TIC2025-0016 | EA*5X37M21A* | *97VTN1002120A* | Split System | 30200 | 16.5 | 9 | 1.96 | R-454B | 650
217399287 | PAYNE HEATING AND COOLING | 37MUHAQ30AA3+TIC2025-0016 | CAA**3721AM* | PG80VTLB48090B** | Split System | 30200 | 16.5 | 9 | 1.96 | R-454B | 650
217399285 | PAYNE HEATING AND COOLING | 37MUHAQ30AA3+TIC2025-0016 | CAA**3721AM* | PG80VTLB48070B** | Split System | 30200 | 16.5 | 9 | 1.96 | R-454B | 650
217399097 | PAYNE HEATING AND COOLING | 37MUHAQ30AA3+TIC2025-0016 | CAA**4321AM* | PG80VTLB48090B** | Split System | 30200 | 16.5 | 9 | 1.96 | R-454B | 650
217399095 | PAYNE HEATING AND COOLING | 37MUHAQ30AA3+TIC2025-0016 | CAA**4321AM* | PG80VTLB48070B** | Split System | 30200 | 16.5 | 9 | 1.96 | R-454B | 650
217399089 | PAYNE HEATING AND COOLING | 37MUHAQ30AA3+TIC2025-0016 | CAA**4321AM* | PG80MSUA48060B** | Split System | 30200 | 16.5 | 9 | 1.96 | R-454B | 650
217399336 | PAYNE HEATING AND COOLING | 37MUHAQ30AA3+TIC2025-0016 | CAA**3721AM* | PG96VTAB60100C** | Split System | 30200 | 16.5 | 9 | 1.96 | R-454B | 650
217399345 | PAYNE HEATING AND COOLING | 37MUHAQ30AA3+TIC2025-0016 | CAA**3721AM* | PG97VTAA60100C** | Split System | 30200 | 16.5 | 9 | 1.96 | R-454B | 650
217397352 | SMART COMFORT | D5CUHAH30AAK+TIC2025-0016 | EA*5X37M21A* | *80VSL0901716B* | Split System | 30200 | 16.5 | 9 | 1.96 | R-454B | 650
217396552 | SMART COMFORT | D5CUHAH30AAK+TIC2025-0016 | EA*5X43M21A* | *80VTL0701716B* | Split System | 30200 | 16.5 | 9 | 1.96 | R-454B | 650
217397408 | SMART COMFORT | D5CUHAH30AAK+TIC2025-0016 | EA*5X37M21A* | *80VTL0701716B* | Split System | 30200 | 16.5 | 9 | 1.96 | R-454B | 650
217396496 | SMART COMFORT | D5CUHAH30AAK+TIC2025-0016 | EA*5X43M21A* | *80VSL0901716B* | Split System | 30200 | 16.5 | 9 | 1.96 | R-454B | 650
217396528 | SMART COMFORT | D5CUHAH30AAK+TIC2025-0016 | EA*5X43M21A* | *80MSU0601716A* | Split System | 30200 | 16.5 | 9 | 1.96 | R-454B | 650
217397664 | SMART COMFORT | D5CUHAH30AAK+TIC2025-0016 | EA*5X37M21A* | *97VTN1002120A* | Split System | 30200 | 16.5 | 9 | 1.96 | R-454B | 650
217397624 | SMART COMFORT | D5CUHAH30AAK+TIC2025-0016 | EA*5X37M21A* | *96VTN1002120B* | Split System | 30200 | 16.5 | 9 | 1.96 | R-454B | 650
217397353 | TEMPSTAR | D5CUHAH30AAK+TIC2025-0016 | EA*5X37M21A* | *80VSL0901716B* | Split System | 30200 | 16.5 | 9 | 1.96 | R-454B | 650
217396553 | TEMPSTAR | D5CUHAH30AAK+TIC2025-0016 | EA*5X43M21A* | *80VTL0701716B* | Split System | 30200 | 16.5 | 9 | 1.96 | R-454B | 650
217396497 | TEMPSTAR | D5CUHAH30AAK+TIC2025-0016 | EA*5X43M21A* | *80VSL0901716B* | Split System | 30200 | 16.5 | 9 | 1.96 | R-454B | 650
217397409 | TEMPSTAR | D5CUHAH30AAK+TIC2025-0016 | EA*5X37M21A* | *80VTL0701716B* | Split System | 30200 | 16.5 | 9 | 1.96 | R-454B | 650
217396529 | TEMPSTAR | D5CUHAH30AAK+TIC2025-0016 | EA*5X43M21A* | *80MSU0601716A* | Split System | 30200 | 16.5 | 9 | 1.96 | R-454B | 650
217397625 | TEMPSTAR | D5CUHAH30AAK+TIC2025-0016 | EA*5X37M21A* | *96VTN1002120B* | Split System | 30200 | 16.5 | 9 | 1.96 | R-454B | 650
217397665 | TEMPSTAR | D5CUHAH30AAK+TIC2025-0016 | EA*5X37M21A* | *97VTN1002120A* | Split System | 30200 | 16.5 | 9 | 1.96 | R-454B | 650
216633051 | ACIQ | H5H0V24*K*AAA* | EA*5X36M17A*+WALLCON | *80CTL0451712B* | Split System | 23000 | 16.5 | 9 | 1.98 | R-454B | 650
216634168 | ACIQ | H5H0V24*K*AAA* | EA*5X36M17A*+WALLCON | *97CTN0601716A* | Split System | 23000 | 16.5 | 9 | 1.98 | R-454B | 650
216634172 | ACIQ | H5H0V24*K*AAA* | EA*5X37M17A*+WALLCON | *97CTN0601716A* | Split System | 23600 | 16.5 | 9 | 1.98 | R-454B | 650
217397540 | AIRQUEST | D5CUHAH30AAK+TIC2025-0016 | EA*5X37M21A* | *96VSN1002120B* | Split System | 30200 | 16.5 | 9 | 1.98 | R-454B | 650
217396684 | AIRQUEST | D5CUHAH30AAK+TIC2025-0016 | EA*5X43M21A* | *96VSN1002120B* | Split System | 30200 | 16.5 | 9 | 1.98 | R-454B | 650
217396763 | AIRQUEST | D5CUHAH30AAK+TIC2025-0016 | EA*5X43M21A* | *96VTN1002120B* | Split System | 30200 | 16.5 | 9 | 1.98 | R-454B | 650
217396803 | AIRQUEST | D5CUHAH30AAK+TIC2025-0016 | EA*5X43M21A* | *97VTN1002120A* | Split System | 30200 | 16.5 | 9 | 1.98 | R-454B | 650
217397541 | ARCOAIRE | D5CUHAH30AAK+TIC2025-0016 | EA*5X37M21A* | *96VSN1002120B* | Split System | 30200 | 16.5 | 9 | 1.98 | R-454B | 650
217396685 | ARCOAIRE | D5CUHAH30AAK+TIC2025-0016 | EA*5X43M21A* | *96VSN1002120B* | Split System | 30200 | 16.5 | 9 | 1.98 | R-454B | 650
217396804 | ARCOAIRE | D5CUHAH30AAK+TIC2025-0016 | EA*5X43M21A* | *97VTN1002120A* | Split System | 30200 | 16.5 | 9 | 1.98 | R-454B | 650
217396764 | ARCOAIRE | D5CUHAH30AAK+TIC2025-0016 | EA*5X43M21A* | *96VTN1002120B* | Split System | 30200 | 16.5 | 9 | 1.98 | R-454B | 650
217399124 | BRYANT HEATING AND COOLING SYSTEMS | 37MUHAQ30AA3+TIC2025-0016 | CAA**4321AM* | 926SB60100V21*** | Split System | 30200 | 16.5 | 9 | 1.98 | R-454B | 650
217399154 | BRYANT HEATING AND COOLING SYSTEMS | 37MUHAQ30AA3+TIC2025-0016 | CAA**4321AM* | 927TA60100V21*** | Split System | 30200 | 16.5 | 9 | 1.98 | R-454B | 650
217399145 | BRYANT HEATING AND COOLING SYSTEMS | 37MUHAQ30AA3+TIC2025-0016 | CAA**4321AM* | 926TC60100V21*** | Split System | 30200 | 16.5 | 9 | 1.98 | R-454B | 650
217383533 | CARRIER | 37MUHAQ30AA3+TIC2025-0016 | CAA**3721AM* | 59SP6B100V21**20 | Split System | 30200 | 16.5 | 9 | 1.98 | R-454B | 650
217383306 | CARRIER | 37MUHAQ30AA3+TIC2025-0016 | CAA**4321AM* | 59SP6B100V21**20 | Split System | 30200 | 16.5 | 9 | 1.98 | R-454B | 650
217383339 | CARRIER | 37MUHAQ30AA3+TIC2025-0016 | CAA**4321AM* | 59TP7A100V21**20 | Split System | 30200 | 16.5 | 9 | 1.98 | R-454B | 650
217383329 | CARRIER | 37MUHAQ30AA3+TIC2025-0016 | CAA**4321AM* | 59TP6C100V21**20 | Split System | 30200 | 16.5 | 9 | 1.98 | R-454B | 650
217399144 | CARRIER | 37MUHAQ30AA3+TIC2025-0016 | CAA**4321AM* | GG96VTAB60100C** | Split System | 30200 | 16.5 | 9 | 1.98 | R-454B | 650
217397542 | COMFORTMAKER | D5CUHAH30AAK+TIC2025-0016 | EA*5X37M21A* | *96VSN1002120B* | Split System | 30200 | 16.5 | 9 | 1.98 | R-454B | 650
217396686 | COMFORTMAKER | D5CUHAH30AAK+TIC2025-0016 | EA*5X43M21A* | *96VSN1002120B* | Split System | 30200 | 16.5 | 9 | 1.98 | R-454B | 650
217396765 | COMFORTMAKER | D5CUHAH30AAK+TIC2025-0016 | EA*5X43M21A* | *96VTN1002120B* | Split System | 30200 | 16.5 | 9 | 1.98 | R-454B | 650
217396805 | COMFORTMAKER | D5CUHAH30AAK+TIC2025-0016 | EA*5X43M21A* | *97VTN1002120A* | Split System | 30200 | 16.5 | 9 | 1.98 | R-454B | 650
217397543 | DAY & NIGHT | D5CUHAH30AAK+TIC2025-0016 | EA*5X37M21A* | *96VSN1002120B* | Split System | 30200 | 16.5 | 9 | 1.98 | R-454B | 650
217396687 | DAY & NIGHT | D5CUHAH30AAK+TIC2025-0016 | EA*5X43M21A* | *96VSN1002120B* | Split System | 30200 | 16.5 | 9 | 1.98 | R-454B | 650
217396806 | DAY & NIGHT | D5CUHAH30AAK+TIC2025-0016 | EA*5X43M21A* | *97VTN1002120A* | Split System | 30200 | 16.5 | 9 | 1.98 | R-454B | 650
217396766 | DAY & NIGHT | D5CUHAH30AAK+TIC2025-0016 | EA*5X43M21A* | *96VTN1002120B* | Split System | 30200 | 16.5 | 9 | 1.98 | R-454B | 650
217397539 | HEIL | D5CUHAH30AAK+TIC2025-0016 | EA*5X37M21A* | *96VSN1002120B* | Split System | 30200 | 16.5 | 9 | 1.98 | R-454B | 650
217396683 | HEIL | D5CUHAH30AAK+TIC2025-0016 | EA*5X43M21A* | *96VSN1002120B* | Split System | 30200 | 16.5 | 9 | 1.98 | R-454B | 650
217396802 | HEIL | D5CUHAH30AAK+TIC2025-0016 | EA*5X43M21A* | *97VTN1002120A* | Split System | 30200 | 16.5 | 9 | 1.98 | R-454B | 650
217396762 | HEIL | D5CUHAH30AAK+TIC2025-0016 | EA*5X43M21A* | *96VTN1002120B* | Split System | 30200 | 16.5 | 9 | 1.98 | R-454B | 650
217397544 | KEEPRITE | D5CUHAH30AAK+TIC2025-0016 | EA*5X37M21A* | *96VSN1002120B* | Split System | 30200 | 16.5 | 9 | 1.98 | R-454B | 650
217396688 | KEEPRITE | D5CUHAH30AAK+TIC2025-0016 | EA*5X43M21A* | *96VSN1002120B* | Split System | 30200 | 16.5 | 9 | 1.98 | R-454B | 650
217396807 | KEEPRITE | D5CUHAH30AAK+TIC2025-0016 | EA*5X43M21A* | *97VTN1002120A* | Split System | 30200 | 16.5 | 9 | 1.98 | R-454B | 650
217399155 | PAYNE HEATING AND COOLING | 37MUHAQ30AA3+TIC2025-0016 | CAA**4321AM* | PG97VTAA60100C** | Split System | 30200 | 16.5 | 9 | 1.98 | R-454B | 650
217397545 | SMART COMFORT | D5CUHAH30AAK+TIC2025-0016 | EA*5X37M21A* | *96VSN1002120B* | Split System | 30200 | 16.5 | 9 | 1.98 | R-454B | 650
217396689 | SMART COMFORT | D5CUHAH30AAK+TIC2025-0016 | EA*5X43M21A* | *96VSN1002120B* | Split System | 30200 | 16.5 | 9 | 1.98 | R-454B | 650
217396768 | SMART COMFORT | D5CUHAH30AAK+TIC2025-0016 | EA*5X43M21A* | *96VTN1002120B* | Split System | 30200 | 16.5 | 9 | 1.98 | R-454B | 650
217396808 | SMART COMFORT | D5CUHAH30AAK+TIC2025-0016 | EA*5X43M21A* | *97VTN1002120A* | Split System | 30200 | 16.5 | 9 | 1.98 | R-454B | 650
217397546 | TEMPSTAR | D5CUHAH30AAK+TIC2025-0016 | EA*5X37M21A* | *96VSN1002120B* | Split System | 30200 | 16.5 | 9 | 1.98 | R-454B | 650
217396690 | TEMPSTAR | D5CUHAH30AAK+TIC2025-0016 | EA*5X43M21A* | *96VSN1002120B* | Split System | 30200 | 16.5 | 9 | 1.98 | R-454B | 650
217396809 | TEMPSTAR | D5CUHAH30AAK+TIC2025-0016 | EA*5X43M21A* | *97VTN1002120A* | Split System | 30200 | 16.5 | 9 | 1.98 | R-454B | 650
217396769 | TEMPSTAR | D5CUHAH30AAK+TIC2025-0016 | EA*5X43M21A* | *96VTN1002120B* | Split System | 30200 | 16.5 | 9 | 1.98 | R-454B | 650
217397371 | AIRQUEST | D5CUHAH30AAK+TIC2025-0016 | EA*5X37M21A* | *80MSU0401712A* | Split System | 30400 | 16.5 | 9 | 1.98 | R-454B | 650
217397580 | AIRQUEST | D5CUHAH30AAK+TIC2025-0016 | EA*5X37M21A* | *95MSU1002122A* | Split System | 30400 | 16.5 | 9 | 1.98 | R-454B | 650
217397572 | AIRQUEST | D5CUHAH30AAK+TIC2025-0016 | EA*5X37M21A* | *95MSU1002120A* | Split System | 30400 | 16.5 | 9 | 1.98 | R-454B | 650
217396724 | AIRQUEST | D5CUHAH30AAK+TIC2025-0016 | EA*5X43M21A* | *95MSU1002122A* | Split System | 30400 | 16.5 | 9 | 1.98 | R-454B | 650
217397419 | AIRQUEST | D5CUHAH30AAK+TIC2025-0016 | EA*5X37M21A* | *80VTL1102122B* | Split System | 30400 | 16.5 | 9 | 1.98 | R-454B | 650
217397363 | AIRQUEST | D5CUHAH30AAK+TIC2025-0016 | EA*5X37M21A* | *80VSL1102122B* | Split System | 30400 | 16.5 | 9 | 1.98 | R-454B | 650
217397581 | ARCOAIRE | D5CUHAH30AAK+TIC2025-0016 | EA*5X37M21A* | *95MSU1002122A* | Split System | 30400 | 16.5 | 9 | 1.98 | R-454B | 650
217397372 | ARCOAIRE | D5CUHAH30AAK+TIC2025-0016 | EA*5X37M21A* | *80MSU0401712A* | Split System | 30400 | 16.5 | 9 | 1.98 | R-454B | 650
217396516 | ARCOAIRE | D5CUHAH30AAK+TIC2025-0016 | EA*5X43M21A* | *80MSU0401712A* | Split System | 30400 | 16.5 | 9 | 1.98 | R-454B | 650
217396725 | ARCOAIRE | D5CUHAH30AAK+TIC2025-0016 | EA*5X43M21A* | *95MSU1002122A* | Split System | 30400 | 16.5 | 9 | 1.98 | R-454B | 650
217397573 | ARCOAIRE | D5CUHAH30AAK+TIC2025-0016 | EA*5X37M21A* | *95MSU1002120A* | Split System | 30400 | 16.5 | 9 | 1.98 | R-454B | 650
217397420 | ARCOAIRE | D5CUHAH30AAK+TIC2025-0016 | EA*5X37M21A* | *80VTL1102122B* | Split System | 30400 | 16.5 | 9 | 1.98 | R-454B | 650
217397364 | ARCOAIRE | D5CUHAH30AAK+TIC2025-0016 | EA*5X37M21A* | *80VSL1102122B* | Split System | 30400 | 16.5 | 9 | 1.98 | R-454B | 650
217399323 | BRYANT HEATING AND COOLING SYSTEMS | 37MUHAQ30AA3+TIC2025-0016 | CAA**3721AM* | 935SB66100M21*** | Split System | 30400 | 16.5 | 9 | 1.98 | R-454B | 650
217399276 | BRYANT HEATING AND COOLING SYSTEMS | 37MUHAQ30AA3+TIC2025-0016 | CAA**3721AM* | 83*SB36040M17*** | Split System | 30400 | 16.5 | 9 | 1.98 | R-454B | 650
217399086 | BRYANT HEATING AND COOLING SYSTEMS | 37MUHAQ30AA3+TIC2025-0016 | CAA**4321AM* | 83*SB36040M17*** | Split System | 30400 | 16.5 | 9 | 1.98 | R-454B | 650
217399133 | BRYANT HEATING AND COOLING SYSTEMS | 37MUHAQ30AA3+TIC2025-0016 | CAA**4321AM* | 935SB66100M21*** | Split System | 30400 | 16.5 | 9 | 1.98 | R-454B | 650
217399321 | BRYANT HEATING AND COOLING SYSTEMS | 37MUHAQ30AA3+TIC2025-0016 | CAA**3721AM* | 935SB60100M21*** | Split System | 30400 | 16.5 | 9 | 1.98 | R-454B | 650
217399290 | BRYANT HEATING AND COOLING SYSTEMS | 37MUHAQ30AA3+TIC2025-0016 | CAA**3721AM* | 82*TB66110V21*** | Split System | 30400 | 16.5 | 9 | 1.98 | R-454B | 650
217399275 | BRYANT HEATING AND COOLING SYSTEMS | 37MUHAQ30AA3+TIC2025-0016 | CAA**3721AM* | 82*SB66110V21*** | Split System | 30400 | 16.5 | 9 | 1.98 | R-454B | 650
217383488 | CARRIER | 37MUHAQ30AA3+TIC2025-0016 | CAA**3721AM* | 58SU*B040M17**12 | Split System | 30400 | 16.5 | 9 | 1.98 | R-454B | 650
217383542 | CARRIER | 37MUHAQ30AA3+TIC2025-0016 | CAA**3721AM* | 59SU5B100M21**22 | Split System | 30400 | 16.5 | 9 | 1.98 | R-454B | 650
217383256 | CARRIER | 37MUHAQ30AA3+TIC2025-0016 | CAA**4321AM* | 58SU*B040M17**12 | Split System | 30400 | 16.5 | 9 | 1.98 | R-454B | 650
217383318 | CARRIER | 37MUHAQ30AA3+TIC2025-0016 | CAA**4321AM* | 59SU5B100M21**22 | Split System | 30400 | 16.5 | 9 | 1.98 | R-454B | 650
217383540 | CARRIER | 37MUHAQ30AA3+TIC2025-0016 | CAA**3721AM* | 59SU5B100M21**20 | Split System | 30400 | 16.5 | 9 | 1.98 | R-454B | 650
217383502 | CARRIER | 37MUHAQ30AA3+TIC2025-0016 | CAA**3721AM* | 58TP*B110V21**22 | Split System | 30400 | 16.5 | 9 | 1.98 | R-454B | 650
217383486 | CARRIER | 37MUHAQ30AA3+TIC2025-0016 | CAA**3721AM* | 58SP*B110V21**22 | Split System | 30400 | 16.5 | 9 | 1.98 | R-454B | 650
217397582 | COMFORTMAKER | D5CUHAH30AAK+TIC2025-0016 | EA*5X37M21A* | *95MSU1002122A* | Split System | 30400 | 16.5 | 9 | 1.98 | R-454B | 650
217397373 | COMFORTMAKER | D5CUHAH30AAK+TIC2025-0016 | EA*5X37M21A* | *80MSU0401712A* | Split System | 30400 | 16.5 | 9 | 1.98 | R-454B | 650
217396517 | COMFORTMAKER | D5CUHAH30AAK+TIC2025-0016 | EA*5X43M21A* | *80MSU0401712A* | Split System | 30400 | 16.5 | 9 | 1.98 | R-454B | 650
217396726 | COMFORTMAKER | D5CUHAH30AAK+TIC2025-0016 | EA*5X43M21A* | *95MSU1002122A* | Split System | 30400 | 16.5 | 9 | 1.98 | R-454B | 650
217397574 | COMFORTMAKER | D5CUHAH30AAK+TIC2025-0016 | EA*5X37M21A* | *95MSU1002120A* | Split System | 30400 | 16.5 | 9 | 1.98 | R-454B | 650
217397421 | COMFORTMAKER | D5CUHAH30AAK+TIC2025-0016 | EA*5X37M21A* | *80VTL1102122B* | Split System | 30400 | 16.5 | 9 | 1.98 | R-454B | 650
217397365 | COMFORTMAKER | D5CUHAH30AAK+TIC2025-0016 | EA*5X37M21A* | *80VSL1102122B* | Split System | 30400 | 16.5 | 9 | 1.98 | R-454B | 650
217397374 | DAY & NIGHT | D5CUHAH30AAK+TIC2025-0016 | EA*5X37M21A* | *80MSU0401712A* | Split System | 30400 | 16.5 | 9 | 1.98 | R-454B | 650
217397583 | DAY & NIGHT | D5CUHAH30AAK+TIC2025-0016 | EA*5X37M21A* | *95MSU1002122A* | Split System | 30400 | 16.5 | 9 | 1.98 | R-454B | 650
217396518 | DAY & NIGHT | D5CUHAH30AAK+TIC2025-0016 | EA*5X43M21A* | *80MSU0401712A* | Split System | 30400 | 16.5 | 9 | 1.98 | R-454B | 650
217396727 | DAY & NIGHT | D5CUHAH30AAK+TIC2025-0016 | EA*5X43M21A* | *95MSU1002122A* | Split System | 30400 | 16.5 | 9 | 1.98 | R-454B | 650
217397575 | DAY & NIGHT | D5CUHAH30AAK+TIC2025-0016 | EA*5X37M21A* | *95MSU1002120A* | Split System | 30400 | 16.5 | 9 | 1.98 | R-454B | 650
217397422 | DAY & NIGHT | D5CUHAH30AAK+TIC2025-0016 | EA*5X37M21A* | *80VTL1102122B* | Split System | 30400 | 16.5 | 9 | 1.98 | R-454B | 650
217397366 | DAY & NIGHT | D5CUHAH30AAK+TIC2025-0016 | EA*5X37M21A* | *80VSL1102122B* | Split System | 30400 | 16.5 | 9 | 1.98 | R-454B | 650
217397579 | HEIL | D5CUHAH30AAK+TIC2025-0016 | EA*5X37M21A* | *95MSU1002122A* | Split System | 30400 | 16.5 | 9 | 1.98 | R-454B | 650
217397370 | HEIL | D5CUHAH30AAK+TIC2025-0016 | EA*5X37M21A* | *80MSU0401712A* | Split System | 30400 | 16.5 | 9 | 1.98 | R-454B | 650
217396514 | HEIL | D5CUHAH30AAK+TIC2025-0016 | EA*5X43M21A* | *80MSU0401712A* | Split System | 30400 | 16.5 | 9 | 1.98 | R-454B | 650
217396723 | HEIL | D5CUHAH30AAK+TIC2025-0016 | EA*5X43M21A* | *95MSU1002122A* | Split System | 30400 | 16.5 | 9 | 1.98 | R-454B | 650
217397571 | HEIL | D5CUHAH30AAK+TIC2025-0016 | EA*5X37M21A* | *95MSU1002120A* | Split System | 30400 | 16.5 | 9 | 1.98 | R-454B | 650
217397418 | HEIL | D5CUHAH30AAK+TIC2025-0016 | EA*5X37M21A* | *80VTL1102122B* | Split System | 30400 | 16.5 | 9 | 1.98 | R-454B | 650
217397362 | HEIL | D5CUHAH30AAK+TIC2025-0016 | EA*5X37M21A* | *80VSL1102122B* | Split System | 30400 | 16.5 | 9 | 1.98 | R-454B | 650
217397375 | KEEPRITE | D5CUHAH30AAK+TIC2025-0016 | EA*5X37M21A* | *80MSU0401712A* | Split System | 30400 | 16.5 | 9 | 1.98 | R-454B | 650
217397584 | KEEPRITE | D5CUHAH30AAK+TIC2025-0016 | EA*5X37M21A* | *95MSU1002122A* | Split System | 30400 | 16.5 | 9 | 1.98 | R-454B | 650
217396519 | KEEPRITE | D5CUHAH30AAK+TIC2025-0016 | EA*5X43M21A* | *80MSU0401712A* | Split System | 30400 | 16.5 | 9 | 1.98 | R-454B | 650
217396728 | KEEPRITE | D5CUHAH30AAK+TIC2025-0016 | EA*5X43M21A* | *95MSU1002122A* | Split System | 30400 | 16.5 | 9 | 1.98 | R-454B | 650
217397423 | KEEPRITE | D5CUHAH30AAK+TIC2025-0016 | EA*5X37M21A* | *80VTL1102122B* | Split System | 30400 | 16.5 | 9 | 1.98 | R-454B | 650
217397367 | KEEPRITE | D5CUHAH30AAK+TIC2025-0016 | EA*5X37M21A* | *80VSL1102122B* | Split System | 30400 | 16.5 | 9 | 1.98 | R-454B | 650
217399277 | PAYNE HEATING AND COOLING | 37MUHAQ30AA3+TIC2025-0016 | CAA**3721AM* | PG80MSUA36040B** | Split System | 30400 | 16.5 | 9 | 1.98 | R-454B | 650
217399087 | PAYNE HEATING AND COOLING | 37MUHAQ30AA3+TIC2025-0016 | CAA**4321AM* | PG80MSUA36040B** | Split System | 30400 | 16.5 | 9 | 1.98 | R-454B | 650
217399322 | PAYNE HEATING AND COOLING | 37MUHAQ30AA3+TIC2025-0016 | CAA**3721AM* | PG95MSUA60100C** | Split System | 30400 | 16.5 | 9 | 1.98 | R-454B | 650
217399291 | PAYNE HEATING AND COOLING | 37MUHAQ30AA3+TIC2025-0016 | CAA**3721AM* | PG80VTLB66110C** | Split System | 30400 | 16.5 | 9 | 1.98 | R-454B | 650
217396520 | SMART COMFORT | D5CUHAH30AAK+TIC2025-0016 | EA*5X43M21A* | *80MSU0401712A* | Split System | 30400 | 16.5 | 9 | 1.98 | R-454B | 650
217397577 | SMART COMFORT | D5CUHAH30AAK+TIC2025-0016 | EA*5X37M21A* | *95MSU1002120A* | Split System | 30400 | 16.5 | 9 | 1.98 | R-454B | 650
217397424 | SMART COMFORT | D5CUHAH30AAK+TIC2025-0016 | EA*5X37M21A* | *80VTL1102122B* | Split System | 30400 | 16.5 | 9 | 1.98 | R-454B | 650
217397368 | SMART COMFORT | D5CUHAH30AAK+TIC2025-0016 | EA*5X37M21A* | *80VSL1102122B* | Split System | 30400 | 16.5 | 9 | 1.98 | R-454B | 650
217397377 | TEMPSTAR | D5CUHAH30AAK+TIC2025-0016 | EA*5X37M21A* | *80MSU0401712A* | Split System | 30400 | 16.5 | 9 | 1.98 | R-454B | 650
217397585 | TEMPSTAR | D5CUHAH30AAK+TIC2025-0016 | EA*5X37M21A* | *95MSU1002122A* | Split System | 30400 | 16.5 | 9 | 1.98 | R-454B | 650
217396521 | TEMPSTAR | D5CUHAH30AAK+TIC2025-0016 | EA*5X43M21A* | *80MSU0401712A* | Split System | 30400 | 16.5 | 9 | 1.98 | R-454B | 650
217396729 | TEMPSTAR | D5CUHAH30AAK+TIC2025-0016 | EA*5X43M21A* | *95MSU1002122A* | Split System | 30400 | 16.5 | 9 | 1.98 | R-454B | 650
217397425 | TEMPSTAR | D5CUHAH30AAK+TIC2025-0016 | EA*5X37M21A* | *80VTL1102122B* | Split System | 30400 | 16.5 | 9 | 1.98 | R-454B | 650
217397369 | TEMPSTAR | D5CUHAH30AAK+TIC2025-0016 | EA*5X37M21A* | *80VSL1102122B* | Split System | 30400 | 16.5 | 9 | 1.98 | R-454B | 650
217396716 | AIRQUEST | D5CUHAH30AAK+TIC2025-0016 | EA*5X43M21A* | *95MSU1002120A* | Split System | 30600 | 16.5 | 9 | 1.98 | R-454B | 650
217396507 | AIRQUEST | D5CUHAH30AAK+TIC2025-0016 | EA*5X43M21A* | *80VSL1102122B* | Split System | 30600 | 16.5 | 9 | 1.98 | R-454B | 650
217396717 | ARCOAIRE | D5CUHAH30AAK+TIC2025-0016 | EA*5X43M21A* | *95MSU1002120A* | Split System | 30600 | 16.5 | 9 | 1.98 | R-454B | 650
217396508 | ARCOAIRE | D5CUHAH30AAK+TIC2025-0016 | EA*5X43M21A* | *80VSL1102122B* | Split System | 30600 | 16.5 | 9 | 1.98 | R-454B | 650
217399131 | BRYANT HEATING AND COOLING SYSTEMS | 37MUHAQ30AA3+TIC2025-0016 | CAA**4321AM* | 935SB60100M21*** | Split System | 30600 | 16.5 | 9 | 1.98 | R-454B | 650
217399085 | BRYANT HEATING AND COOLING SYSTEMS | 37MUHAQ30AA3+TIC2025-0016 | CAA**4321AM* | 82*SB66110V21*** | Split System | 30600 | 16.5 | 9 | 1.98 | R-454B | 650
217383315 | CARRIER | 37MUHAQ30AA3+TIC2025-0016 | CAA**4321AM* | 59SU5B100M21**20 | Split System | 30600 | 16.5 | 9 | 1.98 | R-454B | 650
217383254 | CARRIER | 37MUHAQ30AA3+TIC2025-0016 | CAA**4321AM* | 58SP*B110V21**22 | Split System | 30600 | 16.5 | 9 | 1.98 | R-454B | 650
217396718 | COMFORTMAKER | D5CUHAH30AAK+TIC2025-0016 | EA*5X43M21A* | *95MSU1002120A* | Split System | 30600 | 16.5 | 9 | 1.98 | R-454B | 650
217396509 | COMFORTMAKER | D5CUHAH30AAK+TIC2025-0016 | EA*5X43M21A* | *80VSL1102122B* | Split System | 30600 | 16.5 | 9 | 1.98 | R-454B | 650
217396719 | DAY & NIGHT | D5CUHAH30AAK+TIC2025-0016 | EA*5X43M21A* | *95MSU1002120A* | Split System | 30600 | 16.5 | 9 | 1.98 | R-454B | 650
217396510 | DAY & NIGHT | D5CUHAH30AAK+TIC2025-0016 | EA*5X43M21A* | *80VSL1102122B* | Split System | 30600 | 16.5 | 9 | 1.98 | R-454B | 650
217396720 | KEEPRITE | D5CUHAH30AAK+TIC2025-0016 | EA*5X43M21A* | *95MSU1002120A* | Split System | 30600 | 16.5 | 9 | 1.98 | R-454B | 650
217396511 | KEEPRITE | D5CUHAH30AAK+TIC2025-0016 | EA*5X43M21A* | *80VSL1102122B* | Split System | 30600 | 16.5 | 9 | 1.98 | R-454B | 650
217399132 | PAYNE HEATING AND COOLING | 37MUHAQ30AA3+TIC2025-0016 | CAA**4321AM* | PG95MSUA60100C** | Split System | 30600 | 16.5 | 9 | 1.98 | R-454B | 650
217396721 | SMART COMFORT | D5CUHAH30AAK+TIC2025-0016 | EA*5X43M21A* | *95MSU1002120A* | Split System | 30600 | 16.5 | 9 | 1.98 | R-454B | 650
217396512 | SMART COMFORT | D5CUHAH30AAK+TIC2025-0016 | EA*5X43M21A* | *80VSL1102122B* | Split System | 30600 | 16.5 | 9 | 1.98 | R-454B | 650
217396722 | TEMPSTAR | D5CUHAH30AAK+TIC2025-0016 | EA*5X43M21A* | *95MSU1002120A* | Split System | 30600 | 16.5 | 9 | 1.98 | R-454B | 650
217396513 | TEMPSTAR | D5CUHAH30AAK+TIC2025-0016 | EA*5X43M21A* | *80VSL1102122B* | Split System | 30600 | 16.5 | 9 | 1.98 | R-454B | 650
217635347 | BRYANT HEATING AND COOLING SYSTEMS | 37MUHAQ24AA3+TIC2025-0016 | CAA**2417AM* | 926SB36040V17*** | Split System | 22800 | 16.5 | 9 | 2 | R-454B | 650
217632465 | CARRIER | 37MUHAQ24AA3+TIC2025-0016 | CAA**2417AM* | 59SP6B040V17**12 | Split System | 22800 | 16.5 | 9 | 2 | R-454B | 650
217635351 | COMFORTMAKER | D5CUHAH24AAK+TIC2025-0016 | EA*5X24M17A* | *96VSN0401712B* | Split System | 22800 | 16.5 | 9 | 2 | R-454B | 650
217635421 | COMFORTMAKER | D5CUHAH24AAK+TIC2025-0016 | EA*5X24M17A* | *96VTN0401712B* | Split System | 22800 | 16.5 | 9 | 2 | R-454B | 650
217635418 | HEIL | D5CUHAH24AAK+TIC2025-0016 | EA*5X24M17A* | *96VTN0401712B* | Split System | 22800 | 16.5 | 9 | 2 | R-454B | 650
217635424 | SMART COMFORT | D5CUHAH24AAK+TIC2025-0016 | EA*5X24M17A* | *96VTN0401712B* | Split System | 22800 | 16.5 | 9 | 2 | R-454B | 650
216633014 | ACIQ | H5H0V24*K*AAA* | EA*5X24M14A*+WALLCON | *80CTL0701412B* | Split System | 22800 | 17 | 9 | 1.94 | R-454B | 650
215666932 | ARCOAIRE | H5H0V24*K*AAA* | EA*5X24M14A*+WALLCON | *80CTL0701412B* | Split System | 22800 | 17 | 9 | 1.94 | R-454B | 650
215666934 | COMFORTMAKER | C5H0V24*K*AAA* | EA*5X24M14A*+WALLCON | *80CTL0701412B* | Split System | 22800 | 17 | 9 | 1.94 | R-454B | 650
216633019 | ACIQ | H5H0V24*K*AAA* | EA*5X24M17A*+WALLCON | *80CTL0701412B* | Split System | 22800 | 17 | 9 | 1.96 | R-454B | 650
216633021 | ACIQ | H5H0V24*K*AAA* | EA*5X24M17A*+WALLCON | *80CTL0901716B* | Split System | 22800 | 17 | 9 | 1.96 | R-454B | 650
216633058 | ACIQ | H5H0V24*K*AAA* | EA*5X36M17A*+WALLCON | *96CTN0601714B* | Split System | 23000 | 17 | 9 | 1.96 | R-454B | 650
216633042 | ACIQ | H5H0V24*K*AAA* | EA*5X30M17A*+WALLCON | *80CTL0701716B* | Split System | 23000 | 17 | 9 | 1.96 | R-454B | 650
216633038 | ACIQ | H5H0V24*K*AAA* | EA*5X30M17A*+WALLCON | *80CSU0401712A* | Split System | 23000 | 17 | 9 | 1.98 | R-454B | 650
216633041 | ACIQ | H5H0V24*K*AAA* | EA*5X30M17A*+WALLCON | *80CTL0701412B* | Split System | 23000 | 17 | 9 | 1.98 | R-454B | 650
216633048 | ACIQ | H5H0V24*K*AAA* | EA*5X30M17A*+WALLCON | *96CTN0801714B* | Split System | 23000 | 17 | 9 | 1.98 | R-454B | 650
216633055 | ACIQ | H5H0V24*K*AAA* | EA*5X36M17A*+WALLCON | *97CMN0601714B* | Split System | 23000 | 17 | 9 | 1.98 | R-454B | 650
216634169 | ACIQ | H5H0V24*K*AAA* | EA*5X36M17A*+WALLCON | *97CTN0801716A* | Split System | 23000 | 17 | 9 | 1.98 | R-454B | 650
216633039 | ACIQ | H5H0V24*K*AAA* | EA*5X30M17A*+WALLCON | *80CSU0601716A* | Split System | 23000 | 17 | 9 | 1.98 | R-454B | 650
216633056 | ACIQ | H5H0V24*K*AAA* | EA*5X36M17A*+WALLCON | *97CMN0801714B* | Split System | 23000 | 17 | 9 | 1.98 | R-454B | 650
216633043 | ACIQ | H5H0V24*K*AAA* | EA*5X30M17A*+WALLCON | *80CTL0901716B* | Split System | 23000 | 17 | 9 | 1.98 | R-454B | 650
215667681 | AIRQUEST | H5H0V24*K*AAA* | EA*5X36M17A*+WALLCON | *97CMN0801714B* | Split System | 23000 | 17 | 9 | 1.98 | R-454B | 650
215667546 | COMFORTMAKER | C5H0V24*K*AAA* | EA*5X30M17A*+WALLCON | *96CTN0801714B* | Split System | 23000 | 17 | 9 | 1.98 | R-454B | 650
215667679 | HEIL | H5H0V24*K*AAA* | EA*5X36M17A*+WALLCON | *97CMN0801714B* | Split System | 23000 | 17 | 9 | 1.98 | R-454B | 650
216633059 | ACIQ | H5H0V24*K*AAA* | EA*5X36M17A*+WALLCON | *96CTN0801714B* | Split System | 23200 | 17 | 9 | 1.98 | R-454B | 650
216633052 | ACIQ | H5H0V24*K*AAA* | EA*5X36M17A*+WALLCON | *80CTL0701412B* | Split System | 23200 | 17 | 9 | 1.98 | R-454B | 650
216633050 | ACIQ | H5H0V24*K*AAA* | EA*5X36M17A*+WALLCON | *80CSU0601716A* | Split System | 23200 | 17 | 9 | 1.98 | R-454B | 650
216633053 | ACIQ | H5H0V24*K*AAA* | EA*5X36M17A*+WALLCON | *80CTL0701716B* | Split System | 23200 | 17 | 9 | 1.98 | R-454B | 650
216633049 | ACIQ | H5H0V24*K*AAA* | EA*5X36M17A*+WALLCON | *80CSU0401712A* | Split System | 23200 | 17 | 9 | 1.98 | R-454B | 650
215667614 | AIRQUEST | H5H0V24*K*AAA* | EA*5X36M17A*+WALLCON | *80CTL0701412B* | Split System | 23200 | 17 | 9 | 1.98 | R-454B | 650
215667584 | COMFORTMAKER | C5H0V24*K*AAA* | EA*5X36M17A*+WALLCON | *80CSU0601716A* | Split System | 23200 | 17 | 9 | 1.98 | R-454B | 650
216633062 | ACIQ | H5H0V24*K*AAA* | EA*5X37M17A*+WALLCON | *80CTL0451712B* | Split System | 23600 | 17 | 9 | 1.98 | R-454B | 650
216633066 | ACIQ | H5H0V24*K*AAA* | EA*5X37M17A*+WALLCON | *97CMN0601714B* | Split System | 23600 | 17 | 9 | 1.98 | R-454B | 650
217397387 | AIRQUEST | D5CUHAH30AAK+TIC2025-0016 | EA*5X37M21A* | *80MSU0802120A* | Split System | 30600 | 17 | 9 | 1.98 | R-454B | 650
217396531 | AIRQUEST | D5CUHAH30AAK+TIC2025-0016 | EA*5X43M21A* | *80MSU0802120A* | Split System | 30600 | 17 | 9 | 1.98 | R-454B | 650
217397388 | ARCOAIRE | D5CUHAH30AAK+TIC2025-0016 | EA*5X37M21A* | *80MSU0802120A* | Split System | 30600 | 17 | 9 | 1.98 | R-454B | 650
217396532 | ARCOAIRE | D5CUHAH30AAK+TIC2025-0016 | EA*5X43M21A* | *80MSU0802120A* | Split System | 30600 | 17 | 9 | 1.98 | R-454B | 650
217399090 | BRYANT HEATING AND COOLING SYSTEMS | 37MUHAQ30AA3+TIC2025-0016 | CAA**4321AM* | 83*SB60080M21*** | Split System | 30600 | 17 | 9 | 1.98 | R-454B | 650
217383492 | CARRIER | 37MUHAQ30AA3+TIC2025-0016 | CAA**3721AM* | 58SU*B080M21**20 | Split System | 30600 | 17 | 9 | 1.98 | R-454B | 650
217383260 | CARRIER | 37MUHAQ30AA3+TIC2025-0016 | CAA**4321AM* | 58SU*B080M21**20 | Split System | 30600 | 17 | 9 | 1.98 | R-454B | 650
217397389 | COMFORTMAKER | D5CUHAH30AAK+TIC2025-0016 | EA*5X37M21A* | *80MSU0802120A* | Split System | 30600 | 17 | 9 | 1.98 | R-454B | 650
217396533 | COMFORTMAKER | D5CUHAH30AAK+TIC2025-0016 | EA*5X43M21A* | *80MSU0802120A* | Split System | 30600 | 17 | 9 | 1.98 | R-454B | 650
217397390 | DAY & NIGHT | D5CUHAH30AAK+TIC2025-0016 | EA*5X37M21A* | *80MSU0802120A* | Split System | 30600 | 17 | 9 | 1.98 | R-454B | 650
217396534 | DAY & NIGHT | D5CUHAH30AAK+TIC2025-0016 | EA*5X43M21A* | *80MSU0802120A* | Split System | 30600 | 17 | 9 | 1.98 | R-454B | 650
217397386 | HEIL | D5CUHAH30AAK+TIC2025-0016 | EA*5X37M21A* | *80MSU0802120A* | Split System | 30600 | 17 | 9 | 1.98 | R-454B | 650
217396530 | HEIL | D5CUHAH30AAK+TIC2025-0016 | EA*5X43M21A* | *80MSU0802120A* | Split System | 30600 | 17 | 9 | 1.98 | R-454B | 650
217397391 | KEEPRITE | D5CUHAH30AAK+TIC2025-0016 | EA*5X37M21A* | *80MSU0802120A* | Split System | 30600 | 17 | 9 | 1.98 | R-454B | 650
217396535 | KEEPRITE | D5CUHAH30AAK+TIC2025-0016 | EA*5X43M21A* | *80MSU0802120A* | Split System | 30600 | 17 | 9 | 1.98 | R-454B | 650
217399281 | PAYNE HEATING AND COOLING | 37MUHAQ30AA3+TIC2025-0016 | CAA**3721AM* | PG80MSUA60080C** | Split System | 30600 | 17 | 9 | 1.98 | R-454B | 650
217399091 | PAYNE HEATING AND COOLING | 37MUHAQ30AA3+TIC2025-0016 | CAA**4321AM* | PG80MSUA60080C** | Split System | 30600 | 17 | 9 | 1.98 | R-454B | 650
217397392 | SMART COMFORT | D5CUHAH30AAK+TIC2025-0016 | EA*5X37M21A* | *80MSU0802120A* | Split System | 30600 | 17 | 9 | 1.98 | R-454B | 650
217396536 | SMART COMFORT | D5CUHAH30AAK+TIC2025-0016 | EA*5X43M21A* | *80MSU0802120A* | Split System | 30600 | 17 | 9 | 1.98 | R-454B | 650
217397393 | TEMPSTAR | D5CUHAH30AAK+TIC2025-0016 | EA*5X37M21A* | *80MSU0802120A* | Split System | 30600 | 17 | 9 | 1.98 | R-454B | 650
217396537 | TEMPSTAR | D5CUHAH30AAK+TIC2025-0016 | EA*5X43M21A* | *80MSU0802120A* | Split System | 30600 | 17 | 9 | 1.98 | R-454B | 650
216633027 | ACIQ | H5H0V24*K*AAA* | EA*5X25M17A*+WALLCON | *80CTL0451712B* | Split System | 23800 | 17 | 9 | 2 | R-454B | 650
216633061 | ACIQ | H5H0V24*K*AAA* | EA*5X37M17A*+WALLCON | *80CSU0601716A* | Split System | 23800 | 17 | 9 | 2 | R-454B | 650
216634160 | ACIQ | H5H0V24*K*AAA* | EA*5X25M17A*+WALLCON | *97CTN0601716A* | Split System | 23800 | 17 | 9 | 2 | R-454B | 650
216634170 | ACIQ | H5H0V24*K*AAA* | EA*5X37M17A*+WALLCON | *80CSU0401712B* | Split System | 23800 | 17 | 9 | 2 | R-454B | 650
216634173 | ACIQ | H5H0V24*K*AAA* | EA*5X37M17A*+WALLCON | *97CTN0801716A* | Split System | 23800 | 17 | 9 | 2 | R-454B | 650
216634171 | ACIQ | H5H0V24*K*AAA* | EA*5X37M17A*+WALLCON | *80CSU0601716B* | Split System | 23800 | 17 | 9 | 2 | R-454B | 650
216633069 | ACIQ | H5H0V24*K*AAA* | EA*5X37M17A*+WALLCON | *96CTN0601714B* | Split System | 23800 | 17 | 9 | 2 | R-454B | 650
216634276 | ACIQ | H5H0V36*K*AAA* | EA*5X42M21A*+WALLCON | *97CTN1002122A* | Split System | 33200 | 17.5 | 9 | 1.84 | R-454B | 650
216633204 | ACIQ | H5H0V36*K*AAA* | EA*5X42M21A*+WALLCON | *95CSU1002122B* | Split System | 33200 | 17.5 | 9 | 1.84 | R-454B | 650
216633209 | ACIQ | H5H0V36*K*AAA* | EA*5X42M21A*+WALLCON | *97CMN1002122B* | Split System | 33200 | 17.5 | 9 | 1.84 | R-454B | 650
216633212 | ACIQ | H5H0V36*K*AAA* | EA*5X42M21A*+WALLCON | *96CTN1002122B* | Split System | 33200 | 17.5 | 9 | 1.84 | R-454B | 650
216633198 | ACIQ | H5H0V36*K*AAA* | EA*5X42M21A*+WALLCON | *80CTL0702120B* | Split System | 33000 | 17.5 | 9 | 1.86 | R-454B | 650
215668829 | AIRQUEST | H5H0V36*K*AAA* | EA*5X42M21A*+WALLCON | *80CTL0702120B* | Split System | 33000 | 17.5 | 9 | 1.86 | R-454B | 650
216634275 | ACIQ | H5H0V36*K*AAA* | EA*5X42M21A*+WALLCON | *97CTN0802120A* | Split System | 33200 | 17.5 | 9 | 1.86 | R-454B | 650
216634270 | ACIQ | H5H0V36*K*AAA* | EA*5X42M21A*+WALLCON | *96CTN0802120B* | Split System | 33200 | 17.5 | 9 | 1.86 | R-454B | 650
216633208 | ACIQ | H5H0V36*K*AAA* | EA*5X42M21A*+WALLCON | *97CMN0802120B* | Split System | 33200 | 17.5 | 9 | 1.86 | R-454B | 650
216633183 | ACIQ | H5H0V36*K*AAA* | EA*5X37M21A*+WALLCON | *95CSU0802120B* | Split System | 34400 | 17.5 | 9 | 1.9 | R-454B | 650
216633215 | ACIQ | H5H0V36*K*AAA* | EA*5X43M21A*+WALLCON | *80CSU1002120A* | Split System | 34400 | 17.5 | 9 | 1.9 | R-454B | 650
215668713 | KEEPRITE | C5H0V36*K*AAA* | EA*5X37M21A*+WALLCON | *95CSU0802120B* | Split System | 34400 | 17.5 | 9 | 1.9 | R-454B | 650
216633272 | ACIQ | H5H0V36*K*AAA* | EA*5X61M21A*+WALLCON | *95CSU0601716B* | Split System | 34600 | 17.5 | 9 | 1.9 | R-454B | 650
216634264 | ACIQ | H5H0V36*K*AAA* | EA*5X37M21A*+WALLCON | *80CSU0401712B* | Split System | 34600 | 17.5 | 9 | 1.9 | R-454B | 650
216634265 | ACIQ | H5H0V36*K*AAA* | EA*5X37M21A*+WALLCON | *80CSU0601716B* | Split System | 34600 | 17.5 | 9 | 1.9 | R-454B | 650
216633783 | ACIQ | H5H0V48*K*AAA* | EA*5X60M24A*+WALLCON | *80CSU1002120A* | Split System | 45000 | 17.5 | 9 | 2.06 | R-454B | 650
216633798 | ACIQ | H5H0V48*K*AAA* | EA*5X61M21A*+WALLCON | *80CSU1002120A* | Split System | 46000 | 17.5 | 9 | 2.06 | R-454B | 650
216633818 | ACIQ | H5H0V48*K*AAA* | EA*5X61M24A*+WALLCON | *95CSU0802120B* | Split System | 46000 | 17.5 | 9 | 2.08 | R-454B | 650
216633201 | ACIQ | H5H0V36*K*AAA* | EA*5X42M21A*+WALLCON | *80CTL1102120B* | Split System | 33200 | 18 | 9 | 1.84 | R-454B | 650
216633200 | ACIQ | H5H0V36*K*AAA* | EA*5X42M21A*+WALLCON | *80CTL0902120B* | Split System | 33200 | 18 | 9 | 1.86 | R-454B | 650
216633199 | ACIQ | H5H0V36*K*AAA* | EA*5X42M21A*+WALLCON | *80CTL0901716B* | Split System | 33200 | 18 | 9 | 1.86 | R-454B | 650
216633235 | ACIQ | H5H0V36*K*AAA* | EA*5X48M21A*+WALLCON | *80CTL0701716B* | Split System | 33600 | 18 | 9 | 1.88 | R-454B | 650
216634284 | ACIQ | H5H0V36*K*AAA* | EA*5X48M21A*+WALLCON | *96CTN0802120B* | Split System | 33800 | 18 | 9 | 1.88 | R-454B | 650
216633236 | ACIQ | H5H0V36*K*AAA* | EA*5X48M21A*+WALLCON | *80CTL0702120B* | Split System | 33800 | 18 | 9 | 1.88 | R-454B | 650
216633246 | ACIQ | H5H0V36*K*AAA* | EA*5X48M21A*+WALLCON | *97CMN0802120B* | Split System | 33800 | 18 | 9 | 1.88 | R-454B | 650
216633237 | ACIQ | H5H0V36*K*AAA* | EA*5X48M21A*+WALLCON | *80CTL0901716B* | Split System | 33800 | 18 | 9 | 1.88 | R-454B | 650
216634289 | ACIQ | H5H0V36*K*AAA* | EA*5X48M21A*+WALLCON | *97CTN0802120A* | Split System | 33800 | 18 | 9 | 1.88 | R-454B | 650
216633213 | ACIQ | H5H0V36*K*AAA* | EA*5X43M21A*+WALLCON | *80CSU0401712A* | Split System | 34400 | 18 | 9 | 1.88 | R-454B | 650
216633173 | ACIQ | H5H0V36*K*AAA* | EA*5X37M21A*+WALLCON | *80CSU0401712A* | Split System | 34400 | 18 | 9 | 1.88 | R-454B | 650
216634277 | ACIQ | H5H0V36*K*AAA* | EA*5X43M21A*+WALLCON | *96CTN0802120B* | Split System | 34400 | 18 | 9 | 1.88 | R-454B | 650
216633179 | ACIQ | H5H0V36*K*AAA* | EA*5X37M21A*+WALLCON | *80CTL0901716B* | Split System | 34400 | 18 | 9 | 1.88 | R-454B | 650
216634268 | ACIQ | H5H0V36*K*AAA* | EA*5X37M21A*+WALLCON | *97CTN0802120A* | Split System | 34400 | 18 | 9 | 1.88 | R-454B | 650
216634263 | ACIQ | H5H0V36*K*AAA* | EA*5X37M21A*+WALLCON | *96CTN0802120B* | Split System | 34400 | 18 | 9 | 1.88 | R-454B | 650
216634282 | ACIQ | H5H0V36*K*AAA* | EA*5X43M21A*+WALLCON | *97CTN0802120A* | Split System | 34400 | 18 | 9 | 1.88 | R-454B | 650
216633218 | ACIQ | H5H0V36*K*AAA* | EA*5X43M21A*+WALLCON | *80CTL0702120B* | Split System | 34400 | 18 | 9 | 1.88 | R-454B | 650
216633219 | ACIQ | H5H0V36*K*AAA* | EA*5X43M21A*+WALLCON | *80CTL0901716B* | Split System | 34400 | 18 | 9 | 1.88 | R-454B | 650
216633178 | ACIQ | H5H0V36*K*AAA* | EA*5X37M21A*+WALLCON | *80CTL0702120B* | Split System | 34400 | 18 | 9 | 1.88 | R-454B | 650
215668681 | KEEPRITE | C5H0V36*K*AAA* | EA*5X37M21A*+WALLCON | *80CTL0901716B* | Split System | 34400 | 18 | 9 | 1.88 | R-454B | 650
216633227 | ACIQ | H5H0V36*K*AAA* | EA*5X43M21A*+WALLCON | *97CMN0802120B* | Split System | 34600 | 18 | 9 | 1.88 | R-454B | 650
216633238 | ACIQ | H5H0V36*K*AAA* | EA*5X48M21A*+WALLCON | *80CTL0902120B* | Split System | 33800 | 18 | 9 | 1.9 | R-454B | 650
216633242 | ACIQ | H5H0V36*K*AAA* | EA*5X48M21A*+WALLCON | *95CSU1002122B* | Split System | 33800 | 18 | 9 | 1.9 | R-454B | 650
216633250 | ACIQ | H5H0V36*K*AAA* | EA*5X48M21A*+WALLCON | *96CTN1002122B* | Split System | 33800 | 18 | 9 | 1.9 | R-454B | 650
216634290 | ACIQ | H5H0V36*K*AAA* | EA*5X48M21A*+WALLCON | *97CTN1002122A* | Split System | 33800 | 18 | 9 | 1.9 | R-454B | 650
216633239 | ACIQ | H5H0V36*K*AAA* | EA*5X48M21A*+WALLCON | *80CTL1102120B* | Split System | 33800 | 18 | 9 | 1.9 | R-454B | 650
216633247 | ACIQ | H5H0V36*K*AAA* | EA*5X48M21A*+WALLCON | *97CMN1002122B* | Split System | 33800 | 18 | 9 | 1.9 | R-454B | 650
216634285 | ACIQ | H5H0V36*K*AAA* | EA*5X48M21A*+WALLCON | *80CSU0401712B* | Split System | 34000 | 18 | 9 | 1.9 | R-454B | 650
216633258 | ACIQ | H5H0V36*K*AAA* | EA*5X60M24A*+WALLCON | *97CMN0602120B* | Split System | 34200 | 18 | 9 | 1.9 | R-454B | 650
216633259 | ACIQ | H5H0V36*K*AAA* | EA*5X60M24A*+WALLCON | *97CMN0802120B* | Split System | 34400 | 18 | 9 | 1.9 | R-454B | 650
216634291 | ACIQ | H5H0V36*K*AAA* | EA*5X60M24A*+WALLCON | *96CTN0802120B* | Split System | 34400 | 18 | 9 | 1.9 | R-454B | 650
216634292 | ACIQ | H5H0V36*K*AAA* | EA*5X60M24A*+WALLCON | *97CTN0802120A* | Split System | 34400 | 18 | 9 | 1.9 | R-454B | 650
216633251 | ACIQ | H5H0V36*K*AAA* | EA*5X60M24A*+WALLCON | *80CSU1002120A* | Split System | 34400 | 18 | 9 | 1.9 | R-454B | 650
216633256 | ACIQ | H5H0V36*K*AAA* | EA*5X60M24A*+WALLCON | *95CSU0802120B* | Split System | 34400 | 18 | 9 | 1.9 | R-454B | 650
216633252 | ACIQ | H5H0V36*K*AAA* | EA*5X60M24A*+WALLCON | *80CTL0702120B* | Split System | 34400 | 18 | 9 | 1.9 | R-454B | 650
216633275 | ACIQ | H5H0V36*K*AAA* | EA*5X61M21A*+WALLCON | *97CMN0601714B* | Split System | 34400 | 18 | 9 | 1.9 | R-454B | 650
216633177 | ACIQ | H5H0V36*K*AAA* | EA*5X37M21A*+WALLCON | *80CTL0701716B* | Split System | 34400 | 18 | 9 | 1.9 | R-454B | 650
216633191 | ACIQ | H5H0V36*K*AAA* | EA*5X37M21A*+WALLCON | *96CTN0801714B* | Split System | 34400 | 18 | 9 | 1.9 | R-454B | 650
215668663 | COMFORTMAKER | C5H0V36*K*AAA* | EA*5X37M21A*+WALLCON | *80CTL0701716B* | Split System | 34400 | 18 | 9 | 1.9 | R-454B | 650
215668665 | KEEPRITE | C5H0V36*K*AAA* | EA*5X37M21A*+WALLCON | *80CTL0701716B* | Split System | 34400 | 18 | 9 | 1.9 | R-454B | 650
216633281 | ACIQ | H5H0V36*K*AAA* | EA*5X61M21A*+WALLCON | *96CTN0801714B* | Split System | 34600 | 18 | 9 | 1.9 | R-454B | 650
216633290 | ACIQ | H5H0V36*K*AAA* | EA*5X61M24A*+WALLCON | *97CMN0602120B* | Split System | 34600 | 18 | 9 | 1.9 | R-454B | 650
216633276 | ACIQ | H5H0V36*K*AAA* | EA*5X61M21A*+WALLCON | *97CMN0602120B* | Split System | 34600 | 18 | 9 | 1.9 | R-454B | 650
216633277 | ACIQ | H5H0V36*K*AAA* | EA*5X61M21A*+WALLCON | *97CMN0801714B* | Split System | 34600 | 18 | 9 | 1.9 | R-454B | 650
216633280 | ACIQ | H5H0V36*K*AAA* | EA*5X61M21A*+WALLCON | *96CTN0601714B* | Split System | 34600 | 18 | 9 | 1.9 | R-454B | 650
216633268 | ACIQ | H5H0V36*K*AAA* | EA*5X61M21A*+WALLCON | *80CTL0701716B* | Split System | 34600 | 18 | 9 | 1.9 | R-454B | 650
216633181 | ACIQ | H5H0V36*K*AAA* | EA*5X37M21A*+WALLCON | *80CTL1102120B* | Split System | 34600 | 18 | 9 | 1.9 | R-454B | 650
216634283 | ACIQ | H5H0V36*K*AAA* | EA*5X43M21A*+WALLCON | *97CTN1002122A* | Split System | 34600 | 18 | 9 | 1.9 | R-454B | 650
216633228 | ACIQ | H5H0V36*K*AAA* | EA*5X43M21A*+WALLCON | *97CMN1002122B* | Split System | 34600 | 18 | 9 | 1.9 | R-454B | 650
216634279 | ACIQ | H5H0V36*K*AAA* | EA*5X43M21A*+WALLCON | *80CSU0601716B* | Split System | 34600 | 18 | 9 | 1.9 | R-454B | 650
216633230 | ACIQ | H5H0V36*K*AAA* | EA*5X43M21A*+WALLCON | *96CTN1002122B* | Split System | 34600 | 18 | 9 | 1.9 | R-454B | 650
216633180 | ACIQ | H5H0V36*K*AAA* | EA*5X37M21A*+WALLCON | *80CTL0902120B* | Split System | 34600 | 18 | 9 | 1.9 | R-454B | 650
216633224 | ACIQ | H5H0V36*K*AAA* | EA*5X43M21A*+WALLCON | *95CSU1002122B* | Split System | 34600 | 18 | 9 | 1.9 | R-454B | 650
216634269 | ACIQ | H5H0V36*K*AAA* | EA*5X37M21A*+WALLCON | *97CTN1002122A* | Split System | 34600 | 18 | 9 | 1.9 | R-454B | 650
216633192 | ACIQ | H5H0V36*K*AAA* | EA*5X37M21A*+WALLCON | *96CTN1002122B* | Split System | 34600 | 18 | 9 | 1.9 | R-454B | 650
216634278 | ACIQ | H5H0V36*K*AAA* | EA*5X43M21A*+WALLCON | *80CSU0401712B* | Split System | 34600 | 18 | 9 | 1.9 | R-454B | 650
216633220 | ACIQ | H5H0V36*K*AAA* | EA*5X43M21A*+WALLCON | *80CTL0902120B* | Split System | 34600 | 18 | 9 | 1.9 | R-454B | 650
216633221 | ACIQ | H5H0V36*K*AAA* | EA*5X43M21A*+WALLCON | *80CTL1102120B* | Split System | 34600 | 18 | 9 | 1.9 | R-454B | 650
216633184 | ACIQ | H5H0V36*K*AAA* | EA*5X37M21A*+WALLCON | *95CSU1002122B* | Split System | 34600 | 18 | 9 | 1.9 | R-454B | 650
216633189 | ACIQ | H5H0V36*K*AAA* | EA*5X37M21A*+WALLCON | *97CMN1002122B* | Split System | 34600 | 18 | 9 | 1.9 | R-454B | 650
215668756 | HEIL | H5H0V36*K*AAA* | EA*5X37M21A*+WALLCON | *97CMN1002122B* | Split System | 34600 | 18 | 9 | 1.9 | R-454B | 650
215668697 | KEEPRITE | C5H0V36*K*AAA* | EA*5X37M21A*+WALLCON | *80CTL1102120B* | Split System | 34600 | 18 | 9 | 1.9 | R-454B | 650
216633266 | ACIQ | H5H0V36*K*AAA* | EA*5X61M21A*+WALLCON | *80CSU1002120A* | Split System | 34800 | 18 | 9 | 1.9 | R-454B | 650
216633265 | ACIQ | H5H0V36*K*AAA* | EA*5X61M21A*+WALLCON | *80CSU0601716A* | Split System | 34800 | 18 | 9 | 1.9 | R-454B | 650
216633257 | ACIQ | H5H0V36*K*AAA* | EA*5X60M24A*+WALLCON | *95CSU1002122B* | Split System | 34400 | 18 | 9 | 1.92 | R-454B | 650
216634299 | ACIQ | H5H0V36*K*AAA* | EA*5X61M21A*+WALLCON | *97CTN0801716A* | Split System | 34600 | 18 | 9 | 1.92 | R-454B | 650
216633283 | ACIQ | H5H0V36*K*AAA* | EA*5X61M24A*+WALLCON | *80CSU1002120A* | Split System | 34800 | 18 | 9 | 1.92 | R-454B | 650
216633273 | ACIQ | H5H0V36*K*AAA* | EA*5X61M21A*+WALLCON | *95CSU0802120B* | Split System | 34800 | 18 | 9 | 1.92 | R-454B | 650
216633288 | ACIQ | H5H0V36*K*AAA* | EA*5X61M24A*+WALLCON | *95CSU0802120B* | Split System | 34800 | 18 | 9 | 1.92 | R-454B | 650
216633278 | ACIQ | H5H0V36*K*AAA* | EA*5X61M21A*+WALLCON | *97CMN0802120B* | Split System | 34800 | 18 | 9 | 1.92 | R-454B | 650
216634296 | ACIQ | H5H0V36*K*AAA* | EA*5X61M21A*+WALLCON | *80CSU0401712B* | Split System | 35000 | 18 | 9 | 1.92 | R-454B | 650
216634297 | ACIQ | H5H0V36*K*AAA* | EA*5X61M21A*+WALLCON | *80CSU0601716B* | Split System | 35000 | 18 | 9 | 1.92 | R-454B | 650
216633274 | ACIQ | H5H0V36*K*AAA* | EA*5X61M21A*+WALLCON | *95CSU1002122B* | Split System | 35000 | 18 | 9 | 1.92 | R-454B | 650
216633894 | ACIQ | H5H0V48*K*AAA* | EVM5X49M21A*+WALLCON | *95CSU0601716B* | Split System | 47500 | 18 | 9 | 1.98 | R-454B | 650
216633985 | ACIQ | H5H0V48*K*AAA* | EVD5X60M21A*+WALLCON | *95CSU0601716B* | Split System | 47500 | 18 | 9 | 1.98 | R-454B | 650
216633959 | ACIQ | H5H0V48*K*AAA* | EVD5X48M24A*+WALLCON | *95CSU0802120B* | Split System | 47000 | 18 | 9 | 2.02 | R-454B | 650
216633878 | ACIQ | H5H0V48*K*AAA* | EVM5X48M21A*+WALLCON | *95CSU1002122B* | Split System | 47000 | 18 | 9 | 2.02 | R-454B | 650
216634476 | ACIQ | H5H0V48*K*AAA* | EA*5X60M24A*+WALLCON | *97CTN0802120A* | Split System | 45000 | 18 | 9 | 2.06 | R-454B | 650
216633791 | ACIQ | H5H0V48*K*AAA* | EA*5X60M24A*+WALLCON | *97CMN0802120B* | Split System | 45000 | 18 | 9 | 2.06 | R-454B | 650
216634477 | ACIQ | H5H0V48*K*AAA* | EA*5X60M24A*+WALLCON | *97CTN1002122A* | Split System | 45000 | 18 | 9 | 2.06 | R-454B | 650
216633795 | ACIQ | H5H0V48*K*AAA* | EA*5X60M24A*+WALLCON | *96CTN1202422B* | Split System | 45000 | 18 | 9 | 2.06 | R-454B | 650
216634478 | ACIQ | H5H0V48*K*AAA* | EA*5X60M24A*+WALLCON | *97CTN1202422A* | Split System | 45000 | 18 | 9 | 2.06 | R-454B | 650
216633792 | ACIQ | H5H0V48*K*AAA* | EA*5X60M24A*+WALLCON | *97CMN1002122B* | Split System | 45000 | 18 | 9 | 2.06 | R-454B | 650
216633794 | ACIQ | H5H0V48*K*AAA* | EA*5X60M24A*+WALLCON | *96CTN1002122B* | Split System | 45000 | 18 | 9 | 2.06 | R-454B | 650
216634473 | ACIQ | H5H0V48*K*AAA* | EA*5X60M24A*+WALLCON | *96CTN0802120B* | Split System | 45000 | 18 | 9 | 2.06 | R-454B | 650
216633793 | ACIQ | H5H0V48*K*AAA* | EA*5X60M24A*+WALLCON | *97CMN1202422B* | Split System | 45000 | 18 | 9 | 2.06 | R-454B | 650
216633802 | ACIQ | H5H0V48*K*AAA* | EA*5X61M21A*+WALLCON | *80CTL0901716B* | Split System | 46000 | 18 | 9 | 2.06 | R-454B | 650
216633801 | ACIQ | H5H0V48*K*AAA* | EA*5X61M21A*+WALLCON | *80CTL0702120B* | Split System | 46000 | 18 | 9 | 2.06 | R-454B | 650
216633782 | ACIQ | H5H0V48*K*AAA* | EA*5X60M24A*+WALLCON | *80CSU0802120A* | Split System | 45000 | 18 | 9 | 2.08 | R-454B | 650
216633789 | ACIQ | H5H0V48*K*AAA* | EA*5X60M24A*+WALLCON | *95CSU1002122B* | Split System | 45000 | 18 | 9 | 2.08 | R-454B | 650
216633784 | ACIQ | H5H0V48*K*AAA* | EA*5X60M24A*+WALLCON | *80CTL0702120B* | Split System | 45000 | 18 | 9 | 2.08 | R-454B | 650
216633785 | ACIQ | H5H0V48*K*AAA* | EA*5X60M24A*+WALLCON | *80CTL0902120B* | Split System | 45000 | 18 | 9 | 2.08 | R-454B | 650
216633786 | ACIQ | H5H0V48*K*AAA* | EA*5X60M24A*+WALLCON | *80CTL1102120B* | Split System | 45000 | 18 | 9 | 2.08 | R-454B | 650
216633787 | ACIQ | H5H0V48*K*AAA* | EA*5X60M24A*+WALLCON | *80CTL1352422B* | Split System | 45000 | 18 | 9 | 2.08 | R-454B | 650
216634482 | ACIQ | H5H0V48*K*AAA* | EA*5X61M21A*+WALLCON | *80CSU0802120B* | Split System | 46000 | 18 | 9 | 2.08 | R-454B | 650
216633809 | ACIQ | H5H0V48*K*AAA* | EA*5X61M21A*+WALLCON | *97CMN1002122B* | Split System | 46000 | 18 | 9 | 2.08 | R-454B | 650
216634486 | ACIQ | H5H0V48*K*AAA* | EA*5X61M21A*+WALLCON | *97CTN1002122A* | Split System | 46000 | 18 | 9 | 2.08 | R-454B | 650
216634488 | ACIQ | H5H0V48*K*AAA* | EA*5X61M24A*+WALLCON | *80CSU0802120B* | Split System | 46000 | 18 | 9 | 2.08 | R-454B | 650
216633819 | ACIQ | H5H0V48*K*AAA* | EA*5X61M24A*+WALLCON | *95CSU1002122B* | Split System | 46000 | 18 | 9 | 2.08 | R-454B | 650
216633797 | ACIQ | H5H0V48*K*AAA* | EA*5X61M21A*+WALLCON | *80CSU0802120A* | Split System | 46000 | 18 | 9 | 2.08 | R-454B | 650
216633812 | ACIQ | H5H0V48*K*AAA* | EA*5X61M24A*+WALLCON | *80CSU0802120A* | Split System | 46000 | 18 | 9 | 2.08 | R-454B | 650
216633811 | ACIQ | H5H0V48*K*AAA* | EA*5X61M21A*+WALLCON | *96CTN1002122B* | Split System | 46000 | 18 | 9 | 2.08 | R-454B | 650
216634485 | ACIQ | H5H0V48*K*AAA* | EA*5X61M21A*+WALLCON | *97CTN0802120A* | Split System | 46000 | 18 | 9 | 2.08 | R-454B | 650
216633823 | ACIQ | H5H0V48*K*AAA* | EA*5X61M24A*+WALLCON | *97CMN1202422B* | Split System | 46000 | 18 | 9 | 2.08 | R-454B | 650
216634490 | ACIQ | H5H0V48*K*AAA* | EA*5X61M24A*+WALLCON | *97CTN0802120A* | Split System | 46000 | 18 | 9 | 2.08 | R-454B | 650
216634479 | ACIQ | H5H0V48*K*AAA* | EA*5X61M21A*+WALLCON | *96CTN0802120B* | Split System | 46000 | 18 | 9 | 2.08 | R-454B | 650
216634487 | ACIQ | H5H0V48*K*AAA* | EA*5X61M24A*+WALLCON | *96CTN0802120B* | Split System | 46000 | 18 | 9 | 2.08 | R-454B | 650
216633808 | ACIQ | H5H0V48*K*AAA* | EA*5X61M21A*+WALLCON | *97CMN0802120B* | Split System | 46000 | 18 | 9 | 2.08 | R-454B | 650
216633806 | ACIQ | H5H0V48*K*AAA* | EA*5X61M21A*+WALLCON | *95CSU1002122B* | Split System | 46000 | 18 | 9 | 2.08 | R-454B | 650
216633814 | ACIQ | H5H0V48*K*AAA* | EA*5X61M24A*+WALLCON | *80CTL0702120B* | Split System | 46000 | 18 | 9 | 2.08 | R-454B | 650
216633821 | ACIQ | H5H0V48*K*AAA* | EA*5X61M24A*+WALLCON | *97CMN0802120B* | Split System | 46000 | 18 | 9 | 2.08 | R-454B | 650
216440489 | AMERICAN STANDARD | 5A6V0X60A1 | 5PX*DD10AS3 | S9V2D120D5PSC+LRP | Split System | 51500 | 18.4 | 9 | 2 | R-454B | 650
216440483 | AMERICAN STANDARD | 5A6V0X60A1 | 5PX*DD10AS3 | S9V2C100D5PSC+LRP | Split System | 51500 | 18.4 | 9 | 2 | R-454B | 650
216440488 | TRANE | 5TWV0X60A1 | 5PX*DD10AS3 | S9V2D120D5PSC+LRP | Split System | 51500 | 18.4 | 9 | 2 | R-454B | 650
216440482 | TRANE | 5TWV0X60A1 | 5PX*DD10AS3 | S9V2C100D5PSC+LRP | Split System | 51500 | 18.4 | 9 | 2 | R-454B | 650
216633392 | ACIQ | H5H0V36*K*AAA* | FCMA5B36L0C*+WALLCON |  | Split System | 33400 | 18.5 | 9 | 1.86 | R-454B | 650
216633261 | ACIQ | H5H0V36*K*AAA* | EA*5X60M24A*+WALLCON | *97CMN1202422B* | Split System | 34400 | 18.5 | 9 | 1.9 | R-454B | 650
216633264 | ACIQ | H5H0V36*K*AAA* | EA*5X61M21A*+WALLCON | *80CSU0401712A* | Split System | 34800 | 18.5 | 9 | 1.92 | R-454B | 650
216633284 | ACIQ | H5H0V36*K*AAA* | EA*5X61M24A*+WALLCON | *80CTL0702120B* | Split System | 34800 | 18.5 | 9 | 1.92 | R-454B | 650
216633269 | ACIQ | H5H0V36*K*AAA* | EA*5X61M21A*+WALLCON | *80CTL0702120B* | Split System | 34800 | 18.5 | 9 | 1.92 | R-454B | 650
216633270 | ACIQ | H5H0V36*K*AAA* | EA*5X61M21A*+WALLCON | *80CTL0901716B* | Split System | 34800 | 18.5 | 9 | 1.92 | R-454B | 650
216633289 | ACIQ | H5H0V36*K*AAA* | EA*5X61M24A*+WALLCON | *95CSU1002122B* | Split System | 35000 | 18.5 | 9 | 1.92 | R-454B | 650
216634551 | ACIQ | H5H0V48*K*AAA* | EVD5X48M21A*+WALLCON | *97CTN0802120A* | Split System | 47000 | 18.5 | 9 | 1.98 | R-454B | 650
216634545 | ACIQ | H5H0V48*K*AAA* | EVD5X48M21A*+WALLCON | *96CTN0802120B* | Split System | 47000 | 18.5 | 9 | 1.98 | R-454B | 650
216633914 | ACIQ | H5H0V48*K*AAA* | EVM5X60M21A*+WALLCON | *97CMN0602120B* | Split System | 47500 | 18.5 | 9 | 1.98 | R-454B | 650
216633989 | ACIQ | H5H0V48*K*AAA* | EVD5X60M21A*+WALLCON | *97CMN0801714B* | Split System | 47500 | 18.5 | 9 | 1.98 | R-454B | 650
216633915 | ACIQ | H5H0V48*K*AAA* | EVM5X60M21A*+WALLCON | *97CMN0801714B* | Split System | 47500 | 18.5 | 9 | 1.98 | R-454B | 650
216634001 | ACIQ | H5H0V48*K*AAA* | EVD5X60M24A*+WALLCON | *97CMN0602120B* | Split System | 47500 | 18.5 | 9 | 1.98 | R-454B | 650
216633988 | ACIQ | H5H0V48*K*AAA* | EVD5X60M21A*+WALLCON | *97CMN0602120B* | Split System | 47500 | 18.5 | 9 | 1.98 | R-454B | 650
216634530 | ACIQ | H5H0V48*K*AAA* | EVM5X60M21A*+WALLCON | *97CTN0801716A* | Split System | 47500 | 18.5 | 9 | 1.98 | R-454B | 650
216633970 | ACIQ | H5H0V48*K*AAA* | EVD5X49M24A*+WALLCON | *97CMN0602120B* | Split System | 47500 | 18.5 | 9 | 1.98 | R-454B | 650
216634522 | ACIQ | H5H0V48*K*AAA* | EVM5X49M21A*+WALLCON | *97CTN0801716A* | Split System | 47500 | 18.5 | 9 | 1.98 | R-454B | 650
216633896 | ACIQ | H5H0V48*K*AAA* | EVM5X49M21A*+WALLCON | *97CMN0602120B* | Split System | 47500 | 18.5 | 9 | 1.98 | R-454B | 650
216633897 | ACIQ | H5H0V48*K*AAA* | EVM5X49M21A*+WALLCON | *97CMN0801714B* | Split System | 47500 | 18.5 | 9 | 1.98 | R-454B | 650
216634570 | ACIQ | H5H0V48*K*AAA* | EVD5X60M21A*+WALLCON | *97CTN0801716A* | Split System | 47500 | 18.5 | 9 | 1.98 | R-454B | 650
216634016 | ACIQ | H5H0V48*K*AAA* | EVD5X61M21A*+WALLCON | *97CMN0801714B* | Split System | 48000 | 18.5 | 9 | 1.98 | R-454B | 650
216633952 | ACIQ | H5H0V48*K*AAA* | EVD5X48M21A*+WALLCON | *96CTN1002122B* | Split System | 47000 | 18.5 | 9 | 2 | R-454B | 650
216634516 | ACIQ | H5H0V48*K*AAA* | EVM5X48M21A*+WALLCON | *97CTN1002122A* | Split System | 47000 | 18.5 | 9 | 2 | R-454B | 650
216633883 | ACIQ | H5H0V48*K*AAA* | EVM5X48M21A*+WALLCON | *96CTN0802120B* | Split System | 47000 | 18.5 | 9 | 2 | R-454B | 650
216633962 | ACIQ | H5H0V48*K*AAA* | EVD5X48M24A*+WALLCON | *97CMN1202422B* | Split System | 47000 | 18.5 | 9 | 2 | R-454B | 650
216634513 | ACIQ | H5H0V48*K*AAA* | EVM5X48M21A*+WALLCON | *80CSU0802120B* | Split System | 47000 | 18.5 | 9 | 2 | R-454B | 650
216633875 | ACIQ | H5H0V48*K*AAA* | EVM5X48M21A*+WALLCON | *80CTL1102120B* | Split System | 47000 | 18.5 | 9 | 2 | R-454B | 650
216633950 | ACIQ | H5H0V48*K*AAA* | EVD5X48M21A*+WALLCON | *97CMN1002122B* | Split System | 47000 | 18.5 | 9 | 2 | R-454B | 650
216634558 | ACIQ | H5H0V48*K*AAA* | EVD5X48M24A*+WALLCON | *97CTN1202422A* | Split System | 47000 | 18.5 | 9 | 2 | R-454B | 650
216633881 | ACIQ | H5H0V48*K*AAA* | EVM5X48M21A*+WALLCON | *97CMN1002122B* | Split System | 47000 | 18.5 | 9 | 2 | R-454B | 650
216633948 | ACIQ | H5H0V48*K*AAA* | EVD5X48M21A*+WALLCON | *80CTL1102120B* | Split System | 47000 | 18.5 | 9 | 2 | R-454B | 650
216634556 | ACIQ | H5H0V48*K*AAA* | EVD5X48M24A*+WALLCON | *97CTN0802120A* | Split System | 47000 | 18.5 | 9 | 2 | R-454B | 650
216634553 | ACIQ | H5H0V48*K*AAA* | EVD5X48M24A*+WALLCON | *96CTN0802120B* | Split System | 47000 | 18.5 | 9 | 2 | R-454B | 650
216633874 | ACIQ | H5H0V48*K*AAA* | EVM5X48M21A*+WALLCON | *80CTL0902120B* | Split System | 47000 | 18.5 | 9 | 2 | R-454B | 650
216633884 | ACIQ | H5H0V48*K*AAA* | EVM5X48M21A*+WALLCON | *96CTN1002122B* | Split System | 47000 | 18.5 | 9 | 2 | R-454B | 650
216633880 | ACIQ | H5H0V48*K*AAA* | EVM5X48M21A*+WALLCON | *97CMN0802120B* | Split System | 47000 | 18.5 | 9 | 2 | R-454B | 650
216633946 | ACIQ | H5H0V48*K*AAA* | EVD5X48M21A*+WALLCON | *80CSU0802120A* | Split System | 47000 | 18.5 | 9 | 2 | R-454B | 650
216633963 | ACIQ | H5H0V48*K*AAA* | EVD5X48M24A*+WALLCON | *96CTN1202422B* | Split System | 47000 | 18.5 | 9 | 2 | R-454B | 650
216633872 | ACIQ | H5H0V48*K*AAA* | EVM5X48M21A*+WALLCON | *80CSU0802120A* | Split System | 47000 | 18.5 | 9 | 2 | R-454B | 650
216633961 | ACIQ | H5H0V48*K*AAA* | EVD5X48M24A*+WALLCON | *97CMN0802120B* | Split System | 47000 | 18.5 | 9 | 2 | R-454B | 650
216634552 | ACIQ | H5H0V48*K*AAA* | EVD5X48M21A*+WALLCON | *97CTN1002122A* | Split System | 47000 | 18.5 | 9 | 2 | R-454B | 650
216633926 | ACIQ | H5H0V48*K*AAA* | EVM5X60M24A*+WALLCON | *95CSU0802120B* | Split System | 47500 | 18.5 | 9 | 2 | R-454B | 650
216633999 | ACIQ | H5H0V48*K*AAA* | EVD5X60M24A*+WALLCON | *95CSU0802120B* | Split System | 47500 | 18.5 | 9 | 2 | R-454B | 650
216634518 | ACIQ | H5H0V48*K*AAA* | EVM5X49M21A*+WALLCON | *80CSU0401712B* | Split System | 48000 | 18.5 | 9 | 2 | R-454B | 650
216634567 | ACIQ | H5H0V48*K*AAA* | EVD5X60M21A*+WALLCON | *80CSU0601716B* | Split System | 48000 | 18.5 | 9 | 2 | R-454B | 650
216634015 | ACIQ | H5H0V48*K*AAA* | EVD5X61M21A*+WALLCON | *97CMN0602120B* | Split System | 48000 | 18.5 | 9 | 2 | R-454B | 650
216634566 | ACIQ | H5H0V48*K*AAA* | EVD5X60M21A*+WALLCON | *80CSU0401712B* | Split System | 48000 | 18.5 | 9 | 2 | R-454B | 650
216634526 | ACIQ | H5H0V48*K*AAA* | EVM5X60M21A*+WALLCON | *80CSU0401712B* | Split System | 48000 | 18.5 | 9 | 2 | R-454B | 650
216634535 | ACIQ | H5H0V48*K*AAA* | EVM5X60M24A*+WALLCON | *80CSU1002120B* | Split System | 48000 | 18.5 | 9 | 2 | R-454B | 650
216633912 | ACIQ | H5H0V48*K*AAA* | EVM5X60M21A*+WALLCON | *95CSU0802120B* | Split System | 48000 | 18.5 | 9 | 2 | R-454B | 650
216633887 | ACIQ | H5H0V48*K*AAA* | EVM5X49M21A*+WALLCON | *80CSU1002120A* | Split System | 48000 | 18.5 | 9 | 2 | R-454B | 650
216634561 | ACIQ | H5H0V48*K*AAA* | EVD5X49M24A*+WALLCON | *80CSU1002120B* | Split System | 48000 | 18.5 | 9 | 2 | R-454B | 650
216634575 | ACIQ | H5H0V48*K*AAA* | EVD5X60M24A*+WALLCON | *80CSU1002120B* | Split System | 48000 | 18.5 | 9 | 2 | R-454B | 650
216634584 | ACIQ | H5H0V48*K*AAA* | EVD5X61M21A*+WALLCON | *97CTN0801716A* | Split System | 48000 | 18.5 | 9 | 2 | R-454B | 650
216634527 | ACIQ | H5H0V48*K*AAA* | EVM5X60M21A*+WALLCON | *80CSU0601716B* | Split System | 48000 | 18.5 | 9 | 2 | R-454B | 650
216633978 | ACIQ | H5H0V48*K*AAA* | EVD5X60M21A*+WALLCON | *80CSU1002120A* | Split System | 48000 | 18.5 | 9 | 2 | R-454B | 650
216633980 | ACIQ | H5H0V48*K*AAA* | EVD5X60M21A*+WALLCON | *80CTL0701716B* | Split System | 48000 | 18.5 | 9 | 2 | R-454B | 650
216634519 | ACIQ | H5H0V48*K*AAA* | EVM5X49M21A*+WALLCON | *80CSU0601716B* | Split System | 48000 | 18.5 | 9 | 2 | R-454B | 650
216634569 | ACIQ | H5H0V48*K*AAA* | EVD5X60M21A*+WALLCON | *80CSU1002120B* | Split System | 48000 | 18.5 | 9 | 2 | R-454B | 650
216633995 | ACIQ | H5H0V48*K*AAA* | EVD5X60M24A*+WALLCON | *80CSU1002120A* | Split System | 48000 | 18.5 | 9 | 2 | R-454B | 650
216634012 | ACIQ | H5H0V48*K*AAA* | EVD5X61M21A*+WALLCON | *95CSU0601716B* | Split System | 48000 | 18.5 | 9 | 2 | R-454B | 650
216633889 | ACIQ | H5H0V48*K*AAA* | EVM5X49M21A*+WALLCON | *80CTL0701716B* | Split System | 48000 | 18.5 | 9 | 2 | R-454B | 650
216633904 | ACIQ | H5H0V48*K*AAA* | EVM5X60M21A*+WALLCON | *80CSU1002120A* | Split System | 48000 | 18.5 | 9 | 2 | R-454B | 650
216633986 | ACIQ | H5H0V48*K*AAA* | EVD5X60M21A*+WALLCON | *95CSU0802120B* | Split System | 48000 | 18.5 | 9 | 2 | R-454B | 650
216634521 | ACIQ | H5H0V48*K*AAA* | EVM5X49M21A*+WALLCON | *80CSU1002120B* | Split System | 48000 | 18.5 | 9 | 2 | R-454B | 650
216633906 | ACIQ | H5H0V48*K*AAA* | EVM5X60M21A*+WALLCON | *80CTL0701716B* | Split System | 48000 | 18.5 | 9 | 2 | R-454B | 650
216633921 | ACIQ | H5H0V48*K*AAA* | EVM5X60M24A*+WALLCON | *80CSU1002120A* | Split System | 48000 | 18.5 | 9 | 2 | R-454B | 650
216634529 | ACIQ | H5H0V48*K*AAA* | EVM5X60M21A*+WALLCON | *80CSU1002120B* | Split System | 48000 | 18.5 | 9 | 2 | R-454B | 650
216634013 | ACIQ | H5H0V48*K*AAA* | EVD5X61M21A*+WALLCON | *95CSU0802120B* | Split System | 48500 | 18.5 | 9 | 2 | R-454B | 650
216634548 | ACIQ | H5H0V48*K*AAA* | EVD5X48M21A*+WALLCON | *80CSU0802120B* | Split System | 47000 | 18.5 | 9 | 2.02 | R-454B | 650
216633960 | ACIQ | H5H0V48*K*AAA* | EVD5X48M24A*+WALLCON | *95CSU1002122B* | Split System | 47000 | 18.5 | 9 | 2.02 | R-454B | 650
216633955 | ACIQ | H5H0V48*K*AAA* | EVD5X48M24A*+WALLCON | *80CTL0702120B* | Split System | 47000 | 18.5 | 9 | 2.02 | R-454B | 650
216633954 | ACIQ | H5H0V48*K*AAA* | EVD5X48M24A*+WALLCON | *80CSU1002120A* | Split System | 47000 | 18.5 | 9 | 2.02 | R-454B | 650
216633992 | ACIQ | H5H0V48*K*AAA* | EVD5X60M21A*+WALLCON | *96CTN0801714B* | Split System | 47500 | 18.5 | 9 | 2.02 | R-454B | 650
216633918 | ACIQ | H5H0V48*K*AAA* | EVM5X60M21A*+WALLCON | *96CTN0801714B* | Split System | 47500 | 18.5 | 9 | 2.02 | R-454B | 650
216634554 | ACIQ | H5H0V48*K*AAA* | EVD5X48M24A*+WALLCON | *80CSU0802120B* | Split System | 47500 | 18.5 | 9 | 2.02 | R-454B | 650
216633900 | ACIQ | H5H0V48*K*AAA* | EVM5X49M21A*+WALLCON | *96CTN0801714B* | Split System | 48000 | 18.5 | 9 | 2.02 | R-454B | 650
216633825 | ACIQ | H5H0V48*K*AAA* | EA*5X61M24A*+WALLCON | *96CTN1202422B* | Split System | 46000 | 18.5 | 9 | 2.06 | R-454B | 650
216633824 | ACIQ | H5H0V48*K*AAA* | EA*5X61M24A*+WALLCON | *96CTN1002122B* | Split System | 46000 | 18.5 | 9 | 2.06 | R-454B | 650
216633822 | ACIQ | H5H0V48*K*AAA* | EA*5X61M24A*+WALLCON | *97CMN1002122B* | Split System | 46000 | 18.5 | 9 | 2.06 | R-454B | 650
216634491 | ACIQ | H5H0V48*K*AAA* | EA*5X61M24A*+WALLCON | *97CTN1002122A* | Split System | 46000 | 18.5 | 9 | 2.06 | R-454B | 650
216634492 | ACIQ | H5H0V48*K*AAA* | EA*5X61M24A*+WALLCON | *97CTN1202422A* | Split System | 46000 | 18.5 | 9 | 2.06 | R-454B | 650
216633804 | ACIQ | H5H0V48*K*AAA* | EA*5X61M21A*+WALLCON | *80CTL1102120B* | Split System | 46000 | 18.5 | 9 | 2.06 | R-454B | 650
216633803 | ACIQ | H5H0V48*K*AAA* | EA*5X61M21A*+WALLCON | *80CTL0902120B* | Split System | 46000 | 18.5 | 9 | 2.06 | R-454B | 650
216633816 | ACIQ | H5H0V48*K*AAA* | EA*5X61M24A*+WALLCON | *80CTL1102120B* | Split System | 46000 | 18.5 | 9 | 2.08 | R-454B | 650
216633817 | ACIQ | H5H0V48*K*AAA* | EA*5X61M24A*+WALLCON | *80CTL1352422B* | Split System | 46000 | 18.5 | 9 | 2.08 | R-454B | 650
216633815 | ACIQ | H5H0V48*K*AAA* | EA*5X61M24A*+WALLCON | *80CTL0902120B* | Split System | 46000 | 18.5 | 9 | 2.08 | R-454B | 650
218409262 | KENMORE | B5H3V36*K*AAA* | EA*5X36M17A*+WALLCON | *80CTL0451712B* | Split System | 32000 | 19 | 9 | 1.92 | R-454B | 650
216634557 | ACIQ | H5H0V48*K*AAA* | EVD5X48M24A*+WALLCON | *97CTN1002122A* | Split System | 47000 | 19 | 9 | 1.98 | R-454B | 650
216633891 | ACIQ | H5H0V48*K*AAA* | EVM5X49M21A*+WALLCON | *80CTL0901716B* | Split System | 48000 | 19 | 9 | 1.98 | R-454B | 650
216633908 | ACIQ | H5H0V48*K*AAA* | EVM5X60M21A*+WALLCON | *80CTL0901716B* | Split System | 48000 | 19 | 9 | 1.98 | R-454B | 650
216634026 | ACIQ | H5H0V48*K*AAA* | EVD5X61M24A*+WALLCON | *97CMN0602120B* | Split System | 48000 | 19 | 9 | 1.98 | R-454B | 650
216633982 | ACIQ | H5H0V48*K*AAA* | EVD5X60M21A*+WALLCON | *80CTL0901716B* | Split System | 48000 | 19 | 9 | 1.98 | R-454B | 650
216634007 | ACIQ | H5H0V48*K*AAA* | EVD5X61M21A*+WALLCON | *80CTL0701716B* | Split System | 48500 | 19 | 9 | 1.98 | R-454B | 650
216633939 | ACIQ | H5H0V48*K*AAA* | EVM5X61M24A*+WALLCON | *97CMN0602120B* | Split System | 48500 | 19 | 9 | 1.98 | R-454B | 650
216633956 | ACIQ | H5H0V48*K*AAA* | EVD5X48M24A*+WALLCON | *80CTL0902120B* | Split System | 47000 | 19 | 9 | 2 | R-454B | 650
216633957 | ACIQ | H5H0V48*K*AAA* | EVD5X48M24A*+WALLCON | *80CTL1102120B* | Split System | 47000 | 19 | 9 | 2 | R-454B | 650
216633958 | ACIQ | H5H0V48*K*AAA* | EVD5X48M24A*+WALLCON | *80CTL1352422B* | Split System | 47000 | 19 | 9 | 2 | R-454B | 650
216633965 | ACIQ | H5H0V48*K*AAA* | EVD5X49M24A*+WALLCON | *80CTL0702120B* | Split System | 47500 | 19 | 9 | 2 | R-454B | 650
216633996 | ACIQ | H5H0V48*K*AAA* | EVD5X60M24A*+WALLCON | *80CTL0702120B* | Split System | 47500 | 19 | 9 | 2 | R-454B | 650
216633922 | ACIQ | H5H0V48*K*AAA* | EVM5X60M24A*+WALLCON | *80CTL0702120B* | Split System | 47500 | 19 | 9 | 2 | R-454B | 650
216633991 | ACIQ | H5H0V48*K*AAA* | EVD5X60M21A*+WALLCON | *97CMN1002122B* | Split System | 48000 | 19 | 9 | 2 | R-454B | 650
216634559 | ACIQ | H5H0V48*K*AAA* | EVD5X49M24A*+WALLCON | *96CTN0802120B* | Split System | 48000 | 19 | 9 | 2 | R-454B | 650
216633917 | ACIQ | H5H0V48*K*AAA* | EVM5X60M21A*+WALLCON | *97CMN1002122B* | Split System | 48000 | 19 | 9 | 2 | R-454B | 650
216633929 | ACIQ | H5H0V48*K*AAA* | EVM5X60M24A*+WALLCON | *97CMN1202422B* | Split System | 48000 | 19 | 9 | 2 | R-454B | 650
216634565 | ACIQ | H5H0V48*K*AAA* | EVD5X60M21A*+WALLCON | *96CTN0802120B* | Split System | 48000 | 19 | 9 | 2 | R-454B | 650
216633972 | ACIQ | H5H0V48*K*AAA* | EVD5X49M24A*+WALLCON | *97CMN1002122B* | Split System | 48000 | 19 | 9 | 2 | R-454B | 650
216634536 | ACIQ | H5H0V48*K*AAA* | EVM5X60M24A*+WALLCON | *97CTN0802120A* | Split System | 48000 | 19 | 9 | 2 | R-454B | 650
216634571 | ACIQ | H5H0V48*K*AAA* | EVD5X60M21A*+WALLCON | *97CTN0802120A* | Split System | 48000 | 19 | 9 | 2 | R-454B | 650
216633898 | ACIQ | H5H0V48*K*AAA* | EVM5X49M21A*+WALLCON | *97CMN0802120B* | Split System | 48000 | 19 | 9 | 2 | R-454B | 650
216633981 | ACIQ | H5H0V48*K*AAA* | EVD5X60M21A*+WALLCON | *80CTL0702120B* | Split System | 48000 | 19 | 9 | 2 | R-454B | 650
216633890 | ACIQ | H5H0V48*K*AAA* | EVM5X49M21A*+WALLCON | *80CTL0702120B* | Split System | 48000 | 19 | 9 | 2 | R-454B | 650
216633919 | ACIQ | H5H0V48*K*AAA* | EVM5X60M21A*+WALLCON | *96CTN1002122B* | Split System | 48000 | 19 | 9 | 2 | R-454B | 650
216633974 | ACIQ | H5H0V48*K*AAA* | EVD5X49M24A*+WALLCON | *96CTN1002122B* | Split System | 48000 | 19 | 9 | 2 | R-454B | 650
216633990 | ACIQ | H5H0V48*K*AAA* | EVD5X60M21A*+WALLCON | *97CMN0802120B* | Split System | 48000 | 19 | 9 | 2 | R-454B | 650
216634517 | ACIQ | H5H0V48*K*AAA* | EVM5X49M21A*+WALLCON | *96CTN0802120B* | Split System | 48000 | 19 | 9 | 2 | R-454B | 650
216634537 | ACIQ | H5H0V48*K*AAA* | EVM5X60M24A*+WALLCON | *97CTN1002122A* | Split System | 48000 | 19 | 9 | 2 | R-454B | 650
216634576 | ACIQ | H5H0V48*K*AAA* | EVD5X60M24A*+WALLCON | *97CTN0802120A* | Split System | 48000 | 19 | 9 | 2 | R-454B | 650
216633916 | ACIQ | H5H0V48*K*AAA* | EVM5X60M21A*+WALLCON | *97CMN0802120B* | Split System | 48000 | 19 | 9 | 2 | R-454B | 650
216633993 | ACIQ | H5H0V48*K*AAA* | EVD5X60M21A*+WALLCON | *96CTN1002122B* | Split System | 48000 | 19 | 9 | 2 | R-454B | 650
216634577 | ACIQ | H5H0V48*K*AAA* | EVD5X60M24A*+WALLCON | *97CTN1002122A* | Split System | 48000 | 19 | 9 | 2 | R-454B | 650
216633885 | ACIQ | H5H0V48*K*AAA* | EVM5X49M21A*+WALLCON | *80CSU0601716A* | Split System | 48000 | 19 | 9 | 2 | R-454B | 650
216633976 | ACIQ | H5H0V48*K*AAA* | EVD5X60M21A*+WALLCON | *80CSU0601716A* | Split System | 48000 | 19 | 9 | 2 | R-454B | 650
216634562 | ACIQ | H5H0V48*K*AAA* | EVD5X49M24A*+WALLCON | *97CTN0802120A* | Split System | 48000 | 19 | 9 | 2 | R-454B | 650
216634531 | ACIQ | H5H0V48*K*AAA* | EVM5X60M21A*+WALLCON | *97CTN0802120A* | Split System | 48000 | 19 | 9 | 2 | R-454B | 650
216634533 | ACIQ | H5H0V48*K*AAA* | EVM5X60M24A*+WALLCON | *96CTN0802120B* | Split System | 48000 | 19 | 9 | 2 | R-454B | 650
216634523 | ACIQ | H5H0V48*K*AAA* | EVM5X49M21A*+WALLCON | *97CTN0802120A* | Split System | 48000 | 19 | 9 | 2 | R-454B | 650
216633971 | ACIQ | H5H0V48*K*AAA* | EVD5X49M24A*+WALLCON | *97CMN0802120B* | Split System | 48000 | 19 | 9 | 2 | R-454B | 650
216633973 | ACIQ | H5H0V48*K*AAA* | EVD5X49M24A*+WALLCON | *97CMN1202422B* | Split System | 48000 | 19 | 9 | 2 | R-454B | 650
216634573 | ACIQ | H5H0V48*K*AAA* | EVD5X60M24A*+WALLCON | *96CTN0802120B* | Split System | 48000 | 19 | 9 | 2 | R-454B | 650
216633902 | ACIQ | H5H0V48*K*AAA* | EVM5X60M21A*+WALLCON | *80CSU0601716A* | Split System | 48000 | 19 | 9 | 2 | R-454B | 650
216633907 | ACIQ | H5H0V48*K*AAA* | EVM5X60M21A*+WALLCON | *80CTL0702120B* | Split System | 48000 | 19 | 9 | 2 | R-454B | 650
216634002 | ACIQ | H5H0V48*K*AAA* | EVD5X60M24A*+WALLCON | *97CMN1202422B* | Split System | 48000 | 19 | 9 | 2 | R-454B | 650
216634525 | ACIQ | H5H0V48*K*AAA* | EVM5X60M21A*+WALLCON | *96CTN0802120B* | Split System | 48000 | 19 | 9 | 2 | R-454B | 650
216634009 | ACIQ | H5H0V48*K*AAA* | EVD5X61M21A*+WALLCON | *80CTL0901716B* | Split System | 48500 | 19 | 9 | 2 | R-454B | 650
216634004 | ACIQ | H5H0V48*K*AAA* | EVD5X61M21A*+WALLCON | *80CSU0601716A* | Split System | 48500 | 19 | 9 | 2 | R-454B | 650
216634005 | ACIQ | H5H0V48*K*AAA* | EVD5X61M21A*+WALLCON | *80CSU1002120A* | Split System | 48500 | 19 | 9 | 2 | R-454B | 650
216633937 | ACIQ | H5H0V48*K*AAA* | EVM5X61M24A*+WALLCON | *95CSU0802120B* | Split System | 48500 | 19 | 9 | 2 | R-454B | 650
216633953 | ACIQ | H5H0V48*K*AAA* | EVD5X48M24A*+WALLCON | *80CSU0802120A* | Split System | 47500 | 19 | 9 | 2.02 | R-454B | 650
216633927 | ACIQ | H5H0V48*K*AAA* | EVM5X60M24A*+WALLCON | *95CSU1002122B* | Split System | 48000 | 19 | 9 | 2.02 | R-454B | 650
216634018 | ACIQ | H5H0V48*K*AAA* | EVD5X61M21A*+WALLCON | *96CTN0801714B* | Split System | 48000 | 19 | 9 | 2.02 | R-454B | 650
216634000 | ACIQ | H5H0V48*K*AAA* | EVD5X60M24A*+WALLCON | *95CSU1002122B* | Split System | 48000 | 19 | 9 | 2.02 | R-454B | 650
216633895 | ACIQ | H5H0V48*K*AAA* | EVM5X49M21A*+WALLCON | *95CSU1002122B* | Split System | 48000 | 19 | 9 | 2.02 | R-454B | 650
216633969 | ACIQ | H5H0V48*K*AAA* | EVD5X49M24A*+WALLCON | *95CSU1002122B* | Split System | 48000 | 19 | 9 | 2.02 | R-454B | 650
216634021 | ACIQ | H5H0V48*K*AAA* | EVD5X61M24A*+WALLCON | *80CSU1002120A* | Split System | 48500 | 19 | 9 | 2.1 | R-454B | 650
216634581 | ACIQ | H5H0V48*K*AAA* | EVD5X61M21A*+WALLCON | *80CSU0601716B* | Split System | 48500 | 19 | 9 | 2.1 | R-454B | 650
216633932 | ACIQ | H5H0V48*K*AAA* | EVM5X61M24A*+WALLCON | *80CSU1002120A* | Split System | 48500 | 19 | 9 | 2.1 | R-454B | 650
216633977 | ACIQ | H5H0V48*K*AAA* | EVD5X60M21A*+WALLCON | *80CSU0802120A* | Split System | 48000 | 19 | 9 | 2.12 | R-454B | 650
216633913 | ACIQ | H5H0V48*K*AAA* | EVM5X60M21A*+WALLCON | *95CSU1002122B* | Split System | 48000 | 19 | 9 | 2.12 | R-454B | 650
216633886 | ACIQ | H5H0V48*K*AAA* | EVM5X49M21A*+WALLCON | *80CSU0802120A* | Split System | 48000 | 19 | 9 | 2.12 | R-454B | 650
216633987 | ACIQ | H5H0V48*K*AAA* | EVD5X60M21A*+WALLCON | *95CSU1002122B* | Split System | 48000 | 19 | 9 | 2.12 | R-454B | 650
216633903 | ACIQ | H5H0V48*K*AAA* | EVM5X60M21A*+WALLCON | *80CSU0802120A* | Split System | 48000 | 19 | 9 | 2.12 | R-454B | 650
216633994 | ACIQ | H5H0V48*K*AAA* | EVD5X60M24A*+WALLCON | *80CSU0802120A* | Split System | 48000 | 19 | 9 | 2.12 | R-454B | 650
216634560 | ACIQ | H5H0V48*K*AAA* | EVD5X49M24A*+WALLCON | *80CSU0802120B* | Split System | 48000 | 19 | 9 | 2.12 | R-454B | 650
216634574 | ACIQ | H5H0V48*K*AAA* | EVD5X60M24A*+WALLCON | *80CSU0802120B* | Split System | 48000 | 19 | 9 | 2.12 | R-454B | 650
216633920 | ACIQ | H5H0V48*K*AAA* | EVM5X60M24A*+WALLCON | *80CSU0802120A* | Split System | 48000 | 19 | 9 | 2.12 | R-454B | 650
216633964 | ACIQ | H5H0V48*K*AAA* | EVD5X49M24A*+WALLCON | *80CSU0802120A* | Split System | 48000 | 19 | 9 | 2.12 | R-454B | 650
216634534 | ACIQ | H5H0V48*K*AAA* | EVM5X60M24A*+WALLCON | *80CSU0802120B* | Split System | 48000 | 19 | 9 | 2.12 | R-454B | 650
216634568 | ACIQ | H5H0V48*K*AAA* | EVD5X60M21A*+WALLCON | *80CSU0802120B* | Split System | 48500 | 19 | 9 | 2.12 | R-454B | 650
216634583 | ACIQ | H5H0V48*K*AAA* | EVD5X61M21A*+WALLCON | *80CSU1002120B* | Split System | 48500 | 19 | 9 | 2.12 | R-454B | 650
216634589 | ACIQ | H5H0V48*K*AAA* | EVD5X61M24A*+WALLCON | *80CSU1002120B* | Split System | 48500 | 19 | 9 | 2.12 | R-454B | 650
216634528 | ACIQ | H5H0V48*K*AAA* | EVM5X60M21A*+WALLCON | *80CSU0802120B* | Split System | 48500 | 19 | 9 | 2.12 | R-454B | 650
216634541 | ACIQ | H5H0V48*K*AAA* | EVM5X61M24A*+WALLCON | *80CSU1002120B* | Split System | 48500 | 19 | 9 | 2.12 | R-454B | 650
216634580 | ACIQ | H5H0V48*K*AAA* | EVD5X61M21A*+WALLCON | *80CSU0401712B* | Split System | 48500 | 19 | 9 | 2.12 | R-454B | 650
216634520 | ACIQ | H5H0V48*K*AAA* | EVM5X49M21A*+WALLCON | *80CSU0802120B* | Split System | 48500 | 19 | 9 | 2.12 | R-454B | 650
216634582 | ACIQ | H5H0V48*K*AAA* | EVD5X61M21A*+WALLCON | *80CSU0802120B* | Split System | 49000 | 19 | 9 | 2.12 | R-454B | 650
218413246 | KENMORE | B5H3V48*K*AAA* | EA*5X48M21A*+WALLCON | *97CMN0602120B* | Split System | 43000 | 20 | 9 | 1.86 | R-454B | 650
218413462 | KENMORE | B5H3V48*K*AAA* | EA*5X61M21A*+WALLCON | *97CMN0602120B* | Split System | 44500 | 20.5 | 9 | 1.84 | R-454B | 650
217635492 | ARCOAIRE | D5CUHAH24AAK+TIC2025-0016 | EA*5X24M17A* | OMV098J12* | Split System | 22800 | 15.5 | 9 | 2.02 | R-454B | 650
217632482 | CARRIER | 37MUHAQ24AA3+TIC2025-0016 | CAA**2417AM* | OVMAAB036098 | Split System | 22800 | 15.5 | 9 | 2.02 | R-454B | 650
217635495 | KEEPRITE | D5CUHAH24AAK+TIC2025-0016 | EA*5X24M17A* | OMV098J12* | Split System | 22800 | 15.5 | 9 | 2.02 | R-454B | 650
217635497 | TEMPSTAR | D5CUHAH24AAK+TIC2025-0016 | EA*5X24M17A* | OMV098J12* | Split System | 22800 | 15.5 | 9 | 2.02 | R-454B | 650
217632814 | CARRIER | 37MUHAQ24AA3+TIC2025-0016 | F55AA*B24L* |  | Split System | 23800 | 15.5 | 9 | 2.02 | R-454B | 650
217399888 | AIRQUEST | D5CUHAH18AAK+TIC2025-0016 | FM(C,U)5Z18**AL* |  | Split System | 18000 | 15.5 | 9 | 2.04 | R-454B | 650
217399877 | AIRQUEST | D5CUHAH18AAK+TIC2025-0016 | FM(C,U)5Z24**AL* |  | Split System | 18000 | 15.5 | 9 | 2.04 | R-454B | 650
217399889 | ARCOAIRE | D5CUHAH18AAK+TIC2025-0016 | FM(C,U)5Z18**AL* |  | Split System | 18000 | 15.5 | 9 | 2.04 | R-454B | 650
217399878 | ARCOAIRE | D5CUHAH18AAK+TIC2025-0016 | FM(C,U)5Z24**AL* |  | Split System | 18000 | 15.5 | 9 | 2.04 | R-454B | 650
217399874 | BRYANT HEATING AND COOLING SYSTEMS | 37MUHAQ18AA3+TIC2025-0016 | FM(C,U)5Z24**AL* |  | Split System | 18000 | 15.5 | 9 | 2.04 | R-454B | 650
217399885 | BRYANT HEATING AND COOLING SYSTEMS | 37MUHAQ18AA3+TIC2025-0016 | FM(C,U)5Z18**AL* |  | Split System | 18000 | 15.5 | 9 | 2.04 | R-454B | 650
217386557 | CARRIER | 37MUHAQ18AA3+TIC2025-0016 | FM(C,U)5Z18**AL* |  | Split System | 18000 | 15.5 | 9 | 2.04 | R-454B | 650
217386555 | CARRIER | 37MUHAQ18AA3+TIC2025-0016 | FM(C,U)5Z24**AL* |  | Split System | 18000 | 15.5 | 9 | 2.04 | R-454B | 650
217399890 | COMFORTMAKER | D5CUHAH18AAK+TIC2025-0016 | FM(C,U)5Z18**AL* |  | Split System | 18000 | 15.5 | 9 | 2.04 | R-454B | 650
217399879 | COMFORTMAKER | D5CUHAH18AAK+TIC2025-0016 | FM(C,U)5Z24**AL* |  | Split System | 18000 | 15.5 | 9 | 2.04 | R-454B | 650
217399891 | DAY & NIGHT | D5CUHAH18AAK+TIC2025-0016 | FM(C,U)5Z18**AL* |  | Split System | 18000 | 15.5 | 9 | 2.04 | R-454B | 650
217399880 | DAY & NIGHT | D5CUHAH18AAK+TIC2025-0016 | FM(C,U)5Z24**AL* |  | Split System | 18000 | 15.5 | 9 | 2.04 | R-454B | 650
217399876 | HEIL | D5CUHAH18AAK+TIC2025-0016 | FM(C,U)5Z24**AL* |  | Split System | 18000 | 15.5 | 9 | 2.04 | R-454B | 650
217399887 | HEIL | D5CUHAH18AAK+TIC2025-0016 | FM(C,U)5Z18**AL* |  | Split System | 18000 | 15.5 | 9 | 2.04 | R-454B | 650
217399881 | KEEPRITE | D5CUHAH18AAK+TIC2025-0016 | FM(C,U)5Z24**AL* |  | Split System | 18000 | 15.5 | 9 | 2.04 | R-454B | 650
217399892 | KEEPRITE | D5CUHAH18AAK+TIC2025-0016 | FM(C,U)5Z18**AL* |  | Split System | 18000 | 15.5 | 9 | 2.04 | R-454B | 650
217399886 | PAYNE HEATING AND COOLING | 37MUHAQ18AA3+TIC2025-0016 | FM(C,U)5Z18**AL* |  | Split System | 18000 | 15.5 | 9 | 2.04 | R-454B | 650
217399875 | PAYNE HEATING AND COOLING | 37MUHAQ18AA3+TIC2025-0016 | FM(C,U)5Z24**AL* |  | Split System | 18000 | 15.5 | 9 | 2.04 | R-454B | 650
217399882 | SMART COMFORT | D5CUHAH18AAK+TIC2025-0016 | FM(C,U)5Z24**AL* |  | Split System | 18000 | 15.5 | 9 | 2.04 | R-454B | 650
217399893 | SMART COMFORT | D5CUHAH18AAK+TIC2025-0016 | FM(C,U)5Z18**AL* |  | Split System | 18000 | 15.5 | 9 | 2.04 | R-454B | 650
217399883 | TEMPSTAR | D5CUHAH18AAK+TIC2025-0016 | FM(C,U)5Z24**AL* |  | Split System | 18000 | 15.5 | 9 | 2.04 | R-454B | 650
217399894 | TEMPSTAR | D5CUHAH18AAK+TIC2025-0016 | FM(C,U)5Z18**AL* |  | Split System | 18000 | 15.5 | 9 | 2.04 | R-454B | 650
217635225 | AIRQUEST | D5CUHAH24AAK+TIC2025-0016 | EA*5X24M14A* | *96VSN0601412B* | Split System | 22600 | 16 | 9 | 2 | R-454B | 650
217635246 | AIRQUEST | D5CUHAH24AAK+TIC2025-0016 | EA*5X24M14A* | *96VTN0601412B* | Split System | 22600 | 16 | 9 | 2 | R-454B | 650
217632446 | CARRIER | 37MUHAQ24AA3+TIC2025-0016 | CAA**2414AM* | 59SP6B060V14**12 | Split System | 22600 | 16 | 9 | 2 | R-454B | 650
217635248 | COMFORTMAKER | D5CUHAH24AAK+TIC2025-0016 | EA*5X24M14A* | *96VTN0601412B* | Split System | 22600 | 16 | 9 | 2 | R-454B | 650
217635228 | DAY & NIGHT | D5CUHAH24AAK+TIC2025-0016 | EA*5X24M14A* | *96VSN0601412B* | Split System | 22600 | 16 | 9 | 2 | R-454B | 650
217635229 | KEEPRITE | D5CUHAH24AAK+TIC2025-0016 | EA*5X24M14A* | *96VSN0601412B* | Split System | 22600 | 16 | 9 | 2 | R-454B | 650
217635251 | SMART COMFORT | D5CUHAH24AAK+TIC2025-0016 | EA*5X24M14A* | *96VTN0601412B* | Split System | 22600 | 16 | 9 | 2 | R-454B | 650
217635252 | TEMPSTAR | D5CUHAH24AAK+TIC2025-0016 | EA*5X24M14A* | *96VTN0601412B* | Split System | 22600 | 16 | 9 | 2 | R-454B | 650
217632340 | CARRIER | 37MUHAQ24AA3+TIC2025-0016 | FJ5AN*B24L* |  | Split System | 23800 | 16 | 9 | 2.04 | R-454B | 650
217635061 | COMFORTMAKER | D5CUHAH24AAK+TIC2025-0016 | FHMA5*24L*B* |  | Split System | 23800 | 16 | 9 | 2.04 | R-454B | 650
217635062 | COMFORTMAKER | D5CUHAH24AAK+TIC2025-0016 | F5MA5*24L*B* |  | Split System | 23800 | 16 | 9 | 2.04 | R-454B | 650
217635066 | KEEPRITE | D5CUHAH24AAK+TIC2025-0016 | F5MA5*24L*B* |  | Split System | 23800 | 16 | 9 | 2.04 | R-454B | 650
217635054 | PAYNE HEATING AND COOLING | 37MUHAQ24AA3+TIC2025-0016 | PF5MN*B24L* |  | Split System | 23800 | 16 | 9 | 2.04 | R-454B | 650
217635068 | SMART COMFORT | D5CUHAH24AAK+TIC2025-0016 | F5MA5*24L*B* |  | Split System | 23800 | 16 | 9 | 2.04 | R-454B | 650
217635070 | TEMPSTAR | D5CUHAH24AAK+TIC2025-0016 | F5MA5*24L*B* |  | Split System | 23800 | 16 | 9 | 2.04 | R-454B | 650
217394682 | AIRQUEST | D5CUHAH30AAK+TIC2025-0016 | FMA5X36**AL* |  | Split System | 31200 | 16.5 | 9 | 1.92 | R-454B | 650
217394694 | ARCOAIRE | D5CUHAH30AAK+TIC2025-0016 | FMA5X30**AL* |  | Split System | 31200 | 16.5 | 9 | 1.92 | R-454B | 650
217394683 | ARCOAIRE | D5CUHAH30AAK+TIC2025-0016 | FMA5X36**AL* |  | Split System | 31200 | 16.5 | 9 | 1.92 | R-454B | 650
217394690 | BRYANT HEATING AND COOLING SYSTEMS | 37MUHAQ30AA3+TIC2025-0016 | FMA5X30**AL* |  | Split System | 31200 | 16.5 | 9 | 1.92 | R-454B | 650
217394679 | BRYANT HEATING AND COOLING SYSTEMS | 37MUHAQ30AA3+TIC2025-0016 | FMA5X36**AL* |  | Split System | 31200 | 16.5 | 9 | 1.92 | R-454B | 650
217382725 | CARRIER | 37MUHAQ30AA3+TIC2025-0016 | FMA5X30**AL* |  | Split System | 31200 | 16.5 | 9 | 1.92 | R-454B | 650
217382723 | CARRIER | 37MUHAQ30AA3+TIC2025-0016 | FMA5X36**AL* |  | Split System | 31200 | 16.5 | 9 | 1.92 | R-454B | 650
217394695 | COMFORTMAKER | D5CUHAH30AAK+TIC2025-0016 | FMA5X30**AL* |  | Split System | 31200 | 16.5 | 9 | 1.92 | R-454B | 650
217394684 | COMFORTMAKER | D5CUHAH30AAK+TIC2025-0016 | FMA5X36**AL* |  | Split System | 31200 | 16.5 | 9 | 1.92 | R-454B | 650
217394685 | DAY & NIGHT | D5CUHAH30AAK+TIC2025-0016 | FMA5X36**AL* |  | Split System | 31200 | 16.5 | 9 | 1.92 | R-454B | 650
217394696 | DAY & NIGHT | D5CUHAH30AAK+TIC2025-0016 | FMA5X30**AL* |  | Split System | 31200 | 16.5 | 9 | 1.92 | R-454B | 650
217394681 | HEIL | D5CUHAH30AAK+TIC2025-0016 | FMA5X36**AL* |  | Split System | 31200 | 16.5 | 9 | 1.92 | R-454B | 650
217394692 | HEIL | D5CUHAH30AAK+TIC2025-0016 | FMA5X30**AL* |  | Split System | 31200 | 16.5 | 9 | 1.92 | R-454B | 650
217394686 | KEEPRITE | D5CUHAH30AAK+TIC2025-0016 | FMA5X36**AL* |  | Split System | 31200 | 16.5 | 9 | 1.92 | R-454B | 650
217394697 | KEEPRITE | D5CUHAH30AAK+TIC2025-0016 | FMA5X30**AL* |  | Split System | 31200 | 16.5 | 9 | 1.92 | R-454B | 650
217394680 | PAYNE HEATING AND COOLING | 37MUHAQ30AA3+TIC2025-0016 | FMA5X36**AL* |  | Split System | 31200 | 16.5 | 9 | 1.92 | R-454B | 650
217394691 | PAYNE HEATING AND COOLING | 37MUHAQ30AA3+TIC2025-0016 | FMA5X30**AL* |  | Split System | 31200 | 16.5 | 9 | 1.92 | R-454B | 650
217394687 | SMART COMFORT | D5CUHAH30AAK+TIC2025-0016 | FMA5X36**AL* |  | Split System | 31200 | 16.5 | 9 | 1.92 | R-454B | 650
217394698 | SMART COMFORT | D5CUHAH30AAK+TIC2025-0016 | FMA5X30**AL* |  | Split System | 31200 | 16.5 | 9 | 1.92 | R-454B | 650
217394688 | TEMPSTAR | D5CUHAH30AAK+TIC2025-0016 | FMA5X36**AL* |  | Split System | 31200 | 16.5 | 9 | 1.92 | R-454B | 650
217394699 | TEMPSTAR | D5CUHAH30AAK+TIC2025-0016 | FMA5X30**AL* |  | Split System | 31200 | 16.5 | 9 | 1.92 | R-454B | 650
217753146 | VIESSMANN | D5CUHAH30AAK+TIC2025-0016 | FMA5X36**AL* |  | Split System | 31200 | 16.5 | 9 | 1.92 | R-454B | 650
217753147 | VIESSMANN | D5CUHAH30AAK+TIC2025-0016 | FMA5X30**AL* |  | Split System | 31200 | 16.5 | 9 | 1.92 | R-454B | 650
217635386 | AIRQUEST | D5CUHAH24AAK+TIC2025-0016 | EA*5X24M17A* | *95MSU0401712A* | Split System | 22800 | 16.5 | 9 | 1.98 | R-454B | 650
217635439 | AIRQUEST | D5CUHAH24AAK+TIC2025-0016 | EA*5X24M17A* | *96VTN0601716B* | Split System | 22800 | 16.5 | 9 | 1.98 | R-454B | 650
217635461 | AIRQUEST | D5CUHAH24AAK+TIC2025-0016 | EA*5X24M17A* | *97VTN0601716A* | Split System | 22800 | 16.5 | 9 | 1.98 | R-454B | 650
217635274 | ARCOAIRE | D5CUHAH24AAK+TIC2025-0016 | EA*5X24M17A* | *80VSL0701716B* | Split System | 22800 | 16.5 | 9 | 1.98 | R-454B | 650
217635398 | ARCOAIRE | D5CUHAH24AAK+TIC2025-0016 | EA*5X24M17A* | *95MSU0601716A* | Split System | 22800 | 16.5 | 9 | 1.98 | R-454B | 650
217635368 | ARCOAIRE | D5CUHAH24AAK+TIC2025-0016 | EA*5X24M17A* | *96VSN0601716B* | Split System | 22800 | 16.5 | 9 | 1.98 | R-454B | 650
217635440 | ARCOAIRE | D5CUHAH24AAK+TIC2025-0016 | EA*5X24M17A* | *96VTN0601716B* | Split System | 22800 | 16.5 | 9 | 1.98 | R-454B | 650
217635462 | ARCOAIRE | D5CUHAH24AAK+TIC2025-0016 | EA*5X24M17A* | *97VTN0601716A* | Split System | 22800 | 16.5 | 9 | 1.98 | R-454B | 650
217635271 | BRYANT HEATING AND COOLING SYSTEMS | 37MUHAQ24AA3+TIC2025-0016 | CAA**2417AM* | 82*SB48070V17*** | Split System | 22800 | 16.5 | 9 | 1.98 | R-454B | 650
217635394 | BRYANT HEATING AND COOLING SYSTEMS | 37MUHAQ24AA3+TIC2025-0016 | CAA**2417AM* | 935SB48060M17*** | Split System | 22800 | 16.5 | 9 | 1.98 | R-454B | 650
217635365 | BRYANT HEATING AND COOLING SYSTEMS | 37MUHAQ24AA3+TIC2025-0016 | CAA**2417AM* | 926SB48060V17*** | Split System | 22800 | 16.5 | 9 | 1.98 | R-454B | 650
217632456 | CARRIER | 37MUHAQ24AA3+TIC2025-0016 | CAA**2417AM* | 58SP*B070V17**16 | Split System | 22800 | 16.5 | 9 | 1.98 | R-454B | 650
217632470 | CARRIER | 37MUHAQ24AA3+TIC2025-0016 | CAA**2417AM* | 59SU5B060M17**16 | Split System | 22800 | 16.5 | 9 | 1.98 | R-454B | 650
217632469 | CARRIER | 37MUHAQ24AA3+TIC2025-0016 | CAA**2417AM* | 59SU5B040M17**12 | Split System | 22800 | 16.5 | 9 | 1.98 | R-454B | 650
217632476 | CARRIER | 37MUHAQ24AA3+TIC2025-0016 | CAA**2417AM* | GG96VTAB48060B** | Split System | 22800 | 16.5 | 9 | 1.98 | R-454B | 650
217632479 | CARRIER | 37MUHAQ24AA3+TIC2025-0016 | CAA**2417AM* | 59TP7A060V17**16 | Split System | 22800 | 16.5 | 9 | 1.98 | R-454B | 650
217632467 | CARRIER | 37MUHAQ24AA3+TIC2025-0016 | CAA**2417AM* | 59SP6B060V17**16 | Split System | 22800 | 16.5 | 9 | 1.98 | R-454B | 650
217632462 | CARRIER | 37MUHAQ24AA3+TIC2025-0016 | CAA**2417AM* | 58TP*B070V17**16 | Split System | 22800 | 16.5 | 9 | 1.98 | R-454B | 650
217635275 | COMFORTMAKER | D5CUHAH24AAK+TIC2025-0016 | EA*5X24M17A* | *80VSL0701716B* | Split System | 22800 | 16.5 | 9 | 1.98 | R-454B | 650
217635441 | COMFORTMAKER | D5CUHAH24AAK+TIC2025-0016 | EA*5X24M17A* | *96VTN0601716B* | Split System | 22800 | 16.5 | 9 | 1.98 | R-454B | 650
217635463 | COMFORTMAKER | D5CUHAH24AAK+TIC2025-0016 | EA*5X24M17A* | *97VTN0601716A* | Split System | 22800 | 16.5 | 9 | 1.98 | R-454B | 650
217635330 | COMFORTMAKER | D5CUHAH24AAK+TIC2025-0016 | EA*5X24M17A* | *80VTL0701716B* | Split System | 22800 | 16.5 | 9 | 1.98 | R-454B | 650
217635438 | HEIL | D5CUHAH24AAK+TIC2025-0016 | EA*5X24M17A* | *96VTN0601716B* | Split System | 22800 | 16.5 | 9 | 1.98 | R-454B | 650
217635327 | HEIL | D5CUHAH24AAK+TIC2025-0016 | EA*5X24M17A* | *80VTL0701716B* | Split System | 22800 | 16.5 | 9 | 1.98 | R-454B | 650
217635277 | KEEPRITE | D5CUHAH24AAK+TIC2025-0016 | EA*5X24M17A* | *80VSL0701716B* | Split System | 22800 | 16.5 | 9 | 1.98 | R-454B | 650
217635390 | KEEPRITE | D5CUHAH24AAK+TIC2025-0016 | EA*5X24M17A* | *95MSU0401712A* | Split System | 22800 | 16.5 | 9 | 1.98 | R-454B | 650
217635278 | SMART COMFORT | D5CUHAH24AAK+TIC2025-0016 | EA*5X24M17A* | *80VSL0701716B* | Split System | 22800 | 16.5 | 9 | 1.98 | R-454B | 650
217635402 | SMART COMFORT | D5CUHAH24AAK+TIC2025-0016 | EA*5X24M17A* | *95MSU0601716A* | Split System | 22800 | 16.5 | 9 | 1.98 | R-454B | 650
217635466 | SMART COMFORT | D5CUHAH24AAK+TIC2025-0016 | EA*5X24M17A* | *97VTN0601716A* | Split System | 22800 | 16.5 | 9 | 1.98 | R-454B | 650
217635444 | SMART COMFORT | D5CUHAH24AAK+TIC2025-0016 | EA*5X24M17A* | *96VTN0601716B* | Split System | 22800 | 16.5 | 9 | 1.98 | R-454B | 650
217635392 | TEMPSTAR | D5CUHAH24AAK+TIC2025-0016 | EA*5X24M17A* | *95MSU0401712A* | Split System | 22800 | 16.5 | 9 | 1.98 | R-454B | 650
217635445 | TEMPSTAR | D5CUHAH24AAK+TIC2025-0016 | EA*5X24M17A* | *96VTN0601716B* | Split System | 22800 | 16.5 | 9 | 1.98 | R-454B | 650
217635184 | AIRQUEST | D5CUHAH24AAK+TIC2025-0016 | EA*5X24M14A* | *80VSL0451412B* | Split System | 22600 | 16.5 | 9 | 2 | R-454B | 650
217635203 | AIRQUEST | D5CUHAH24AAK+TIC2025-0016 | EA*5X24M14A* | *80VTL0451412B* | Split System | 22600 | 16.5 | 9 | 2 | R-454B | 650
217635429 | AIRQUEST | D5CUHAH24AAK+TIC2025-0016 | EA*5X24M17A* | *96VTN0601412B* | Split System | 22600 | 16.5 | 9 | 2 | R-454B | 650
217635204 | ARCOAIRE | D5CUHAH24AAK+TIC2025-0016 | EA*5X24M14A* | *80VTL0451412B* | Split System | 22600 | 16.5 | 9 | 2 | R-454B | 650
217635185 | ARCOAIRE | D5CUHAH24AAK+TIC2025-0016 | EA*5X24M14A* | *80VSL0451412B* | Split System | 22600 | 16.5 | 9 | 2 | R-454B | 650
217635359 | ARCOAIRE | D5CUHAH24AAK+TIC2025-0016 | EA*5X24M17A* | *96VSN0601412B* | Split System | 22600 | 16.5 | 9 | 2 | R-454B | 650
217635335 | BRYANT HEATING AND COOLING SYSTEMS | 37MUHAQ24AA3+TIC2025-0016 | CAA**2417AM* | 82*TB48090V17*** | Split System | 22600 | 16.5 | 9 | 2 | R-454B | 650
217632457 | CARRIER | 37MUHAQ24AA3+TIC2025-0016 | CAA**2417AM* | 58SP*B090V17**16 | Split System | 22600 | 16.5 | 9 | 2 | R-454B | 650
217632463 | CARRIER | 37MUHAQ24AA3+TIC2025-0016 | CAA**2417AM* | 58TP*B090V17**16 | Split System | 22600 | 16.5 | 9 | 2 | R-454B | 650
217632441 | CARRIER | 37MUHAQ24AA3+TIC2025-0016 | CAA**2414AM* | 58SP*B045V14**12 | Split System | 22600 | 16.5 | 9 | 2 | R-454B | 650
217632443 | CARRIER | 37MUHAQ24AA3+TIC2025-0016 | CAA**2414AM* | 58TP*B045V14**12 | Split System | 22600 | 16.5 | 9 | 2 | R-454B | 650
217632459 | CARRIER | 37MUHAQ24AA3+TIC2025-0016 | CAA**2417AM* | 58SU*B060M17**16 | Split System | 22600 | 16.5 | 9 | 2 | R-454B | 650
217632474 | CARRIER | 37MUHAQ24AA3+TIC2025-0016 | CAA**2417AM* | 59TP6C060V14**12 | Split System | 22600 | 16.5 | 9 | 2 | R-454B | 650
217632466 | CARRIER | 37MUHAQ24AA3+TIC2025-0016 | CAA**2417AM* | 59SP6B060V14**12 | Split System | 22600 | 16.5 | 9 | 2 | R-454B | 650
217635186 | COMFORTMAKER | D5CUHAH24AAK+TIC2025-0016 | EA*5X24M14A* | *80VSL0451412B* | Split System | 22600 | 16.5 | 9 | 2 | R-454B | 650
217635360 | COMFORTMAKER | D5CUHAH24AAK+TIC2025-0016 | EA*5X24M17A* | *96VSN0601412B* | Split System | 22600 | 16.5 | 9 | 2 | R-454B | 650
217635206 | DAY & NIGHT | D5CUHAH24AAK+TIC2025-0016 | EA*5X24M14A* | *80VTL0451412B* | Split System | 22600 | 16.5 | 9 | 2 | R-454B | 650
217635361 | DAY & NIGHT | D5CUHAH24AAK+TIC2025-0016 | EA*5X24M17A* | *96VSN0601412B* | Split System | 22600 | 16.5 | 9 | 2 | R-454B | 650
217635202 | HEIL | D5CUHAH24AAK+TIC2025-0016 | EA*5X24M14A* | *80VTL0451412B* | Split System | 22600 | 16.5 | 9 | 2 | R-454B | 650
217635302 | HEIL | D5CUHAH24AAK+TIC2025-0016 | EA*5X24M17A* | *80MSU0601716A* | Split System | 22600 | 16.5 | 9 | 2 | R-454B | 650
217635286 | KEEPRITE | D5CUHAH24AAK+TIC2025-0016 | EA*5X24M17A* | *80VSL0901716B* | Split System | 22600 | 16.5 | 9 | 2 | R-454B | 650
217635188 | KEEPRITE | D5CUHAH24AAK+TIC2025-0016 | EA*5X24M14A* | *80VSL0451412B* | Split System | 22600 | 16.5 | 9 | 2 | R-454B | 650
217635207 | KEEPRITE | D5CUHAH24AAK+TIC2025-0016 | EA*5X24M14A* | *80VTL0451412B* | Split System | 22600 | 16.5 | 9 | 2 | R-454B | 650
217635307 | KEEPRITE | D5CUHAH24AAK+TIC2025-0016 | EA*5X24M17A* | *80MSU0601716A* | Split System | 22600 | 16.5 | 9 | 2 | R-454B | 650
217635287 | SMART COMFORT | D5CUHAH24AAK+TIC2025-0016 | EA*5X24M17A* | *80VSL0901716B* | Split System | 22600 | 16.5 | 9 | 2 | R-454B | 650
217635308 | SMART COMFORT | D5CUHAH24AAK+TIC2025-0016 | EA*5X24M17A* | *80MSU0601716A* | Split System | 22600 | 16.5 | 9 | 2 | R-454B | 650
217635288 | TEMPSTAR | D5CUHAH24AAK+TIC2025-0016 | EA*5X24M17A* | *80VSL0901716B* | Split System | 22600 | 16.5 | 9 | 2 | R-454B | 650
217635209 | TEMPSTAR | D5CUHAH24AAK+TIC2025-0016 | EA*5X24M14A* | *80VTL0451412B* | Split System | 22600 | 16.5 | 9 | 2 | R-454B | 650
217635255 | AIRQUEST | D5CUHAH24AAK+TIC2025-0016 | EA*5X24M17A* | *80VSL0451412B* | Split System | 22800 | 16.5 | 9 | 2 | R-454B | 650
217632460 | CARRIER | 37MUHAQ24AA3+TIC2025-0016 | CAA**2417AM* | 58TP*B045V14**12 | Split System | 22800 | 16.5 | 9 | 2 | R-454B | 650
217635316 | COMFORTMAKER | D5CUHAH24AAK+TIC2025-0016 | EA*5X24M17A* | *80VTL0451412B* | Split System | 22800 | 16.5 | 9 | 2 | R-454B | 650
217635258 | DAY & NIGHT | D5CUHAH24AAK+TIC2025-0016 | EA*5X24M17A* | *80VSL0451412B* | Split System | 22800 | 16.5 | 9 | 2 | R-454B | 650
217635254 | HEIL | D5CUHAH24AAK+TIC2025-0016 | EA*5X24M17A* | *80VSL0451412B* | Split System | 22800 | 16.5 | 9 | 2 | R-454B | 650
217635259 | KEEPRITE | D5CUHAH24AAK+TIC2025-0016 | EA*5X24M17A* | *80VSL0451412B* | Split System | 22800 | 16.5 | 9 | 2 | R-454B | 650
217635319 | SMART COMFORT | D5CUHAH24AAK+TIC2025-0016 | EA*5X24M17A* | *80VTL0451412B* | Split System | 22800 | 16.5 | 9 | 2 | R-454B | 650
217635472 | AIRQUEST | D5CUHAH24AAK+TIC2025-0016 | EA*5X24M17A* | *97VTN0801716A* | Split System | 23000 | 16.5 | 9 | 2 | R-454B | 650
217635377 | ARCOAIRE | D5CUHAH24AAK+TIC2025-0016 | EA*5X24M17A* | *96VSN0801716B* | Split System | 23000 | 16.5 | 9 | 2 | R-454B | 650
217635451 | ARCOAIRE | D5CUHAH24AAK+TIC2025-0016 | EA*5X24M17A* | *96VTN0801716B* | Split System | 23000 | 16.5 | 9 | 2 | R-454B | 650
217635447 | BRYANT HEATING AND COOLING SYSTEMS | 37MUHAQ24AA3+TIC2025-0016 | CAA**2417AM* | 926TC48080V17*** | Split System | 23000 | 16.5 | 9 | 2 | R-454B | 650
217635374 | BRYANT HEATING AND COOLING SYSTEMS | 37MUHAQ24AA3+TIC2025-0016 | CAA**2417AM* | 926SB48080V17*** | Split System | 23000 | 16.5 | 9 | 2 | R-454B | 650
217635469 | BRYANT HEATING AND COOLING SYSTEMS | 37MUHAQ24AA3+TIC2025-0016 | CAA**2417AM* | 927TA48080V17*** | Split System | 23000 | 16.5 | 9 | 2 | R-454B | 650
217632478 | CARRIER | 37MUHAQ24AA3+TIC2025-0016 | CAA**2417AM* | GG96VTAB48080B** | Split System | 23000 | 16.5 | 9 | 2 | R-454B | 650
217632480 | CARRIER | 37MUHAQ24AA3+TIC2025-0016 | CAA**2417AM* | 59TP7A080V17**16 | Split System | 23000 | 16.5 | 9 | 2 | R-454B | 650
217632477 | CARRIER | 37MUHAQ24AA3+TIC2025-0016 | CAA**2417AM* | 59TP6C080V17**16 | Split System | 23000 | 16.5 | 9 | 2 | R-454B | 650
217635452 | COMFORTMAKER | D5CUHAH24AAK+TIC2025-0016 | EA*5X24M17A* | *96VTN0801716B* | Split System | 23000 | 16.5 | 9 | 2 | R-454B | 650
217635453 | DAY & NIGHT | D5CUHAH24AAK+TIC2025-0016 | EA*5X24M17A* | *96VTN0801716B* | Split System | 23000 | 16.5 | 9 | 2 | R-454B | 650
217635454 | KEEPRITE | D5CUHAH24AAK+TIC2025-0016 | EA*5X24M17A* | *96VTN0801716B* | Split System | 23000 | 16.5 | 9 | 2 | R-454B | 650
217635380 | KEEPRITE | D5CUHAH24AAK+TIC2025-0016 | EA*5X24M17A* | *96VSN0801716B* | Split System | 23000 | 16.5 | 9 | 2 | R-454B | 650
217635448 | PAYNE HEATING AND COOLING | 37MUHAQ24AA3+TIC2025-0016 | CAA**2417AM* | PG96VTAB48080B** | Split System | 23000 | 16.5 | 9 | 2 | R-454B | 650
217635477 | SMART COMFORT | D5CUHAH24AAK+TIC2025-0016 | EA*5X24M17A* | *97VTN0801716A* | Split System | 23000 | 16.5 | 9 | 2 | R-454B | 650
217635478 | TEMPSTAR | D5CUHAH24AAK+TIC2025-0016 | EA*5X24M17A* | *97VTN0801716A* | Split System | 23000 | 16.5 | 9 | 2 | R-454B | 650
217632938 | AIRQUEST | D5CUHAH24AAK+TIC2025-0016 | EA*5X24M17A* | *80MS(N,L)0701712A* | Split System | 23000 | 16.5 | 9 | 2.02 | R-454B | 650
217632939 | ARCOAIRE | D5CUHAH24AAK+TIC2025-0016 | EA*5X24M17A* | *80MS(N,L)0701712A* | Split System | 23000 | 16.5 | 9 | 2.02 | R-454B | 650
217632935 | BRYANT HEATING AND COOLING SYSTEMS | 37MUHAQ24AA3+TIC2025-0016 | CAA**2417AM* | 8(0,1)*SB36070M17*** | Split System | 23000 | 16.5 | 9 | 2.02 | R-454B | 650
217632940 | COMFORTMAKER | D5CUHAH24AAK+TIC2025-0016 | EA*5X24M17A* | *80MS(N,L)0701712A* | Split System | 23000 | 16.5 | 9 | 2.02 | R-454B | 650
217632937 | HEIL | D5CUHAH24AAK+TIC2025-0016 | EA*5X24M17A* | *80MS(N,L)0701712A* | Split System | 23000 | 16.5 | 9 | 2.02 | R-454B | 650
217632942 | KEEPRITE | D5CUHAH24AAK+TIC2025-0016 | EA*5X24M17A* | *80MS(N,L)0701712A* | Split System | 23000 | 16.5 | 9 | 2.02 | R-454B | 650
217632943 | TEMPSTAR | D5CUHAH24AAK+TIC2025-0016 | EA*5X24M17A* | *80MS(N,L)0701712A* | Split System | 23000 | 16.5 | 9 | 2.02 | R-454B | 650
217636331 | BRYANT HEATING AND COOLING SYSTEMS | 37MUHAQ24AA3+TIC2025-0016 | CAA**3617AM* | OVMAAB042112 | Split System | 23600 | 16.5 | 9 | 2.02 | R-454B | 650
217632582 | CARRIER | 37MUHAQ24AA3+TIC2025-0016 | CAA**3617AM* | OVMAAB042112 | Split System | 23600 | 16.5 | 9 | 2.02 | R-454B | 650
217635754 | AIRQUEST | D5CUHAH24AAK+TIC2025-0016 | EA*5X25M17A* | OMV112K14A | Split System | 24400 | 16.5 | 9 | 2.02 | R-454B | 650
217636924 | ARCOAIRE | D5CUHAH24AAK+TIC2025-0016 | EA*5X37M21A* | OMV112K14A | Split System | 24400 | 16.5 | 9 | 2.02 | R-454B | 650
217636921 | BRYANT HEATING AND COOLING SYSTEMS | 37MUHAQ24AA3+TIC2025-0016 | CAA**3721AM* | OVMAAB042112 | Split System | 24400 | 16.5 | 9 | 2.02 | R-454B | 650
217632651 | CARRIER | 37MUHAQ24AA3+TIC2025-0016 | CAA**3721AM* | OVMAAB042112 | Split System | 24400 | 16.5 | 9 | 2.02 | R-454B | 650
217632513 | CARRIER | 37MUHAQ24AA3+TIC2025-0016 | CAA**2517AM* | OVMAAB042112 | Split System | 24400 | 16.5 | 9 | 2.02 | R-454B | 650
217636925 | COMFORTMAKER | D5CUHAH24AAK+TIC2025-0016 | EA*5X37M21A* | OMV112K14A | Split System | 24400 | 16.5 | 9 | 2.02 | R-454B | 650
217636922 | HEIL | D5CUHAH24AAK+TIC2025-0016 | EA*5X37M21A* | OMV112K14A | Split System | 24400 | 16.5 | 9 | 2.02 | R-454B | 650
217635758 | KEEPRITE | D5CUHAH24AAK+TIC2025-0016 | EA*5X25M17A* | OMV112K14A | Split System | 24400 | 16.5 | 9 | 2.02 | R-454B | 650
217636585 | BRYANT HEATING AND COOLING SYSTEMS | 37MUHAQ24AA3+TIC2025-0016 | CAA**3717AM* | OVMAAB042112 | Split System | 24200 | 16.5 | 9 | 2.04 | R-454B | 650
217632612 | CARRIER | 37MUHAQ24AA3+TIC2025-0016 | CAA**3717AM* | OVMAAB042112 | Split System | 24200 | 16.5 | 9 | 2.04 | R-454B | 650
217636590 | DAY & NIGHT | D5CUHAH24AAK+TIC2025-0016 | EA*5X37M17A* | OMV112K14A | Split System | 24200 | 16.5 | 9 | 2.04 | R-454B | 650
217636592 | SMART COMFORT | D5CUHAH24AAK+TIC2025-0016 | EA*5X37M17A* | OMV112K14A | Split System | 24200 | 16.5 | 9 | 2.04 | R-454B | 650
217636593 | TEMPSTAR | D5CUHAH24AAK+TIC2025-0016 | EA*5X37M17A* | OMV112K14A | Split System | 24200 | 16.5 | 9 | 2.04 | R-454B | 650
217635265 | ARCOAIRE | D5CUHAH24AAK+TIC2025-0016 | EA*5X24M17A* | *80VSL0701412B* | Split System | 23000 | 17 | 9 | 1.98 | R-454B | 650
217635262 | BRYANT HEATING AND COOLING SYSTEMS | 37MUHAQ24AA3+TIC2025-0016 | CAA**2417AM* | 82*SB36070V14*** | Split System | 23000 | 17 | 9 | 1.98 | R-454B | 650
217632455 | CARRIER | 37MUHAQ24AA3+TIC2025-0016 | CAA**2417AM* | 58SP*B070V14**12 | Split System | 23000 | 17 | 9 | 1.98 | R-454B | 650
217635263 | HEIL | D5CUHAH24AAK+TIC2025-0016 | EA*5X24M17A* | *80VSL0701412B* | Split System | 23000 | 17 | 9 | 1.98 | R-454B | 650
217635268 | KEEPRITE | D5CUHAH24AAK+TIC2025-0016 | EA*5X24M17A* | *80VSL0701412B* | Split System | 23000 | 17 | 9 | 1.98 | R-454B | 650
217635269 | SMART COMFORT | D5CUHAH24AAK+TIC2025-0016 | EA*5X24M17A* | *80VSL0701412B* | Split System | 23000 | 17 | 9 | 1.98 | R-454B | 650
217635270 | TEMPSTAR | D5CUHAH24AAK+TIC2025-0016 | EA*5X24M17A* | *80VSL0701412B* | Split System | 23000 | 17 | 9 | 1.98 | R-454B | 650
216633054 | ACIQ | H5H0V24*K*AAA* | EA*5X36M17A*+WALLCON | *80CTL0901716B* | Split System | 23200 | 17 | 9 | 1.98 | R-454B | 650
215667647 | HEIL | H5H0V24*K*AAA* | EA*5X36M17A*+WALLCON | *80CTL0901716B* | Split System | 23200 | 17 | 9 | 1.98 | R-454B | 650
217635293 | ARCOAIRE | D5CUHAH24AAK+TIC2025-0016 | EA*5X24M17A* | *80MSU0401712A* | Split System | 22800 | 17 | 9 | 2 | R-454B | 650
217632458 | CARRIER | 37MUHAQ24AA3+TIC2025-0016 | CAA**2417AM* | 58SU*B040M17**12 | Split System | 22800 | 17 | 9 | 2 | R-454B | 650
217635295 | DAY & NIGHT | D5CUHAH24AAK+TIC2025-0016 | EA*5X24M17A* | *80MSU0401712A* | Split System | 22800 | 17 | 9 | 2 | R-454B | 650
217635297 | SMART COMFORT | D5CUHAH24AAK+TIC2025-0016 | EA*5X24M17A* | *80MSU0401712A* | Split System | 22800 | 17 | 9 | 2 | R-454B | 650
217635193 | AIRQUEST | D5CUHAH24AAK+TIC2025-0016 | EA*5X24M14A* | *80VSL0701412B* | Split System | 23000 | 17 | 9 | 2 | R-454B | 650
217635191 | BRYANT HEATING AND COOLING SYSTEMS | 37MUHAQ24AA3+TIC2025-0016 | CAA**2414AM* | 82*SB36070V14*** | Split System | 23000 | 17 | 9 | 2 | R-454B | 650
217635211 | BRYANT HEATING AND COOLING SYSTEMS | 37MUHAQ24AA3+TIC2025-0016 | CAA**2414AM* | 82*TB36070V14*** | Split System | 23000 | 17 | 9 | 2 | R-454B | 650
217632442 | CARRIER | 37MUHAQ24AA3+TIC2025-0016 | CAA**2414AM* | 58SP*B070V14**12 | Split System | 23000 | 17 | 9 | 2 | R-454B | 650
217632444 | CARRIER | 37MUHAQ24AA3+TIC2025-0016 | CAA**2414AM* | 58TP*B070V14**12 | Split System | 23000 | 17 | 9 | 2 | R-454B | 650
217635195 | COMFORTMAKER | D5CUHAH24AAK+TIC2025-0016 | EA*5X24M14A* | *80VSL0701412B* | Split System | 23000 | 17 | 9 | 2 | R-454B | 650
217635198 | SMART COMFORT | D5CUHAH24AAK+TIC2025-0016 | EA*5X24M14A* | *80VSL0701412B* | Split System | 23000 | 17 | 9 | 2 | R-454B | 650
216633073 | ACIQ | H5H0V24*K*AAA* | EA*5X37M21A*+WALLCON | *80CTL0451712B* | Split System | 23800 | 17 | 9 | 2 | R-454B | 650
216633031 | ACIQ | H5H0V24*K*AAA* | EA*5X25M17A*+WALLCON | *97CMN0601714B* | Split System | 23800 | 17 | 9 | 2 | R-454B | 650
216633060 | ACIQ | H5H0V24*K*AAA* | EA*5X37M17A*+WALLCON | *80CSU0401712A* | Split System | 23800 | 17 | 9 | 2 | R-454B | 650
216633065 | ACIQ | H5H0V24*K*AAA* | EA*5X37M17A*+WALLCON | *80CTL0901716B* | Split System | 23800 | 17 | 9 | 2 | R-454B | 650
216633070 | ACIQ | H5H0V24*K*AAA* | EA*5X37M17A*+WALLCON | *96CTN0801714B* | Split System | 23800 | 17 | 9 | 2 | R-454B | 650
216633064 | ACIQ | H5H0V24*K*AAA* | EA*5X37M17A*+WALLCON | *80CTL0701716B* | Split System | 23800 | 17 | 9 | 2 | R-454B | 650
216633032 | ACIQ | H5H0V24*K*AAA* | EA*5X25M17A*+WALLCON | *97CMN0801714B* | Split System | 23800 | 17 | 9 | 2 | R-454B | 650
216633067 | ACIQ | H5H0V24*K*AAA* | EA*5X37M17A*+WALLCON | *97CMN0801714B* | Split System | 23800 | 17 | 9 | 2 | R-454B | 650
215667829 | AIRQUEST | H5H0V24*K*AAA* | EA*5X37M21A*+WALLCON | *80CTL0451712B* | Split System | 23800 | 17 | 9 | 2 | R-454B | 650
215667766 | ARCOAIRE | H5H0V24*K*AAA* | EA*5X37M17A*+WALLCON | *80CTL0901716B* | Split System | 23800 | 17 | 9 | 2 | R-454B | 650
215667259 | COMFORTMAKER | C5H0V24*K*AAA* | EA*5X25M17A*+WALLCON | *97CMN0801714B* | Split System | 23800 | 17 | 9 | 2 | R-454B | 650
215667784 | DAY & NIGHT | C5H0V24*K*AAA* | EA*5X37M17A*+WALLCON | *97CMN0801714B* | Split System | 23800 | 17 | 9 | 2 | R-454B | 650
215667252 | HEIL | H5H0V24*K*AAA* | EA*5X25M17A*+WALLCON | *97CMN0801714B* | Split System | 23800 | 17 | 9 | 2 | R-454B | 650
215667804 | HEIL | H5H0V24*K*AAA* | EA*5X37M17A*+WALLCON | *96CTN0801714B* | Split System | 23800 | 17 | 9 | 2 | R-454B | 650
215667246 | KEEPRITE | C5H0V24*K*AAA* | EA*5X25M17A*+WALLCON | *97CMN0601714B* | Split System | 23800 | 17 | 9 | 2 | R-454B | 650
215667264 | KEEPRITE | C5H0V24*K*AAA* | EA*5X25M17A*+WALLCON | *97CMN0801714B* | Split System | 23800 | 17 | 9 | 2 | R-454B | 650
215667248 | KENMORE | (C,H,T)5H0V24*K*AAA* | EA*5X25M17A*+WALLCON | *97CMN0601714B* | Split System | 23800 | 17 | 9 | 2 | R-454B | 650
215667730 | KENMORE | (C,H,T)5H0V24*K*AAA* | EA*5X37M17A*+WALLCON | *80CSU0401712A* | Split System | 23800 | 17 | 9 | 2 | R-454B | 650
215667811 | TEMPSTAR | T5H0V24*K*AAA* | EA*5X37M17A*+WALLCON | *96CTN0801714B* | Split System | 23800 | 17 | 9 | 2 | R-454B | 650
216634177 | ACIQ | H5H0V24*K*AAA* | EA*5X37M21A*+WALLCON | *97CTN0801716A* | Split System | 24000 | 17 | 9 | 2 | R-454B | 650
216633034 | ACIQ | H5H0V24*K*AAA* | EA*5X25M17A*+WALLCON | *96CTN0601714B* | Split System | 23800 | 17 | 9 | 2.02 | R-454B | 650
216634161 | ACIQ | H5H0V24*K*AAA* | EA*5X25M17A*+WALLCON | *97CTN0801716A* | Split System | 23800 | 17 | 9 | 2.02 | R-454B | 650
215667291 | AIRQUEST | H5H0V24*K*AAA* | EA*5X25M17A*+WALLCON | *96CTN0601714B* | Split System | 23800 | 17 | 9 | 2.02 | R-454B | 650
215667295 | COMFORTMAKER | C5H0V24*K*AAA* | EA*5X25M17A*+WALLCON | *96CTN0601714B* | Split System | 23800 | 17 | 9 | 2.02 | R-454B | 650
215667300 | KEEPRITE | C5H0V24*K*AAA* | EA*5X25M17A*+WALLCON | *96CTN0601714B* | Split System | 23800 | 17 | 9 | 2.02 | R-454B | 650
216634159 | ACIQ | H5H0V24*K*AAA* | EA*5X25M17A*+WALLCON | *80CSU0601716B* | Split System | 24000 | 17 | 9 | 2.02 | R-454B | 650
216633079 | ACIQ | H5H0V24*K*AAA* | EA*5X37M21A*+WALLCON | *95CSU1002122B* | Split System | 24000 | 17 | 9 | 2.02 | R-454B | 650
216634158 | ACIQ | H5H0V24*K*AAA* | EA*5X25M17A*+WALLCON | *80CSU0401712B* | Split System | 24000 | 17 | 9 | 2.02 | R-454B | 650
216633081 | ACIQ | H5H0V24*K*AAA* | EA*5X37M21A*+WALLCON | *97CMN0602120B* | Split System | 24000 | 17 | 9 | 2.02 | R-454B | 650
216633080 | ACIQ | H5H0V24*K*AAA* | EA*5X37M21A*+WALLCON | *97CMN0601714B* | Split System | 24000 | 17 | 9 | 2.02 | R-454B | 650
216634176 | ACIQ | H5H0V24*K*AAA* | EA*5X37M21A*+WALLCON | *97CTN0601716A* | Split System | 24000 | 17 | 9 | 2.02 | R-454B | 650
215667886 | ARCOAIRE | H5H0V24*K*AAA* | EA*5X37M21A*+WALLCON | *97CMN0601714B* | Split System | 24000 | 17 | 9 | 2.02 | R-454B | 650
215667897 | KEEPRITE | C5H0V24*K*AAA* | EA*5X37M21A*+WALLCON | *97CMN0602120B* | Split System | 24000 | 17 | 9 | 2.02 | R-454B | 650
215667899 | TEMPSTAR | T5H0V24*K*AAA* | EA*5X37M21A*+WALLCON | *97CMN0602120B* | Split System | 24000 | 17 | 9 | 2.02 | R-454B | 650
218409296 | HEIL | B5H3V36*K*AAA* | EA*5X36M17A*+WALLCON | *96CTN0401410B* | Split System | 31000 | 17.5 | 9 | 1.94 | R-454B | 650
218409344 | HEIL | B5H3V36*K*AAA* | EA*5X37M17A*+WALLCON | *96CTN0401410B* | Split System | 32200 | 17.5 | 9 | 1.98 | R-454B | 650
216633063 | ACIQ | H5H0V24*K*AAA* | EA*5X37M17A*+WALLCON | *80CTL0701412B* | Split System | 23800 | 17.5 | 9 | 2 | R-454B | 650
215667752 | DAY & NIGHT | C5H0V24*K*AAA* | EA*5X37M17A*+WALLCON | *80CTL0701412B* | Split System | 23800 | 17.5 | 9 | 2 | R-454B | 650
216633029 | ACIQ | H5H0V24*K*AAA* | EA*5X25M17A*+WALLCON | *80CTL0701716B* | Split System | 24000 | 17.5 | 9 | 2 | R-454B | 650
216633030 | ACIQ | H5H0V24*K*AAA* | EA*5X25M17A*+WALLCON | *80CTL0901716B* | Split System | 24000 | 17.5 | 9 | 2 | R-454B | 650
216633028 | ACIQ | H5H0V24*K*AAA* | EA*5X25M17A*+WALLCON | *80CTL0701412B* | Split System | 24000 | 17.5 | 9 | 2 | R-454B | 650
216633035 | ACIQ | H5H0V24*K*AAA* | EA*5X25M17A*+WALLCON | *96CTN0801714B* | Split System | 24000 | 17.5 | 9 | 2 | R-454B | 650
216633084 | ACIQ | H5H0V24*K*AAA* | EA*5X37M21A*+WALLCON | *96CTN0601714B* | Split System | 24000 | 17.5 | 9 | 2 | R-454B | 650
216633082 | ACIQ | H5H0V24*K*AAA* | EA*5X37M21A*+WALLCON | *97CMN0801714B* | Split System | 24000 | 17.5 | 9 | 2 | R-454B | 650
215667202 | ARCOAIRE | H5H0V24*K*AAA* | EA*5X25M17A*+WALLCON | *80CTL0701716B* | Split System | 24000 | 17.5 | 9 | 2 | R-454B | 650
215667179 | HEIL | H5H0V24*K*AAA* | EA*5X25M17A*+WALLCON | *80CTL0701412B* | Split System | 24000 | 17.5 | 9 | 2 | R-454B | 650
215667197 | HEIL | H5H0V24*K*AAA* | EA*5X25M17A*+WALLCON | *80CTL0701716B* | Split System | 24000 | 17.5 | 9 | 2 | R-454B | 650
215667916 | HEIL | H5H0V24*K*AAA* | EA*5X37M21A*+WALLCON | *96CTN0601714B* | Split System | 24000 | 17.5 | 9 | 2 | R-454B | 650
215667211 | KENMORE | (C,H,T)5H0V24*K*AAA* | EA*5X25M17A*+WALLCON | *80CTL0701716B* | Split System | 24000 | 17.5 | 9 | 2 | R-454B | 650
215667230 | KENMORE | (C,H,T)5H0V24*K*AAA* | EA*5X25M17A*+WALLCON | *80CTL0901716B* | Split System | 24000 | 17.5 | 9 | 2 | R-454B | 650
215667195 | TEMPSTAR | T5H0V24*K*AAA* | EA*5X25M17A*+WALLCON | *80CTL0701412B* | Split System | 24000 | 17.5 | 9 | 2 | R-454B | 650
216633083 | ACIQ | H5H0V24*K*AAA* | EA*5X37M21A*+WALLCON | *97CMN1002122B* | Split System | 24000 | 17.5 | 9 | 2.02 | R-454B | 650
216633076 | ACIQ | H5H0V24*K*AAA* | EA*5X37M21A*+WALLCON | *80CTL0901716B* | Split System | 24000 | 17.5 | 9 | 2.02 | R-454B | 650
216634178 | ACIQ | H5H0V24*K*AAA* | EA*5X37M21A*+WALLCON | *97CTN1002122A* | Split System | 24000 | 17.5 | 9 | 2.02 | R-454B | 650
216633077 | ACIQ | H5H0V24*K*AAA* | EA*5X37M21A*+WALLCON | *80CTL0902120B* | Split System | 24000 | 17.5 | 9 | 2.02 | R-454B | 650
216633075 | ACIQ | H5H0V24*K*AAA* | EA*5X37M21A*+WALLCON | *80CTL0702120B* | Split System | 24000 | 17.5 | 9 | 2.02 | R-454B | 650
216633072 | ACIQ | H5H0V24*K*AAA* | EA*5X37M21A*+WALLCON | *80CSU0601716A* | Split System | 24000 | 17.5 | 9 | 2.02 | R-454B | 650
216633086 | ACIQ | H5H0V24*K*AAA* | EA*5X37M21A*+WALLCON | *96CTN1002122B* | Split System | 24000 | 17.5 | 9 | 2.02 | R-454B | 650
216633085 | ACIQ | H5H0V24*K*AAA* | EA*5X37M21A*+WALLCON | *96CTN0801714B* | Split System | 24000 | 17.5 | 9 | 2.02 | R-454B | 650
216633078 | ACIQ | H5H0V24*K*AAA* | EA*5X37M21A*+WALLCON | *80CTL1102120B* | Split System | 24000 | 17.5 | 9 | 2.02 | R-454B | 650
216633026 | ACIQ | H5H0V24*K*AAA* | EA*5X25M17A*+WALLCON | *80CSU0401712A* | Split System | 24000 | 17.5 | 9 | 2.02 | R-454B | 650
216633074 | ACIQ | H5H0V24*K*AAA* | EA*5X37M21A*+WALLCON | *80CTL0701716B* | Split System | 24000 | 17.5 | 9 | 2.02 | R-454B | 650
215667861 | AIRQUEST | H5H0V24*K*AAA* | EA*5X37M21A*+WALLCON | *80CTL0902120B* | Split System | 24000 | 17.5 | 9 | 2.02 | R-454B | 650
215667911 | COMFORTMAKER | C5H0V24*K*AAA* | EA*5X37M21A*+WALLCON | *97CMN1002122B* | Split System | 24000 | 17.5 | 9 | 2.02 | R-454B | 650
215667868 | HEIL | H5H0V24*K*AAA* | EA*5X37M21A*+WALLCON | *80CTL1102120B* | Split System | 24000 | 17.5 | 9 | 2.02 | R-454B | 650
215667145 | HEIL | H5H0V24*K*AAA* | EA*5X25M17A*+WALLCON | *80CSU0401712A* | Split System | 24000 | 17.5 | 9 | 2.02 | R-454B | 650
215667913 | KEEPRITE | C5H0V24*K*AAA* | EA*5X37M21A*+WALLCON | *97CMN1002122B* | Split System | 24000 | 17.5 | 9 | 2.02 | R-454B | 650
215667843 | TEMPSTAR | T5H0V24*K*AAA* | EA*5X37M21A*+WALLCON | *80CTL0701716B* | Split System | 24000 | 17.5 | 9 | 2.02 | R-454B | 650
216634175 | ACIQ | H5H0V24*K*AAA* | EA*5X37M21A*+WALLCON | *80CSU0601716B* | Split System | 24200 | 17.5 | 9 | 2.02 | R-454B | 650
216633262 | ACIQ | H5H0V36*K*AAA* | EA*5X60M24A*+WALLCON | *96CTN1002122B* | Split System | 34400 | 18 | 9 | 1.9 | R-454B | 650
216633260 | ACIQ | H5H0V36*K*AAA* | EA*5X60M24A*+WALLCON | *97CMN1002122B* | Split System | 34400 | 18 | 9 | 1.9 | R-454B | 650
216633291 | ACIQ | H5H0V36*K*AAA* | EA*5X61M24A*+WALLCON | *97CMN0802120B* | Split System | 34800 | 18 | 9 | 1.92 | R-454B | 650
216634295 | ACIQ | H5H0V36*K*AAA* | EA*5X61M21A*+WALLCON | *96CTN0802120B* | Split System | 34800 | 18 | 9 | 1.92 | R-454B | 650
216634300 | ACIQ | H5H0V36*K*AAA* | EA*5X61M21A*+WALLCON | *97CTN0802120A* | Split System | 34800 | 18 | 9 | 1.92 | R-454B | 650
216634302 | ACIQ | H5H0V36*K*AAA* | EA*5X61M24A*+WALLCON | *96CTN0802120B* | Split System | 34800 | 18 | 9 | 1.92 | R-454B | 650
216634303 | ACIQ | H5H0V36*K*AAA* | EA*5X61M24A*+WALLCON | *97CTN0802120A* | Split System | 34800 | 18 | 9 | 1.92 | R-454B | 650
218410358 | KENMORE | B5H3V36*K*AAA* | ESH5X36M12A*+WALLCON | *97CTN0601716A* | Split System | 33000 | 18 | 9 | 1.94 | R-454B | 650
216633071 | ACIQ | H5H0V24*K*AAA* | EA*5X37M21A*+WALLCON | *80CSU0401712A* | Split System | 24000 | 18 | 9 | 2.02 | R-454B | 650
215667818 | KENMORE | (C,H,T)5H0V24*K*AAA* | EA*5X37M21A*+WALLCON | *80CSU0401712A* | Split System | 24000 | 18 | 9 | 2.02 | R-454B | 650
216634294 | ACIQ | H5H0V36*K*AAA* | EA*5X60M24A*+WALLCON | *97CTN1202422A* | Split System | 34400 | 18.5 | 9 | 1.9 | R-454B | 650
216634293 | ACIQ | H5H0V36*K*AAA* | EA*5X60M24A*+WALLCON | *97CTN1002122A* | Split System | 34400 | 18.5 | 9 | 1.9 | R-454B | 650
216633263 | ACIQ | H5H0V36*K*AAA* | EA*5X60M24A*+WALLCON | *96CTN1202422B* | Split System | 34400 | 18.5 | 9 | 1.9 | R-454B | 650
218410646 | KENMORE | B5H3V36*K*AAA* | ESH5X48M12A*+WALLCON | *80CTL0451712B* | Split System | 33400 | 18.5 | 9 | 1.92 | R-454B | 650
216633255 | ACIQ | H5H0V36*K*AAA* | EA*5X60M24A*+WALLCON | *80CTL1352422B* | Split System | 34400 | 18.5 | 9 | 1.92 | R-454B | 650
216633254 | ACIQ | H5H0V36*K*AAA* | EA*5X60M24A*+WALLCON | *80CTL1102120B* | Split System | 34400 | 18.5 | 9 | 1.92 | R-454B | 650
216633253 | ACIQ | H5H0V36*K*AAA* | EA*5X60M24A*+WALLCON | *80CTL0902120B* | Split System | 34400 | 18.5 | 9 | 1.92 | R-454B | 650
216634301 | ACIQ | H5H0V36*K*AAA* | EA*5X61M21A*+WALLCON | *97CTN1002122A* | Split System | 34800 | 18.5 | 9 | 1.92 | R-454B | 650
216633279 | ACIQ | H5H0V36*K*AAA* | EA*5X61M21A*+WALLCON | *97CMN1002122B* | Split System | 34800 | 18.5 | 9 | 1.92 | R-454B | 650
216633293 | ACIQ | H5H0V36*K*AAA* | EA*5X61M24A*+WALLCON | *97CMN1202422B* | Split System | 34800 | 18.5 | 9 | 1.92 | R-454B | 650
216633282 | ACIQ | H5H0V36*K*AAA* | EA*5X61M21A*+WALLCON | *96CTN1002122B* | Split System | 34800 | 18.5 | 9 | 1.92 | R-454B | 650
216633292 | ACIQ | H5H0V36*K*AAA* | EA*5X61M24A*+WALLCON | *97CMN1002122B* | Split System | 35000 | 18.5 | 9 | 1.92 | R-454B | 650
216633295 | ACIQ | H5H0V36*K*AAA* | EA*5X61M24A*+WALLCON | *96CTN1202422B* | Split System | 35000 | 18.5 | 9 | 1.92 | R-454B | 650
216633287 | ACIQ | H5H0V36*K*AAA* | EA*5X61M24A*+WALLCON | *80CTL1352422B* | Split System | 35000 | 18.5 | 9 | 1.92 | R-454B | 650
216633285 | ACIQ | H5H0V36*K*AAA* | EA*5X61M24A*+WALLCON | *80CTL0902120B* | Split System | 35000 | 18.5 | 9 | 1.92 | R-454B | 650
216634305 | ACIQ | H5H0V36*K*AAA* | EA*5X61M24A*+WALLCON | *97CTN1202422A* | Split System | 35000 | 18.5 | 9 | 1.92 | R-454B | 650
216633271 | ACIQ | H5H0V36*K*AAA* | EA*5X61M21A*+WALLCON | *80CTL1102120B* | Split System | 35000 | 18.5 | 9 | 1.92 | R-454B | 650
216633286 | ACIQ | H5H0V36*K*AAA* | EA*5X61M24A*+WALLCON | *80CTL1102120B* | Split System | 35000 | 18.5 | 9 | 1.92 | R-454B | 650
216634304 | ACIQ | H5H0V36*K*AAA* | EA*5X61M24A*+WALLCON | *97CTN1002122A* | Split System | 35000 | 18.5 | 9 | 1.92 | R-454B | 650
216633294 | ACIQ | H5H0V36*K*AAA* | EA*5X61M24A*+WALLCON | *96CTN1002122B* | Split System | 35000 | 18.5 | 9 | 1.92 | R-454B | 650
218410318 | KENMORE | B5H3V36*K*AAA* | ESH5X36M12A*+WALLCON | *96CTN0601714B* | Split System | 33000 | 18.5 | 9 | 1.94 | R-454B | 650
218410262 | KENMORE | B5H3V36*K*AAA* | ESH5X36M12A*+WALLCON | *97CMN0601714B* | Split System | 33000 | 18.5 | 9 | 1.94 | R-454B | 650
218410590 | KENMORE | B5H3V36*K*AAA* | ESH5X42M12A*+WALLCON | *97CTN0601716A* | Split System | 33200 | 18.5 | 9 | 1.94 | R-454B | 650
218410798 | KENMORE | B5H3V36*K*AAA* | ESH5X48M12A*+WALLCON | *97CTN0601716A* | Split System | 33400 | 18.5 | 9 | 1.94 | R-454B | 650
218410494 | KENMORE | B5H3V36*K*AAA* | ESH5X42M12A*+WALLCON | *97CMN0601714B* | Split System | 33200 | 18.5 | 9 | 1.96 | R-454B | 650
216440553 | AMERICAN STANDARD | 5A6V0X60A1 | 5TXCD010AS3 | S9V2C080U5PSC+LRP | Split System | 53000 | 18.6 | 9 | 2 | R-454B | 650
216440477 | AMERICAN STANDARD | 5A6V0X60A1 | 5PX*D010AS3 | S9V2C080U5PSC+LRP | Split System | 53000 | 18.6 | 9 | 2 | R-454B | 650
216440513 | AMERICAN STANDARD | 5A6V0X60A1 | 5TXCC009AS3 | S9V2C080U5PSC+LRP | Split System | 53000 | 18.6 | 9 | 2 | R-454B | 650
216440433 | AMERICAN STANDARD | 5A6V0X60A1 | 5PX*C009AS3 | S9V2C080U5PSC+LRP | Split System | 53000 | 18.6 | 9 | 2 | R-454B | 650
216440511 | AMERICAN STANDARD | 5A6V0X60A1 | 5TXCC009AS3 | S9V2C100U5PSC+LRP | Split System | 53000 | 18.6 | 9 | 2 | R-454B | 650
216440427 | AMERICAN STANDARD | 5A6V0X60A1 | 5PX*C009AS3 | S9V2C100U5PSC+LRP | Split System | 53000 | 18.6 | 9 | 2 | R-454B | 650
216440476 | TRANE | 5TWV0X60A1 | 5PX*D010AS3 | S9V2C080U5PSC+LRP | Split System | 53000 | 18.6 | 9 | 2 | R-454B | 650
216440512 | TRANE | 5TWV0X60A1 | 5TXCC009AS3 | S9V2C080U5PSC+LRP | Split System | 53000 | 18.6 | 9 | 2 | R-454B | 650
216440552 | TRANE | 5TWV0X60A1 | 5TXCD010AS3 | S9V2C080U5PSC+LRP | Split System | 53000 | 18.6 | 9 | 2 | R-454B | 650
216440432 | TRANE | 5TWV0X60A1 | 5PX*C009AS3 | S9V2C080U5PSC+LRP | Split System | 53000 | 18.6 | 9 | 2 | R-454B | 650
216440510 | TRANE | 5TWV0X60A1 | 5TXCC009AS3 | S9V2C100U5PSC+LRP | Split System | 53000 | 18.6 | 9 | 2 | R-454B | 650
216440426 | TRANE | 5TWV0X60A1 | 5PX*C009AS3 | S9V2C100U5PSC+LRP | Split System | 53000 | 18.6 | 9 | 2 | R-454B | 650
216440442 | TRANE | 5TWV0X60A1 | 5PX*CD09AS3 | S9V2C100D5PSC+LRP | Split System | 53000 | 18.6 | 9 | 2 | R-454B | 650
216440549 | AMERICAN STANDARD | 5A6V0X60A1 | 5TXCD010AS3 | S9V2C100U5PSC+LRP | Split System | 53000 | 18.8 | 9 | 2 | R-454B | 650
216440548 | TRANE | 5TWV0X60A1 | 5TXCD010AS3 | S9V2C100U5PSC+LRP | Split System | 53000 | 18.8 | 9 | 2 | R-454B | 650
216440462 | TRANE | 5TWV0X60A1 | 5PX*D010AS3 | S9V2C100U5PSC+LRP | Split System | 53000 | 18.8 | 9 | 2 | R-454B | 650
218409286 | KENMORE | B5H3V36*K*AAA* | EA*5X36M17A*+WALLCON | *97CMN0601714B* | Split System | 32000 | 19 | 9 | 1.92 | R-454B | 650
218409294 | KENMORE | B5H3V36*K*AAA* | EA*5X36M17A*+WALLCON | *97CMN0801714B* | Split System | 32000 | 19 | 9 | 1.92 | R-454B | 650
218409318 | KENMORE | B5H3V36*K*AAA* | EA*5X36M17A*+WALLCON | *96CTN0801714B* | Split System | 32200 | 19 | 9 | 1.92 | R-454B | 650
218409398 | KENMORE | B5H3V36*K*AAA* | EA*5X42M21A*+WALLCON | *80CTL0451712B* | Split System | 32200 | 19 | 9 | 1.92 | R-454B | 650
218409526 | KENMORE | B5H3V36*K*AAA* | EA*5X42M21A*+WALLCON | *97CTN0601716A* | Split System | 32400 | 19 | 9 | 1.92 | R-454B | 650
218409342 | KENMORE | B5H3V36*K*AAA* | EA*5X37M17A*+WALLCON | *97CMN0601714B* | Split System | 33200 | 19 | 9 | 1.94 | R-454B | 650
218409358 | KENMORE | B5H3V36*K*AAA* | EA*5X37M17A*+WALLCON | *96CTN0601714B* | Split System | 33200 | 19 | 9 | 1.96 | R-454B | 650
218410726 | KENMORE | B5H3V36*K*AAA* | ESH5X48M12A*+WALLCON | *97CMN0601714B* | Split System | 33400 | 19 | 9 | 1.96 | R-454B | 650
216633925 | ACIQ | H5H0V48*K*AAA* | EVM5X60M24A*+WALLCON | *80CTL1352422B* | Split System | 48000 | 19 | 9 | 2 | R-454B | 650
216633892 | ACIQ | H5H0V48*K*AAA* | EVM5X49M21A*+WALLCON | *80CTL0902120B* | Split System | 48000 | 19 | 9 | 2 | R-454B | 650
216633924 | ACIQ | H5H0V48*K*AAA* | EVM5X60M24A*+WALLCON | *80CTL1102120B* | Split System | 48000 | 19 | 9 | 2 | R-454B | 650
216634578 | ACIQ | H5H0V48*K*AAA* | EVD5X60M24A*+WALLCON | *97CTN1202422A* | Split System | 48000 | 19 | 9 | 2 | R-454B | 650
216633899 | ACIQ | H5H0V48*K*AAA* | EVM5X49M21A*+WALLCON | *97CMN1002122B* | Split System | 48000 | 19 | 9 | 2 | R-454B | 650
216633910 | ACIQ | H5H0V48*K*AAA* | EVM5X60M21A*+WALLCON | *80CTL1102120B* | Split System | 48000 | 19 | 9 | 2 | R-454B | 650
216633997 | ACIQ | H5H0V48*K*AAA* | EVD5X60M24A*+WALLCON | *80CTL0902120B* | Split System | 48000 | 19 | 9 | 2 | R-454B | 650
216633928 | ACIQ | H5H0V48*K*AAA* | EVM5X60M24A*+WALLCON | *97CMN1002122B* | Split System | 48000 | 19 | 9 | 2 | R-454B | 650
216633930 | ACIQ | H5H0V48*K*AAA* | EVM5X60M24A*+WALLCON | *96CTN1002122B* | Split System | 48000 | 19 | 9 | 2 | R-454B | 650
216633998 | ACIQ | H5H0V48*K*AAA* | EVD5X60M24A*+WALLCON | *80CTL1102120B* | Split System | 48000 | 19 | 9 | 2 | R-454B | 650
216634524 | ACIQ | H5H0V48*K*AAA* | EVM5X49M21A*+WALLCON | *97CTN1002122A* | Split System | 48000 | 19 | 9 | 2 | R-454B | 650
216633901 | ACIQ | H5H0V48*K*AAA* | EVM5X49M21A*+WALLCON | *96CTN1002122B* | Split System | 48000 | 19 | 9 | 2 | R-454B | 650
216633967 | ACIQ | H5H0V48*K*AAA* | EVD5X49M24A*+WALLCON | *80CTL1102120B* | Split System | 48000 | 19 | 9 | 2 | R-454B | 650
216634538 | ACIQ | H5H0V48*K*AAA* | EVM5X60M24A*+WALLCON | *97CTN1202422A* | Split System | 48000 | 19 | 9 | 2 | R-454B | 650
216634572 | ACIQ | H5H0V48*K*AAA* | EVD5X60M21A*+WALLCON | *97CTN1002122A* | Split System | 48000 | 19 | 9 | 2 | R-454B | 650
216633893 | ACIQ | H5H0V48*K*AAA* | EVM5X49M21A*+WALLCON | *80CTL1102120B* | Split System | 48000 | 19 | 9 | 2 | R-454B | 650
216633975 | ACIQ | H5H0V48*K*AAA* | EVD5X49M24A*+WALLCON | *96CTN1202422B* | Split System | 48000 | 19 | 9 | 2 | R-454B | 650
216634563 | ACIQ | H5H0V48*K*AAA* | EVD5X49M24A*+WALLCON | *97CTN1002122A* | Split System | 48000 | 19 | 9 | 2 | R-454B | 650
216634564 | ACIQ | H5H0V48*K*AAA* | EVD5X49M24A*+WALLCON | *97CTN1202422A* | Split System | 48000 | 19 | 9 | 2 | R-454B | 650
216633923 | ACIQ | H5H0V48*K*AAA* | EVM5X60M24A*+WALLCON | *80CTL0902120B* | Split System | 48000 | 19 | 9 | 2 | R-454B | 650
216634003 | ACIQ | H5H0V48*K*AAA* | EVD5X60M24A*+WALLCON | *96CTN1202422B* | Split System | 48000 | 19 | 9 | 2 | R-454B | 650
216634532 | ACIQ | H5H0V48*K*AAA* | EVM5X60M21A*+WALLCON | *97CTN1002122A* | Split System | 48000 | 19 | 9 | 2 | R-454B | 650
216633966 | ACIQ | H5H0V48*K*AAA* | EVD5X49M24A*+WALLCON | *80CTL0902120B* | Split System | 48000 | 19 | 9 | 2 | R-454B | 650
216633968 | ACIQ | H5H0V48*K*AAA* | EVD5X49M24A*+WALLCON | *80CTL1352422B* | Split System | 48000 | 19 | 9 | 2 | R-454B | 650
216634022 | ACIQ | H5H0V48*K*AAA* | EVD5X61M24A*+WALLCON | *80CTL0702120B* | Split System | 48500 | 19 | 9 | 2 | R-454B | 650
216634579 | ACIQ | H5H0V48*K*AAA* | EVD5X61M21A*+WALLCON | *96CTN0802120B* | Split System | 48500 | 19 | 9 | 2 | R-454B | 650
216634008 | ACIQ | H5H0V48*K*AAA* | EVD5X61M21A*+WALLCON | *80CTL0702120B* | Split System | 48500 | 19 | 9 | 2 | R-454B | 650
216634585 | ACIQ | H5H0V48*K*AAA* | EVD5X61M21A*+WALLCON | *97CTN0802120A* | Split System | 48500 | 19 | 9 | 2 | R-454B | 650
216634025 | ACIQ | H5H0V48*K*AAA* | EVD5X61M24A*+WALLCON | *95CSU1002122B* | Split System | 48500 | 19 | 9 | 2.1 | R-454B | 650
216633938 | ACIQ | H5H0V48*K*AAA* | EVM5X61M24A*+WALLCON | *95CSU1002122B* | Split System | 48500 | 19 | 9 | 2.1 | R-454B | 650
216634014 | ACIQ | H5H0V48*K*AAA* | EVD5X61M21A*+WALLCON | *95CSU1002122B* | Split System | 48500 | 19 | 9 | 2.12 | R-454B | 650
216634540 | ACIQ | H5H0V48*K*AAA* | EVM5X61M24A*+WALLCON | *80CSU0802120B* | Split System | 49000 | 19 | 9 | 2.12 | R-454B | 650
216634588 | ACIQ | H5H0V48*K*AAA* | EVD5X61M24A*+WALLCON | *80CSU0802120B* | Split System | 49000 | 19 | 9 | 2.12 | R-454B | 650
218409590 | KENMORE | B5H3V36*K*AAA* | EA*5X48M21A*+WALLCON | *80CTL0451712B* | Split System | 33000 | 19.5 | 9 | 1.94 | R-454B | 650
216634020 | ACIQ | H5H0V48*K*AAA* | EVD5X61M24A*+WALLCON | *80CSU0802120A* | Split System | 49000 | 19.5 | 9 | 2.1 | R-454B | 650
216633931 | ACIQ | H5H0V48*K*AAA* | EVM5X61M24A*+WALLCON | *80CSU0802120A* | Split System | 49000 | 19.5 | 9 | 2.1 | R-454B | 650
216635524 | ACIQ | H5H3V48*K*AAA* | ESH5X48M12A*+WALLCON | *80CSU1002120A* | Split System | 44000 | 20 | 9 | 1.8 | R-454B | 650
218413384 | HEIL | B5H3V48*K*AAA* | EA*5X61M21A*+WALLCON | *80CTL0451712B* | Split System | 44000 | 20 | 9 | 1.84 | R-454B | 650
218413280 | HEIL | B5H3V48*K*AAA* | EA*5X48M21A*+WALLCON | *97CTN0801716A* | Split System | 43000 | 20 | 9 | 1.86 | R-454B | 650
218413192 | HEIL | B5H3V48*K*AAA* | EA*5X48M21A*+WALLCON | *80CTL0701716B* | Split System | 43000 | 20 | 9 | 1.86 | R-454B | 650
218413790 | KENMORE | B5H3V48*K*AAA* | ESH5X48M12A*+WALLCON | *97CTN0802120A* | Split System | 44000 | 20 | 9 | 1.86 | R-454B | 650
218413742 | KENMORE | B5H3V48*K*AAA* | ESH5X48M12A*+WALLCON | *97CMN1202422B* | Split System | 44000 | 20 | 9 | 1.88 | R-454B | 650
218413774 | KENMORE | B5H3V48*K*AAA* | ESH5X48M12A*+WALLCON | *96CTN1202422B* | Split System | 44500 | 20 | 9 | 1.88 | R-454B | 650
218413248 | HEIL | B5H3V48*K*AAA* | EA*5X48M21A*+WALLCON | *97CMN0801714B* | Split System | 42500 | 20 | 9 | 1.9 | R-454B | 650
218413590 | KENMORE | B5H3V48*K*AAA* | EA*5X61M24A*+WALLCON | *97CMN0602120B* | Split System | 44500 | 20.5 | 9 | 1.86 | R-454B | 650
218413262 | KENMORE | B5H3V48*K*AAA* | EA*5X48M21A*+WALLCON | *97CMN0802120B* | Split System | 43500 | 20.5 | 9 | 1.88 | R-454B | 650
218413278 | KENMORE | B5H3V48*K*AAA* | EA*5X48M21A*+WALLCON | *96CTN0802120B* | Split System | 43500 | 20.5 | 9 | 1.88 | R-454B | 650
218413206 | KENMORE | B5H3V48*K*AAA* | EA*5X48M21A*+WALLCON | *80CTL0702120B* | Split System | 43500 | 20.5 | 9 | 1.88 | R-454B | 650
218413294 | KENMORE | B5H3V48*K*AAA* | EA*5X48M21A*+WALLCON | *97CTN0802120A* | Split System | 43500 | 20.5 | 9 | 1.88 | R-454B | 650
218413230 | KENMORE | B5H3V48*K*AAA* | EA*5X48M21A*+WALLCON | *95CSU0802120B* | Split System | 43500 | 20.5 | 9 | 1.9 | R-454B | 650
218413302 | KENMORE | B5H3V48*K*AAA* | EA*5X48M21A*+WALLCON | *97CTN1002122A* | Split System | 43500 | 21 | 9 | 1.88 | R-454B | 650
216644073 | AIRQUEST | D5CUHAH18AAK | EA*5X25M17A* | *96VSN0401410B* | Split System | 18000 | 15.2 | 9 | 1.88 | R-454B | 650
216644173 | AIRQUEST | D5CUHAH18AAK | EA*5X25M17A* | *96VSN0601412B* | Split System | 18000 | 15.2 | 9 | 1.88 | R-454B | 650
216644423 | AIRQUEST | D5CUHAH18AAK | EA*5X25M17A* | *96VTN0601412B* | Split System | 18000 | 15.2 | 9 | 1.88 | R-454B | 650
216644074 | ARCOAIRE | D5CUHAH18AAK | EA*5X25M17A* | *96VSN0401410B* | Split System | 18000 | 15.2 | 9 | 1.88 | R-454B | 650
216644425 | ARCOAIRE | D5CUHAH18AAK | EA*5X25M17A* | *96VTN0601412B* | Split System | 18000 | 15.2 | 9 | 1.88 | R-454B | 650
216644174 | ARCOAIRE | D5CUHAH18AAK | EA*5X25M17A* | *96VSN0601412B* | Split System | 18000 | 15.2 | 9 | 1.88 | R-454B | 650
216644070 | BRYANT HEATING AND COOLING SYSTEMS | 37MUHAQ18AA3 | CAA**2517AM* | 926SB30040V14*** | Split System | 18000 | 15.2 | 9 | 1.88 | R-454B | 650
216644170 | BRYANT HEATING AND COOLING SYSTEMS | 37MUHAQ18AA3 | CAA**2517AM* | 926SB36060V14*** | Split System | 18000 | 15.2 | 9 | 1.88 | R-454B | 650
216644420 | BRYANT HEATING AND COOLING SYSTEMS | 37MUHAQ18AA3 | CAA**2517AM* | 926TC36060V14*** | Split System | 18000 | 15.2 | 9 | 1.88 | R-454B | 650
216644069 | CARRIER | 37MUHAQ18AA3 | CAA**2517AM* | 59SP6B040V14**10 | Split System | 18000 | 15.2 | 9 | 1.88 | R-454B | 650
216644169 | CARRIER | 37MUHAQ18AA3 | CAA**2517AM* | 59SP6B060V14**12 | Split System | 18000 | 15.2 | 9 | 1.88 | R-454B | 650
216644418 | CARRIER | 37MUHAQ18AA3 | CAA**2517AM* | 59TP6C060V14**12 | Split System | 18000 | 15.2 | 9 | 1.88 | R-454B | 650
216644075 | COMFORTMAKER | D5CUHAH18AAK | EA*5X25M17A* | *96VSN0401410B* | Split System | 18000 | 15.2 | 9 | 1.88 | R-454B | 650
216644426 | COMFORTMAKER | D5CUHAH18AAK | EA*5X25M17A* | *96VTN0601412B* | Split System | 18000 | 15.2 | 9 | 1.88 | R-454B | 650
216644175 | COMFORTMAKER | D5CUHAH18AAK | EA*5X25M17A* | *96VSN0601412B* | Split System | 18000 | 15.2 | 9 | 1.88 | R-454B | 650
216644076 | DAY & NIGHT | D5CUHAH18AAK | EA*5X25M17A* | *96VSN0401410B* | Split System | 18000 | 15.2 | 9 | 1.88 | R-454B | 650
216644177 | DAY & NIGHT | D5CUHAH18AAK | EA*5X25M17A* | *96VSN0601412B* | Split System | 18000 | 15.2 | 9 | 1.88 | R-454B | 650
216644427 | DAY & NIGHT | D5CUHAH18AAK | EA*5X25M17A* | *96VTN0601412B* | Split System | 18000 | 15.2 | 9 | 1.88 | R-454B | 650
216644172 | HEIL | D5CUHAH18AAK | EA*5X25M17A* | *96VSN0601412B* | Split System | 18000 | 15.2 | 9 | 1.88 | R-454B | 650
216644422 | HEIL | D5CUHAH18AAK | EA*5X25M17A* | *96VTN0601412B* | Split System | 18000 | 15.2 | 9 | 1.88 | R-454B | 650
216644077 | KEEPRITE | D5CUHAH18AAK | EA*5X25M17A* | *96VSN0401410B* | Split System | 18000 | 15.2 | 9 | 1.88 | R-454B | 650
216644178 | KEEPRITE | D5CUHAH18AAK | EA*5X25M17A* | *96VSN0601412B* | Split System | 18000 | 15.2 | 9 | 1.88 | R-454B | 650
216644428 | KEEPRITE | D5CUHAH18AAK | EA*5X25M17A* | *96VTN0601412B* | Split System | 18000 | 15.2 | 9 | 1.88 | R-454B | 650
216644421 | PAYNE HEATING AND COOLING | 37MUHAQ18AA3 | CAA**2517AM* | PG96VTAB36060A** | Split System | 18000 | 15.2 | 9 | 1.88 | R-454B | 650
216644079 | SMART COMFORT | D5CUHAH18AAK | EA*5X25M17A* | *96VSN0401410B* | Split System | 18000 | 15.2 | 9 | 1.88 | R-454B | 650
216644179 | SMART COMFORT | D5CUHAH18AAK | EA*5X25M17A* | *96VSN0601412B* | Split System | 18000 | 15.2 | 9 | 1.88 | R-454B | 650
216644430 | SMART COMFORT | D5CUHAH18AAK | EA*5X25M17A* | *96VTN0601412B* | Split System | 18000 | 15.2 | 9 | 1.88 | R-454B | 650
216644431 | TEMPSTAR | D5CUHAH18AAK | EA*5X25M17A* | *96VTN0601412B* | Split System | 18000 | 15.2 | 9 | 1.88 | R-454B | 650
216644410 | AIRQUEST | D5CUHAH18AAK | EA*5X19M17A* | *96VTN0601412B* | Split System | 18000 | 15.2 | 9 | 1.9 | R-454B | 650
216644161 | ARCOAIRE | D5CUHAH18AAK | EA*5X19M17A* | *96VSN0601412B* | Split System | 18000 | 15.2 | 9 | 1.9 | R-454B | 650
216644411 | ARCOAIRE | D5CUHAH18AAK | EA*5X19M17A* | *96VTN0601412B* | Split System | 18000 | 15.2 | 9 | 1.9 | R-454B | 650
216644406 | BRYANT HEATING AND COOLING SYSTEMS | 37MUHAQ18AA3 | CAA**1917AM* | 926TC36060V14*** | Split System | 18000 | 15.2 | 9 | 1.9 | R-454B | 650
216644158 | BRYANT HEATING AND COOLING SYSTEMS | 37MUHAQ18AA3 | CAA**1917AM* | 926SB36060V14*** | Split System | 18000 | 15.2 | 9 | 1.9 | R-454B | 650
216644405 | CARRIER | 37MUHAQ18AA3 | CAA**1917AM* | 59TP6C060V14**12 | Split System | 18000 | 15.2 | 9 | 1.9 | R-454B | 650
216644157 | CARRIER | 37MUHAQ18AA3 | CAA**1917AM* | 59SP6B060V14**12 | Split System | 18000 | 15.2 | 9 | 1.9 | R-454B | 650
216644412 | COMFORTMAKER | D5CUHAH18AAK | EA*5X19M17A* | *96VTN0601412B* | Split System | 18000 | 15.2 | 9 | 1.9 | R-454B | 650
216644163 | COMFORTMAKER | D5CUHAH18AAK | EA*5X19M17A* | *96VSN0601412B* | Split System | 18000 | 15.2 | 9 | 1.9 | R-454B | 650
216644413 | DAY & NIGHT | D5CUHAH18AAK | EA*5X19M17A* | *96VTN0601412B* | Split System | 18000 | 15.2 | 9 | 1.9 | R-454B | 650
216644164 | DAY & NIGHT | D5CUHAH18AAK | EA*5X19M17A* | *96VSN0601412B* | Split System | 18000 | 15.2 | 9 | 1.9 | R-454B | 650
216644408 | HEIL | D5CUHAH18AAK | EA*5X19M17A* | *96VTN0601412B* | Split System | 18000 | 15.2 | 9 | 1.9 | R-454B | 650
216644159 | HEIL | D5CUHAH18AAK | EA*5X19M17A* | *96VSN0601412B* | Split System | 18000 | 15.2 | 9 | 1.9 | R-454B | 650
216644165 | KEEPRITE | D5CUHAH18AAK | EA*5X19M17A* | *96VSN0601412B* | Split System | 18000 | 15.2 | 9 | 1.9 | R-454B | 650
216644415 | KEEPRITE | D5CUHAH18AAK | EA*5X19M17A* | *96VTN0601412B* | Split System | 18000 | 15.2 | 9 | 1.9 | R-454B | 650
216644407 | PAYNE HEATING AND COOLING | 37MUHAQ18AA3 | CAA**1917AM* | PG96VTAB36060A** | Split System | 18000 | 15.2 | 9 | 1.9 | R-454B | 650
216644167 | SMART COMFORT | D5CUHAH18AAK | EA*5X19M17A* | *96VSN0601412B* | Split System | 18000 | 15.2 | 9 | 1.9 | R-454B | 650
216644416 | SMART COMFORT | D5CUHAH18AAK | EA*5X19M17A* | *96VTN0601412B* | Split System | 18000 | 15.2 | 9 | 1.9 | R-454B | 650
216644417 | TEMPSTAR | D5CUHAH18AAK | EA*5X19M17A* | *96VTN0601412B* | Split System | 18000 | 15.2 | 9 | 1.9 | R-454B | 650
216644168 | TEMPSTAR | D5CUHAH18AAK | EA*5X19M17A* | *96VSN0601412B* | Split System | 18000 | 15.2 | 9 | 1.9 | R-454B | 650
216644282 | AIRQUEST | D5CUHAH18AAK | EA*5X25M17A* | *95MSU0601716A* | Split System | 18100 | 15.2 | 9 | 1.9 | R-454B | 650
216644283 | ARCOAIRE | D5CUHAH18AAK | EA*5X25M17A* | *95MSU0601716A* | Split System | 18100 | 15.2 | 9 | 1.9 | R-454B | 650
216644278 | BRYANT HEATING AND COOLING SYSTEMS | 37MUHAQ18AA3 | CAA**2517AM* | 935SB48060M17*** | Split System | 18100 | 15.2 | 9 | 1.9 | R-454B | 650
216644277 | CARRIER | 37MUHAQ18AA3 | CAA**2517AM* | 59SU5B060M17**16 | Split System | 18100 | 15.2 | 9 | 1.9 | R-454B | 650
216644284 | COMFORTMAKER | D5CUHAH18AAK | EA*5X25M17A* | *95MSU0601716A* | Split System | 18100 | 15.2 | 9 | 1.9 | R-454B | 650
216644286 | DAY & NIGHT | D5CUHAH18AAK | EA*5X25M17A* | *95MSU0601716A* | Split System | 18100 | 15.2 | 9 | 1.9 | R-454B | 650
216644281 | HEIL | D5CUHAH18AAK | EA*5X25M17A* | *95MSU0601716A* | Split System | 18100 | 15.2 | 9 | 1.9 | R-454B | 650
216644287 | KEEPRITE | D5CUHAH18AAK | EA*5X25M17A* | *95MSU0601716A* | Split System | 18100 | 15.2 | 9 | 1.9 | R-454B | 650
216644280 | PAYNE HEATING AND COOLING | 37MUHAQ18AA3 | CAA**2517AM* | PG95MSUA48060B** | Split System | 18100 | 15.2 | 9 | 1.9 | R-454B | 650
216644288 | SMART COMFORT | D5CUHAH18AAK | EA*5X25M17A* | *95MSU0601716A* | Split System | 18100 | 15.2 | 9 | 1.9 | R-454B | 650
216644289 | TEMPSTAR | D5CUHAH18AAK | EA*5X25M17A* | *95MSU0601716A* | Split System | 18100 | 15.2 | 9 | 1.9 | R-454B | 650
217399866 | AIRQUEST | D5CUHAH18AAK+TIC2025-0016 | FM(C,U)5Z30**AL* |  | Split System | 18400 | 16 | 9 | 2.04 | R-454B | 650
217399867 | ARCOAIRE | D5CUHAH18AAK+TIC2025-0016 | FM(C,U)5Z30**AL* |  | Split System | 18400 | 16 | 9 | 2.04 | R-454B | 650
217399863 | BRYANT HEATING AND COOLING SYSTEMS | 37MUHAQ18AA3+TIC2025-0016 | FM(C,U)5Z30**AL* |  | Split System | 18400 | 16 | 9 | 2.04 | R-454B | 650
217386553 | CARRIER | 37MUHAQ18AA3+TIC2025-0016 | FM(C,U)5Z30**AL* |  | Split System | 18400 | 16 | 9 | 2.04 | R-454B | 650
217399868 | COMFORTMAKER | D5CUHAH18AAK+TIC2025-0016 | FM(C,U)5Z30**AL* |  | Split System | 18400 | 16 | 9 | 2.04 | R-454B | 650
217399869 | DAY & NIGHT | D5CUHAH18AAK+TIC2025-0016 | FM(C,U)5Z30**AL* |  | Split System | 18400 | 16 | 9 | 2.04 | R-454B | 650
217399865 | HEIL | D5CUHAH18AAK+TIC2025-0016 | FM(C,U)5Z30**AL* |  | Split System | 18400 | 16 | 9 | 2.04 | R-454B | 650
217399870 | KEEPRITE | D5CUHAH18AAK+TIC2025-0016 | FM(C,U)5Z30**AL* |  | Split System | 18400 | 16 | 9 | 2.04 | R-454B | 650
217399864 | PAYNE HEATING AND COOLING | 37MUHAQ18AA3+TIC2025-0016 | FM(C,U)5Z30**AL* |  | Split System | 18400 | 16 | 9 | 2.04 | R-454B | 650
217399871 | SMART COMFORT | D5CUHAH18AAK+TIC2025-0016 | FM(C,U)5Z30**AL* |  | Split System | 18400 | 16 | 9 | 2.04 | R-454B | 650
217399872 | TEMPSTAR | D5CUHAH18AAK+TIC2025-0016 | FM(C,U)5Z30**AL* |  | Split System | 18400 | 16 | 9 | 2.04 | R-454B | 650
216635386 | ACIQ | H5H3V36*K*AAA* | ESH5X36M12A*+WALLCON | *80CSU1002120A* | Split System | 33200 | 18.5 | 9 | 1.92 | R-454B | 650
216635384 | ACIQ | H5H3V36*K*AAA* | ESH5X36M12A*+WALLCON | *80CSU0401712A* | Split System | 33200 | 19 | 9 | 1.9 | R-454B | 650
216635385 | ACIQ | H5H3V36*K*AAA* | ESH5X36M12A*+WALLCON | *80CSU0601716A* | Split System | 33200 | 19 | 9 | 1.92 | R-454B | 650
216635410 | ACIQ | H5H3V36*K*AAA* | ESH5X42M12A*+WALLCON | *80CSU1002120A* | Split System | 33600 | 19 | 9 | 1.92 | R-454B | 650
216635433 | ACIQ | H5H3V36*K*AAA* | ESH5X48M12A*+WALLCON | *80CSU0601716A* | Split System | 33600 | 19.5 | 9 | 1.92 | R-454B | 650
216635409 | ACIQ | H5H3V36*K*AAA* | ESH5X42M12A*+WALLCON | *80CSU0601716A* | Split System | 33400 | 19.5 | 9 | 1.94 | R-454B | 650
216635536 | ACIQ | H5H3V48*K*AAA* | ESH5X60M12A*+WALLCON | *80CSU1002120A* | Split System | 45000 | 20.5 | 9 | 1.82 | R-454B | 650
216635432 | ACIQ | H5H3V36*K*AAA* | ESH5X48M12A*+WALLCON | *80CSU0401712A* | Split System | 33600 | 19.5 | 9 | 1.92 | R-454B | 650
216635434 | ACIQ | H5H3V36*K*AAA* | ESH5X48M12A*+WALLCON | *80CSU1002120A* | Split System | 33600 | 19.5 | 9 | 1.94 | R-454B | 650
216440543 | AMERICAN STANDARD | 5A6V0X60A1 | 5TXCD010AS3 | S9V2D120U5PSC+LRP | Split System | 53000 | 18.8 | 9.4 | 2 | R-454B | 650
216440479 | AMERICAN STANDARD | 5A6V0X60A1 | 5PX*D010AS3 | S9V2D120U5PSC+LRP | Split System | 53000 | 18.8 | 9.4 | 2 | R-454B | 650
216440478 | TRANE | 5TWV0X60A1 | 5PX*D010AS3 | S9V2D120U5PSC+LRP | Split System | 53000 | 18.8 | 9.4 | 2 | R-454B | 650
216440542 | TRANE | 5TWV0X60A1 | 5TXCD010AS3 | S9V2D120U5PSC+LRP | Split System | 53000 | 18.8 | 9.4 | 2 | R-454B | 650
216633909 | ACIQ | H5H0V48*K*AAA* | EVM5X60M21A*+WALLCON | *80CTL0902120B* | Split System | 48000 | 19 | 9.5 | 2.1 | R-454B | 650
216633984 | ACIQ | H5H0V48*K*AAA* | EVD5X60M21A*+WALLCON | *80CTL1102120B* | Split System | 48000 | 19 | 9.5 | 2.1 | R-454B | 650
216634027 | ACIQ | H5H0V48*K*AAA* | EVD5X61M24A*+WALLCON | *97CMN0802120B* | Split System | 48500 | 19 | 9.5 | 2.1 | R-454B | 650
216634590 | ACIQ | H5H0V48*K*AAA* | EVD5X61M24A*+WALLCON | *97CTN0802120A* | Split System | 48500 | 19 | 9.5 | 2.1 | R-454B | 650
216633933 | ACIQ | H5H0V48*K*AAA* | EVM5X61M24A*+WALLCON | *80CTL0702120B* | Split System | 48500 | 19 | 9.5 | 2.1 | R-454B | 650
216634542 | ACIQ | H5H0V48*K*AAA* | EVM5X61M24A*+WALLCON | *97CTN0802120A* | Split System | 48500 | 19 | 9.5 | 2.1 | R-454B | 650
216634587 | ACIQ | H5H0V48*K*AAA* | EVD5X61M24A*+WALLCON | *96CTN0802120B* | Split System | 48500 | 19 | 9.5 | 2.1 | R-454B | 650
216634539 | ACIQ | H5H0V48*K*AAA* | EVM5X61M24A*+WALLCON | *96CTN0802120B* | Split System | 48500 | 19 | 9.5 | 2.1 | R-454B | 650
216633983 | ACIQ | H5H0V48*K*AAA* | EVD5X60M21A*+WALLCON | *80CTL0902120B* | Split System | 48000 | 19 | 9.5 | 2.12 | R-454B | 650
216633940 | ACIQ | H5H0V48*K*AAA* | EVM5X61M24A*+WALLCON | *97CMN0802120B* | Split System | 48500 | 19 | 9.5 | 2.12 | R-454B | 650
216634024 | ACIQ | H5H0V48*K*AAA* | EVD5X61M24A*+WALLCON | *80CTL1352422B* | Split System | 48500 | 19.5 | 9.5 | 2.1 | R-454B | 650
216633934 | ACIQ | H5H0V48*K*AAA* | EVM5X61M24A*+WALLCON | *80CTL0902120B* | Split System | 48500 | 19.5 | 9.5 | 2.1 | R-454B | 650
216633936 | ACIQ | H5H0V48*K*AAA* | EVM5X61M24A*+WALLCON | *80CTL1352422B* | Split System | 48500 | 19.5 | 9.5 | 2.1 | R-454B | 650
216634023 | ACIQ | H5H0V48*K*AAA* | EVD5X61M24A*+WALLCON | *80CTL0902120B* | Split System | 48500 | 19.5 | 9.5 | 2.1 | R-454B | 650
216633935 | ACIQ | H5H0V48*K*AAA* | EVM5X61M24A*+WALLCON | *80CTL1102120B* | Split System | 48500 | 19.5 | 9.5 | 2.1 | R-454B | 650
216633941 | ACIQ | H5H0V48*K*AAA* | EVM5X61M24A*+WALLCON | *97CMN1002122B* | Split System | 48500 | 19.5 | 9.5 | 2.12 | R-454B | 650
216634019 | ACIQ | H5H0V48*K*AAA* | EVD5X61M21A*+WALLCON | *96CTN1002122B* | Split System | 48500 | 19.5 | 9.5 | 2.12 | R-454B | 650
216634030 | ACIQ | H5H0V48*K*AAA* | EVD5X61M24A*+WALLCON | *96CTN1002122B* | Split System | 48500 | 19.5 | 9.5 | 2.12 | R-454B | 650
216634031 | ACIQ | H5H0V48*K*AAA* | EVD5X61M24A*+WALLCON | *96CTN1202422B* | Split System | 48500 | 19.5 | 9.5 | 2.12 | R-454B | 650
216633942 | ACIQ | H5H0V48*K*AAA* | EVM5X61M24A*+WALLCON | *97CMN1202422B* | Split System | 48500 | 19.5 | 9.5 | 2.12 | R-454B | 650
216634028 | ACIQ | H5H0V48*K*AAA* | EVD5X61M24A*+WALLCON | *97CMN1002122B* | Split System | 48500 | 19.5 | 9.5 | 2.12 | R-454B | 650
216634586 | ACIQ | H5H0V48*K*AAA* | EVD5X61M21A*+WALLCON | *97CTN1002122A* | Split System | 48500 | 19.5 | 9.5 | 2.12 | R-454B | 650
216633943 | ACIQ | H5H0V48*K*AAA* | EVM5X61M24A*+WALLCON | *96CTN1002122B* | Split System | 48500 | 19.5 | 9.5 | 2.12 | R-454B | 650
216634017 | ACIQ | H5H0V48*K*AAA* | EVD5X61M21A*+WALLCON | *97CMN1002122B* | Split System | 48500 | 19.5 | 9.5 | 2.12 | R-454B | 650
216634544 | ACIQ | H5H0V48*K*AAA* | EVM5X61M24A*+WALLCON | *97CTN1202422A* | Split System | 48500 | 19.5 | 9.5 | 2.12 | R-454B | 650
216634592 | ACIQ | H5H0V48*K*AAA* | EVD5X61M24A*+WALLCON | *97CTN1202422A* | Split System | 48500 | 19.5 | 9.5 | 2.12 | R-454B | 650
216634543 | ACIQ | H5H0V48*K*AAA* | EVM5X61M24A*+WALLCON | *97CTN1002122A* | Split System | 48500 | 19.5 | 9.5 | 2.12 | R-454B | 650
216633944 | ACIQ | H5H0V48*K*AAA* | EVM5X61M24A*+WALLCON | *96CTN1202422B* | Split System | 48500 | 19.5 | 9.5 | 2.12 | R-454B | 650
216634010 | ACIQ | H5H0V48*K*AAA* | EVD5X61M21A*+WALLCON | *80CTL0902120B* | Split System | 48500 | 19.5 | 9.5 | 2.12 | R-454B | 650
216634591 | ACIQ | H5H0V48*K*AAA* | EVD5X61M24A*+WALLCON | *97CTN1002122A* | Split System | 48500 | 19.5 | 9.5 | 2.12 | R-454B | 650
216634011 | ACIQ | H5H0V48*K*AAA* | EVD5X61M21A*+WALLCON | *80CTL1102120B* | Split System | 48500 | 19.5 | 9.5 | 2.12 | R-454B | 650
216634029 | ACIQ | H5H0V48*K*AAA* | EVD5X61M24A*+WALLCON | *97CMN1202422B* | Split System | 48500 | 19.5 | 9.5 | 2.12 | R-454B | 650
216633870 | ACIQ | H5H0V48*K*AAA* | FCMA5B60L0D*+WALLCON |  | Split System | 46500 | 19.5 | 9.5 | 2.2 | R-454B | 650
216635479 | ACIQ | H5H3V48*K*AAA* | EA*5X48M21A*+WALLCON | *80CSU1002120A* | Split System | 43500 | 20.5 | 9.5 | 2 | R-454B | 650
216643528 | AIRQUEST | D5CUHAH18AAK | EA*5X30M17A* | *80MSU0401712A* | Split System | 17800 | 15.2 | 9.5 | 1.92 | R-454B | 650
216643529 | ARCOAIRE | D5CUHAH18AAK | EA*5X30M17A* | *80MSU0401712A* | Split System | 17800 | 15.2 | 9.5 | 1.92 | R-454B | 650
216643524 | BRYANT HEATING AND COOLING SYSTEMS | 37MUHAQ18AA3 | CAA**3017AM* | 83*SB36040M17*** | Split System | 17800 | 15.2 | 9.5 | 1.92 | R-454B | 650
216643522 | CARRIER | 37MUHAQ18AA3 | CAA**3017AM* | 58SU*B040M17**12 | Split System | 17800 | 15.2 | 9.5 | 1.92 | R-454B | 650
216643530 | COMFORTMAKER | D5CUHAH18AAK | EA*5X30M17A* | *80MSU0401712A* | Split System | 17800 | 15.2 | 9.5 | 1.92 | R-454B | 650
216643531 | DAY & NIGHT | D5CUHAH18AAK | EA*5X30M17A* | *80MSU0401712A* | Split System | 17800 | 15.2 | 9.5 | 1.92 | R-454B | 650
216643526 | HEIL | D5CUHAH18AAK | EA*5X30M17A* | *80MSU0401712A* | Split System | 17800 | 15.2 | 9.5 | 1.92 | R-454B | 650
216643533 | KEEPRITE | D5CUHAH18AAK | EA*5X30M17A* | *80MSU0401712A* | Split System | 17800 | 15.2 | 9.5 | 1.92 | R-454B | 650
216643525 | PAYNE HEATING AND COOLING | 37MUHAQ18AA3 | CAA**3017AM* | PG80MSUA36040B** | Split System | 17800 | 15.2 | 9.5 | 1.92 | R-454B | 650
216643534 | SMART COMFORT | D5CUHAH18AAK | EA*5X30M17A* | *80MSU0401712A* | Split System | 17800 | 15.2 | 9.5 | 1.92 | R-454B | 650
216643615 | AIRQUEST | D5CUHAH18AAK | EA*5X30M17A* | *80MSU0601716A* | Split System | 18000 | 15.2 | 9.5 | 1.92 | R-454B | 650
216643616 | ARCOAIRE | D5CUHAH18AAK | EA*5X30M17A* | *80MSU0601716A* | Split System | 18000 | 15.2 | 9.5 | 1.92 | R-454B | 650
216643611 | BRYANT HEATING AND COOLING SYSTEMS | 37MUHAQ18AA3 | CAA**3017AM* | 83*SB48060M17*** | Split System | 18000 | 15.2 | 9.5 | 1.92 | R-454B | 650
216643610 | CARRIER | 37MUHAQ18AA3 | CAA**3017AM* | 58SU*B060M17**16 | Split System | 18000 | 15.2 | 9.5 | 1.92 | R-454B | 650
216643618 | COMFORTMAKER | D5CUHAH18AAK | EA*5X30M17A* | *80MSU0601716A* | Split System | 18000 | 15.2 | 9.5 | 1.92 | R-454B | 650
216643619 | DAY & NIGHT | D5CUHAH18AAK | EA*5X30M17A* | *80MSU0601716A* | Split System | 18000 | 15.2 | 9.5 | 1.92 | R-454B | 650
216643614 | HEIL | D5CUHAH18AAK | EA*5X30M17A* | *80MSU0601716A* | Split System | 18000 | 15.2 | 9.5 | 1.92 | R-454B | 650
216643620 | KEEPRITE | D5CUHAH18AAK | EA*5X30M17A* | *80MSU0601716A* | Split System | 18000 | 15.2 | 9.5 | 1.92 | R-454B | 650
216643612 | PAYNE HEATING AND COOLING | 37MUHAQ18AA3 | CAA**3017AM* | PG80MSUA48060B** | Split System | 18000 | 15.2 | 9.5 | 1.92 | R-454B | 650
216643621 | SMART COMFORT | D5CUHAH18AAK | EA*5X30M17A* | *80MSU0601716A* | Split System | 18000 | 15.2 | 9.5 | 1.92 | R-454B | 650
216643622 | TEMPSTAR | D5CUHAH18AAK | EA*5X30M17A* | *80MSU0601716A* | Split System | 18000 | 15.2 | 9.5 | 1.92 | R-454B | 650
216644582 | ARCOAIRE | D5CUHAH18AAK | EA*5X30M17A* | OLV098A12* | Split System | 18200 | 15.2 | 9.5 | 1.94 | R-454B | 650
216644578 | BRYANT HEATING AND COOLING SYSTEMS | 37MUHAQ18AA3 | CAA**3017AM* | OVLAAB036098 | Split System | 18200 | 15.2 | 9.5 | 1.94 | R-454B | 650
216644577 | CARRIER | 37MUHAQ18AA3 | CAA**3017AM* | OVLAAB036098 | Split System | 18200 | 15.2 | 9.5 | 1.94 | R-454B | 650
216644583 | COMFORTMAKER | D5CUHAH18AAK | EA*5X30M17A* | OLV098A12* | Split System | 18200 | 15.2 | 9.5 | 1.94 | R-454B | 650
216644584 | DAY & NIGHT | D5CUHAH18AAK | EA*5X30M17A* | OLV098A12* | Split System | 18200 | 15.2 | 9.5 | 1.94 | R-454B | 650
216644579 | HEIL | D5CUHAH18AAK | EA*5X30M17A* | OLV098A12* | Split System | 18200 | 15.2 | 9.5 | 1.94 | R-454B | 650
216644585 | KEEPRITE | D5CUHAH18AAK | EA*5X30M17A* | OLV098A12* | Split System | 18200 | 15.2 | 9.5 | 1.94 | R-454B | 650
216644587 | SMART COMFORT | D5CUHAH18AAK | EA*5X30M17A* | OLV098A12* | Split System | 18200 | 15.2 | 9.5 | 1.94 | R-454B | 650
216644588 | TEMPSTAR | D5CUHAH18AAK | EA*5X30M17A* | OLV098A12* | Split System | 18200 | 15.2 | 9.5 | 1.94 | R-454B | 650
216644297 | AIRQUEST | D5CUHAH18AAK | EA*5X19M17A* | *95MSU0601716A* | Split System | 17900 | 15.2 | 9.5 | 1.98 | R-454B | 650
216644298 | ARCOAIRE | D5CUHAH18AAK | EA*5X19M17A* | *95MSU0601716A* | Split System | 17900 | 15.2 | 9.5 | 1.98 | R-454B | 650
216644293 | BRYANT HEATING AND COOLING SYSTEMS | 37MUHAQ18AA3 | CAA**1917AM* | 935SB48060M17*** | Split System | 17900 | 15.2 | 9.5 | 1.98 | R-454B | 650
216644292 | CARRIER | 37MUHAQ18AA3 | CAA**1917AM* | 59SU5B060M17**16 | Split System | 17900 | 15.2 | 9.5 | 1.98 | R-454B | 650
216644299 | COMFORTMAKER | D5CUHAH18AAK | EA*5X19M17A* | *95MSU0601716A* | Split System | 17900 | 15.2 | 9.5 | 1.98 | R-454B | 650
216644301 | DAY & NIGHT | D5CUHAH18AAK | EA*5X19M17A* | *95MSU0601716A* | Split System | 17900 | 15.2 | 9.5 | 1.98 | R-454B | 650
216644296 | HEIL | D5CUHAH18AAK | EA*5X19M17A* | *95MSU0601716A* | Split System | 17900 | 15.2 | 9.5 | 1.98 | R-454B | 650
216644302 | KEEPRITE | D5CUHAH18AAK | EA*5X19M17A* | *95MSU0601716A* | Split System | 17900 | 15.2 | 9.5 | 1.98 | R-454B | 650
216644294 | PAYNE HEATING AND COOLING | 37MUHAQ18AA3 | CAA**1917AM* | PG95MSUA48060B** | Split System | 17900 | 15.2 | 9.5 | 1.98 | R-454B | 650
216644303 | SMART COMFORT | D5CUHAH18AAK | EA*5X19M17A* | *95MSU0601716A* | Split System | 17900 | 15.2 | 9.5 | 1.98 | R-454B | 650
216644304 | TEMPSTAR | D5CUHAH18AAK | EA*5X19M17A* | *95MSU0601716A* | Split System | 17900 | 15.2 | 9.5 | 1.98 | R-454B | 650
216643681 | AIRQUEST | D5CUHAH18AAK | EA*5X19M17A* | *80VTL0451412B* | Split System | 18300 | 15.2 | 9.5 | 2 | R-454B | 650
216643348 | AIRQUEST | D5CUHAH18AAK | EA*5X19M17A* | *80VSL0451412B* | Split System | 18300 | 15.2 | 9.5 | 2 | R-454B | 650
216643349 | ARCOAIRE | D5CUHAH18AAK | EA*5X19M17A* | *80VSL0451412B* | Split System | 18300 | 15.2 | 9.5 | 2 | R-454B | 650
216643682 | ARCOAIRE | D5CUHAH18AAK | EA*5X19M17A* | *80VTL0451412B* | Split System | 18300 | 15.2 | 9.5 | 2 | R-454B | 650
216643677 | BRYANT HEATING AND COOLING SYSTEMS | 37MUHAQ18AA3 | CAA**1917AM* | 82*TB36045V14*** | Split System | 18300 | 15.2 | 9.5 | 2 | R-454B | 650
216643346 | BRYANT HEATING AND COOLING SYSTEMS | 37MUHAQ18AA3 | CAA**1917AM* | 82*SB36045V14*** | Split System | 18300 | 15.2 | 9.5 | 2 | R-454B | 650
216643344 | CARRIER | 37MUHAQ18AA3 | CAA**1917AM* | 58SP*B045V14**12 | Split System | 18300 | 15.2 | 9.5 | 2 | R-454B | 650
216643676 | CARRIER | 37MUHAQ18AA3 | CAA**1917AM* | 58TP*B045V14**12 | Split System | 18300 | 15.2 | 9.5 | 2 | R-454B | 650
216643683 | COMFORTMAKER | D5CUHAH18AAK | EA*5X19M17A* | *80VTL0451412B* | Split System | 18300 | 15.2 | 9.5 | 2 | R-454B | 650
216643351 | COMFORTMAKER | D5CUHAH18AAK | EA*5X19M17A* | *80VSL0451412B* | Split System | 18300 | 15.2 | 9.5 | 2 | R-454B | 650
216643352 | DAY & NIGHT | D5CUHAH18AAK | EA*5X19M17A* | *80VSL0451412B* | Split System | 18300 | 15.2 | 9.5 | 2 | R-454B | 650
216643684 | DAY & NIGHT | D5CUHAH18AAK | EA*5X19M17A* | *80VTL0451412B* | Split System | 18300 | 15.2 | 9.5 | 2 | R-454B | 650
216643347 | HEIL | D5CUHAH18AAK | EA*5X19M17A* | *80VSL0451412B* | Split System | 18300 | 15.2 | 9.5 | 2 | R-454B | 650
216643679 | HEIL | D5CUHAH18AAK | EA*5X19M17A* | *80VTL0451412B* | Split System | 18300 | 15.2 | 9.5 | 2 | R-454B | 650
216643353 | KEEPRITE | D5CUHAH18AAK | EA*5X19M17A* | *80VSL0451412B* | Split System | 18300 | 15.2 | 9.5 | 2 | R-454B | 650
216643686 | KEEPRITE | D5CUHAH18AAK | EA*5X19M17A* | *80VTL0451412B* | Split System | 18300 | 15.2 | 9.5 | 2 | R-454B | 650
216643678 | PAYNE HEATING AND COOLING | 37MUHAQ18AA3 | CAA**1917AM* | PG80VTLB36045A** | Split System | 18300 | 15.2 | 9.5 | 2 | R-454B | 650
216643354 | SMART COMFORT | D5CUHAH18AAK | EA*5X19M17A* | *80VSL0451412B* | Split System | 18300 | 15.2 | 9.5 | 2 | R-454B | 650
216643356 | TEMPSTAR | D5CUHAH18AAK | EA*5X19M17A* | *80VSL0451412B* | Split System | 18300 | 15.2 | 9.5 | 2 | R-454B | 650
216643688 | TEMPSTAR | D5CUHAH18AAK | EA*5X19M17A* | *80VTL0451412B* | Split System | 18300 | 15.2 | 9.5 | 2 | R-454B | 650
216643543 | AIRQUEST | D5CUHAH18AAK | EA*5X25M17A* | *80MSU0401712A* | Split System | 18300 | 15.5 | 9.5 | 2 | R-454B | 650
216643586 | AIRQUEST | D5CUHAH18AAK | EA*5X19M17A* | *80MSU0601716A* | Split System | 18300 | 15.5 | 9.5 | 2 | R-454B | 650
216643544 | ARCOAIRE | D5CUHAH18AAK | EA*5X25M17A* | *80MSU0401712A* | Split System | 18300 | 15.5 | 9.5 | 2 | R-454B | 650
216643588 | ARCOAIRE | D5CUHAH18AAK | EA*5X19M17A* | *80MSU0601716A* | Split System | 18300 | 15.5 | 9.5 | 2 | R-454B | 650
216643539 | BRYANT HEATING AND COOLING SYSTEMS | 37MUHAQ18AA3 | CAA**2517AM* | 83*SB36040M17*** | Split System | 18300 | 15.5 | 9.5 | 2 | R-454B | 650
216643583 | BRYANT HEATING AND COOLING SYSTEMS | 37MUHAQ18AA3 | CAA**1917AM* | 83*SB48060M17*** | Split System | 18300 | 15.5 | 9.5 | 2 | R-454B | 650
216643538 | CARRIER | 37MUHAQ18AA3 | CAA**2517AM* | 58SU*B040M17**12 | Split System | 18300 | 15.5 | 9.5 | 2 | R-454B | 650
216643581 | CARRIER | 37MUHAQ18AA3 | CAA**1917AM* | 58SU*B060M17**16 | Split System | 18300 | 15.5 | 9.5 | 2 | R-454B | 650
216643545 | COMFORTMAKER | D5CUHAH18AAK | EA*5X25M17A* | *80MSU0401712A* | Split System | 18300 | 15.5 | 9.5 | 2 | R-454B | 650
216643589 | COMFORTMAKER | D5CUHAH18AAK | EA*5X19M17A* | *80MSU0601716A* | Split System | 18300 | 15.5 | 9.5 | 2 | R-454B | 650
216643546 | DAY & NIGHT | D5CUHAH18AAK | EA*5X25M17A* | *80MSU0401712A* | Split System | 18300 | 15.5 | 9.5 | 2 | R-454B | 650
216643590 | DAY & NIGHT | D5CUHAH18AAK | EA*5X19M17A* | *80MSU0601716A* | Split System | 18300 | 15.5 | 9.5 | 2 | R-454B | 650
216643541 | HEIL | D5CUHAH18AAK | EA*5X25M17A* | *80MSU0401712A* | Split System | 18300 | 15.5 | 9.5 | 2 | R-454B | 650
216643585 | HEIL | D5CUHAH18AAK | EA*5X19M17A* | *80MSU0601716A* | Split System | 18300 | 15.5 | 9.5 | 2 | R-454B | 650
216643548 | KEEPRITE | D5CUHAH18AAK | EA*5X25M17A* | *80MSU0401712A* | Split System | 18300 | 15.5 | 9.5 | 2 | R-454B | 650
216643591 | KEEPRITE | D5CUHAH18AAK | EA*5X19M17A* | *80MSU0601716A* | Split System | 18300 | 15.5 | 9.5 | 2 | R-454B | 650
216643540 | PAYNE HEATING AND COOLING | 37MUHAQ18AA3 | CAA**2517AM* | PG80MSUA36040B** | Split System | 18300 | 15.5 | 9.5 | 2 | R-454B | 650
216643584 | PAYNE HEATING AND COOLING | 37MUHAQ18AA3 | CAA**1917AM* | PG80MSUA48060B** | Split System | 18300 | 15.5 | 9.5 | 2 | R-454B | 650
216643549 | SMART COMFORT | D5CUHAH18AAK | EA*5X25M17A* | *80MSU0401712A* | Split System | 18300 | 15.5 | 9.5 | 2 | R-454B | 650
216643593 | SMART COMFORT | D5CUHAH18AAK | EA*5X19M17A* | *80MSU0601716A* | Split System | 18300 | 15.5 | 9.5 | 2 | R-454B | 650
216643550 | TEMPSTAR | D5CUHAH18AAK | EA*5X25M17A* | *80MSU0401712A* | Split System | 18300 | 15.5 | 9.5 | 2 | R-454B | 650
216643594 | TEMPSTAR | D5CUHAH18AAK | EA*5X19M17A* | *80MSU0601716A* | Split System | 18300 | 15.5 | 9.5 | 2 | R-454B | 650
216644568 | AIRQUEST | D5CUHAH18AAK | EA*5X19M17A* | OLV098A12* | Split System | 18800 | 15.5 | 9.5 | 2 | R-454B | 650
216644569 | ARCOAIRE | D5CUHAH18AAK | EA*5X19M17A* | OLV098A12* | Split System | 18800 | 15.5 | 9.5 | 2 | R-454B | 650
216644566 | BRYANT HEATING AND COOLING SYSTEMS | 37MUHAQ18AA3 | CAA**1917AM* | OVLAAB036098 | Split System | 18800 | 15.5 | 9.5 | 2 | R-454B | 650
216644564 | CARRIER | 37MUHAQ18AA3 | CAA**1917AM* | OVLAAB036098 | Split System | 18800 | 15.5 | 9.5 | 2 | R-454B | 650
216644571 | COMFORTMAKER | D5CUHAH18AAK | EA*5X19M17A* | OLV098A12* | Split System | 18800 | 15.5 | 9.5 | 2 | R-454B | 650
216644572 | DAY & NIGHT | D5CUHAH18AAK | EA*5X19M17A* | OLV098A12* | Split System | 18800 | 15.5 | 9.5 | 2 | R-454B | 650
216644567 | HEIL | D5CUHAH18AAK | EA*5X19M17A* | OLV098A12* | Split System | 18800 | 15.5 | 9.5 | 2 | R-454B | 650
216644573 | KEEPRITE | D5CUHAH18AAK | EA*5X19M17A* | OLV098A12* | Split System | 18800 | 15.5 | 9.5 | 2 | R-454B | 650
216644574 | SMART COMFORT | D5CUHAH18AAK | EA*5X19M17A* | OLV098A12* | Split System | 18800 | 15.5 | 9.5 | 2 | R-454B | 650
216644576 | TEMPSTAR | D5CUHAH18AAK | EA*5X19M17A* | OLV098A12* | Split System | 18800 | 15.5 | 9.5 | 2 | R-454B | 650
216819277 | RHEEM | RD18AY24AJVC | RCFY2421MTANM | R951V0403A17UH | Split System | 20800 | 17 | 9.5 | 1.9 | R-454B | 650
216635285 | ACIQ | H5H3V36*K*AAA* | EA*5X36M17A*+WALLCON | *80CSU0401712A* | Split System | 32200 | 19.5 | 9.5 | 1.98 | R-454B | 650
216635286 | ACIQ | H5H3V36*K*AAA* | EA*5X36M17A*+WALLCON | *80CSU0601716A* | Split System | 32200 | 19.5 | 9.5 | 2 | R-454B | 650
216635302 | ACIQ | H5H3V36*K*AAA* | EA*5X42M21A*+WALLCON | *80CSU1002120A* | Split System | 32600 | 19.5 | 9.5 | 2.02 | R-454B | 650
216635301 | ACIQ | H5H3V36*K*AAA* | EA*5X42M21A*+WALLCON | *80CSU0601716A* | Split System | 32600 | 20 | 9.5 | 2 | R-454B | 650
216635300 | ACIQ | H5H3V36*K*AAA* | EA*5X42M21A*+WALLCON | *80CSU0401712A* | Split System | 32600 | 20 | 9.5 | 2 | R-454B | 650
216635490 | ACIQ | H5H3V48*K*AAA* | EA*5X60M24A*+WALLCON | *80CSU1002120A* | Split System | 44500 | 21 | 9.5 | 2 | R-454B | 650
216635495 | ACIQ | H5H3V48*K*AAA* | EA*5X61M21A*+WALLCON | *80CSU1002120A* | Split System | 45000 | 21 | 9.5 | 2 | R-454B | 650
216635511 | ACIQ | H5H3V48*K*AAA* | EA*5X61M24A*+WALLCON | *80CSU1002120A* | Split System | 45500 | 21 | 9.5 | 2 | R-454B | 650
216643448 | AIRQUEST | D5CUHAH18AAK | EA*5X19M17A* | *80VSL0701412B* | Split System | 18400 | 15.2 | 9.5 | 2 | R-454B | 650
216643449 | ARCOAIRE | D5CUHAH18AAK | EA*5X19M17A* | *80VSL0701412B* | Split System | 18400 | 15.2 | 9.5 | 2 | R-454B | 650
216643445 | BRYANT HEATING AND COOLING SYSTEMS | 37MUHAQ18AA3 | CAA**1917AM* | 82*SB36070V14*** | Split System | 18400 | 15.2 | 9.5 | 2 | R-454B | 650
216643766 | BRYANT HEATING AND COOLING SYSTEMS | 37MUHAQ18AA3 | CAA**1917AM* | 82*TB36070V14*** | Split System | 18400 | 15.2 | 9.5 | 2 | R-454B | 650
216643444 | CARRIER | 37MUHAQ18AA3 | CAA**1917AM* | 58SP*B070V14**12 | Split System | 18400 | 15.2 | 9.5 | 2 | R-454B | 650
216643765 | CARRIER | 37MUHAQ18AA3 | CAA**1917AM* | 58TP*B070V14**12 | Split System | 18400 | 15.2 | 9.5 | 2 | R-454B | 650
216643451 | COMFORTMAKER | D5CUHAH18AAK | EA*5X19M17A* | *80VSL0701412B* | Split System | 18400 | 15.2 | 9.5 | 2 | R-454B | 650
216643452 | DAY & NIGHT | D5CUHAH18AAK | EA*5X19M17A* | *80VSL0701412B* | Split System | 18400 | 15.2 | 9.5 | 2 | R-454B | 650
216643447 | HEIL | D5CUHAH18AAK | EA*5X19M17A* | *80VSL0701412B* | Split System | 18400 | 15.2 | 9.5 | 2 | R-454B | 650
216643453 | KEEPRITE | D5CUHAH18AAK | EA*5X19M17A* | *80VSL0701412B* | Split System | 18400 | 15.2 | 9.5 | 2 | R-454B | 650
216643767 | PAYNE HEATING AND COOLING | 37MUHAQ18AA3 | CAA**1917AM* | PG80VTLB36070A** | Split System | 18400 | 15.2 | 9.5 | 2 | R-454B | 650
216643454 | SMART COMFORT | D5CUHAH18AAK | EA*5X19M17A* | *80VSL0701412B* | Split System | 18400 | 15.2 | 9.5 | 2 | R-454B | 650
216643456 | TEMPSTAR | D5CUHAH18AAK | EA*5X19M17A* | *80VSL0701412B* | Split System | 18400 | 15.2 | 9.5 | 2 | R-454B | 650
216643398 | AIRQUEST | D5CUHAH18AAK | EA*5X25M17A* | *80VSL0451412B* | Split System | 18500 | 15.2 | 9.5 | 2.02 | R-454B | 650
216643399 | ARCOAIRE | D5CUHAH18AAK | EA*5X25M17A* | *80VSL0451412B* | Split System | 18500 | 15.2 | 9.5 | 2.02 | R-454B | 650
216643396 | BRYANT HEATING AND COOLING SYSTEMS | 37MUHAQ18AA3 | CAA**2517AM* | 82*SB36045V14*** | Split System | 18500 | 15.2 | 9.5 | 2.02 | R-454B | 650
216643395 | CARRIER | 37MUHAQ18AA3 | CAA**2517AM* | 58SP*B045V14**12 | Split System | 18500 | 15.2 | 9.5 | 2.02 | R-454B | 650
216643401 | COMFORTMAKER | D5CUHAH18AAK | EA*5X25M17A* | *80VSL0451412B* | Split System | 18500 | 15.2 | 9.5 | 2.02 | R-454B | 650
216643402 | DAY & NIGHT | D5CUHAH18AAK | EA*5X25M17A* | *80VSL0451412B* | Split System | 18500 | 15.2 | 9.5 | 2.02 | R-454B | 650
216643397 | HEIL | D5CUHAH18AAK | EA*5X25M17A* | *80VSL0451412B* | Split System | 18500 | 15.2 | 9.5 | 2.02 | R-454B | 650
216643403 | KEEPRITE | D5CUHAH18AAK | EA*5X25M17A* | *80VSL0451412B* | Split System | 18500 | 15.2 | 9.5 | 2.02 | R-454B | 650
216643405 | SMART COMFORT | D5CUHAH18AAK | EA*5X25M17A* | *80VSL0451412B* | Split System | 18500 | 15.2 | 9.5 | 2.02 | R-454B | 650
216643406 | TEMPSTAR | D5CUHAH18AAK | EA*5X25M17A* | *80VSL0451412B* | Split System | 18500 | 15.2 | 9.5 | 2.02 | R-454B | 650
216640208 | BRYANT HEATING AND COOLING SYSTEMS | 37MUHAQ18AA3 | PF5TNXB24L* |  | Split System | 18400 | 15.5 | 9.5 | 1.98 | R-454B | 650
216640207 | BRYANT HEATING AND COOLING SYSTEMS | 37MUHAQ18AA3 | FG5ANXB24L* |  | Split System | 18400 | 15.5 | 9.5 | 1.98 | R-454B | 650
216640204 | CARRIER | 37MUHAQ18AA3 | FG5ANXB24L* |  | Split System | 18400 | 15.5 | 9.5 | 1.98 | R-454B | 650
216643573 | AIRQUEST | D5CUHAH18AAK | EA*5X19M17A* | *80MSU0401712A* | Split System | 18400 | 15.5 | 9.5 | 2 | R-454B | 650
216643574 | ARCOAIRE | D5CUHAH18AAK | EA*5X19M17A* | *80MSU0401712A* | Split System | 18400 | 15.5 | 9.5 | 2 | R-454B | 650
216643569 | BRYANT HEATING AND COOLING SYSTEMS | 37MUHAQ18AA3 | CAA**1917AM* | 83*SB36040M17*** | Split System | 18400 | 15.5 | 9.5 | 2 | R-454B | 650
216643568 | CARRIER | 37MUHAQ18AA3 | CAA**1917AM* | 58SU*B040M17**12 | Split System | 18400 | 15.5 | 9.5 | 2 | R-454B | 650
216643575 | COMFORTMAKER | D5CUHAH18AAK | EA*5X19M17A* | *80MSU0401712A* | Split System | 18400 | 15.5 | 9.5 | 2 | R-454B | 650
216643576 | DAY & NIGHT | D5CUHAH18AAK | EA*5X19M17A* | *80MSU0401712A* | Split System | 18400 | 15.5 | 9.5 | 2 | R-454B | 650
216643571 | HEIL | D5CUHAH18AAK | EA*5X19M17A* | *80MSU0401712A* | Split System | 18400 | 15.5 | 9.5 | 2 | R-454B | 650
216643578 | KEEPRITE | D5CUHAH18AAK | EA*5X19M17A* | *80MSU0401712A* | Split System | 18400 | 15.5 | 9.5 | 2 | R-454B | 650
216643570 | PAYNE HEATING AND COOLING | 37MUHAQ18AA3 | CAA**1917AM* | PG80MSUA36040B** | Split System | 18400 | 15.5 | 9.5 | 2 | R-454B | 650
216643579 | SMART COMFORT | D5CUHAH18AAK | EA*5X19M17A* | *80MSU0401712A* | Split System | 18400 | 15.5 | 9.5 | 2 | R-454B | 650
216643580 | TEMPSTAR | D5CUHAH18AAK | EA*5X19M17A* | *80MSU0401712A* | Split System | 18400 | 15.5 | 9.5 | 2 | R-454B | 650
216643645 | AIRQUEST | D5CUHAH18AAK | EA*5X25M17A* | *80MSU0601716A* | Split System | 18500 | 15.5 | 9.5 | 2.02 | R-454B | 650
216643646 | ARCOAIRE | D5CUHAH18AAK | EA*5X25M17A* | *80MSU0601716A* | Split System | 18500 | 15.5 | 9.5 | 2.02 | R-454B | 650
216643641 | BRYANT HEATING AND COOLING SYSTEMS | 37MUHAQ18AA3 | CAA**2517AM* | 83*SB48060M17*** | Split System | 18500 | 15.5 | 9.5 | 2.02 | R-454B | 650
216643640 | CARRIER | 37MUHAQ18AA3 | CAA**2517AM* | 58SU*B060M17**16 | Split System | 18500 | 15.5 | 9.5 | 2.02 | R-454B | 650
216643647 | COMFORTMAKER | D5CUHAH18AAK | EA*5X25M17A* | *80MSU0601716A* | Split System | 18500 | 15.5 | 9.5 | 2.02 | R-454B | 650
216643649 | DAY & NIGHT | D5CUHAH18AAK | EA*5X25M17A* | *80MSU0601716A* | Split System | 18500 | 15.5 | 9.5 | 2.02 | R-454B | 650
216643644 | HEIL | D5CUHAH18AAK | EA*5X25M17A* | *80MSU0601716A* | Split System | 18500 | 15.5 | 9.5 | 2.02 | R-454B | 650
216643650 | KEEPRITE | D5CUHAH18AAK | EA*5X25M17A* | *80MSU0601716A* | Split System | 18500 | 15.5 | 9.5 | 2.02 | R-454B | 650
216643642 | PAYNE HEATING AND COOLING | 37MUHAQ18AA3 | CAA**2517AM* | PG80MSUA48060B** | Split System | 18500 | 15.5 | 9.5 | 2.02 | R-454B | 650
216643651 | SMART COMFORT | D5CUHAH18AAK | EA*5X25M17A* | *80MSU0601716A* | Split System | 18500 | 15.5 | 9.5 | 2.02 | R-454B | 650
216643655 | TEMPSTAR | D5CUHAH18AAK | EA*5X25M17A* | *80MSU0601716A* | Split System | 18500 | 15.5 | 9.5 | 2.02 | R-454B | 650
216633393 | ACIQ | H5H0V36*K*AAA* | FCMA5B60L0D*+WALLCON |  | Split System | 35400 | 19.5 | 9.5 | 2.04 | R-454B | 650
216635321 | ACIQ | H5H3V36*K*AAA* | EA*5X48M21A*+WALLCON | *80CSU1002120A* | Split System | 33400 | 20 | 9.5 | 2.04 | R-454B | 650
216635320 | ACIQ | H5H3V36*K*AAA* | EA*5X48M21A*+WALLCON | *80CSU0401712A* | Split System | 33400 | 20.5 | 9.5 | 2.04 | R-454B | 650
217992487 | BRYANT HEATING AND COOLING SYSTEMS | 293VAN024**AA* | CSAH*2412AM*+UI | 987TA30040C14*** | Split System | 22000 | 18 | 10 | 1.88 | R-454B | 650
217992302 | CARRIER | 27VNA324A*030* | CSAH*2412AM*+UI | 59TN7A040C14**10 | Split System | 22000 | 18 | 10 | 1.88 | R-454B | 650
216643559 | ARCOAIRE | D5CUHAH18AAK | EA*5X24M17A* | *80MSU0401712A* | Split System | 17700 | 15.2 | 10 | 1.98 | R-454B | 650
216643554 | BRYANT HEATING AND COOLING SYSTEMS | 37MUHAQ18AA3 | CAA**2417AM* | 83*SB36040M17*** | Split System | 17700 | 15.2 | 10 | 1.98 | R-454B | 650
216643562 | DAY & NIGHT | D5CUHAH18AAK | EA*5X24M17A* | *80MSU0401712A* | Split System | 17700 | 15.2 | 10 | 1.98 | R-454B | 650
216643556 | HEIL | D5CUHAH18AAK | EA*5X24M17A* | *80MSU0401712A* | Split System | 17700 | 15.2 | 10 | 1.98 | R-454B | 650
216643563 | KEEPRITE | D5CUHAH18AAK | EA*5X24M17A* | *80MSU0401712A* | Split System | 17700 | 15.2 | 10 | 1.98 | R-454B | 650
216643555 | PAYNE HEATING AND COOLING | 37MUHAQ18AA3 | CAA**2417AM* | PG80MSUA36040B** | Split System | 17700 | 15.2 | 10 | 1.98 | R-454B | 650
216643564 | SMART COMFORT | D5CUHAH18AAK | EA*5X24M17A* | *80MSU0401712A* | Split System | 17700 | 15.2 | 10 | 1.98 | R-454B | 650
216643565 | TEMPSTAR | D5CUHAH18AAK | EA*5X24M17A* | *80MSU0401712A* | Split System | 17700 | 15.2 | 10 | 1.98 | R-454B | 650
216643600 | AIRQUEST | D5CUHAH18AAK | EA*5X24M17A* | *80MSU0601716A* | Split System | 17800 | 15.2 | 10 | 1.98 | R-454B | 650
216643596 | BRYANT HEATING AND COOLING SYSTEMS | 37MUHAQ18AA3 | CAA**2417AM* | 83*SB48060M17*** | Split System | 17800 | 15.2 | 10 | 1.98 | R-454B | 650
216643595 | CARRIER | 37MUHAQ18AA3 | CAA**2417AM* | 58SU*B060M17**16 | Split System | 17800 | 15.2 | 10 | 1.98 | R-454B | 650
216643602 | COMFORTMAKER | D5CUHAH18AAK | EA*5X24M17A* | *80MSU0601716A* | Split System | 17800 | 15.2 | 10 | 1.98 | R-454B | 650
216643604 | DAY & NIGHT | D5CUHAH18AAK | EA*5X24M17A* | *80MSU0601716A* | Split System | 17800 | 15.2 | 10 | 1.98 | R-454B | 650
216643599 | HEIL | D5CUHAH18AAK | EA*5X24M17A* | *80MSU0601716A* | Split System | 17800 | 15.2 | 10 | 1.98 | R-454B | 650
216643605 | KEEPRITE | D5CUHAH18AAK | EA*5X24M17A* | *80MSU0601716A* | Split System | 17800 | 15.2 | 10 | 1.98 | R-454B | 650
216643597 | PAYNE HEATING AND COOLING | 37MUHAQ18AA3 | CAA**2417AM* | PG80MSUA48060B** | Split System | 17800 | 15.2 | 10 | 1.98 | R-454B | 650
216643606 | SMART COMFORT | D5CUHAH18AAK | EA*5X24M17A* | *80MSU0601716A* | Split System | 17800 | 15.2 | 10 | 1.98 | R-454B | 650
216643607 | TEMPSTAR | D5CUHAH18AAK | EA*5X24M17A* | *80MSU0601716A* | Split System | 17800 | 15.2 | 10 | 1.98 | R-454B | 650
216820128 | FRIEDRICH | RD18AY48AJVC | RCFY4824STANM | FR951V1005A21UH | Split System | 41000 | 17 | 10 | 2.1 | R-454B | 650
216643119 | AIRQUEST | D5CUHAH18AAK | EA*5X19M17A* | *80MS(N,L)0451412A* | Split System | 18300 | 15.2 | 10.5 | 2 | R-454B | 650
216643120 | ARCOAIRE | D5CUHAH18AAK | EA*5X19M17A* | *80MS(N,L)0451412A* | Split System | 18300 | 15.2 | 10.5 | 2 | R-454B | 650
216643115 | BRYANT HEATING AND COOLING SYSTEMS | 37MUHAQ18AA3 | CAA**1917AM* | 8(0,1)*SB36045M14*** | Split System | 18300 | 15.2 | 10.5 | 2 | R-454B | 650
216643114 | CARRIER | 37MUHAQ18AA3 | CAA**1917AM* | 58S(B,C)*B045M14**12 | Split System | 18300 | 15.2 | 10.5 | 2 | R-454B | 650
216643121 | COMFORTMAKER | D5CUHAH18AAK | EA*5X19M17A* | *80MS(N,L)0451412A* | Split System | 18300 | 15.2 | 10.5 | 2 | R-454B | 650
216643123 | DAY & NIGHT | D5CUHAH18AAK | EA*5X19M17A* | *80MS(N,L)0451412A* | Split System | 18300 | 15.2 | 10.5 | 2 | R-454B | 650
216643118 | HEIL | D5CUHAH18AAK | EA*5X19M17A* | *80MS(N,L)0451412A* | Split System | 18300 | 15.2 | 10.5 | 2 | R-454B | 650
216643124 | KEEPRITE | D5CUHAH18AAK | EA*5X19M17A* | *80MS(N,L)0451412A* | Split System | 18300 | 15.2 | 10.5 | 2 | R-454B | 650
216643116 | PAYNE HEATING AND COOLING | 37MUHAQ18AA3 | CAA**1917AM* | PG80MS(A,L)A36045A** | Split System | 18300 | 15.2 | 10.5 | 2 | R-454B | 650
216643125 | SMART COMFORT | D5CUHAH18AAK | EA*5X19M17A* | *80MS(N,L)0451412A* | Split System | 18300 | 15.2 | 10.5 | 2 | R-454B | 650
216643126 | TEMPSTAR | D5CUHAH18AAK | EA*5X19M17A* | *80MS(N,L)0451412A* | Split System | 18300 | 15.2 | 10.5 | 2 | R-454B | 650
216643193 | AIRQUEST | D5CUHAH18AAK | EA*5X25M17A* | *80MS(N,L)0451412A* | Split System | 18300 | 15.2 | 10.5 | 2 | R-454B | 650
216643194 | ARCOAIRE | D5CUHAH18AAK | EA*5X25M17A* | *80MS(N,L)0451412A* | Split System | 18300 | 15.2 | 10.5 | 2 | R-454B | 650
216643189 | BRYANT HEATING AND COOLING SYSTEMS | 37MUHAQ18AA3 | CAA**2517AM* | 8(0,1)*SB36045M14*** | Split System | 18300 | 15.2 | 10.5 | 2 | R-454B | 650
216643188 | CARRIER | 37MUHAQ18AA3 | CAA**2517AM* | 58S(B,C)*B045M14**12 | Split System | 18300 | 15.2 | 10.5 | 2 | R-454B | 650
216643195 | COMFORTMAKER | D5CUHAH18AAK | EA*5X25M17A* | *80MS(N,L)0451412A* | Split System | 18300 | 15.2 | 10.5 | 2 | R-454B | 650
216643197 | DAY & NIGHT | D5CUHAH18AAK | EA*5X25M17A* | *80MS(N,L)0451412A* | Split System | 18300 | 15.2 | 10.5 | 2 | R-454B | 650
216643192 | HEIL | D5CUHAH18AAK | EA*5X25M17A* | *80MS(N,L)0451412A* | Split System | 18300 | 15.2 | 10.5 | 2 | R-454B | 650
216643198 | KEEPRITE | D5CUHAH18AAK | EA*5X25M17A* | *80MS(N,L)0451412A* | Split System | 18300 | 15.2 | 10.5 | 2 | R-454B | 650
216643190 | PAYNE HEATING AND COOLING | 37MUHAQ18AA3 | CAA**2517AM* | PG80MS(A,L)A36045A** | Split System | 18300 | 15.2 | 10.5 | 2 | R-454B | 650
216643199 | SMART COMFORT | D5CUHAH18AAK | EA*5X25M17A* | *80MS(N,L)0451412A* | Split System | 18300 | 15.2 | 10.5 | 2 | R-454B | 650
216643200 | TEMPSTAR | D5CUHAH18AAK | EA*5X25M17A* | *80MS(N,L)0451412A* | Split System | 18300 | 15.2 | 10.5 | 2 | R-454B | 650
216643266 | AIRQUEST | D5CUHAH18AAK | EA*5X25M17A* | *80MS(N,L)0701412A* | Split System | 18400 | 15.2 | 10.5 | 2 | R-454B | 650
216643253 | AIRQUEST | D5CUHAH18AAK | EA*5X19M17A* | *80MS(N,L)0701412A* | Split System | 18400 | 15.2 | 10.5 | 2 | R-454B | 650
216643268 | ARCOAIRE | D5CUHAH18AAK | EA*5X25M17A* | *80MS(N,L)0701412A* | Split System | 18400 | 15.2 | 10.5 | 2 | R-454B | 650
216643254 | ARCOAIRE | D5CUHAH18AAK | EA*5X19M17A* | *80MS(N,L)0701412A* | Split System | 18400 | 15.2 | 10.5 | 2 | R-454B | 650
216643263 | BRYANT HEATING AND COOLING SYSTEMS | 37MUHAQ18AA3 | CAA**2517AM* | 8(0,1)*SB36070M14*** | Split System | 18400 | 15.2 | 10.5 | 2 | R-454B | 650
216643249 | BRYANT HEATING AND COOLING SYSTEMS | 37MUHAQ18AA3 | CAA**1917AM* | 8(0,1)*SB36070M14*** | Split System | 18400 | 15.2 | 10.5 | 2 | R-454B | 650
216643261 | CARRIER | 37MUHAQ18AA3 | CAA**2517AM* | 58S(B,C)*B070M14**12 | Split System | 18400 | 15.2 | 10.5 | 2 | R-454B | 650
216643248 | CARRIER | 37MUHAQ18AA3 | CAA**1917AM* | 58S(B,C)*B070M14**12 | Split System | 18400 | 15.2 | 10.5 | 2 | R-454B | 650
216643269 | COMFORTMAKER | D5CUHAH18AAK | EA*5X25M17A* | *80MS(N,L)0701412A* | Split System | 18400 | 15.2 | 10.5 | 2 | R-454B | 650
216643255 | COMFORTMAKER | D5CUHAH18AAK | EA*5X19M17A* | *80MS(N,L)0701412A* | Split System | 18400 | 15.2 | 10.5 | 2 | R-454B | 650
216643270 | DAY & NIGHT | D5CUHAH18AAK | EA*5X25M17A* | *80MS(N,L)0701412A* | Split System | 18400 | 15.2 | 10.5 | 2 | R-454B | 650
216643256 | DAY & NIGHT | D5CUHAH18AAK | EA*5X19M17A* | *80MS(N,L)0701412A* | Split System | 18400 | 15.2 | 10.5 | 2 | R-454B | 650
216643265 | HEIL | D5CUHAH18AAK | EA*5X25M17A* | *80MS(N,L)0701412A* | Split System | 18400 | 15.2 | 10.5 | 2 | R-454B | 650
216643251 | HEIL | D5CUHAH18AAK | EA*5X19M17A* | *80MS(N,L)0701412A* | Split System | 18400 | 15.2 | 10.5 | 2 | R-454B | 650
216643271 | KEEPRITE | D5CUHAH18AAK | EA*5X25M17A* | *80MS(N,L)0701412A* | Split System | 18400 | 15.2 | 10.5 | 2 | R-454B | 650
216643257 | KEEPRITE | D5CUHAH18AAK | EA*5X19M17A* | *80MS(N,L)0701412A* | Split System | 18400 | 15.2 | 10.5 | 2 | R-454B | 650
216643264 | PAYNE HEATING AND COOLING | 37MUHAQ18AA3 | CAA**2517AM* | PG80MS(A,L)A36070A** | Split System | 18400 | 15.2 | 10.5 | 2 | R-454B | 650
216643250 | PAYNE HEATING AND COOLING | 37MUHAQ18AA3 | CAA**1917AM* | PG80MS(A,L)A36070A** | Split System | 18400 | 15.2 | 10.5 | 2 | R-454B | 650
216643272 | SMART COMFORT | D5CUHAH18AAK | EA*5X25M17A* | *80MS(N,L)0701412A* | Split System | 18400 | 15.2 | 10.5 | 2 | R-454B | 650
216643259 | SMART COMFORT | D5CUHAH18AAK | EA*5X19M17A* | *80MS(N,L)0701412A* | Split System | 18400 | 15.2 | 10.5 | 2 | R-454B | 650
216643274 | TEMPSTAR | D5CUHAH18AAK | EA*5X25M17A* | *80MS(N,L)0701412A* | Split System | 18400 | 15.2 | 10.5 | 2 | R-454B | 650
216643260 | TEMPSTAR | D5CUHAH18AAK | EA*5X19M17A* | *80MS(N,L)0701412A* | Split System | 18400 | 15.2 | 10.5 | 2 | R-454B | 650
216643938 | AIRQUEST | D5CUHAH18AAK | EA*5X19M17A* | *92MSN0801716A* | Split System | 18500 | 15.2 | 10.5 | 2 | R-454B | 650
216643939 | ARCOAIRE | D5CUHAH18AAK | EA*5X19M17A* | *92MSN0801716A* | Split System | 18500 | 15.2 | 10.5 | 2 | R-454B | 650
216643934 | BRYANT HEATING AND COOLING SYSTEMS | 37MUHAQ18AA3 | CAA**1917AM* | 912SE48080M17*** | Split System | 18500 | 15.2 | 10.5 | 2 | R-454B | 650
216643933 | CARRIER | 37MUHAQ18AA3 | CAA**1917AM* | 59SC2E080M17**16 | Split System | 18500 | 15.2 | 10.5 | 2 | R-454B | 650
216643940 | COMFORTMAKER | D5CUHAH18AAK | EA*5X19M17A* | *92MSN0801716A* | Split System | 18500 | 15.2 | 10.5 | 2 | R-454B | 650
216643941 | DAY & NIGHT | D5CUHAH18AAK | EA*5X19M17A* | *92MSN0801716A* | Split System | 18500 | 15.2 | 10.5 | 2 | R-454B | 650
216643936 | HEIL | D5CUHAH18AAK | EA*5X19M17A* | *92MSN0801716A* | Split System | 18500 | 15.2 | 10.5 | 2 | R-454B | 650
216643942 | KEEPRITE | D5CUHAH18AAK | EA*5X19M17A* | *92MSN0801716A* | Split System | 18500 | 15.2 | 10.5 | 2 | R-454B | 650
216643935 | PAYNE HEATING AND COOLING | 37MUHAQ18AA3 | CAA**1917AM* | PG92MSAA48080B** | Split System | 18500 | 15.2 | 10.5 | 2 | R-454B | 650
216643944 | SMART COMFORT | D5CUHAH18AAK | EA*5X19M17A* | *92MSN0801716A* | Split System | 18500 | 15.2 | 10.5 | 2 | R-454B | 650
216643945 | TEMPSTAR | D5CUHAH18AAK | EA*5X19M17A* | *92MSN0801716A* | Split System | 18500 | 15.2 | 10.5 | 2 | R-454B | 650
216643309 | AIRQUEST | D5CUHAH18AAK | EA*5X19M17A* | *80MS(N,L)0701712A* | Split System | 18200 | 15.2 | 11 | 1.98 | R-454B | 650
216643310 | ARCOAIRE | D5CUHAH18AAK | EA*5X19M17A* | *80MS(N,L)0701712A* | Split System | 18200 | 15.2 | 11 | 1.98 | R-454B | 650
216643305 | BRYANT HEATING AND COOLING SYSTEMS | 37MUHAQ18AA3 | CAA**1917AM* | 8(0,1)*SB36070M17*** | Split System | 18200 | 15.2 | 11 | 1.98 | R-454B | 650
216643304 | CARRIER | 37MUHAQ18AA3 | CAA**1917AM* | 58S(B,C)*B070M17**12 | Split System | 18200 | 15.2 | 11 | 1.98 | R-454B | 650
216643311 | COMFORTMAKER | D5CUHAH18AAK | EA*5X19M17A* | *80MS(N,L)0701712A* | Split System | 18200 | 15.2 | 11 | 1.98 | R-454B | 650
216643312 | DAY & NIGHT | D5CUHAH18AAK | EA*5X19M17A* | *80MS(N,L)0701712A* | Split System | 18200 | 15.2 | 11 | 1.98 | R-454B | 650
216643308 | HEIL | D5CUHAH18AAK | EA*5X19M17A* | *80MS(N,L)0701712A* | Split System | 18200 | 15.2 | 11 | 1.98 | R-454B | 650
216643314 | KEEPRITE | D5CUHAH18AAK | EA*5X19M17A* | *80MS(N,L)0701712A* | Split System | 18200 | 15.2 | 11 | 1.98 | R-454B | 650
216643306 | PAYNE HEATING AND COOLING | 37MUHAQ18AA3 | CAA**1917AM* | PG80MS(A,L)A36070B** | Split System | 18200 | 15.2 | 11 | 1.98 | R-454B | 650
216643315 | TEMPSTAR | D5CUHAH18AAK | EA*5X19M17A* | *80MS(N,L)0701712A* | Split System | 18200 | 15.2 | 11 | 1.98 | R-454B | 650
216644668 | AIRQUEST | D5CUHAH18AAK | FM(C,U)5Z30**AL* |  | Split System | 18500 | 15.5 | 12 | 2.08 | R-454B | 650
216644669 | ARCOAIRE | D5CUHAH18AAK | FM(C,U)5Z30**AL* |  | Split System | 18500 | 15.5 | 12 | 2.08 | R-454B | 650
216644664 | BRYANT HEATING AND COOLING SYSTEMS | 37MUHAQ18AA3 | FM(C,U)5Z30**AL* |  | Split System | 18500 | 15.5 | 12 | 2.08 | R-454B | 650
216644663 | CARRIER | 37MUHAQ18AA3 | FM(C,U)5Z30**AL* |  | Split System | 18500 | 15.5 | 12 | 2.08 | R-454B | 650
216644670 | COMFORTMAKER | D5CUHAH18AAK | FM(C,U)5Z30**AL* |  | Split System | 18500 | 15.5 | 12 | 2.08 | R-454B | 650
216644672 | DAY & NIGHT | D5CUHAH18AAK | FM(C,U)5Z30**AL* |  | Split System | 18500 | 15.5 | 12 | 2.08 | R-454B | 650
216644667 | HEIL | D5CUHAH18AAK | FM(C,U)5Z30**AL* |  | Split System | 18500 | 15.5 | 12 | 2.08 | R-454B | 650
216644673 | KEEPRITE | D5CUHAH18AAK | FM(C,U)5Z30**AL* |  | Split System | 18500 | 15.5 | 12 | 2.08 | R-454B | 650
216644666 | PAYNE HEATING AND COOLING | 37MUHAQ18AA3 | FM(C,U)5Z30**AL* |  | Split System | 18500 | 15.5 | 12 | 2.08 | R-454B | 650
216644674 | SMART COMFORT | D5CUHAH18AAK | FM(C,U)5Z30**AL* |  | Split System | 18500 | 15.5 | 12 | 2.08 | R-454B | 650
216644675 | TEMPSTAR | D5CUHAH18AAK | FM(C,U)5Z30**AL* |  | Split System | 18500 | 15.5 | 12 | 2.08 | R-454B | 650
216644653 | AIRQUEST | D5CUHAH18AAK | FM(C,U)5Z24**AL* |  | Split System | 18000 | 15.2 | 12.5 | 2.08 | R-454B | 650
216644638 | AIRQUEST | D5CUHAH18AAK | FM(C,U)5Z18**AL* |  | Split System | 18000 | 15.2 | 12.5 | 2.08 | R-454B | 650
216644654 | ARCOAIRE | D5CUHAH18AAK | FM(C,U)5Z24**AL* |  | Split System | 18000 | 15.2 | 12.5 | 2.08 | R-454B | 650
216644639 | ARCOAIRE | D5CUHAH18AAK | FM(C,U)5Z18**AL* |  | Split System | 18000 | 15.2 | 12.5 | 2.08 | R-454B | 650
216644634 | BRYANT HEATING AND COOLING SYSTEMS | 37MUHAQ18AA3 | FM(C,U)5Z18**AL* |  | Split System | 18000 | 15.2 | 12.5 | 2.08 | R-454B | 650
216644649 | BRYANT HEATING AND COOLING SYSTEMS | 37MUHAQ18AA3 | FM(C,U)5Z24**AL* |  | Split System | 18000 | 15.2 | 12.5 | 2.08 | R-454B | 650
216644648 | CARRIER | 37MUHAQ18AA3 | FM(C,U)5Z24**AL* |  | Split System | 18000 | 15.2 | 12.5 | 2.08 | R-454B | 650
216644633 | CARRIER | 37MUHAQ18AA3 | FM(C,U)5Z18**AL* |  | Split System | 18000 | 15.2 | 12.5 | 2.08 | R-454B | 650
216644641 | COMFORTMAKER | D5CUHAH18AAK | FM(C,U)5Z18**AL* |  | Split System | 18000 | 15.2 | 12.5 | 2.08 | R-454B | 650
216644656 | COMFORTMAKER | D5CUHAH18AAK | FM(C,U)5Z24**AL* |  | Split System | 18000 | 15.2 | 12.5 | 2.08 | R-454B | 650
216644657 | DAY & NIGHT | D5CUHAH18AAK | FM(C,U)5Z24**AL* |  | Split System | 18000 | 15.2 | 12.5 | 2.08 | R-454B | 650
216644642 | DAY & NIGHT | D5CUHAH18AAK | FM(C,U)5Z18**AL* |  | Split System | 18000 | 15.2 | 12.5 | 2.08 | R-454B | 650
216644652 | HEIL | D5CUHAH18AAK | FM(C,U)5Z24**AL* |  | Split System | 18000 | 15.2 | 12.5 | 2.08 | R-454B | 650
216644637 | HEIL | D5CUHAH18AAK | FM(C,U)5Z18**AL* |  | Split System | 18000 | 15.2 | 12.5 | 2.08 | R-454B | 650
216644658 | KEEPRITE | D5CUHAH18AAK | FM(C,U)5Z24**AL* |  | Split System | 18000 | 15.2 | 12.5 | 2.08 | R-454B | 650
216644643 | KEEPRITE | D5CUHAH18AAK | FM(C,U)5Z18**AL* |  | Split System | 18000 | 15.2 | 12.5 | 2.08 | R-454B | 650
216644636 | PAYNE HEATING AND COOLING | 37MUHAQ18AA3 | FM(C,U)5Z18**AL* |  | Split System | 18000 | 15.2 | 12.5 | 2.08 | R-454B | 650
216644651 | PAYNE HEATING AND COOLING | 37MUHAQ18AA3 | FM(C,U)5Z24**AL* |  | Split System | 18000 | 15.2 | 12.5 | 2.08 | R-454B | 650
216644659 | SMART COMFORT | D5CUHAH18AAK | FM(C,U)5Z24**AL* |  | Split System | 18000 | 15.2 | 12.5 | 2.08 | R-454B | 650
216644644 | SMART COMFORT | D5CUHAH18AAK | FM(C,U)5Z18**AL* |  | Split System | 18000 | 15.2 | 12.5 | 2.08 | R-454B | 650
216644661 | TEMPSTAR | D5CUHAH18AAK | FM(C,U)5Z24**AL* |  | Split System | 18000 | 15.2 | 12.5 | 2.08 | R-454B | 650
216644645 | TEMPSTAR | D5CUHAH18AAK | FM(C,U)5Z18**AL* |  | Split System | 18000 | 15.2 | 12.5 | 2.08 | R-454B | 650
217632825 | AIRQUEST | D5CUHAH24AAK+TIC2025-0016 | FTMA5X24L0B* |  | Split System | 23600 | 17.5 | 9.5 | 2.04 | R-454B | 650
217632826 | ARCOAIRE | D5CUHAH24AAK+TIC2025-0016 | FTMA5X24L0B* |  | Split System | 23600 | 17.5 | 9.5 | 2.04 | R-454B | 650
217632820 | BRYANT HEATING AND COOLING SYSTEMS | 37MUHAQ24AA3+TIC2025-0016 | FT5ANXB24L* |  | Split System | 23600 | 17.5 | 9.5 | 2.04 | R-454B | 650
217632121 | CARRIER | 37MUHAQ24AA3+TIC2025-0016 | FT5ANXB24L* |  | Split System | 23600 | 17.5 | 9.5 | 2.04 | R-454B | 650
217632827 | COMFORTMAKER | D5CUHAH24AAK+TIC2025-0016 | FTMA5X24L0B* |  | Split System | 23600 | 17.5 | 9.5 | 2.04 | R-454B | 650
217632828 | DAY & NIGHT | D5CUHAH24AAK+TIC2025-0016 | FTMA5X24L0B* |  | Split System | 23600 | 17.5 | 9.5 | 2.04 | R-454B | 650
217632829 | KEEPRITE | D5CUHAH24AAK+TIC2025-0016 | FTMA5X24L0B* |  | Split System | 23600 | 17.5 | 9.5 | 2.04 | R-454B | 650
217632830 | SMART COMFORT | D5CUHAH24AAK+TIC2025-0016 | FTMA5X24L0B* |  | Split System | 23600 | 17.5 | 9.5 | 2.04 | R-454B | 650
217632831 | TEMPSTAR | D5CUHAH24AAK+TIC2025-0016 | FTMA5X24L0B* |  | Split System | 23600 | 17.5 | 9.5 | 2.04 | R-454B | 650
217391428 | AIRQUEST | D5CUHAH36AAK+TIC2025-0016 | FTMA5B36L0C* |  | Split System | 35000 | 16.5 | 8.5 | 1.76 | R-454B | 650
217391429 | ARCOAIRE | D5CUHAH36AAK+TIC2025-0016 | FTMA5B36L0C* |  | Split System | 35000 | 16.5 | 8.5 | 1.76 | R-454B | 650
217391436 | BRYANT HEATING AND COOLING SYSTEMS | 37MUHAQ36AA3+TIC2025-0016 | FT5AN(B,X)C36L* |  | Split System | 35000 | 16.5 | 8.5 | 1.76 | R-454B | 650
217382136 | CARRIER | 37MUHAQ36AA3+TIC2025-0016 | FT5AN(B,X)C36L* |  | Split System | 35000 | 16.5 | 8.5 | 1.76 | R-454B | 650
217391430 | COMFORTMAKER | D5CUHAH36AAK+TIC2025-0016 | FTMA5B36L0C* |  | Split System | 35000 | 16.5 | 8.5 | 1.76 | R-454B | 650
217391431 | DAY & NIGHT | D5CUHAH36AAK+TIC2025-0016 | FTMA5B36L0C* |  | Split System | 35000 | 16.5 | 8.5 | 1.76 | R-454B | 650
217391427 | HEIL | D5CUHAH36AAK+TIC2025-0016 | FTMA5B36L0C* |  | Split System | 35000 | 16.5 | 8.5 | 1.76 | R-454B | 650
217391432 | KEEPRITE | D5CUHAH36AAK+TIC2025-0016 | FTMA5B36L0C* |  | Split System | 35000 | 16.5 | 8.5 | 1.76 | R-454B | 650
217391426 | PAYNE HEATING AND COOLING | 37MUHAQ36AA3+TIC2025-0016 | PF5TNXC36L* |  | Split System | 35000 | 16.5 | 8.5 | 1.76 | R-454B | 650
217391433 | SMART COMFORT | D5CUHAH36AAK+TIC2025-0016 | FTMA5B36L0C* |  | Split System | 35000 | 16.5 | 8.5 | 1.76 | R-454B | 650
217391434 | TEMPSTAR | D5CUHAH36AAK+TIC2025-0016 | FTMA5B36L0C* |  | Split System | 35000 | 16.5 | 8.5 | 1.76 | R-454B | 650
217394671 | AIRQUEST | D5CUHAH30AAK+TIC2025-0016 | FTMA5B36L0C* |  | Split System | 29800 | 17 | 8.5 | 1.78 | R-454B | 650
217394672 | ARCOAIRE | D5CUHAH30AAK+TIC2025-0016 | FTMA5B36L0C* |  | Split System | 29800 | 17 | 8.5 | 1.78 | R-454B | 650
217394678 | BRYANT HEATING AND COOLING SYSTEMS | 37MUHAQ30AA3+TIC2025-0016 | FT5AN(B,X)C36L* |  | Split System | 29800 | 17 | 8.5 | 1.78 | R-454B | 650
217382139 | CARRIER | 37MUHAQ30AA3+TIC2025-0016 | FT5AN(B,X)C36L* |  | Split System | 29800 | 17 | 8.5 | 1.78 | R-454B | 650
217394673 | COMFORTMAKER | D5CUHAH30AAK+TIC2025-0016 | FTMA5B36L0C* |  | Split System | 29800 | 17 | 8.5 | 1.78 | R-454B | 650
217394674 | DAY & NIGHT | D5CUHAH30AAK+TIC2025-0016 | FTMA5B36L0C* |  | Split System | 29800 | 17 | 8.5 | 1.78 | R-454B | 650
217394670 | HEIL | D5CUHAH30AAK+TIC2025-0016 | FTMA5B36L0C* |  | Split System | 29800 | 17 | 8.5 | 1.78 | R-454B | 650
217394675 | KEEPRITE | D5CUHAH30AAK+TIC2025-0016 | FTMA5B36L0C* |  | Split System | 29800 | 17 | 8.5 | 1.78 | R-454B | 650
217394663 | PAYNE HEATING AND COOLING | 37MUHAQ30AA3+TIC2025-0016 | PF5TNXC36L* |  | Split System | 29800 | 17 | 8.5 | 1.78 | R-454B | 650
217394676 | SMART COMFORT | D5CUHAH30AAK+TIC2025-0016 | FTMA5B36L0C* |  | Split System | 29800 | 17 | 8.5 | 1.78 | R-454B | 650
217399833 | AIRQUEST | D5CUHAH18AAK+TIC2025-0016 | FTMA5X24L0B* |  | Split System | 18300 | 16 | 8.5 | 1.92 | R-454B | 650
217399834 | ARCOAIRE | D5CUHAH18AAK+TIC2025-0016 | FTMA5X24L0B* |  | Split System | 18300 | 16 | 8.5 | 1.92 | R-454B | 650
217399840 | BRYANT HEATING AND COOLING SYSTEMS | 37MUHAQ18AA3+TIC2025-0016 | FT5ANXB24L* |  | Split System | 18300 | 16 | 8.5 | 1.92 | R-454B | 650
217382148 | CARRIER | 37MUHAQ18AA3+TIC2025-0016 | FT5ANXB24L* |  | Split System | 18300 | 16 | 8.5 | 1.92 | R-454B | 650
217399835 | COMFORTMAKER | D5CUHAH18AAK+TIC2025-0016 | FTMA5X24L0B* |  | Split System | 18300 | 16 | 8.5 | 1.92 | R-454B | 650
217399836 | DAY & NIGHT | D5CUHAH18AAK+TIC2025-0016 | FTMA5X24L0B* |  | Split System | 18300 | 16 | 8.5 | 1.92 | R-454B | 650
217399832 | HEIL | D5CUHAH18AAK+TIC2025-0016 | FTMA5X24L0B* |  | Split System | 18300 | 16 | 8.5 | 1.92 | R-454B | 650
217399837 | KEEPRITE | D5CUHAH18AAK+TIC2025-0016 | FTMA5X24L0B* |  | Split System | 18300 | 16 | 8.5 | 1.92 | R-454B | 650
217399827 | PAYNE HEATING AND COOLING | 37MUHAQ18AA3+TIC2025-0016 | PF5TNXB24L* |  | Split System | 18300 | 16 | 8.5 | 1.92 | R-454B | 650
217399838 | SMART COMFORT | D5CUHAH18AAK+TIC2025-0016 | FTMA5X24L0B* |  | Split System | 18300 | 16 | 8.5 | 1.92 | R-454B | 650
217399839 | TEMPSTAR | D5CUHAH18AAK+TIC2025-0016 | FTMA5X24L0B* |  | Split System | 18300 | 16 | 8.5 | 1.92 | R-454B | 650
216640230 | AIRQUEST | D5CURAH24AAK | FTMA5X24L0B* |  | Split System | 24000 | 15.5 | 9 | 1.98 | R-454B | 650
216640231 | ARCOAIRE | D5CURAH24AAK | FTMA5X24L0B* |  | Split System | 24000 | 15.5 | 9 | 1.98 | R-454B | 650
216640224 | BRYANT HEATING AND COOLING SYSTEMS | 37MURAQ24AA3 | FT5ANXB24L* |  | Split System | 24000 | 15.5 | 9 | 1.98 | R-454B | 650
216638495 | CARRIER | 37MURAQ24AA3 | FT5ANXB24L* |  | Split System | 24000 | 15.5 | 9 | 1.98 | R-454B | 650
216640233 | COMFORTMAKER | D5CURAH24AAK | FTMA5X24L0B* |  | Split System | 24000 | 15.5 | 9 | 1.98 | R-454B | 650
216640234 | DAY & NIGHT | D5CURAH24AAK | FTMA5X24L0B* |  | Split System | 24000 | 15.5 | 9 | 1.98 | R-454B | 650
216640229 | HEIL | D5CURAH24AAK | FTMA5X24L0B* |  | Split System | 24000 | 15.5 | 9 | 1.98 | R-454B | 650
216640235 | KEEPRITE | D5CURAH24AAK | FTMA5X24L0B* |  | Split System | 24000 | 15.5 | 9 | 1.98 | R-454B | 650
216640228 | PAYNE HEATING AND COOLING | 37MURAQ24AA3 | PF5TNXB24L* |  | Split System | 24000 | 15.5 | 9 | 1.98 | R-454B | 650
216640237 | SMART COMFORT | D5CURAH24AAK | FTMA5X24L0B* |  | Split System | 24000 | 15.5 | 9 | 1.98 | R-454B | 650
216640238 | TEMPSTAR | D5CURAH24AAK | FTMA5X24L0B* |  | Split System | 24000 | 15.5 | 9 | 1.98 | R-454B | 650
217399621 | AIRQUEST | D5CUHAH60AAK+TIC2025-0016 | FTMA5B60L0D* |  | Split System | 54500 | 16 | 9 | 1.84 | R-454B | 650
217399622 | ARCOAIRE | D5CUHAH60AAK+TIC2025-0016 | FTMA5B60L0D* |  | Split System | 54500 | 16 | 9 | 1.84 | R-454B | 650
217399628 | BRYANT HEATING AND COOLING SYSTEMS | 37MUHAQ60AA3+TIC2025-0016 | FT5ANBD60L* |  | Split System | 54500 | 16 | 9 | 1.84 | R-454B | 650
217382145 | CARRIER | 37MUHAQ60AA3+TIC2025-0016 | FT5ANBD60L* |  | Split System | 54500 | 16 | 9 | 1.84 | R-454B | 650
217399623 | COMFORTMAKER | D5CUHAH60AAK+TIC2025-0016 | FTMA5B60L0D* |  | Split System | 54500 | 16 | 9 | 1.84 | R-454B | 650
217399624 | DAY & NIGHT | D5CUHAH60AAK+TIC2025-0016 | FTMA5B60L0D* |  | Split System | 54500 | 16 | 9 | 1.84 | R-454B | 650
217399620 | HEIL | D5CUHAH60AAK+TIC2025-0016 | FTMA5B60L0D* |  | Split System | 54500 | 16 | 9 | 1.84 | R-454B | 650
217399625 | KEEPRITE | D5CUHAH60AAK+TIC2025-0016 | FTMA5B60L0D* |  | Split System | 54500 | 16 | 9 | 1.84 | R-454B | 650
217399619 | PAYNE HEATING AND COOLING | 37MUHAQ60AA3+TIC2025-0016 | PF5TNBD60L* |  | Split System | 54500 | 16 | 9 | 1.84 | R-454B | 650
217399626 | SMART COMFORT | D5CUHAH60AAK+TIC2025-0016 | FTMA5B60L0D* |  | Split System | 54500 | 16 | 9 | 1.84 | R-454B | 650
217399627 | TEMPSTAR | D5CUHAH60AAK+TIC2025-0016 | FTMA5B60L0D* |  | Split System | 54500 | 16 | 9 | 1.84 | R-454B | 650
216632847 | ACIQ | H5H0V48*K*AAA* | FCMA5B48L0C*+WALLCON |  | Split System | 45500 | 19 | 9 | 2.1 | R-454B | 650
215662867 | ARCOAIRE | H5H0V48*K*AAA* | FCMA5B48L0C*+WALLCON |  | Split System | 45500 | 19 | 9 | 2.1 | R-454B | 650
215662861 | HEIL | H5H0V48*K*AAA* | FCMA5B48L0C*+WALLCON |  | Split System | 45500 | 19 | 9 | 2.1 | R-454B | 650
215662876 | KENMORE | (C,H,T)5H0V48*K*AAA* | FCMA5B48L0C*+WALLCON |  | Split System | 45500 | 19 | 9 | 2.1 | R-454B | 650
215662878 | TEMPSTAR | T5H0V48*K*AAA* | FCMA5B48L0C*+WALLCON |  | Split System | 45500 | 19 | 9 | 2.1 | R-454B | 650
216632846 | ACIQ | H5H0V36*K*AAA* | FCMA5B48L0C*+WALLCON |  | Split System | 34800 | 19 | 9 | 1.96 | R-454B | 650
215662841 | AIRQUEST | H5H0V36*K*AAA* | FCMA5B48L0C*+WALLCON |  | Split System | 34800 | 19 | 9 | 1.96 | R-454B | 650
215662846 | COMFORTMAKER | C5H0V36*K*AAA* | FCMA5B48L0C*+WALLCON |  | Split System | 34800 | 19 | 9 | 1.96 | R-454B | 650
215662850 | KEEPRITE | C5H0V36*K*AAA* | FCMA5B48L0C*+WALLCON |  | Split System | 34800 | 19 | 9 | 1.96 | R-454B | 650
216640212 | AIRQUEST | D5CUHAH18AAK | FTMA5X24L0B* |  | Split System | 18400 | 15.5 | 9.5 | 1.98 | R-454B | 650
216640213 | ARCOAIRE | D5CUHAH18AAK | FTMA5X24L0B* |  | Split System | 18400 | 15.5 | 9.5 | 1.98 | R-454B | 650
216640205 | BRYANT HEATING AND COOLING SYSTEMS | 37MUHAQ18AA3 | FT5ANXB24L* |  | Split System | 18400 | 15.5 | 9.5 | 1.98 | R-454B | 650
216638494 | CARRIER | 37MUHAQ18AA3 | FT5ANXB24L* |  | Split System | 18400 | 15.5 | 9.5 | 1.98 | R-454B | 650
216640215 | COMFORTMAKER | D5CUHAH18AAK | FTMA5X24L0B* |  | Split System | 18400 | 15.5 | 9.5 | 1.98 | R-454B | 650
216640211 | HEIL | D5CUHAH18AAK | FTMA5X24L0B* |  | Split System | 18400 | 15.5 | 9.5 | 1.98 | R-454B | 650
216640217 | KEEPRITE | D5CUHAH18AAK | FTMA5X24L0B* |  | Split System | 18400 | 15.5 | 9.5 | 1.98 | R-454B | 650
216640209 | PAYNE HEATING AND COOLING | 37MUHAQ18AA3 | PF5TNXB24L* |  | Split System | 18400 | 15.5 | 9.5 | 1.98 | R-454B | 650
216640220 | TEMPSTAR | D5CUHAH18AAK | FTMA5X24L0B* |  | Split System | 18400 | 15.5 | 9.5 | 1.98 | R-454B | 650
216738927 | COMFORTMAKER | D5CUHAH24AAK | ESH5X36M12A* | *97VTN1002120A* | Split System | 22600 | 16 | 8.1 | 1.85 | R-454B | 650
216738320 | COMFORTMAKER | D5CUHAH24AAK | ESH5X36M12A* | *80VTL0451412B* | Split System | 22600 | 16 | 8.1 | 1.85 | R-454B | 650
216738895 | COMFORTMAKER | D5CUHAH24AAK | ESH5X36M12A* | *97VTN0601716A* | Split System | 22600 | 16 | 8.1 | 1.85 | R-454B | 650
216738718 | COMFORTMAKER | D5CUHAH24AAK | ESH5X36M12A* | *95MSU0802120A* | Split System | 22600 | 16 | 8.1 | 1.85 | R-454B | 650
216738833 | COMFORTMAKER | D5CUHAH24AAK | ESH5X36M12A* | *96VTN0601716B* | Split System | 22600 | 16 | 8.1 | 1.85 | R-454B | 650
216738149 | COMFORTMAKER | D5CUHAH24AAK | ESH5X36M12A* | *80VSL0701412B* | Split System | 22800 | 16 | 8.1 | 1.85 | R-454B | 650
216738334 | COMFORTMAKER | D5CUHAH24AAK | ESH5X36M12A* | *80VTL0701716B* | Split System | 22800 | 16 | 8.1 | 1.85 | R-454B | 650
216738696 | COMFORTMAKER | D5CUHAH24AAK | ESH5X36M12A* | *95MSU0401712A* | Split System | 22800 | 16 | 8.1 | 1.85 | R-454B | 650
216738491 | COMFORTMAKER | D5CUHAH24AAK | ESH5X36M12A* | *92MSN1002120A* | Split System | 22800 | 16 | 8.1 | 1.85 | R-454B | 650
216738729 | COMFORTMAKER | D5CUHAH24AAK | ESH5X36M12A* | *95MSU1002120A* | Split System | 22800 | 16 | 8.1 | 1.85 | R-454B | 650
216738074 | COMFORTMAKER | D5CUHAH24AAK | ESH5X36M12A* | *80MS(N,L)0902116A* | Split System | 22800 | 16 | 8.1 | 1.85 | R-454B | 650
216738460 | COMFORTMAKER | D5CUHAH24AAK | ESH5X36M12A* | *92MSN0601714A* | Split System | 22800 | 16 | 8.1 | 1.85 | R-454B | 650
216738043 | COMFORTMAKER | D5CUHAH24AAK | ESH5X36M12A* | *80MS(N,L)0701716A* | Split System | 22800 | 16 | 8.1 | 1.85 | R-454B | 650
216738668 | COMFORTMAKER | D5CUHAH24AAK | ESH5X36M12A* | *96VSN0802120B* | Split System | 22800 | 16 | 8.1 | 1.85 | R-454B | 650
216738237 | COMFORTMAKER | D5CUHAH24AAK | ESH5X36M12A* | *80MSU1002120A* | Split System | 22800 | 16 | 8.1 | 1.85 | R-454B | 650
216738855 | COMFORTMAKER | D5CUHAH24AAK | ESH5X36M12A* | *96VTN0802120B* | Split System | 22800 | 16 | 8.1 | 1.85 | R-454B | 650
216738917 | COMFORTMAKER | D5CUHAH24AAK | ESH5X36M12A* | *97VTN0802120A* | Split System | 22800 | 16 | 8.1 | 1.85 | R-454B | 650
216738113 | COMFORTMAKER | D5CUHAH24AAK | ESH5X36M12A* | *80MS(N,L)1102420A* | Split System | 23000 | 16 | 8.1 | 1.85 | R-454B | 650
216738937 | COMFORTMAKER | D5CUHAH24AAK | ESH5X36M12A* | *97VTN1002122A* | Split System | 23000 | 16 | 8.1 | 1.85 | R-454B | 650
216738677 | COMFORTMAKER | D5CUHAH24AAK | ESH5X36M12A* | *96VSN1002120B* | Split System | 23200 | 16 | 8.1 | 1.85 | R-454B | 650
216737482 | COMFORTMAKER | D5CUHAH24AAK | ESH5X30M12A* | *92MSN0801716A* | Split System | 22200 | 16 | 8.1 | 1.9 | R-454B | 650
216737033 | COMFORTMAKER | D5CUHAH24AAK | ESH5X30M12A* | *80MS(N,L)0701412A* | Split System | 22400 | 16 | 8.1 | 1.9 | R-454B | 650
216738102 | COMFORTMAKER | D5CUHAH24AAK | ESH5X36M12A* | *80MS(N,L)1102120A* | Split System | 22600 | 16 | 8.1 | 1.9 | R-454B | 650
216737503 | DAY & NIGHT | D5CUHAH24AAK | ESH5X30M12A* | *92MSN1002120A* | Split System | 22400 | 16 | 8.1 | 1.85 | R-454B | 650
216738227 | DAY & NIGHT | D5CUHAH24AAK | ESH5X36M12A* | *80MSU0802120A* | Split System | 22600 | 16 | 8.1 | 1.85 | R-454B | 650
216738834 | DAY & NIGHT | D5CUHAH24AAK | ESH5X36M12A* | *96VTN0601716B* | Split System | 22600 | 16 | 8.1 | 1.85 | R-454B | 650
216738845 | DAY & NIGHT | D5CUHAH24AAK | ESH5X36M12A* | *96VTN0801716B* | Split System | 22600 | 16 | 8.1 | 1.85 | R-454B | 650
216738866 | DAY & NIGHT | D5CUHAH24AAK | ESH5X36M12A* | *96VTN1002120B* | Split System | 22600 | 16 | 8.1 | 1.85 | R-454B | 650
216738642 | DAY & NIGHT | D5CUHAH24AAK | ESH5X36M12A* | *96VSN0601412B* | Split System | 22600 | 16 | 8.1 | 1.85 | R-454B | 650
216738159 | DAY & NIGHT | D5CUHAH24AAK | ESH5X36M12A* | *80VSL0701716B* | Split System | 22600 | 16 | 8.1 | 1.85 | R-454B | 650
216738094 | DAY & NIGHT | D5CUHAH24AAK | ESH5X36M12A* | *80MS(N,L)0902420A* | Split System | 22600 | 16 | 8.1 | 1.85 | R-454B | 650
216738660 | DAY & NIGHT | D5CUHAH24AAK | ESH5X36M12A* | *96VSN0801716B* | Split System | 22600 | 16 | 8.1 | 1.85 | R-454B | 650
216738141 | DAY & NIGHT | D5CUHAH24AAK | ESH5X36M12A* | *80VSL0451412B* | Split System | 22600 | 16 | 8.1 | 1.85 | R-454B | 650
216738719 | DAY & NIGHT | D5CUHAH24AAK | ESH5X36M12A* | *95MSU0802120A* | Split System | 22600 | 16 | 8.1 | 1.85 | R-454B | 650
216738651 | DAY & NIGHT | D5CUHAH24AAK | ESH5X36M12A* | *96VSN0601716B* | Split System | 22600 | 16 | 8.1 | 1.85 | R-454B | 650
216738321 | DAY & NIGHT | D5CUHAH24AAK | ESH5X36M12A* | *80VTL0451412B* | Split System | 22600 | 16 | 8.1 | 1.85 | R-454B | 650
216738907 | DAY & NIGHT | D5CUHAH24AAK | ESH5X36M12A* | *97VTN0801716A* | Split System | 22600 | 16 | 8.1 | 1.85 | R-454B | 650
216738708 | DAY & NIGHT | D5CUHAH24AAK | ESH5X36M12A* | *95MSU0601716A* | Split System | 22600 | 16 | 8.1 | 1.85 | R-454B | 650
216738824 | DAY & NIGHT | D5CUHAH24AAK | ESH5X36M12A* | *96VTN0601412B* | Split System | 22600 | 16 | 8.1 | 1.85 | R-454B | 650
216738896 | DAY & NIGHT | D5CUHAH24AAK | ESH5X36M12A* | *97VTN0601716A* | Split System | 22600 | 16 | 8.1 | 1.85 | R-454B | 650
216738928 | DAY & NIGHT | D5CUHAH24AAK | ESH5X36M12A* | *97VTN1002120A* | Split System | 22600 | 16 | 8.1 | 1.85 | R-454B | 650
216738064 | DAY & NIGHT | D5CUHAH24AAK | ESH5X36M12A* | *80MS(N,L)0901714A* | Split System | 22600 | 16 | 8.1 | 1.85 | R-454B | 650
216738150 | DAY & NIGHT | D5CUHAH24AAK | ESH5X36M12A* | *80VSL0701412B* | Split System | 22800 | 16 | 8.1 | 1.85 | R-454B | 650
216738492 | DAY & NIGHT | D5CUHAH24AAK | ESH5X36M12A* | *92MSN1002120A* | Split System | 22800 | 16 | 8.1 | 1.85 | R-454B | 650
216738044 | DAY & NIGHT | D5CUHAH24AAK | ESH5X36M12A* | *80MS(N,L)0701716A* | Split System | 22800 | 16 | 8.1 | 1.85 | R-454B | 650
216738730 | DAY & NIGHT | D5CUHAH24AAK | ESH5X36M12A* | *95MSU1002120A* | Split System | 22800 | 16 | 8.1 | 1.85 | R-454B | 650
216738461 | DAY & NIGHT | D5CUHAH24AAK | ESH5X36M12A* | *92MSN0601714A* | Split System | 22800 | 16 | 8.1 | 1.85 | R-454B | 650
216738075 | DAY & NIGHT | D5CUHAH24AAK | ESH5X36M12A* | *80MS(N,L)0902116A* | Split System | 22800 | 16 | 8.1 | 1.85 | R-454B | 650
216738335 | DAY & NIGHT | D5CUHAH24AAK | ESH5X36M12A* | *80VTL0701716B* | Split System | 22800 | 16 | 8.1 | 1.85 | R-454B | 650
216738697 | DAY & NIGHT | D5CUHAH24AAK | ESH5X36M12A* | *95MSU0401712A* | Split System | 22800 | 16 | 8.1 | 1.85 | R-454B | 650
216738238 | DAY & NIGHT | D5CUHAH24AAK | ESH5X36M12A* | *80MSU1002120A* | Split System | 22800 | 16 | 8.1 | 1.85 | R-454B | 650
216738856 | DAY & NIGHT | D5CUHAH24AAK | ESH5X36M12A* | *96VTN0802120B* | Split System | 22800 | 16 | 8.1 | 1.85 | R-454B | 650
216738669 | DAY & NIGHT | D5CUHAH24AAK | ESH5X36M12A* | *96VSN0802120B* | Split System | 22800 | 16 | 8.1 | 1.85 | R-454B | 650
216738918 | DAY & NIGHT | D5CUHAH24AAK | ESH5X36M12A* | *97VTN0802120A* | Split System | 22800 | 16 | 8.1 | 1.85 | R-454B | 650
216738114 | DAY & NIGHT | D5CUHAH24AAK | ESH5X36M12A* | *80MS(N,L)1102420A* | Split System | 23000 | 16 | 8.1 | 1.85 | R-454B | 650
216738938 | DAY & NIGHT | D5CUHAH24AAK | ESH5X36M12A* | *97VTN1002122A* | Split System | 23000 | 16 | 8.1 | 1.85 | R-454B | 650
216738678 | DAY & NIGHT | D5CUHAH24AAK | ESH5X36M12A* | *96VSN1002120B* | Split System | 23200 | 16 | 8.1 | 1.85 | R-454B | 650
216737483 | DAY & NIGHT | D5CUHAH24AAK | ESH5X30M12A* | *92MSN0801716A* | Split System | 22200 | 16 | 8.1 | 1.9 | R-454B | 650
216737034 | DAY & NIGHT | D5CUHAH24AAK | ESH5X30M12A* | *80MS(N,L)0701412A* | Split System | 22400 | 16 | 8.1 | 1.9 | R-454B | 650
216738103 | DAY & NIGHT | D5CUHAH24AAK | ESH5X36M12A* | *80MS(N,L)1102120A* | Split System | 22600 | 16 | 8.1 | 1.9 | R-454B | 650
216737499 | HEIL | D5CUHAH24AAK | ESH5X30M12A* | *92MSN1002120A* | Split System | 22400 | 16 | 8.1 | 1.85 | R-454B | 650
216738223 | HEIL | D5CUHAH24AAK | ESH5X36M12A* | *80MSU0802120A* | Split System | 22600 | 16 | 8.1 | 1.85 | R-454B | 650
216738862 | HEIL | D5CUHAH24AAK | ESH5X36M12A* | *96VTN1002120B* | Split System | 22600 | 16 | 8.1 | 1.85 | R-454B | 650
216738638 | HEIL | D5CUHAH24AAK | ESH5X36M12A* | *96VSN0601412B* | Split System | 22600 | 16 | 8.1 | 1.85 | R-454B | 650
216738656 | HEIL | D5CUHAH24AAK | ESH5X36M12A* | *96VSN0801716B* | Split System | 22600 | 16 | 8.1 | 1.85 | R-454B | 650
216738704 | HEIL | D5CUHAH24AAK | ESH5X36M12A* | *95MSU0601716A* | Split System | 22600 | 16 | 8.1 | 1.85 | R-454B | 650
216738715 | HEIL | D5CUHAH24AAK | ESH5X36M12A* | *95MSU0802120A* | Split System | 22600 | 16 | 8.1 | 1.85 | R-454B | 650
216738155 | HEIL | D5CUHAH24AAK | ESH5X36M12A* | *80VSL0701716B* | Split System | 22600 | 16 | 8.1 | 1.85 | R-454B | 650
216738060 | HEIL | D5CUHAH24AAK | ESH5X36M12A* | *80MS(N,L)0901714A* | Split System | 22600 | 16 | 8.1 | 1.85 | R-454B | 650
216738830 | HEIL | D5CUHAH24AAK | ESH5X36M12A* | *96VTN0601716B* | Split System | 22600 | 16 | 8.1 | 1.85 | R-454B | 650
216738903 | HEIL | D5CUHAH24AAK | ESH5X36M12A* | *97VTN0801716A* | Split System | 22600 | 16 | 8.1 | 1.85 | R-454B | 650
216738892 | HEIL | D5CUHAH24AAK | ESH5X36M12A* | *97VTN0601716A* | Split System | 22600 | 16 | 8.1 | 1.85 | R-454B | 650
216738924 | HEIL | D5CUHAH24AAK | ESH5X36M12A* | *97VTN1002120A* | Split System | 22600 | 16 | 8.1 | 1.85 | R-454B | 650
216738090 | HEIL | D5CUHAH24AAK | ESH5X36M12A* | *80MS(N,L)0902420A* | Split System | 22600 | 16 | 8.1 | 1.85 | R-454B | 650
216738841 | HEIL | D5CUHAH24AAK | ESH5X36M12A* | *96VTN0801716B* | Split System | 22600 | 16 | 8.1 | 1.85 | R-454B | 650
216738137 | HEIL | D5CUHAH24AAK | ESH5X36M12A* | *80VSL0451412B* | Split System | 22600 | 16 | 8.1 | 1.85 | R-454B | 650
216738820 | HEIL | D5CUHAH24AAK | ESH5X36M12A* | *96VTN0601412B* | Split System | 22600 | 16 | 8.1 | 1.85 | R-454B | 650
216738647 | HEIL | D5CUHAH24AAK | ESH5X36M12A* | *96VSN0601716B* | Split System | 22600 | 16 | 8.1 | 1.85 | R-454B | 650
216738317 | HEIL | D5CUHAH24AAK | ESH5X36M12A* | *80VTL0451412B* | Split System | 22600 | 16 | 8.1 | 1.85 | R-454B | 650
216738726 | HEIL | D5CUHAH24AAK | ESH5X36M12A* | *95MSU1002120A* | Split System | 22800 | 16 | 8.1 | 1.85 | R-454B | 650
216738488 | HEIL | D5CUHAH24AAK | ESH5X36M12A* | *92MSN1002120A* | Split System | 22800 | 16 | 8.1 | 1.85 | R-454B | 650
216738040 | HEIL | D5CUHAH24AAK | ESH5X36M12A* | *80MS(N,L)0701716A* | Split System | 22800 | 16 | 8.1 | 1.85 | R-454B | 650
216738071 | HEIL | D5CUHAH24AAK | ESH5X36M12A* | *80MS(N,L)0902116A* | Split System | 22800 | 16 | 8.1 | 1.85 | R-454B | 650
216738146 | HEIL | D5CUHAH24AAK | ESH5X36M12A* | *80VSL0701412B* | Split System | 22800 | 16 | 8.1 | 1.85 | R-454B | 650
216738693 | HEIL | D5CUHAH24AAK | ESH5X36M12A* | *95MSU0401712A* | Split System | 22800 | 16 | 8.1 | 1.85 | R-454B | 650
216738457 | HEIL | D5CUHAH24AAK | ESH5X36M12A* | *92MSN0601714A* | Split System | 22800 | 16 | 8.1 | 1.85 | R-454B | 650
216738331 | HEIL | D5CUHAH24AAK | ESH5X36M12A* | *80VTL0701716B* | Split System | 22800 | 16 | 8.1 | 1.85 | R-454B | 650
216738665 | HEIL | D5CUHAH24AAK | ESH5X36M12A* | *96VSN0802120B* | Split System | 22800 | 16 | 8.1 | 1.85 | R-454B | 650
216738234 | HEIL | D5CUHAH24AAK | ESH5X36M12A* | *80MSU1002120A* | Split System | 22800 | 16 | 8.1 | 1.85 | R-454B | 650
216738914 | HEIL | D5CUHAH24AAK | ESH5X36M12A* | *97VTN0802120A* | Split System | 22800 | 16 | 8.1 | 1.85 | R-454B | 650
216738852 | HEIL | D5CUHAH24AAK | ESH5X36M12A* | *96VTN0802120B* | Split System | 22800 | 16 | 8.1 | 1.85 | R-454B | 650
216738110 | HEIL | D5CUHAH24AAK | ESH5X36M12A* | *80MS(N,L)1102420A* | Split System | 23000 | 16 | 8.1 | 1.85 | R-454B | 650
216738934 | HEIL | D5CUHAH24AAK | ESH5X36M12A* | *97VTN1002122A* | Split System | 23000 | 16 | 8.1 | 1.85 | R-454B | 650
216738674 | HEIL | D5CUHAH24AAK | ESH5X36M12A* | *96VSN1002120B* | Split System | 23200 | 16 | 8.1 | 1.85 | R-454B | 650
216737479 | HEIL | D5CUHAH24AAK | ESH5X30M12A* | *92MSN0801716A* | Split System | 22200 | 16 | 8.1 | 1.9 | R-454B | 650
216737030 | HEIL | D5CUHAH24AAK | ESH5X30M12A* | *80MS(N,L)0701412A* | Split System | 22400 | 16 | 8.1 | 1.9 | R-454B | 650
216738099 | HEIL | D5CUHAH24AAK | ESH5X36M12A* | *80MS(N,L)1102120A* | Split System | 22600 | 16 | 8.1 | 1.9 | R-454B | 650
216737504 | KEEPRITE | D5CUHAH24AAK | ESH5X30M12A* | *92MSN1002120A* | Split System | 22400 | 16 | 8.1 | 1.85 | R-454B | 650
216738228 | KEEPRITE | D5CUHAH24AAK | ESH5X36M12A* | *80MSU0802120A* | Split System | 22600 | 16 | 8.1 | 1.85 | R-454B | 650
216738643 | KEEPRITE | D5CUHAH24AAK | ESH5X36M12A* | *96VSN0601412B* | Split System | 22600 | 16 | 8.1 | 1.85 | R-454B | 650
216738095 | KEEPRITE | D5CUHAH24AAK | ESH5X36M12A* | *80MS(N,L)0902420A* | Split System | 22600 | 16 | 8.1 | 1.85 | R-454B | 650
216738652 | KEEPRITE | D5CUHAH24AAK | ESH5X36M12A* | *96VSN0601716B* | Split System | 22600 | 16 | 8.1 | 1.85 | R-454B | 650
216738720 | KEEPRITE | D5CUHAH24AAK | ESH5X36M12A* | *95MSU0802120A* | Split System | 22600 | 16 | 8.1 | 1.85 | R-454B | 650
216738065 | KEEPRITE | D5CUHAH24AAK | ESH5X36M12A* | *80MS(N,L)0901714A* | Split System | 22600 | 16 | 8.1 | 1.85 | R-454B | 650
216738867 | KEEPRITE | D5CUHAH24AAK | ESH5X36M12A* | *96VTN1002120B* | Split System | 22600 | 16 | 8.1 | 1.85 | R-454B | 650
216738908 | KEEPRITE | D5CUHAH24AAK | ESH5X36M12A* | *97VTN0801716A* | Split System | 22600 | 16 | 8.1 | 1.85 | R-454B | 650
216738142 | KEEPRITE | D5CUHAH24AAK | ESH5X36M12A* | *80VSL0451412B* | Split System | 22600 | 16 | 8.1 | 1.85 | R-454B | 650
216738322 | KEEPRITE | D5CUHAH24AAK | ESH5X36M12A* | *80VTL0451412B* | Split System | 22600 | 16 | 8.1 | 1.85 | R-454B | 650
216738825 | KEEPRITE | D5CUHAH24AAK | ESH5X36M12A* | *96VTN0601412B* | Split System | 22600 | 16 | 8.1 | 1.85 | R-454B | 650
216738709 | KEEPRITE | D5CUHAH24AAK | ESH5X36M12A* | *95MSU0601716A* | Split System | 22600 | 16 | 8.1 | 1.85 | R-454B | 650
216738160 | KEEPRITE | D5CUHAH24AAK | ESH5X36M12A* | *80VSL0701716B* | Split System | 22600 | 16 | 8.1 | 1.85 | R-454B | 650
216738846 | KEEPRITE | D5CUHAH24AAK | ESH5X36M12A* | *96VTN0801716B* | Split System | 22600 | 16 | 8.1 | 1.85 | R-454B | 650
216738897 | KEEPRITE | D5CUHAH24AAK | ESH5X36M12A* | *97VTN0601716A* | Split System | 22600 | 16 | 8.1 | 1.85 | R-454B | 650
216738661 | KEEPRITE | D5CUHAH24AAK | ESH5X36M12A* | *96VSN0801716B* | Split System | 22600 | 16 | 8.1 | 1.85 | R-454B | 650
216738929 | KEEPRITE | D5CUHAH24AAK | ESH5X36M12A* | *97VTN1002120A* | Split System | 22600 | 16 | 8.1 | 1.85 | R-454B | 650
216738835 | KEEPRITE | D5CUHAH24AAK | ESH5X36M12A* | *96VTN0601716B* | Split System | 22600 | 16 | 8.1 | 1.85 | R-454B | 650
216738493 | KEEPRITE | D5CUHAH24AAK | ESH5X36M12A* | *92MSN1002120A* | Split System | 22800 | 16 | 8.1 | 1.85 | R-454B | 650
216738336 | KEEPRITE | D5CUHAH24AAK | ESH5X36M12A* | *80VTL0701716B* | Split System | 22800 | 16 | 8.1 | 1.85 | R-454B | 650
216738698 | KEEPRITE | D5CUHAH24AAK | ESH5X36M12A* | *95MSU0401712A* | Split System | 22800 | 16 | 8.1 | 1.85 | R-454B | 650
216738045 | KEEPRITE | D5CUHAH24AAK | ESH5X36M12A* | *80MS(N,L)0701716A* | Split System | 22800 | 16 | 8.1 | 1.85 | R-454B | 650
216738076 | KEEPRITE | D5CUHAH24AAK | ESH5X36M12A* | *80MS(N,L)0902116A* | Split System | 22800 | 16 | 8.1 | 1.85 | R-454B | 650
216738731 | KEEPRITE | D5CUHAH24AAK | ESH5X36M12A* | *95MSU1002120A* | Split System | 22800 | 16 | 8.1 | 1.85 | R-454B | 650
216738462 | KEEPRITE | D5CUHAH24AAK | ESH5X36M12A* | *92MSN0601714A* | Split System | 22800 | 16 | 8.1 | 1.85 | R-454B | 650
216738151 | KEEPRITE | D5CUHAH24AAK | ESH5X36M12A* | *80VSL0701412B* | Split System | 22800 | 16 | 8.1 | 1.85 | R-454B | 650
216738239 | KEEPRITE | D5CUHAH24AAK | ESH5X36M12A* | *80MSU1002120A* | Split System | 22800 | 16 | 8.1 | 1.85 | R-454B | 650
216738670 | KEEPRITE | D5CUHAH24AAK | ESH5X36M12A* | *96VSN0802120B* | Split System | 22800 | 16 | 8.1 | 1.85 | R-454B | 650
216738919 | KEEPRITE | D5CUHAH24AAK | ESH5X36M12A* | *97VTN0802120A* | Split System | 22800 | 16 | 8.1 | 1.85 | R-454B | 650
216738857 | KEEPRITE | D5CUHAH24AAK | ESH5X36M12A* | *96VTN0802120B* | Split System | 22800 | 16 | 8.1 | 1.85 | R-454B | 650
216738115 | KEEPRITE | D5CUHAH24AAK | ESH5X36M12A* | *80MS(N,L)1102420A* | Split System | 23000 | 16 | 8.1 | 1.85 | R-454B | 650
216738939 | KEEPRITE | D5CUHAH24AAK | ESH5X36M12A* | *97VTN1002122A* | Split System | 23000 | 16 | 8.1 | 1.85 | R-454B | 650
216738679 | KEEPRITE | D5CUHAH24AAK | ESH5X36M12A* | *96VSN1002120B* | Split System | 23200 | 16 | 8.1 | 1.85 | R-454B | 650
216737484 | KEEPRITE | D5CUHAH24AAK | ESH5X30M12A* | *92MSN0801716A* | Split System | 22200 | 16 | 8.1 | 1.9 | R-454B | 650
216737035 | KEEPRITE | D5CUHAH24AAK | ESH5X30M12A* | *80MS(N,L)0701412A* | Split System | 22400 | 16 | 8.1 | 1.9 | R-454B | 650
216738104 | KEEPRITE | D5CUHAH24AAK | ESH5X36M12A* | *80MS(N,L)1102120A* | Split System | 22600 | 16 | 8.1 | 1.9 | R-454B | 650
216737498 | PAYNE HEATING AND COOLING | 37MUHAQ24AA3 | CSAH*3012AM* | PG92MSAA60100C** | Split System | 22400 | 16 | 8.1 | 1.85 | R-454B | 650
216738222 | PAYNE HEATING AND COOLING | 37MUHAQ24AA3 | CSAH*3612AM* | PG80MSUA60080C** | Split System | 22600 | 16 | 8.1 | 1.85 | R-454B | 650
216738891 | PAYNE HEATING AND COOLING | 37MUHAQ24AA3 | CSAH*3612AM* | PG97VTAA48060B** | Split System | 22600 | 16 | 8.1 | 1.85 | R-454B | 650
216738714 | PAYNE HEATING AND COOLING | 37MUHAQ24AA3 | CSAH*3612AM* | PG95MSUA60080C** | Split System | 22600 | 16 | 8.1 | 1.85 | R-454B | 650
216738829 | PAYNE HEATING AND COOLING | 37MUHAQ24AA3 | CSAH*3612AM* | PG96VTAB48060B** | Split System | 22600 | 16 | 8.1 | 1.85 | R-454B | 650
216738902 | PAYNE HEATING AND COOLING | 37MUHAQ24AA3 | CSAH*3612AM* | PG97VTAA48080B** | Split System | 22600 | 16 | 8.1 | 1.85 | R-454B | 650
216738059 | PAYNE HEATING AND COOLING | 37MUHAQ24AA3 | CSAH*3612AM* | PG80MS(A,L)A42090B** | Split System | 22600 | 16 | 8.1 | 1.85 | R-454B | 650
216738703 | PAYNE HEATING AND COOLING | 37MUHAQ24AA3 | CSAH*3612AM* | PG95MSUA48060B** | Split System | 22600 | 16 | 8.1 | 1.85 | R-454B | 650
216738923 | PAYNE HEATING AND COOLING | 37MUHAQ24AA3 | CSAH*3612AM* | PG97VTAA60100C** | Split System | 22600 | 16 | 8.1 | 1.85 | R-454B | 650
216738840 | PAYNE HEATING AND COOLING | 37MUHAQ24AA3 | CSAH*3612AM* | PG96VTAB48080B** | Split System | 22600 | 16 | 8.1 | 1.85 | R-454B | 650
216738819 | PAYNE HEATING AND COOLING | 37MUHAQ24AA3 | CSAH*3612AM* | PG96VTAB36060A** | Split System | 22600 | 16 | 8.1 | 1.85 | R-454B | 650
216738861 | PAYNE HEATING AND COOLING | 37MUHAQ24AA3 | CSAH*3612AM* | PG96VTAB60100C** | Split System | 22600 | 16 | 8.1 | 1.85 | R-454B | 650
216738316 | PAYNE HEATING AND COOLING | 37MUHAQ24AA3 | CSAH*3612AM* | PG80VTLB36045A** | Split System | 22600 | 16 | 8.1 | 1.85 | R-454B | 650
216738039 | PAYNE HEATING AND COOLING | 37MUHAQ24AA3 | CSAH*3612AM* | PG80MS(A,L)A48070B** | Split System | 22800 | 16 | 8.1 | 1.85 | R-454B | 650
216738487 | PAYNE HEATING AND COOLING | 37MUHAQ24AA3 | CSAH*3612AM* | PG92MSAA60100C** | Split System | 22800 | 16 | 8.1 | 1.85 | R-454B | 650
216738725 | PAYNE HEATING AND COOLING | 37MUHAQ24AA3 | CSAH*3612AM* | PG95MSUA60100C** | Split System | 22800 | 16 | 8.1 | 1.85 | R-454B | 650
216738327 | PAYNE HEATING AND COOLING | 37MUHAQ24AA3 | CSAH*3612AM* | PG80VTLB36070A** | Split System | 22800 | 16 | 8.1 | 1.85 | R-454B | 650
216738330 | PAYNE HEATING AND COOLING | 37MUHAQ24AA3 | CSAH*3612AM* | PG80VTLB48070B** | Split System | 22800 | 16 | 8.1 | 1.85 | R-454B | 650
216738692 | PAYNE HEATING AND COOLING | 37MUHAQ24AA3 | CSAH*3612AM* | PG95MSUA36040B** | Split System | 22800 | 16 | 8.1 | 1.85 | R-454B | 650
216738456 | PAYNE HEATING AND COOLING | 37MUHAQ24AA3 | CSAH*3612AM* | PG92MSAA42060B** | Split System | 22800 | 16 | 8.1 | 1.85 | R-454B | 650
216738070 | PAYNE HEATING AND COOLING | 37MUHAQ24AA3 | CSAH*3612AM* | PG80MS(A,L)A48090C** | Split System | 22800 | 16 | 8.1 | 1.85 | R-454B | 650
216738913 | PAYNE HEATING AND COOLING | 37MUHAQ24AA3 | CSAH*3612AM* | PG97VTAA60080C** | Split System | 22800 | 16 | 8.1 | 1.85 | R-454B | 650
216738233 | PAYNE HEATING AND COOLING | 37MUHAQ24AA3 | CSAH*3612AM* | PG80MSUA60100C** | Split System | 22800 | 16 | 8.1 | 1.85 | R-454B | 650
216738851 | PAYNE HEATING AND COOLING | 37MUHAQ24AA3 | CSAH*3612AM* | PG96VTAB60080C** | Split System | 22800 | 16 | 8.1 | 1.85 | R-454B | 650
216738109 | PAYNE HEATING AND COOLING | 37MUHAQ24AA3 | CSAH*3612AM* | PG80MS(A,L)A60110D** | Split System | 23000 | 16 | 8.1 | 1.85 | R-454B | 650
216737478 | PAYNE HEATING AND COOLING | 37MUHAQ24AA3 | CSAH*3012AM* | PG92MSAA48080B** | Split System | 22200 | 16 | 8.1 | 1.9 | R-454B | 650
216737029 | PAYNE HEATING AND COOLING | 37MUHAQ24AA3 | CSAH*3012AM* | PG80MS(A,L)A36070A** | Split System | 22400 | 16 | 8.1 | 1.9 | R-454B | 650
216738098 | PAYNE HEATING AND COOLING | 37MUHAQ24AA3 | CSAH*3612AM* | PG80MS(A,L)A60110C** | Split System | 22600 | 16 | 8.1 | 1.9 | R-454B | 650
216737505 | SMART COMFORT | D5CUHAH24AAK | ESH5X30M12A* | *92MSN1002120A* | Split System | 22400 | 16 | 8.1 | 1.85 | R-454B | 650
216738066 | SMART COMFORT | D5CUHAH24AAK | ESH5X36M12A* | *80MS(N,L)0901714A* | Split System | 22600 | 16 | 8.1 | 1.85 | R-454B | 650
216738847 | SMART COMFORT | D5CUHAH24AAK | ESH5X36M12A* | *96VTN0801716B* | Split System | 22600 | 16 | 8.1 | 1.85 | R-454B | 650
216738868 | SMART COMFORT | D5CUHAH24AAK | ESH5X36M12A* | *96VTN1002120B* | Split System | 22600 | 16 | 8.1 | 1.85 | R-454B | 650
216738644 | SMART COMFORT | D5CUHAH24AAK | ESH5X36M12A* | *96VSN0601412B* | Split System | 22600 | 16 | 8.1 | 1.85 | R-454B | 650
216738721 | SMART COMFORT | D5CUHAH24AAK | ESH5X36M12A* | *95MSU0802120A* | Split System | 22600 | 16 | 8.1 | 1.85 | R-454B | 650
216738898 | SMART COMFORT | D5CUHAH24AAK | ESH5X36M12A* | *97VTN0601716A* | Split System | 22600 | 16 | 8.1 | 1.85 | R-454B | 650
216738930 | SMART COMFORT | D5CUHAH24AAK | ESH5X36M12A* | *97VTN1002120A* | Split System | 22600 | 16 | 8.1 | 1.85 | R-454B | 650
216738323 | SMART COMFORT | D5CUHAH24AAK | ESH5X36M12A* | *80VTL0451412B* | Split System | 22600 | 16 | 8.1 | 1.85 | R-454B | 650
216738662 | SMART COMFORT | D5CUHAH24AAK | ESH5X36M12A* | *96VSN0801716B* | Split System | 22600 | 16 | 8.1 | 1.85 | R-454B | 650
216738710 | SMART COMFORT | D5CUHAH24AAK | ESH5X36M12A* | *95MSU0601716A* | Split System | 22600 | 16 | 8.1 | 1.85 | R-454B | 650
216738826 | SMART COMFORT | D5CUHAH24AAK | ESH5X36M12A* | *96VTN0601412B* | Split System | 22600 | 16 | 8.1 | 1.85 | R-454B | 650
216738653 | SMART COMFORT | D5CUHAH24AAK | ESH5X36M12A* | *96VSN0601716B* | Split System | 22600 | 16 | 8.1 | 1.85 | R-454B | 650
216738909 | SMART COMFORT | D5CUHAH24AAK | ESH5X36M12A* | *97VTN0801716A* | Split System | 22600 | 16 | 8.1 | 1.85 | R-454B | 650
216738161 | SMART COMFORT | D5CUHAH24AAK | ESH5X36M12A* | *80VSL0701716B* | Split System | 22600 | 16 | 8.1 | 1.85 | R-454B | 650
216738229 | SMART COMFORT | D5CUHAH24AAK | ESH5X36M12A* | *80MSU0802120A* | Split System | 22600 | 16 | 8.1 | 1.85 | R-454B | 650
216738836 | SMART COMFORT | D5CUHAH24AAK | ESH5X36M12A* | *96VTN0601716B* | Split System | 22600 | 16 | 8.1 | 1.85 | R-454B | 650
216738143 | SMART COMFORT | D5CUHAH24AAK | ESH5X36M12A* | *80VSL0451412B* | Split System | 22600 | 16 | 8.1 | 1.85 | R-454B | 650
216738732 | SMART COMFORT | D5CUHAH24AAK | ESH5X36M12A* | *95MSU1002120A* | Split System | 22800 | 16 | 8.1 | 1.85 | R-454B | 650
216738046 | SMART COMFORT | D5CUHAH24AAK | ESH5X36M12A* | *80MS(N,L)0701716A* | Split System | 22800 | 16 | 8.1 | 1.85 | R-454B | 650
216738240 | SMART COMFORT | D5CUHAH24AAK | ESH5X36M12A* | *80MSU1002120A* | Split System | 22800 | 16 | 8.1 | 1.85 | R-454B | 650
216738858 | SMART COMFORT | D5CUHAH24AAK | ESH5X36M12A* | *96VTN0802120B* | Split System | 22800 | 16 | 8.1 | 1.85 | R-454B | 650
216738152 | SMART COMFORT | D5CUHAH24AAK | ESH5X36M12A* | *80VSL0701412B* | Split System | 22800 | 16 | 8.1 | 1.85 | R-454B | 650
216738463 | SMART COMFORT | D5CUHAH24AAK | ESH5X36M12A* | *92MSN0601714A* | Split System | 22800 | 16 | 8.1 | 1.85 | R-454B | 650
216738920 | SMART COMFORT | D5CUHAH24AAK | ESH5X36M12A* | *97VTN0802120A* | Split System | 22800 | 16 | 8.1 | 1.85 | R-454B | 650
216738699 | SMART COMFORT | D5CUHAH24AAK | ESH5X36M12A* | *95MSU0401712A* | Split System | 22800 | 16 | 8.1 | 1.85 | R-454B | 650
216738337 | SMART COMFORT | D5CUHAH24AAK | ESH5X36M12A* | *80VTL0701716B* | Split System | 22800 | 16 | 8.1 | 1.85 | R-454B | 650
216738671 | SMART COMFORT | D5CUHAH24AAK | ESH5X36M12A* | *96VSN0802120B* | Split System | 22800 | 16 | 8.1 | 1.85 | R-454B | 650
216738494 | SMART COMFORT | D5CUHAH24AAK | ESH5X36M12A* | *92MSN1002120A* | Split System | 22800 | 16 | 8.1 | 1.85 | R-454B | 650
216738940 | SMART COMFORT | D5CUHAH24AAK | ESH5X36M12A* | *97VTN1002122A* | Split System | 23000 | 16 | 8.1 | 1.85 | R-454B | 650
216738680 | SMART COMFORT | D5CUHAH24AAK | ESH5X36M12A* | *96VSN1002120B* | Split System | 23200 | 16 | 8.1 | 1.85 | R-454B | 650
216737485 | SMART COMFORT | D5CUHAH24AAK | ESH5X30M12A* | *92MSN0801716A* | Split System | 22200 | 16 | 8.1 | 1.9 | R-454B | 650
216737036 | SMART COMFORT | D5CUHAH24AAK | ESH5X30M12A* | *80MS(N,L)0701412A* | Split System | 22400 | 16 | 8.1 | 1.9 | R-454B | 650
216738105 | SMART COMFORT | D5CUHAH24AAK | ESH5X36M12A* | *80MS(N,L)1102120A* | Split System | 22600 | 16 | 8.1 | 1.9 | R-454B | 650
216737506 | TEMPSTAR | D5CUHAH24AAK | ESH5X30M12A* | *92MSN1002120A* | Split System | 22400 | 16 | 8.1 | 1.85 | R-454B | 650
216738230 | TEMPSTAR | D5CUHAH24AAK | ESH5X36M12A* | *80MSU0802120A* | Split System | 22600 | 16 | 8.1 | 1.85 | R-454B | 650
216738162 | TEMPSTAR | D5CUHAH24AAK | ESH5X36M12A* | *80VSL0701716B* | Split System | 22600 | 16 | 8.1 | 1.85 | R-454B | 650
216738910 | TEMPSTAR | D5CUHAH24AAK | ESH5X36M12A* | *97VTN0801716A* | Split System | 22600 | 16 | 8.1 | 1.85 | R-454B | 650
216738848 | TEMPSTAR | D5CUHAH24AAK | ESH5X36M12A* | *96VTN0801716B* | Split System | 22600 | 16 | 8.1 | 1.85 | R-454B | 650
216738645 | TEMPSTAR | D5CUHAH24AAK | ESH5X36M12A* | *96VSN0601412B* | Split System | 22600 | 16 | 8.1 | 1.85 | R-454B | 650
216738931 | TEMPSTAR | D5CUHAH24AAK | ESH5X36M12A* | *97VTN1002120A* | Split System | 22600 | 16 | 8.1 | 1.85 | R-454B | 650
216738144 | TEMPSTAR | D5CUHAH24AAK | ESH5X36M12A* | *80VSL0451412B* | Split System | 22600 | 16 | 8.1 | 1.85 | R-454B | 650
216738899 | TEMPSTAR | D5CUHAH24AAK | ESH5X36M12A* | *97VTN0601716A* | Split System | 22600 | 16 | 8.1 | 1.85 | R-454B | 650
216738654 | TEMPSTAR | D5CUHAH24AAK | ESH5X36M12A* | *96VSN0601716B* | Split System | 22600 | 16 | 8.1 | 1.85 | R-454B | 650
216738722 | TEMPSTAR | D5CUHAH24AAK | ESH5X36M12A* | *95MSU0802120A* | Split System | 22600 | 16 | 8.1 | 1.85 | R-454B | 650
216738324 | TEMPSTAR | D5CUHAH24AAK | ESH5X36M12A* | *80VTL0451412B* | Split System | 22600 | 16 | 8.1 | 1.85 | R-454B | 650
216738096 | TEMPSTAR | D5CUHAH24AAK | ESH5X36M12A* | *80MS(N,L)0902420A* | Split System | 22600 | 16 | 8.1 | 1.85 | R-454B | 650
216738827 | TEMPSTAR | D5CUHAH24AAK | ESH5X36M12A* | *96VTN0601412B* | Split System | 22600 | 16 | 8.1 | 1.85 | R-454B | 650
216738067 | TEMPSTAR | D5CUHAH24AAK | ESH5X36M12A* | *80MS(N,L)0901714A* | Split System | 22600 | 16 | 8.1 | 1.85 | R-454B | 650
216738837 | TEMPSTAR | D5CUHAH24AAK | ESH5X36M12A* | *96VTN0601716B* | Split System | 22600 | 16 | 8.1 | 1.85 | R-454B | 650
216738663 | TEMPSTAR | D5CUHAH24AAK | ESH5X36M12A* | *96VSN0801716B* | Split System | 22600 | 16 | 8.1 | 1.85 | R-454B | 650
216738711 | TEMPSTAR | D5CUHAH24AAK | ESH5X36M12A* | *95MSU0601716A* | Split System | 22600 | 16 | 8.1 | 1.85 | R-454B | 650
216738869 | TEMPSTAR | D5CUHAH24AAK | ESH5X36M12A* | *96VTN1002120B* | Split System | 22600 | 16 | 8.1 | 1.85 | R-454B | 650
216738153 | TEMPSTAR | D5CUHAH24AAK | ESH5X36M12A* | *80VSL0701412B* | Split System | 22800 | 16 | 8.1 | 1.85 | R-454B | 650
216738464 | TEMPSTAR | D5CUHAH24AAK | ESH5X36M12A* | *92MSN0601714A* | Split System | 22800 | 16 | 8.1 | 1.85 | R-454B | 650
216738047 | TEMPSTAR | D5CUHAH24AAK | ESH5X36M12A* | *80MS(N,L)0701716A* | Split System | 22800 | 16 | 8.1 | 1.85 | R-454B | 650
216738700 | TEMPSTAR | D5CUHAH24AAK | ESH5X36M12A* | *95MSU0401712A* | Split System | 22800 | 16 | 8.1 | 1.85 | R-454B | 650
216738733 | TEMPSTAR | D5CUHAH24AAK | ESH5X36M12A* | *95MSU1002120A* | Split System | 22800 | 16 | 8.1 | 1.85 | R-454B | 650
216738077 | TEMPSTAR | D5CUHAH24AAK | ESH5X36M12A* | *80MS(N,L)0902116A* | Split System | 22800 | 16 | 8.1 | 1.85 | R-454B | 650
216738495 | TEMPSTAR | D5CUHAH24AAK | ESH5X36M12A* | *92MSN1002120A* | Split System | 22800 | 16 | 8.1 | 1.85 | R-454B | 650
216738338 | TEMPSTAR | D5CUHAH24AAK | ESH5X36M12A* | *80VTL0701716B* | Split System | 22800 | 16 | 8.1 | 1.85 | R-454B | 650
216738672 | TEMPSTAR | D5CUHAH24AAK | ESH5X36M12A* | *96VSN0802120B* | Split System | 22800 | 16 | 8.1 | 1.85 | R-454B | 650
216738921 | TEMPSTAR | D5CUHAH24AAK | ESH5X36M12A* | *97VTN0802120A* | Split System | 22800 | 16 | 8.1 | 1.85 | R-454B | 650
216738859 | TEMPSTAR | D5CUHAH24AAK | ESH5X36M12A* | *96VTN0802120B* | Split System | 22800 | 16 | 8.1 | 1.85 | R-454B | 650
216738241 | TEMPSTAR | D5CUHAH24AAK | ESH5X36M12A* | *80MSU1002120A* | Split System | 22800 | 16 | 8.1 | 1.85 | R-454B | 650
216738116 | TEMPSTAR | D5CUHAH24AAK | ESH5X36M12A* | *80MS(N,L)1102420A* | Split System | 23000 | 16 | 8.1 | 1.85 | R-454B | 650
216738941 | TEMPSTAR | D5CUHAH24AAK | ESH5X36M12A* | *97VTN1002122A* | Split System | 23000 | 16 | 8.1 | 1.85 | R-454B | 650
216738681 | TEMPSTAR | D5CUHAH24AAK | ESH5X36M12A* | *96VSN1002120B* | Split System | 23200 | 16 | 8.1 | 1.85 | R-454B | 650
216737486 | TEMPSTAR | D5CUHAH24AAK | ESH5X30M12A* | *92MSN0801716A* | Split System | 22200 | 16 | 8.1 | 1.9 | R-454B | 650
216737037 | TEMPSTAR | D5CUHAH24AAK | ESH5X30M12A* | *80MS(N,L)0701412A* | Split System | 22400 | 16 | 8.1 | 1.9 | R-454B | 650
216738106 | TEMPSTAR | D5CUHAH24AAK | ESH5X36M12A* | *80MS(N,L)1102120A* | Split System | 22600 | 16 | 8.1 | 1.9 | R-454B | 650
215677976 | AIRQUEST | H5H0V60*K*AAA* | EA*5X61M24A*+WALLCON | *97CMN0602120B* | Split System | 55000 | 17.5 | 8.5 | 1.88 | R-454B | 650
215677827 | ARCOAIRE | H5H0V60*K*AAA* | EA*5X60M24A*+WALLCON | *97CMN0602120B* | Split System | 54000 | 17.5 | 8.5 | 1.86 | R-454B | 650
215682716 | AIRQUEST | H5H0V60*K*AAA* | ESH5X60M12A*+WALLCON | *96CTN0802120B* | Split System | 55500 | 17 | 8.5 | 1.9 | R-454B | 650
215682766 | AIRQUEST | H5H0V60*K*AAA* | ESH5X60M12A*+WALLCON | *97CTN0802120A* | Split System | 55500 | 17 | 8.5 | 1.9 | R-454B | 650
215678043 | CARRIER | 27VNA060A*030* | CSAH*6012AM*+UI | 58CU*A100C21**20 | Split System | 55500 | 17 | 8.5 | 1.9 | R-454B | 650
215678168 | COMFORTMAKER | C5H0V60*K*AAA* | ESH5X60M12A*+WALLCON | *96CTN1002122B* | Split System | 55500 | 17 | 8.5 | 1.9 | R-454B | 650
215678169 | DAY & NIGHT | C5H0V60*K*AAA* | ESH5X60M12A*+WALLCON | *96CTN1002122B* | Split System | 55500 | 17 | 8.5 | 1.9 | R-454B | 650
215678135 | HEIL | H5H0V60*K*AAA* | ESH5X60M12A*+WALLCON | *97CMN0802120B* | Split System | 55500 | 17 | 8.5 | 1.9 | R-454B | 650
215678150 | KEEPRITE | C5H0V60*K*AAA* | ESH5X60M12A*+WALLCON | *97CMN1002122B* | Split System | 55500 | 17 | 8.5 | 1.9 | R-454B | 650
215678161 | KENMORE | (C,H,T)5H0V60*K*AAA* | ESH5X60M12A*+WALLCON | *97CMN1202422B* | Split System | 55500 | 17 | 8.5 | 1.9 | R-454B | 650
215682721 | KENMORE | (C,H,T)5H0V60*K*AAA* | ESH5X60M12A*+WALLCON | *96CTN0802120B* | Split System | 55500 | 17 | 8.5 | 1.9 | R-454B | 650
215682771 | KENMORE | (C,H,T)5H0V60*K*AAA* | ESH5X60M12A*+WALLCON | *97CTN0802120A* | Split System | 55500 | 17 | 8.5 | 1.9 | R-454B | 650
215678142 | TEMPSTAR | T5H0V60*K*AAA* | ESH5X60M12A*+WALLCON | *97CMN0802120B* | Split System | 55500 | 17 | 8.5 | 1.9 | R-454B | 650
215677759 | DAY & NIGHT | C5H0V60*K*AAA* | EA*5X60M24A*+WALLCON | *80CSU1002120A* | Split System | 55000 | 18 | 8.5 | 1.9 | R-454B | 650
215677835 | HEIL | H5H0V60*K*AAA* | EA*5X60M24A*+WALLCON | *97CMN0802120B* | Split System | 54500 | 18 | 8.5 | 1.9 | R-454B | 650
215677760 | KEEPRITE | C5H0V60*K*AAA* | EA*5X60M24A*+WALLCON | *80CSU1002120A* | Split System | 55000 | 18 | 8.5 | 1.9 | R-454B | 650
215677961 | KENMORE | (C,H,T)5H0V60*K*AAA* | EA*5X61M24A*+WALLCON | *95CSU0802120B* | Split System | 56000 | 18 | 8.5 | 2.02 | R-454B | 650
215674743 | COMFORTMAKER | C5H0V48*K*AAA* | ESH5X48M12A*+WALLCON | *80CTL0451712B* | Split System | 44000 | 15.5 | 8.5 | 1.92 | R-454B | 650
215675160 | KEEPRITE | C5H0V48*K*AAA* | ESH5X60M12A*+WALLCON | *80CTL0451712B* | Split System | 45000 | 15.5 | 8.5 | 1.94 | R-454B | 650
215670339 | AIRQUEST | H5H0V36*K*AAA* | ESH5X48M12A*+WALLCON | *96CTN0601714B* | Split System | 33800 | 16 | 8.5 | 1.78 | R-454B | 650
215674902 | AIRQUEST | H5H0V48*K*AAA* | ESH5X48M12A*+WALLCON | *95CSU0601716B* | Split System | 44500 | 16 | 8.5 | 1.92 | R-454B | 650
215674783 | AIRQUEST | H5H0V48*K*AAA* | ESH5X48M12A*+WALLCON | *80CTL0701716B* | Split System | 44500 | 16 | 8.5 | 1.94 | R-454B | 650
215675276 | AIRQUEST | H5H0V48*K*AAA* | ESH5X60M12A*+WALLCON | *97CMN0801714B* | Split System | 45000 | 16 | 8.5 | 1.94 | R-454B | 650
215679747 | ARCOAIRE | H5H0V36*K*AAA* | ESH5X36M12A*+WALLCON | *97CTN0801716A* | Split System | 33400 | 16 | 8.5 | 1.76 | R-454B | 650
215679897 | ARCOAIRE | H5H0V36*K*AAA* | ESH5X48M12A*+WALLCON | *97CTN0601716A* | Split System | 33800 | 16 | 8.5 | 1.78 | R-454B | 650
215675177 | ARCOAIRE | H5H0V48*K*AAA* | ESH5X60M12A*+WALLCON | *80CTL0701716B* | Split System | 45000 | 16 | 8.5 | 1.94 | R-454B | 650
215679898 | COMFORTMAKER | C5H0V36*K*AAA* | ESH5X48M12A*+WALLCON | *97CTN0601716A* | Split System | 33800 | 16 | 8.5 | 1.78 | R-454B | 650
215675178 | COMFORTMAKER | C5H0V48*K*AAA* | ESH5X60M12A*+WALLCON | *80CTL0701716B* | Split System | 45000 | 16 | 8.5 | 1.94 | R-454B | 650
215674968 | DAY & NIGHT | C5H0V48*K*AAA* | ESH5X48M12A*+WALLCON | *97CMN0602120B* | Split System | 44500 | 16 | 8.5 | 1.92 | R-454B | 650
215681719 | DAY & NIGHT | C5H0V48*K*AAA* | ESH5X60M12A*+WALLCON | *97CTN0801716A* | Split System | 45000 | 16 | 8.5 | 1.94 | R-454B | 650
215679815 | HEIL | H5H0V36*K*AAA* | ESH5X42M12A*+WALLCON | *97CTN0601716A* | Split System | 33600 | 16 | 8.5 | 1.76 | R-454B | 650
215679965 | HEIL | H5H0V36*K*AAA* | ESH5X60M12A*+WALLCON | *97CTN0601716A* | Split System | 34200 | 16 | 8.5 | 1.8 | R-454B | 650
215681720 | KEEPRITE | C5H0V48*K*AAA* | ESH5X60M12A*+WALLCON | *97CTN0801716A* | Split System | 45000 | 16 | 8.5 | 1.94 | R-454B | 650
215679741 | KENMORE | (C,H,T)5H0V36*K*AAA* | ESH5X36M12A*+WALLCON | *97CTN0601716A* | Split System | 33400 | 16 | 8.5 | 1.76 | R-454B | 650
215679831 | KENMORE | (C,H,T)5H0V36*K*AAA* | ESH5X42M12A*+WALLCON | *97CTN0801716A* | Split System | 33800 | 16 | 8.5 | 1.76 | R-454B | 650
215674792 | KENMORE | (C,H,T)5H0V48*K*AAA* | ESH5X48M12A*+WALLCON | *80CTL0701716B* | Split System | 44500 | 16 | 8.5 | 1.94 | R-454B | 650
215674994 | TEMPSTAR | T5H0V48*K*AAA* | ESH5X48M12A*+WALLCON | *97CMN0801714B* | Split System | 44500 | 16 | 8.5 | 1.92 | R-454B | 650
215681585 | HEIL | H5H0V48*K*AAA* | ESH5X48M12A*+WALLCON | *80CSU0401712B* | Split System | 45000 | 16.5 | 8.5 | 2.06 | R-454B | 650
215670273 | KEEPRITE | C5H0V36*K*AAA* | ESH5X48M12A*+WALLCON | *97CMN0601714B* | Split System | 33800 | 16.5 | 8.5 | 1.78 | R-454B | 650
215669788 | KENMORE | (C,H,T)5H0V36*K*AAA* | ESH5X36M12A*+WALLCON | *80CTL0701716B* | Split System | 33600 | 16.5 | 8.5 | 1.78 | R-454B | 650
215670404 | KENMORE | (C,H,T)5H0V36*K*AAA* | ESH5X60M12A*+WALLCON | *80CTL0451712B* | Split System | 34200 | 16.5 | 8.5 | 1.78 | R-454B | 650
215678034 | BRYANT HEATING AND COOLING SYSTEMS | 290VAN060**AA* | CSAH*6012AM*+UI | 83*CA60080C21*** | Split System | 56000 | 17 | 8.5 | 1.9 | R-454B | 650
215678035 | HEIL | H5H0V60*K*AAA* | ESH5X60M12A*+WALLCON | *80CSU0802120A* | Split System | 56000 | 17 | 8.5 | 1.9 | R-454B | 650
215682682 | TEMPSTAR | T5H0V60*K*AAA* | EA*5X61M24A*+WALLCON | *80CSU1002120B* | Split System | 56500 | 18 | 8.5 | 2.02 | R-454B | 650
215682588 | COMFORTMAKER | C5H0V60*K*AAA* | EA*5X60M24A*+WALLCON | *80CSU0802120B* | Split System | 55500 | 18.5 | 8.5 | 2.04 | R-454B | 650
215677859 | DAY & NIGHT | C5H0V60*K*AAA* | EA*5X60M24A*+WALLCON | *97CMN1202422B* | Split System | 55000 | 18.5 | 8.5 | 1.9 | R-454B | 650
215682591 | KENMORE | (C,H,T)5H0V60*K*AAA* | EA*5X60M24A*+WALLCON | *80CSU0802120B* | Split System | 55500 | 18.5 | 8.5 | 2.04 | R-454B | 650
215679857 | ARCOAIRE | H5H0V36*K*AAA* | ESH5X42M12A*+WALLCON | *97CTN1202422A* | Split System | 34000 | 16 | 8.5 | 1.78 | R-454B | 650
215679838 | COMFORTMAKER | C5H0V36*K*AAA* | ESH5X42M12A*+WALLCON | *97CTN0802120A* | Split System | 34000 | 16 | 8.5 | 1.76 | R-454B | 650
215679858 | COMFORTMAKER | C5H0V36*K*AAA* | ESH5X42M12A*+WALLCON | *97CTN1202422A* | Split System | 34000 | 16 | 8.5 | 1.78 | R-454B | 650
215679908 | COMFORTMAKER | C5H0V36*K*AAA* | ESH5X48M12A*+WALLCON | *97CTN0802120A* | Split System | 34200 | 16 | 8.5 | 1.88 | R-454B | 650
215669838 | HEIL | H5H0V36*K*AAA* | ESH5X36M12A*+WALLCON | *95CSU0802120B* | Split System | 33600 | 16 | 8.5 | 1.76 | R-454B | 650
215679765 | HEIL | H5H0V36*K*AAA* | ESH5X36M12A*+WALLCON | *97CTN1002122A* | Split System | 33800 | 16 | 8.5 | 1.76 | R-454B | 650
215679715 | HEIL | H5H0V36*K*AAA* | ESH5X36M12A*+WALLCON | *80CSU0401712B* | Split System | 33800 | 16 | 8.5 | 1.78 | R-454B | 650
215679905 | HEIL | H5H0V36*K*AAA* | ESH5X48M12A*+WALLCON | *97CTN0802120A* | Split System | 34200 | 16 | 8.5 | 1.88 | R-454B | 650
215669803 | KEEPRITE | C5H0V36*K*AAA* | ESH5X36M12A*+WALLCON | *80CTL0901716B* | Split System | 33600 | 16 | 8.5 | 1.76 | R-454B | 650
215669819 | KEEPRITE | C5H0V36*K*AAA* | ESH5X36M12A*+WALLCON | *80CTL1102120B* | Split System | 33800 | 16 | 8.5 | 1.76 | R-454B | 650
215669820 | KENMORE | (C,H,T)5H0V36*K*AAA* | ESH5X36M12A*+WALLCON | *80CTL1102120B* | Split System | 33800 | 16 | 8.5 | 1.76 | R-454B | 650
215679721 | KENMORE | (C,H,T)5H0V36*K*AAA* | ESH5X36M12A*+WALLCON | *80CSU0401712B* | Split System | 33800 | 16 | 8.5 | 1.78 | R-454B | 650
215669887 | AIRQUEST | H5H0V36*K*AAA* | ESH5X36M12A*+WALLCON | *97CMN1002122B* | Split System | 33800 | 16.5 | 8.5 | 1.76 | R-454B | 650
215679796 | AIRQUEST | H5H0V36*K*AAA* | ESH5X42M12A*+WALLCON | *80CSU0401712B* | Split System | 34000 | 16.5 | 8.5 | 1.78 | R-454B | 650
215681736 | AIRQUEST | H5H0V48*K*AAA* | ESH5X60M12A*+WALLCON | *97CTN1002122A* | Split System | 45500 | 16.5 | 8.5 | 2.08 | R-454B | 650
215669752 | ARCOAIRE | H5H0V36*K*AAA* | ESH5X36M12A*+WALLCON | *80CSU0601716A* | Split System | 33600 | 16.5 | 8.5 | 1.76 | R-454B | 650
215669888 | ARCOAIRE | H5H0V36*K*AAA* | ESH5X36M12A*+WALLCON | *97CMN1002122B* | Split System | 33800 | 16.5 | 8.5 | 1.76 | R-454B | 650
215675327 | ARCOAIRE | H5H0V48*K*AAA* | ESH5X60M12A*+WALLCON | *96CTN1002122B* | Split System | 45500 | 16.5 | 8.5 | 2.08 | R-454B | 650
215675337 | ARCOAIRE | H5H0V48*K*AAA* | ESH5X60M12A*+WALLCON | *96CTN1202422B* | Split System | 45500 | 16.5 | 8.5 | 2.08 | R-454B | 650
215684010 | BRYANT HEATING AND COOLING SYSTEMS | 290VAN036**AA* | CSAH*3612AM*+UI | 83*CA48060C17*** | Split System | 33600 | 16.5 | 8.5 | 1.76 | R-454B | 650
215675144 | BRYANT HEATING AND COOLING SYSTEMS | 290VAN048**AA* | CSAH*6012AM*+UI | 83*CA60100C21*** | Split System | 45500 | 16.5 | 8.5 | 2.06 | R-454B | 650
215684009 | CARRIER | 27VNA036A*030* | CSAH*3612AM*+UI | 58CU*A060C17**16 | Split System | 33600 | 16.5 | 8.5 | 1.76 | R-454B | 650
215684055 | CARRIER | 27VNA036A*030* | CSAH*4212AM*+UI | 58CU*A040C17**12 | Split System | 34000 | 16.5 | 8.5 | 1.76 | R-454B | 650
215675143 | CARRIER | 27VNA048A*030* | CSAH*6012AM*+UI | 58CU*A100C21**20 | Split System | 45500 | 16.5 | 8.5 | 2.06 | R-454B | 650
215669937 | COMFORTMAKER | C5H0V36*K*AAA* | ESH5X42M12A*+WALLCON | *80CSU0401712A* | Split System | 34000 | 16.5 | 8.5 | 1.76 | R-454B | 650
215679808 | COMFORTMAKER | C5H0V36*K*AAA* | ESH5X42M12A*+WALLCON | *80CSU0601716B* | Split System | 34000 | 16.5 | 8.5 | 1.78 | R-454B | 650
215670571 | COMFORTMAKER | C5H0V36*K*AAA* | ESH5X60M12A*+WALLCON | *96CTN0601714B* | Split System | 34200 | 16.5 | 8.5 | 1.78 | R-454B | 650
215681678 | COMFORTMAKER | C5H0V48*K*AAA* | ESH5X60M12A*+WALLCON | *80CSU0401712B* | Split System | 45500 | 16.5 | 8.5 | 2.08 | R-454B | 650
215679989 | DAY & NIGHT | C5H0V36*K*AAA* | ESH5X60M12A*+WALLCON | *97CTN0802120A* | Split System | 34600 | 16.5 | 8.5 | 1.8 | R-454B | 650
215674851 | DAY & NIGHT | C5H0V48*K*AAA* | ESH5X48M12A*+WALLCON | *80CTL0902120B* | Split System | 45000 | 16.5 | 8.5 | 2.06 | R-454B | 650
215675125 | DAY & NIGHT | C5H0V48*K*AAA* | ESH5X60M12A*+WALLCON | *80CSU0601716A* | Split System | 45500 | 16.5 | 8.5 | 2.06 | R-454B | 650
215675209 | DAY & NIGHT | C5H0V48*K*AAA* | ESH5X60M12A*+WALLCON | *80CTL0902120B* | Split System | 45500 | 16.5 | 8.5 | 2.06 | R-454B | 650
215675259 | DAY & NIGHT | C5H0V48*K*AAA* | ESH5X60M12A*+WALLCON | *95CSU1002122B* | Split System | 45500 | 16.5 | 8.5 | 2.06 | R-454B | 650
215669806 | HEIL | H5H0V36*K*AAA* | ESH5X36M12A*+WALLCON | *80CTL0902120B* | Split System | 33800 | 16.5 | 8.5 | 1.76 | R-454B | 650
215669886 | HEIL | H5H0V36*K*AAA* | ESH5X36M12A*+WALLCON | *97CMN1002122B* | Split System | 33800 | 16.5 | 8.5 | 1.76 | R-454B | 650
215679775 | HEIL | H5H0V36*K*AAA* | ESH5X36M12A*+WALLCON | *97CTN1202422A* | Split System | 33800 | 16.5 | 8.5 | 1.76 | R-454B | 650
215674843 | HEIL | H5H0V48*K*AAA* | ESH5X48M12A*+WALLCON | *80CTL0902120B* | Split System | 45000 | 16.5 | 8.5 | 2.06 | R-454B | 650
215675145 | HEIL | H5H0V48*K*AAA* | ESH5X60M12A*+WALLCON | *80CSU1002120A* | Split System | 45500 | 16.5 | 8.5 | 2.06 | R-454B | 650
215675118 | HEIL | H5H0V48*K*AAA* | ESH5X60M12A*+WALLCON | *80CSU0601716A* | Split System | 45500 | 16.5 | 8.5 | 2.06 | R-454B | 650
215675335 | HEIL | H5H0V48*K*AAA* | ESH5X60M12A*+WALLCON | *96CTN1202422B* | Split System | 45500 | 16.5 | 8.5 | 2.08 | R-454B | 650
215681745 | HEIL | H5H0V48*K*AAA* | ESH5X60M12A*+WALLCON | *97CTN1202422A* | Split System | 45500 | 16.5 | 8.5 | 2.08 | R-454B | 650
215674891 | KEEPRITE | C5H0V48*K*AAA* | ESH5X48M12A*+WALLCON | *80CTL1352422B* | Split System | 45000 | 16.5 | 8.5 | 2.06 | R-454B | 650
215674853 | KEEPRITE | C5H0V48*K*AAA* | ESH5X48M12A*+WALLCON | *80CTL0902120B* | Split System | 45000 | 16.5 | 8.5 | 2.06 | R-454B | 650
215681670 | KEEPRITE | C5H0V48*K*AAA* | ESH5X60M12A*+WALLCON | *96CTN0802120B* | Split System | 45500 | 16.5 | 8.5 | 2.06 | R-454B | 650
215675310 | KEEPRITE | C5H0V48*K*AAA* | ESH5X60M12A*+WALLCON | *97CMN1202422B* | Split System | 45500 | 16.5 | 8.5 | 2.08 | R-454B | 650
215669852 | KENMORE | (C,H,T)5H0V36*K*AAA* | ESH5X36M12A*+WALLCON | *95CSU1002122B* | Split System | 33800 | 16.5 | 8.5 | 1.76 | R-454B | 650
215679941 | KENMORE | (C,H,T)5H0V36*K*AAA* | ESH5X60M12A*+WALLCON | *96CTN0802120B* | Split System | 34600 | 16.5 | 8.5 | 1.8 | R-454B | 650
215670254 | KENMORE | (C,H,T)5H0V36*K*AAA* | ESH5X48M12A*+WALLCON | *95CSU0802120B* | Split System | 34200 | 16.5 | 8.5 | 1.88 | R-454B | 650
215670304 | KENMORE | (C,H,T)5H0V36*K*AAA* | ESH5X48M12A*+WALLCON | *97CMN0802120B* | Split System | 34200 | 16.5 | 8.5 | 1.88 | R-454B | 650
215675211 | KENMORE | (C,H,T)5H0V48*K*AAA* | ESH5X60M12A*+WALLCON | *80CTL0902120B* | Split System | 45500 | 16.5 | 8.5 | 2.06 | R-454B | 650
215675301 | KENMORE | (C,H,T)5H0V48*K*AAA* | ESH5X60M12A*+WALLCON | *97CMN1002122B* | Split System | 45500 | 16.5 | 8.5 | 2.08 | R-454B | 650
215675112 | TEMPSTAR | T5H0V48*K*AAA* | ESH5X48M12A*+WALLCON | *96CTN1202422B* | Split System | 45000 | 16.5 | 8.5 | 2.06 | R-454B | 650
215675212 | TEMPSTAR | T5H0V48*K*AAA* | ESH5X60M12A*+WALLCON | *80CTL0902120B* | Split System | 45500 | 16.5 | 8.5 | 2.06 | R-454B | 650
215675202 | TEMPSTAR | T5H0V48*K*AAA* | ESH5X60M12A*+WALLCON | *80CTL0901716B* | Split System | 45500 | 16.5 | 8.5 | 2.06 | R-454B | 650
215675312 | TEMPSTAR | T5H0V48*K*AAA* | ESH5X60M12A*+WALLCON | *97CMN1202422B* | Split System | 45500 | 16.5 | 8.5 | 2.08 | R-454B | 650
215670220 | ARCOAIRE | H5H0V36*K*AAA* | ESH5X48M12A*+WALLCON | *80CTL1102120B* | Split System | 34200 | 17 | 8.5 | 1.9 | R-454B | 650
215679888 | COMFORTMAKER | C5H0V36*K*AAA* | ESH5X48M12A*+WALLCON | *80CSU0601716B* | Split System | 34200 | 17 | 8.5 | 1.9 | R-454B | 650
215670422 | DAY & NIGHT | C5H0V36*K*AAA* | ESH5X60M12A*+WALLCON | *80CTL0701716B* | Split System | 34400 | 17 | 8.5 | 1.8 | R-454B | 650
215670222 | DAY & NIGHT | C5H0V36*K*AAA* | ESH5X48M12A*+WALLCON | *80CTL1102120B* | Split System | 34200 | 17 | 8.5 | 1.9 | R-454B | 650
215679195 | HEIL | H5H0V36*K*AAA* | EA*5X36M17A*+WALLCON | *80CSU0401712B* | Split System | 32800 | 17 | 8.5 | 1.76 | R-454B | 650
215681685 | HEIL | H5H0V48*K*AAA* | ESH5X60M12A*+WALLCON | *80CSU0601716B* | Split System | 45500 | 17 | 8.5 | 2.08 | R-454B | 650
215670204 | KENMORE | (C,H,T)5H0V36*K*AAA* | ESH5X48M12A*+WALLCON | *80CTL0901716B* | Split System | 34200 | 17 | 8.5 | 1.88 | R-454B | 650
215670374 | KENMORE | (C,H,T)5H0V36*K*AAA* | ESH5X48M12A*+WALLCON | *96CTN1202422B* | Split System | 34200 | 17 | 8.5 | 1.9 | R-454B | 650
215679892 | TEMPSTAR | T5H0V36*K*AAA* | ESH5X48M12A*+WALLCON | *80CSU0601716B* | Split System | 34200 | 17 | 8.5 | 1.9 | R-454B | 650
215681702 | TEMPSTAR | T5H0V48*K*AAA* | ESH5X60M12A*+WALLCON | *80CSU0802120B* | Split System | 45500 | 17 | 8.5 | 2.06 | R-454B | 650
215675142 | TEMPSTAR | T5H0V48*K*AAA* | ESH5X60M12A*+WALLCON | *80CSU0802120A* | Split System | 45500 | 17 | 8.5 | 2.08 | R-454B | 650
215679357 | ARCOAIRE | H5H0V36*K*AAA* | EA*5X42M21A*+WALLCON | *80CSU0401712B* | Split System | 33200 | 17.5 | 8.5 | 1.86 | R-454B | 650
215864694 | AMERICAN STANDARD | 5A6V8X60A1 | 5PX*D008AS3 | S9V2D120D5PSC+LRP | Split System | 50000 | 18.1 | 8.5 | 1.9 | R-454B | 650
215864730 | AMERICAN STANDARD | 5A6V8X60A1 | 5TXCD008AS3 | S9V2D120D5PSC+LRP | Split System | 50000 | 18.1 | 8.5 | 1.9 | R-454B | 650
215864702 | AMERICAN STANDARD | 5A6V8X60A1 | 5TXCC007AS3 | S9V2C100D5PSC+LRP | Split System | 50500 | 18.1 | 8.5 | 1.9 | R-454B | 650
215864693 | TRANE | 5TWV8X60A1 | 5PX*D008AS3 | S9V2D120D5PSC+LRP | Split System | 50000 | 18.1 | 8.5 | 1.9 | R-454B | 650
215864729 | TRANE | 5TWV8X60A1 | 5TXCD008AS3 | S9V2D120D5PSC+LRP | Split System | 50000 | 18.1 | 8.5 | 1.9 | R-454B | 650
215864701 | TRANE | 5TWV8X60A1 | 5TXCC007AS3 | S9V2C100D5PSC+LRP | Split System | 50500 | 18.1 | 8.5 | 1.9 | R-454B | 650
215864756 | AMERICAN STANDARD | 5A6V8X60A1 | 5TXCD010AS3 | S9V2C100D5PSC+LRP | Split System | 51000 | 18 | 8.5 | 1.9 | R-454B | 650
215864755 | TRANE | 5TWV8X60A1 | 5TXCD010AS3 | S9V2C100D5PSC+LRP | Split System | 51000 | 18 | 8.5 | 1.9 | R-454B | 650
215864753 | TRANE | 5TWV8X60A1 | 5TXCD010AS3 | S9V2D120D5PSC+LRP | Split System | 51000 | 18.1 | 8.5 | 1.9 | R-454B | 650
215680006 | AIRQUEST | H5H0V36*K*AAA* | ESH5X60M12A*+WALLCON | *97CTN1202422A* | Split System | 34600 | 16.5 | 8.5 | 1.92 | R-454B | 650
215670540 | ARCOAIRE | H5H0V36*K*AAA* | ESH5X60M12A*+WALLCON | *97CMN1002122B* | Split System | 34600 | 17 | 8.5 | 1.92 | R-454B | 650
215678317 | ARCOAIRE | H5H0V24*K*AAA* | EA*5X36M17A*+WALLCON | *80CSU0601716B* | Split System | 23200 | 17 | 8.5 | 1.98 | R-454B | 650
215679998 | COMFORTMAKER | C5H0V36*K*AAA* | ESH5X60M12A*+WALLCON | *97CTN1002122A* | Split System | 34600 | 17 | 8.5 | 1.82 | R-454B | 650
215679948 | COMFORTMAKER | C5H0V36*K*AAA* | ESH5X60M12A*+WALLCON | *80CSU0401712B* | Split System | 34600 | 17 | 8.5 | 1.92 | R-454B | 650
215678318 | COMFORTMAKER | C5H0V24*K*AAA* | EA*5X36M17A*+WALLCON | *80CSU0601716B* | Split System | 23200 | 17 | 8.5 | 1.98 | R-454B | 650
215678319 | DAY & NIGHT | C5H0V24*K*AAA* | EA*5X36M17A*+WALLCON | *80CSU0601716B* | Split System | 23200 | 17 | 8.5 | 1.98 | R-454B | 650
215678270 | KEEPRITE | C5H0V24*K*AAA* | EA*5X30M17A*+WALLCON | *80CSU0401712B* | Split System | 23200 | 17 | 8.5 | 1.98 | R-454B | 650
215670605 | TEMPSTAR | T5H0V36*K*AAA* | ESH5X60M12A*+WALLCON | *96CTN1202422B* | Split System | 34600 | 17 | 8.5 | 1.92 | R-454B | 650
215865008 | AMERICAN STANDARD | 5A6V8X60A1 | 5PX*CD09AS3 | S9V2C100D5PSC+LRP | Split System | 54000 | 18.1 | 8.5 | 1.9 | R-454B | 650
215864594 | AMERICAN STANDARD | 5A6V8X36A1 | 5TXCB004AS3 | S9V2B080U4PSC+LRP | Split System | 31600 | 18.1 | 8.5 | 2 | R-454B | 650
215864488 | AMERICAN STANDARD | 5A6V8X36A1 | 5PX*B004AS3 | S9V2B040U3PSC+LRP | Split System | 31600 | 18.1 | 8.5 | 2 | R-454B | 650
215864480 | AMERICAN STANDARD | 5A6V8X36A1 | 5PX*B004AS3 | S9V2B080U4PSC+LRP | Split System | 31600 | 18.1 | 8.5 | 2 | R-454B | 650
215864574 | AMERICAN STANDARD | 5A6V8X36A1 | 5TXCB004AS3 | S9V2B040U3PSC+LRP | Split System | 31600 | 18.1 | 8.5 | 2 | R-454B | 650
215864504 | AMERICAN STANDARD | 5A6V8X36A1 | 5PX*BD04AS3 | S9V2B060D3PSC+LRP | Split System | 31600 | 18.1 | 8.5 | 2 | R-454B | 650
215864482 | AMERICAN STANDARD | 5A6V8X36A1 | 5PX*B004AS3 | S9V2B060U4PSC+LRP | Split System | 31800 | 18.1 | 8.5 | 2 | R-454B | 650
215864484 | AMERICAN STANDARD | 5A6V8X36A1 | 5PX*B004AS3 | S9V2B060U3VSB+LRP | Split System | 31800 | 18.1 | 8.5 | 2 | R-454B | 650
215864590 | AMERICAN STANDARD | 5A6V8X36A1 | 5TXCB004AS3 | S9V2B060U4PSC+LRP | Split System | 31800 | 18.1 | 8.5 | 2 | R-454B | 650
215864500 | AMERICAN STANDARD | 5A6V8X36A1 | 5PX*BD04AS3 | S9V2B080D4PSC+LRP | Split System | 31800 | 18.1 | 8.5 | 2 | R-454B | 650
215864566 | AMERICAN STANDARD | 5A6V8X36A1 | 5PX*CD05AS3 | S9V2C100D5PSC+LRP | Split System | 32200 | 18.1 | 8.5 | 2 | R-454B | 650
215864556 | AMERICAN STANDARD | 5A6V8X36A1 | 5PX*CD05AS3 | S9V2C100D4VSB+LRP | Split System | 32200 | 18.1 | 8.5 | 2 | R-454B | 650
215864796 | AMERICAN STANDARD | 5A6V8X36A1 | 5PX*BD06AS3 | S9V2B040D3PSC+LRP | Split System | 32600 | 18.1 | 8.5 | 2 | R-454B | 650
215865028 | AMERICAN STANDARD | 5A6V8X60A1 | 5PX*DD10AS3 | S9V2C100D5PSC+LRP | Split System | 53000 | 18.1 | 8.5 | 2 | R-454B | 650
215865034 | AMERICAN STANDARD | 5A6V8X60A1 | 5PX*DD10AS3 | S9V2D120D5PSC+LRP | Split System | 53000 | 18.1 | 8.5 | 2 | R-454B | 650
215864734 | AMERICAN STANDARD | 5A6V8X60A1 | 5TXCD008AS3 | S9V2D120U5PSC+LRP | Split System | 53000 | 18.1 | 8.5 | 2 | R-454B | 650
215864736 | AMERICAN STANDARD | 5A6V8X60A1 | 5TXCD008AS3 | S9V2C100U5PSC+LRP | Split System | 53000 | 18.1 | 8.5 | 2 | R-454B | 650
215864704 | AMERICAN STANDARD | 5A6V8X60A1 | 5TXCC007AS3 | S9V2C100U5PSC+LRP | Split System | 53000 | 18.1 | 8.5 | 2 | R-454B | 650
215864706 | AMERICAN STANDARD | 5A6V8X60A1 | 5TXCC007AS3 | S9V2C080U5PSC+LRP | Split System | 53000 | 18.1 | 8.5 | 2 | R-454B | 650
215864690 | AMERICAN STANDARD | 5A6V8X60A1 | 5PX*C007AS3 | S9V2C080U5PSC+LRP | Split System | 53000 | 18.1 | 8.5 | 2 | R-454B | 650
215864692 | AMERICAN STANDARD | 5A6V8X60A1 | 5PX*C007AS3 | S9V2C100U5PSC+LRP | Split System | 53000 | 18.1 | 8.5 | 2 | R-454B | 650
215865018 | AMERICAN STANDARD | 5A6V8X60A1 | 5PX*D010AS3 | S9V2C100U5PSC+LRP | Split System | 54000 | 18.1 | 8.5 | 2 | R-454B | 650
215864724 | AMERICAN STANDARD | 5A6V8X60A1 | 5TXCC009AS3 | S9V2C100U5PSC+LRP | Split System | 54000 | 18.1 | 8.5 | 2 | R-454B | 650
215865020 | AMERICAN STANDARD | 5A6V8X60A1 | 5PX*D010AS3 | S9V2C080U5PSC+LRP | Split System | 54000 | 18.1 | 8.5 | 2 | R-454B | 650
215864714 | AMERICAN STANDARD | 5A6V8X60A1 | 5TXCC009AS3 | S9V2C080U5PSC+LRP | Split System | 54000 | 18.1 | 8.5 | 2 | R-454B | 650
215865006 | AMERICAN STANDARD | 5A6V8X60A1 | 5PX*C009AS3 | S9V2C100U5PSC+LRP | Split System | 54000 | 18.1 | 8.5 | 2 | R-454B | 650
215864766 | AMERICAN STANDARD | 5A6V8X60A1 | 5TXCD010AS3 | S9V2C080U5PSC+LRP | Split System | 54500 | 18.1 | 8.5 | 2 | R-454B | 650
215864764 | AMERICAN STANDARD | 5A6V8X60A1 | 5TXCD010AS3 | S9V2C100U5PSC+LRP | Split System | 54500 | 18.1 | 8.5 | 2 | R-454B | 650
215864630 | AMERICAN STANDARD | 5A6V8X36A1 | 5TXCC005AS3 | S9V2C080U5PSC+LRP | Split System | 32000 | 18.1 | 8.5 | 2.1 | R-454B | 650
215864534 | AMERICAN STANDARD | 5A6V8X36A1 | 5PX*C005AS3 | S9V2C080U5PSC+LRP | Split System | 32000 | 18.1 | 8.5 | 2.1 | R-454B | 650
215864632 | AMERICAN STANDARD | 5A6V8X36A1 | 5TXCC005AS3 | S9V2C100U4VSB+LRP | Split System | 32000 | 18.1 | 8.5 | 2.1 | R-454B | 650
215864638 | AMERICAN STANDARD | 5A6V8X36A1 | 5TXCC005AS3 | S9V2C100U5PSC+LRP | Split System | 32000 | 18.1 | 8.5 | 2.1 | R-454B | 650
215864538 | AMERICAN STANDARD | 5A6V8X36A1 | 5PX*C005AS3 | S9V2C100U5PSC+LRP | Split System | 32000 | 18.1 | 8.5 | 2.1 | R-454B | 650
215864536 | AMERICAN STANDARD | 5A6V8X36A1 | 5PX*C005AS3 | S9V2C100U4VSB+LRP | Split System | 32000 | 18.1 | 8.5 | 2.1 | R-454B | 650
215864610 | AMERICAN STANDARD | 5A6V8X36A1 | 5TXCB006AS3 | S9V2B040U3PSC+LRP | Split System | 32600 | 18.1 | 8.5 | 2.1 | R-454B | 650
215864602 | AMERICAN STANDARD | 5A6V8X36A1 | 5TXCB006AS3 | S9V2B080U4PSC+LRP | Split System | 32600 | 18.1 | 8.5 | 2.1 | R-454B | 650
215864604 | AMERICAN STANDARD | 5A6V8X36A1 | 5TXCB006AS3 | S9V2B060U4PSC+LRP | Split System | 32800 | 18.1 | 8.5 | 2.1 | R-454B | 650
215864606 | AMERICAN STANDARD | 5A6V8X36A1 | 5TXCB006AS3 | S9V2B060U3VSB+LRP | Split System | 32800 | 18.1 | 8.5 | 2.1 | R-454B | 650
215864816 | AMERICAN STANDARD | 5A6V8X48A1 | 5PX*B006AS3 | S9V2B060U4PSC+LRP | Split System | 44500 | 18.1 | 8.5 | 2.1 | R-454B | 650
215864668 | AMERICAN STANDARD | 5A6V8X48A1 | 5TXCB006AS3 | S9V2B080U4PSC+LRP | Split System | 44500 | 18.1 | 8.5 | 2.1 | R-454B | 650
215864670 | AMERICAN STANDARD | 5A6V8X48A1 | 5TXCB006AS3 | S9V2B060U4PSC+LRP | Split System | 44500 | 18.1 | 8.5 | 2.1 | R-454B | 650
215864906 | AMERICAN STANDARD | 5A6V8X48A1 | 5PX*DD10AS3 | S9V2C100D4VSB+LRP | Split System | 45000 | 18.1 | 8.5 | 2.1 | R-454B | 650
215864910 | AMERICAN STANDARD | 5A6V8X48A1 | 5PX*DD10AS3 | S9V2C100D5PSC+LRP | Split System | 45000 | 18.1 | 8.5 | 2.1 | R-454B | 650
215864654 | AMERICAN STANDARD | 5A6V8X48A1 | 5PX*C007AS3 | S9V2C080U5PSC+LRP | Split System | 45000 | 18.1 | 8.5 | 2.1 | R-454B | 650
215864958 | AMERICAN STANDARD | 5A6V8X48A1 | 5TXCD008AS3 | S9V2C100U5PSC+LRP | Split System | 45500 | 18.1 | 8.5 | 2.1 | R-454B | 650
215864878 | AMERICAN STANDARD | 5A6V8X48A1 | 5PX*D008AS3 | S9V2C100U4VSB+LRP | Split System | 45500 | 18.1 | 8.5 | 2.1 | R-454B | 650
215864868 | AMERICAN STANDARD | 5A6V8X48A1 | 5PX*D008AS3 | S9V2C100U5PSC+LRP | Split System | 45500 | 18.1 | 8.5 | 2.1 | R-454B | 650
215864960 | AMERICAN STANDARD | 5A6V8X48A1 | 5TXCD008AS3 | S9V2C100U4VSB+LRP | Split System | 45500 | 18.1 | 8.5 | 2.1 | R-454B | 650
215864650 | AMERICAN STANDARD | 5A6V8X48A1 | 5PX*C007AS3 | S9V2C100U5PSC+LRP | Split System | 45500 | 18.1 | 8.5 | 2.1 | R-454B | 650
215864652 | AMERICAN STANDARD | 5A6V8X48A1 | 5PX*C007AS3 | S9V2C100U4VSB+LRP | Split System | 45500 | 18.1 | 8.5 | 2.1 | R-454B | 650
215864876 | AMERICAN STANDARD | 5A6V8X48A1 | 5PX*D008AS3 | S9V2C080U5PSC+LRP | Split System | 45500 | 18.1 | 8.5 | 2.1 | R-454B | 650
215864962 | AMERICAN STANDARD | 5A6V8X48A1 | 5TXCD008AS3 | S9V2C080U5PSC+LRP | Split System | 45500 | 18.1 | 8.5 | 2.1 | R-454B | 650
215864924 | AMERICAN STANDARD | 5A6V8X48A1 | 5TXCC007AS3 | S9V2C100U5PSC+LRP | Split System | 45500 | 18.1 | 8.5 | 2.1 | R-454B | 650
215864926 | AMERICAN STANDARD | 5A6V8X48A1 | 5TXCC007AS3 | S9V2C100U4VSB+LRP | Split System | 45500 | 18.1 | 8.5 | 2.1 | R-454B | 650
215864928 | AMERICAN STANDARD | 5A6V8X48A1 | 5TXCC007AS3 | S9V2C080U5PSC+LRP | Split System | 45500 | 18.1 | 8.5 | 2.1 | R-454B | 650
215864830 | AMERICAN STANDARD | 5A6V8X48A1 | 5PX*C009AS3 | S9V2C080U5PSC+LRP | Split System | 46000 | 18.1 | 8.5 | 2.1 | R-454B | 650
215865007 | TRANE | 5TWV8X60A1 | 5PX*CD09AS3 | S9V2C100D5PSC+LRP | Split System | 54000 | 18.1 | 8.5 | 1.9 | R-454B | 650
215864593 | TRANE | 5TWV8X36A1 | 5TXCB004AS3 | S9V2B080U4PSC+LRP | Split System | 31600 | 18.1 | 8.5 | 2 | R-454B | 650
215864479 | TRANE | 5TWV8X36A1 | 5PX*B004AS3 | S9V2B080U4PSC+LRP | Split System | 31600 | 18.1 | 8.5 | 2 | R-454B | 650
215864573 | TRANE | 5TWV8X36A1 | 5TXCB004AS3 | S9V2B040U3PSC+LRP | Split System | 31600 | 18.1 | 8.5 | 2 | R-454B | 650
215864503 | TRANE | 5TWV8X36A1 | 5PX*BD04AS3 | S9V2B060D3PSC+LRP | Split System | 31600 | 18.1 | 8.5 | 2 | R-454B | 650
215864481 | TRANE | 5TWV8X36A1 | 5PX*B004AS3 | S9V2B060U4PSC+LRP | Split System | 31800 | 18.1 | 8.5 | 2 | R-454B | 650
215864569 | TRANE | 5TWV8X36A1 | 5TXCB004AS3 | S9V2B060U3VSB+LRP | Split System | 31800 | 18.1 | 8.5 | 2 | R-454B | 650
215864589 | TRANE | 5TWV8X36A1 | 5TXCB004AS3 | S9V2B060U4PSC+LRP | Split System | 31800 | 18.1 | 8.5 | 2 | R-454B | 650
215864483 | TRANE | 5TWV8X36A1 | 5PX*B004AS3 | S9V2B060U3VSB+LRP | Split System | 31800 | 18.1 | 8.5 | 2 | R-454B | 650
215864505 | TRANE | 5TWV8X36A1 | 5PX*BD04AS3 | S9V2B040D3PSC+LRP | Split System | 31800 | 18.1 | 8.5 | 2 | R-454B | 650
215864499 | TRANE | 5TWV8X36A1 | 5PX*BD04AS3 | S9V2B080D4PSC+LRP | Split System | 31800 | 18.1 | 8.5 | 2 | R-454B | 650
215864555 | TRANE | 5TWV8X36A1 | 5PX*CD05AS3 | S9V2C100D4VSB+LRP | Split System | 32200 | 18.1 | 8.5 | 2 | R-454B | 650
215864565 | TRANE | 5TWV8X36A1 | 5PX*CD05AS3 | S9V2C100D5PSC+LRP | Split System | 32200 | 18.1 | 8.5 | 2 | R-454B | 650
215864795 | TRANE | 5TWV8X36A1 | 5PX*BD06AS3 | S9V2B040D3PSC+LRP | Split System | 32600 | 18.1 | 8.5 | 2 | R-454B | 650
215865033 | TRANE | 5TWV8X60A1 | 5PX*DD10AS3 | S9V2D120D5PSC+LRP | Split System | 53000 | 18.1 | 8.5 | 2 | R-454B | 650
215865027 | TRANE | 5TWV8X60A1 | 5PX*DD10AS3 | S9V2C100D5PSC+LRP | Split System | 53000 | 18.1 | 8.5 | 2 | R-454B | 650
215864733 | TRANE | 5TWV8X60A1 | 5TXCD008AS3 | S9V2D120U5PSC+LRP | Split System | 53000 | 18.1 | 8.5 | 2 | R-454B | 650
215864691 | TRANE | 5TWV8X60A1 | 5PX*C007AS3 | S9V2C100U5PSC+LRP | Split System | 53000 | 18.1 | 8.5 | 2 | R-454B | 650
215864703 | TRANE | 5TWV8X60A1 | 5TXCC007AS3 | S9V2C100U5PSC+LRP | Split System | 53000 | 18.1 | 8.5 | 2 | R-454B | 650
215864705 | TRANE | 5TWV8X60A1 | 5TXCC007AS3 | S9V2C080U5PSC+LRP | Split System | 53000 | 18.1 | 8.5 | 2 | R-454B | 650
215864735 | TRANE | 5TWV8X60A1 | 5TXCD008AS3 | S9V2C100U5PSC+LRP | Split System | 53000 | 18.1 | 8.5 | 2 | R-454B | 650
215864737 | TRANE | 5TWV8X60A1 | 5TXCD008AS3 | S9V2C080U5PSC+LRP | Split System | 53000 | 18.1 | 8.5 | 2 | R-454B | 650
215864689 | TRANE | 5TWV8X60A1 | 5PX*C007AS3 | S9V2C080U5PSC+LRP | Split System | 53000 | 18.1 | 8.5 | 2 | R-454B | 650
215865017 | TRANE | 5TWV8X60A1 | 5PX*D010AS3 | S9V2C100U5PSC+LRP | Split System | 54000 | 18.1 | 8.5 | 2 | R-454B | 650
215864713 | TRANE | 5TWV8X60A1 | 5TXCC009AS3 | S9V2C080U5PSC+LRP | Split System | 54000 | 18.1 | 8.5 | 2 | R-454B | 650
215865019 | TRANE | 5TWV8X60A1 | 5PX*D010AS3 | S9V2C080U5PSC+LRP | Split System | 54000 | 18.1 | 8.5 | 2 | R-454B | 650
215865003 | TRANE | 5TWV8X60A1 | 5PX*C009AS3 | S9V2C080U5PSC+LRP | Split System | 54000 | 18.1 | 8.5 | 2 | R-454B | 650
215864723 | TRANE | 5TWV8X60A1 | 5TXCC009AS3 | S9V2C100U5PSC+LRP | Split System | 54000 | 18.1 | 8.5 | 2 | R-454B | 650
215865005 | TRANE | 5TWV8X60A1 | 5PX*C009AS3 | S9V2C100U5PSC+LRP | Split System | 54000 | 18.1 | 8.5 | 2 | R-454B | 650
215864765 | TRANE | 5TWV8X60A1 | 5TXCD010AS3 | S9V2C080U5PSC+LRP | Split System | 54500 | 18.1 | 8.5 | 2 | R-454B | 650
215864763 | TRANE | 5TWV8X60A1 | 5TXCD010AS3 | S9V2C100U5PSC+LRP | Split System | 54500 | 18.1 | 8.5 | 2 | R-454B | 650
215864533 | TRANE | 5TWV8X36A1 | 5PX*C005AS3 | S9V2C080U5PSC+LRP | Split System | 32000 | 18.1 | 8.5 | 2.1 | R-454B | 650
215864535 | TRANE | 5TWV8X36A1 | 5PX*C005AS3 | S9V2C100U4VSB+LRP | Split System | 32000 | 18.1 | 8.5 | 2.1 | R-454B | 650
215864629 | TRANE | 5TWV8X36A1 | 5TXCC005AS3 | S9V2C080U5PSC+LRP | Split System | 32000 | 18.1 | 8.5 | 2.1 | R-454B | 650
215864637 | TRANE | 5TWV8X36A1 | 5TXCC005AS3 | S9V2C100U5PSC+LRP | Split System | 32000 | 18.1 | 8.5 | 2.1 | R-454B | 650
215864631 | TRANE | 5TWV8X36A1 | 5TXCC005AS3 | S9V2C100U4VSB+LRP | Split System | 32000 | 18.1 | 8.5 | 2.1 | R-454B | 650
215864537 | TRANE | 5TWV8X36A1 | 5PX*C005AS3 | S9V2C100U5PSC+LRP | Split System | 32000 | 18.1 | 8.5 | 2.1 | R-454B | 650
215864601 | TRANE | 5TWV8X36A1 | 5TXCB006AS3 | S9V2B080U4PSC+LRP | Split System | 32600 | 18.1 | 8.5 | 2.1 | R-454B | 650
215864609 | TRANE | 5TWV8X36A1 | 5TXCB006AS3 | S9V2B040U3PSC+LRP | Split System | 32600 | 18.1 | 8.5 | 2.1 | R-454B | 650
215864603 | TRANE | 5TWV8X36A1 | 5TXCB006AS3 | S9V2B060U4PSC+LRP | Split System | 32800 | 18.1 | 8.5 | 2.1 | R-454B | 650
215864605 | TRANE | 5TWV8X36A1 | 5TXCB006AS3 | S9V2B060U3VSB+LRP | Split System | 32800 | 18.1 | 8.5 | 2.1 | R-454B | 650
215864813 | TRANE | 5TWV8X48A1 | 5PX*B006AS3 | S9V2B080U4PSC+LRP | Split System | 44500 | 18.1 | 8.5 | 2.1 | R-454B | 650
215864667 | TRANE | 5TWV8X48A1 | 5TXCB006AS3 | S9V2B080U4PSC+LRP | Split System | 44500 | 18.1 | 8.5 | 2.1 | R-454B | 650
215864669 | TRANE | 5TWV8X48A1 | 5TXCB006AS3 | S9V2B060U4PSC+LRP | Split System | 44500 | 18.1 | 8.5 | 2.1 | R-454B | 650
215864815 | TRANE | 5TWV8X48A1 | 5PX*B006AS3 | S9V2B060U4PSC+LRP | Split System | 44500 | 18.1 | 8.5 | 2.1 | R-454B | 650
215864909 | TRANE | 5TWV8X48A1 | 5PX*DD10AS3 | S9V2C100D5PSC+LRP | Split System | 45000 | 18.1 | 8.5 | 2.1 | R-454B | 650
215864905 | TRANE | 5TWV8X48A1 | 5PX*DD10AS3 | S9V2C100D4VSB+LRP | Split System | 45000 | 18.1 | 8.5 | 2.1 | R-454B | 650
215864653 | TRANE | 5TWV8X48A1 | 5PX*C007AS3 | S9V2C080U5PSC+LRP | Split System | 45000 | 18.1 | 8.5 | 2.1 | R-454B | 650
215864957 | TRANE | 5TWV8X48A1 | 5TXCD008AS3 | S9V2C100U5PSC+LRP | Split System | 45500 | 18.1 | 8.5 | 2.1 | R-454B | 650
215864867 | TRANE | 5TWV8X48A1 | 5PX*D008AS3 | S9V2C100U5PSC+LRP | Split System | 45500 | 18.1 | 8.5 | 2.1 | R-454B | 650
215864877 | TRANE | 5TWV8X48A1 | 5PX*D008AS3 | S9V2C100U4VSB+LRP | Split System | 45500 | 18.1 | 8.5 | 2.1 | R-454B | 650
215864959 | TRANE | 5TWV8X48A1 | 5TXCD008AS3 | S9V2C100U4VSB+LRP | Split System | 45500 | 18.1 | 8.5 | 2.1 | R-454B | 650
215864927 | TRANE | 5TWV8X48A1 | 5TXCC007AS3 | S9V2C080U5PSC+LRP | Split System | 45500 | 18.1 | 8.5 | 2.1 | R-454B | 650
215864875 | TRANE | 5TWV8X48A1 | 5PX*D008AS3 | S9V2C080U5PSC+LRP | Split System | 45500 | 18.1 | 8.5 | 2.1 | R-454B | 650
215864925 | TRANE | 5TWV8X48A1 | 5TXCC007AS3 | S9V2C100U4VSB+LRP | Split System | 45500 | 18.1 | 8.5 | 2.1 | R-454B | 650
215864961 | TRANE | 5TWV8X48A1 | 5TXCD008AS3 | S9V2C080U5PSC+LRP | Split System | 45500 | 18.1 | 8.5 | 2.1 | R-454B | 650
215864651 | TRANE | 5TWV8X48A1 | 5PX*C007AS3 | S9V2C100U4VSB+LRP | Split System | 45500 | 18.1 | 8.5 | 2.1 | R-454B | 650
215864649 | TRANE | 5TWV8X48A1 | 5PX*C007AS3 | S9V2C100U5PSC+LRP | Split System | 45500 | 18.1 | 8.5 | 2.1 | R-454B | 650
215864923 | TRANE | 5TWV8X48A1 | 5TXCC007AS3 | S9V2C100U5PSC+LRP | Split System | 45500 | 18.1 | 8.5 | 2.1 | R-454B | 650
215864829 | TRANE | 5TWV8X48A1 | 5PX*C009AS3 | S9V2C080U5PSC+LRP | Split System | 46000 | 18.1 | 8.5 | 2.1 | R-454B | 650
216737684 | AIRQUEST | D5CUHAH24AAK | ESH5X30M12A* | *96VSN1202422B* | Split System | 22800 | 15.5 | 8.5 | 1.96 | R-454B | 650
216736367 | AIRQUEST | D5CUHAH24AAK | ESH5X24M12A* | *80MSU1002120A* | Split System | 22800 | 15.5 | 8.5 | 1.96 | R-454B | 650
216737685 | ARCOAIRE | D5CUHAH24AAK | ESH5X30M12A* | *96VSN1202422B* | Split System | 22800 | 15.5 | 8.5 | 1.96 | R-454B | 650
216736368 | ARCOAIRE | D5CUHAH24AAK | ESH5X24M12A* | *80MSU1002120A* | Split System | 22800 | 15.5 | 8.5 | 1.96 | R-454B | 650
216737682 | BRYANT HEATING AND COOLING SYSTEMS | 37MUHAQ24AA3 | CSAH*3012AM* | 926SB66120V24*** | Split System | 22800 | 15.5 | 8.5 | 1.96 | R-454B | 650
216736364 | BRYANT HEATING AND COOLING SYSTEMS | 37MUHAQ24AA3 | CSAH*2412AM* | 83*SB60100M21*** | Split System | 22800 | 15.5 | 8.5 | 1.96 | R-454B | 650
216737686 | COMFORTMAKER | D5CUHAH24AAK | ESH5X30M12A* | *96VSN1202422B* | Split System | 22800 | 15.5 | 8.5 | 1.96 | R-454B | 650
216736369 | COMFORTMAKER | D5CUHAH24AAK | ESH5X24M12A* | *80MSU1002120A* | Split System | 22800 | 15.5 | 8.5 | 1.96 | R-454B | 650
216737687 | DAY & NIGHT | D5CUHAH24AAK | ESH5X30M12A* | *96VSN1202422B* | Split System | 22800 | 15.5 | 8.5 | 1.96 | R-454B | 650
216736370 | DAY & NIGHT | D5CUHAH24AAK | ESH5X24M12A* | *80MSU1002120A* | Split System | 22800 | 15.5 | 8.5 | 1.96 | R-454B | 650
216737683 | HEIL | D5CUHAH24AAK | ESH5X30M12A* | *96VSN1202422B* | Split System | 22800 | 15.5 | 8.5 | 1.96 | R-454B | 650
216736366 | HEIL | D5CUHAH24AAK | ESH5X24M12A* | *80MSU1002120A* | Split System | 22800 | 15.5 | 8.5 | 1.96 | R-454B | 650
216737688 | KEEPRITE | D5CUHAH24AAK | ESH5X30M12A* | *96VSN1202422B* | Split System | 22800 | 15.5 | 8.5 | 1.96 | R-454B | 650
216736371 | KEEPRITE | D5CUHAH24AAK | ESH5X24M12A* | *80MSU1002120A* | Split System | 22800 | 15.5 | 8.5 | 1.96 | R-454B | 650
216736365 | PAYNE HEATING AND COOLING | 37MUHAQ24AA3 | CSAH*2412AM* | PG80MSUA60100C** | Split System | 22800 | 15.5 | 8.5 | 1.96 | R-454B | 650
216736372 | SMART COMFORT | D5CUHAH24AAK | ESH5X24M12A* | *80MSU1002120A* | Split System | 22800 | 15.5 | 8.5 | 1.96 | R-454B | 650
216737689 | SMART COMFORT | D5CUHAH24AAK | ESH5X30M12A* | *96VSN1202422B* | Split System | 22800 | 15.5 | 8.5 | 1.96 | R-454B | 650
216737690 | TEMPSTAR | D5CUHAH24AAK | ESH5X30M12A* | *96VSN1202422B* | Split System | 22800 | 15.5 | 8.5 | 1.96 | R-454B | 650
216736373 | TEMPSTAR | D5CUHAH24AAK | ESH5X24M12A* | *80MSU1002120A* | Split System | 22800 | 15.5 | 8.5 | 1.96 | R-454B | 650
216737235 | AIRQUEST | D5CUHAH24AAK | ESH5X30M12A* | *80MSU0802120A* | Split System | 22800 | 16 | 8.5 | 1.96 | R-454B | 650
216737224 | AIRQUEST | D5CUHAH24AAK | ESH5X30M12A* | *80MSU0601716A* | Split System | 22800 | 16 | 8.5 | 1.96 | R-454B | 650
216737716 | AIRQUEST | D5CUHAH24AAK | ESH5X30M12A* | *95MSU0802120A* | Split System | 22800 | 16 | 8.5 | 1.96 | R-454B | 650
216735990 | AIRQUEST | D5CUHAH24AAK | EA*5X37M21A* | *96VTN0401712B* | Split System | 23000 | 16 | 8.5 | 1.96 | R-454B | 650
216735860 | AIRQUEST | D5CUHAH24AAK | EA*5X37M21A* | *96VSN0401712B* | Split System | 23000 | 16 | 8.5 | 1.96 | R-454B | 650
216737737 | AIRQUEST | D5CUHAH24AAK | ESH5X30M12A* | *95MSU1002122A* | Split System | 23000 | 16 | 8.5 | 1.96 | R-454B | 650
216737236 | ARCOAIRE | D5CUHAH24AAK | ESH5X30M12A* | *80MSU0802120A* | Split System | 22800 | 16 | 8.5 | 1.96 | R-454B | 650
216737717 | ARCOAIRE | D5CUHAH24AAK | ESH5X30M12A* | *95MSU0802120A* | Split System | 22800 | 16 | 8.5 | 1.96 | R-454B | 650
216737225 | ARCOAIRE | D5CUHAH24AAK | ESH5X30M12A* | *80MSU0601716A* | Split System | 22800 | 16 | 8.5 | 1.96 | R-454B | 650
217917102 | BRYANT HEATING AND COOLING SYSTEMS | 249VAN048**AA* | CVAVA6021XMA* | 82*TB66110V21*** | Split System | 48500 | 16 | 9.5 | 2.24 | R-454B | 650
217917879 | BRYANT HEATING AND COOLING SYSTEMS | 249VAN048**AA* | CVAVA6124XMA* | 88*TB60090C21*** | Split System | 49500 | 16 | 9.5 | 2.24 | R-454B | 650
217907992 | CARRIER | 27VPA948A*030* | CVAMA6021XMA* | 58TP*B110V21**22 | Split System | 48500 | 16 | 9.5 | 2.24 | R-454B | 650
217908082 | CARRIER | 27VPA948A*030* | CVAVA6021XMA* | 58TP*B110V21**22 | Split System | 48500 | 16 | 9.5 | 2.24 | R-454B | 650
217908141 | CARRIER | 27VPA948A*030* | CVAVA6124XMA* | 58TN*B090C21**20 | Split System | 49500 | 16 | 9.5 | 2.24 | R-454B | 650
217950015 | COMFORTMAKER | Q5H9V24*K*AAA* | EA*5X24M14A* | *96CTN0401410B* | Split System | 22800 | 16 | 9.5 | 1.9 | R-454B | 650
217950002 | COMFORTMAKER | N5H9V24*K*AAA* | EA*5X24M14A* | *96CTN0401410B* | Split System | 22800 | 16 | 9.5 | 1.9 | R-454B | 650
217944482 | COMFORTMAKER | Q5H9V24*K*AAA* | EA*5X24M14A* | *96VSN0401410B* | Split System | 22800 | 16 | 9.5 | 1.92 | R-454B | 650
217944475 | COMFORTMAKER | N5H9V24*K*AAA* | EA*5X24M14A* | *96VSN0401410B* | Split System | 22800 | 16 | 9.5 | 1.92 | R-454B | 650
217947167 | COMFORTMAKER | N5H9V24*K*AAA* | EA*5X24M14A* | *96VTN0401410B* | Split System | 22800 | 16 | 9.5 | 1.92 | R-454B | 650
217947174 | COMFORTMAKER | Q5H9V24*K*AAA* | EA*5X24M14A* | *96VTN0401410B* | Split System | 22800 | 16 | 9.5 | 1.92 | R-454B | 650
217950042 | COMFORTMAKER | Q5H9V24*K*AAA* | EA*5X24M17A* | *96VSN0401410B* | Split System | 23000 | 16 | 9.5 | 1.92 | R-454B | 650
217951435 | COMFORTMAKER | N5H9V24*K*AAA* | EA*5X24M17A* | *96VSN0401712B* | Split System | 23000 | 16 | 9.5 | 1.92 | R-454B | 650
217951450 | COMFORTMAKER | N5H9V24*K*AAA* | EA*5X24M17A* | *96VTN0401712B* | Split System | 23000 | 16 | 9.5 | 1.92 | R-454B | 650
217949219 | COMFORTMAKER | N5H9V24*K*AAA* | EA*5X24M17A* | *96VTN0401410B* | Split System | 23000 | 16 | 9.5 | 1.92 | R-454B | 650
217951442 | COMFORTMAKER | Q5H9V24*K*AAA* | EA*5X24M17A* | *96VSN0401712B* | Split System | 23000 | 16 | 9.5 | 1.92 | R-454B | 650
217951457 | COMFORTMAKER | Q5H9V24*K*AAA* | EA*5X24M17A* | *96VTN0401712B* | Split System | 23000 | 16 | 9.5 | 1.92 | R-454B | 650
217949226 | COMFORTMAKER | Q5H9V24*K*AAA* | EA*5X24M17A* | *96VTN0401410B* | Split System | 23000 | 16 | 9.5 | 1.92 | R-454B | 650
217950031 | COMFORTMAKER | N5H9V24*K*AAA* | EA*5X24M17A* | *96VSN0401410B* | Split System | 23000 | 16 | 9.5 | 1.92 | R-454B | 650
217948151 | COMFORTMAKER | Q5H9V24*K*AAA* | ESH5X24M12A* | *97VTN0801716A* | Split System | 23200 | 16 | 9.5 | 1.92 | R-454B | 650
217948144 | COMFORTMAKER | N5H9V24*K*AAA* | ESH5X24M12A* | *97VTN0801716A* | Split System | 23200 | 16 | 9.5 | 1.92 | R-454B | 650
217948136 | COMFORTMAKER | Q5H9V24*K*AAA* | ESH5X24M12A* | *96VTN0801716B* | Split System | 23200 | 16 | 9.5 | 1.92 | R-454B | 650
217948106 | COMFORTMAKER | Q5H9V24*K*AAA* | ESH5X24M12A* | *96VSN0801716B* | Split System | 23200 | 16 | 9.5 | 1.92 | R-454B | 650
217948099 | COMFORTMAKER | N5H9V24*K*AAA* | ESH5X24M12A* | *96VSN0801716B* | Split System | 23200 | 16 | 9.5 | 1.92 | R-454B | 650
217948129 | COMFORTMAKER | N5H9V24*K*AAA* | ESH5X24M12A* | *96VTN0801716B* | Split System | 23200 | 16 | 9.5 | 1.92 | R-454B | 650
217945482 | COMFORTMAKER | N5H9V24*K*AAA* | ESH5X30M12A* | *97VTN0801716A* | Split System | 23600 | 16 | 9.5 | 1.92 | R-454B | 650
217945467 | COMFORTMAKER | N5H9V24*K*AAA* | ESH5X30M12A* | *96VTN0801716B* | Split System | 23600 | 16 | 9.5 | 1.92 | R-454B | 650
217945452 | COMFORTMAKER | N5H9V24*K*AAA* | ESH5X30M12A* | *96VSN0801716B* | Split System | 23600 | 16 | 9.5 | 1.92 | R-454B | 650
217945489 | COMFORTMAKER | Q5H9V24*K*AAA* | ESH5X30M12A* | *97VTN0801716A* | Split System | 23600 | 16 | 9.5 | 1.92 | R-454B | 650
217945459 | COMFORTMAKER | Q5H9V24*K*AAA* | ESH5X30M12A* | *96VSN0801716B* | Split System | 23600 | 16 | 9.5 | 1.92 | R-454B | 650
217945474 | COMFORTMAKER | Q5H9V24*K*AAA* | ESH5X30M12A* | *96VTN0801716B* | Split System | 23600 | 16 | 9.5 | 1.92 | R-454B | 650
217917105 | COMFORTMAKER | N5H9V48*K*AAA* | EVD5X60M21A* | *80VTL1102122B* | Split System | 48500 | 16 | 9.5 | 2.24 | R-454B | 650
217915944 | COMFORTMAKER | N5H9V48*K*AAA* | EVM5X60M21A* | *80VTL1102122B* | Split System | 48500 | 16 | 9.5 | 2.24 | R-454B | 650
217915949 | COMFORTMAKER | Q5H9V48*K*AAA* | EVM5X60M21A* | *80VTL1102122B* | Split System | 48500 | 16 | 9.5 | 2.24 | R-454B | 650
217917110 | COMFORTMAKER | Q5H9V48*K*AAA* | EVD5X60M21A* | *80VTL1102122B* | Split System | 48500 | 16 | 9.5 | 2.24 | R-454B | 650
217917887 | COMFORTMAKER | Q5H9V48*K*AAA* | EVD5X61M24A* | *80CTL0902120B* | Split System | 49500 | 16 | 9.5 | 2.24 | R-454B | 650
217950018 | DAY & NIGHT | Q5H9V24*K*AAA* | EA*5X24M14A* | *96CTN0401410B* | Split System | 22800 | 16 | 9.5 | 1.9 | R-454B | 650
217950004 | DAY & NIGHT | N5H9V24*K*AAA* | EA*5X24M14A* | *96CTN0401410B* | Split System | 22800 | 16 | 9.5 | 1.9 | R-454B | 650
217944476 | DAY & NIGHT | N5H9V24*K*AAA* | EA*5X24M14A* | *96VSN0401410B* | Split System | 22800 | 16 | 9.5 | 1.92 | R-454B | 650
217944483 | DAY & NIGHT | Q5H9V24*K*AAA* | EA*5X24M14A* | *96VSN0401410B* | Split System | 22800 | 16 | 9.5 | 1.92 | R-454B | 650
217947175 | DAY & NIGHT | Q5H9V24*K*AAA* | EA*5X24M14A* | *96VTN0401410B* | Split System | 22800 | 16 | 9.5 | 1.92 | R-454B | 650
217947168 | DAY & NIGHT | N5H9V24*K*AAA* | EA*5X24M14A* | *96VTN0401410B* | Split System | 22800 | 16 | 9.5 | 1.92 | R-454B | 650
217949227 | DAY & NIGHT | Q5H9V24*K*AAA* | EA*5X24M17A* | *96VTN0401410B* | Split System | 23000 | 16 | 9.5 | 1.92 | R-454B | 650
217949220 | DAY & NIGHT | N5H9V24*K*AAA* | EA*5X24M17A* | *96VTN0401410B* | Split System | 23000 | 16 | 9.5 | 1.92 | R-454B | 650
217950033 | DAY & NIGHT | N5H9V24*K*AAA* | EA*5X24M17A* | *96VSN0401410B* | Split System | 23000 | 16 | 9.5 | 1.92 | R-454B | 650
217950045 | DAY & NIGHT | Q5H9V24*K*AAA* | EA*5X24M17A* | *96VSN0401410B* | Split System | 23000 | 16 | 9.5 | 1.92 | R-454B | 650
217951458 | DAY & NIGHT | Q5H9V24*K*AAA* | EA*5X24M17A* | *96VTN0401712B* | Split System | 23000 | 16 | 9.5 | 1.92 | R-454B | 650
217951436 | DAY & NIGHT | N5H9V24*K*AAA* | EA*5X24M17A* | *96VSN0401712B* | Split System | 23000 | 16 | 9.5 | 1.92 | R-454B | 650
217951443 | DAY & NIGHT | Q5H9V24*K*AAA* | EA*5X24M17A* | *96VSN0401712B* | Split System | 23000 | 16 | 9.5 | 1.92 | R-454B | 650
217951451 | DAY & NIGHT | N5H9V24*K*AAA* | EA*5X24M17A* | *96VTN0401712B* | Split System | 23000 | 16 | 9.5 | 1.92 | R-454B | 650
217948145 | DAY & NIGHT | N5H9V24*K*AAA* | ESH5X24M12A* | *97VTN0801716A* | Split System | 23200 | 16 | 9.5 | 1.92 | R-454B | 650
217948152 | DAY & NIGHT | Q5H9V24*K*AAA* | ESH5X24M12A* | *97VTN0801716A* | Split System | 23200 | 16 | 9.5 | 1.92 | R-454B | 650
217948137 | DAY & NIGHT | Q5H9V24*K*AAA* | ESH5X24M12A* | *96VTN0801716B* | Split System | 23200 | 16 | 9.5 | 1.92 | R-454B | 650
217948107 | DAY & NIGHT | Q5H9V24*K*AAA* | ESH5X24M12A* | *96VSN0801716B* | Split System | 23200 | 16 | 9.5 | 1.92 | R-454B | 650
217948130 | DAY & NIGHT | N5H9V24*K*AAA* | ESH5X24M12A* | *96VTN0801716B* | Split System | 23200 | 16 | 9.5 | 1.92 | R-454B | 650
217948100 | DAY & NIGHT | N5H9V24*K*AAA* | ESH5X24M12A* | *96VSN0801716B* | Split System | 23200 | 16 | 9.5 | 1.92 | R-454B | 650
217945483 | DAY & NIGHT | N5H9V24*K*AAA* | ESH5X30M12A* | *97VTN0801716A* | Split System | 23600 | 16 | 9.5 | 1.92 | R-454B | 650
217945460 | DAY & NIGHT | Q5H9V24*K*AAA* | ESH5X30M12A* | *96VSN0801716B* | Split System | 23600 | 16 | 9.5 | 1.92 | R-454B | 650
217945453 | DAY & NIGHT | N5H9V24*K*AAA* | ESH5X30M12A* | *96VSN0801716B* | Split System | 23600 | 16 | 9.5 | 1.92 | R-454B | 650
217945468 | DAY & NIGHT | N5H9V24*K*AAA* | ESH5X30M12A* | *96VTN0801716B* | Split System | 23600 | 16 | 9.5 | 1.92 | R-454B | 650
217945475 | DAY & NIGHT | Q5H9V24*K*AAA* | ESH5X30M12A* | *96VTN0801716B* | Split System | 23600 | 16 | 9.5 | 1.92 | R-454B | 650
217945490 | DAY & NIGHT | Q5H9V24*K*AAA* | ESH5X30M12A* | *97VTN0801716A* | Split System | 23600 | 16 | 9.5 | 1.92 | R-454B | 650
217915950 | DAY & NIGHT | Q5H9V48*K*AAA* | EVM5X60M21A* | *80VTL1102122B* | Split System | 48500 | 16 | 9.5 | 2.24 | R-454B | 650
217915945 | DAY & NIGHT | N5H9V48*K*AAA* | EVM5X60M21A* | *80VTL1102122B* | Split System | 48500 | 16 | 9.5 | 2.24 | R-454B | 650
217917111 | DAY & NIGHT | Q5H9V48*K*AAA* | EVD5X60M21A* | *80VTL1102122B* | Split System | 48500 | 16 | 9.5 | 2.24 | R-454B | 650
217917106 | DAY & NIGHT | N5H9V48*K*AAA* | EVD5X60M21A* | *80VTL1102122B* | Split System | 48500 | 16 | 9.5 | 2.24 | R-454B | 650
217917888 | DAY & NIGHT | Q5H9V48*K*AAA* | EVD5X61M24A* | *80CTL0902120B* | Split System | 49500 | 16 | 9.5 | 2.24 | R-454B | 650
217950006 | HEIL | N5H9V24*K*AAA* | EA*5X24M14A* | *96CTN0401410B* | Split System | 22800 | 16 | 9.5 | 1.9 | R-454B | 650
217950020 | HEIL | Q5H9V24*K*AAA* | EA*5X24M14A* | *96CTN0401410B* | Split System | 22800 | 16 | 9.5 | 1.9 | R-454B | 650
217944484 | HEIL | Q5H9V24*K*AAA* | EA*5X24M14A* | *96VSN0401410B* | Split System | 22800 | 16 | 9.5 | 1.92 | R-454B | 650
217944477 | HEIL | N5H9V24*K*AAA* | EA*5X24M14A* | *96VSN0401410B* | Split System | 22800 | 16 | 9.5 | 1.92 | R-454B | 650
217947169 | HEIL | N5H9V24*K*AAA* | EA*5X24M14A* | *96VTN0401410B* | Split System | 22800 | 16 | 9.5 | 1.92 | R-454B | 650
217947176 | HEIL | Q5H9V24*K*AAA* | EA*5X24M14A* | *96VTN0401410B* | Split System | 22800 | 16 | 9.5 | 1.92 | R-454B | 650
217949221 | HEIL | N5H9V24*K*AAA* | EA*5X24M17A* | *96VTN0401410B* | Split System | 23000 | 16 | 9.5 | 1.92 | R-454B | 650
217951437 | HEIL | N5H9V24*K*AAA* | EA*5X24M17A* | *96VSN0401712B* | Split System | 23000 | 16 | 9.5 | 1.92 | R-454B | 650
217951459 | HEIL | Q5H9V24*K*AAA* | EA*5X24M17A* | *96VTN0401712B* | Split System | 23000 | 16 | 9.5 | 1.92 | R-454B | 650
217949228 | HEIL | Q5H9V24*K*AAA* | EA*5X24M17A* | *96VTN0401410B* | Split System | 23000 | 16 | 9.5 | 1.92 | R-454B | 650
217951444 | HEIL | Q5H9V24*K*AAA* | EA*5X24M17A* | *96VSN0401712B* | Split System | 23000 | 16 | 9.5 | 1.92 | R-454B | 650
217950048 | HEIL | Q5H9V24*K*AAA* | EA*5X24M17A* | *96VSN0401410B* | Split System | 23000 | 16 | 9.5 | 1.92 | R-454B | 650
217950035 | HEIL | N5H9V24*K*AAA* | EA*5X24M17A* | *96VSN0401410B* | Split System | 23000 | 16 | 9.5 | 1.92 | R-454B | 650
217951452 | HEIL | N5H9V24*K*AAA* | EA*5X24M17A* | *96VTN0401712B* | Split System | 23000 | 16 | 9.5 | 1.92 | R-454B | 650
217948138 | HEIL | Q5H9V24*K*AAA* | ESH5X24M12A* | *96VTN0801716B* | Split System | 23200 | 16 | 9.5 | 1.92 | R-454B | 650
217948101 | HEIL | N5H9V24*K*AAA* | ESH5X24M12A* | *96VSN0801716B* | Split System | 23200 | 16 | 9.5 | 1.92 | R-454B | 650
217948146 | HEIL | N5H9V24*K*AAA* | ESH5X24M12A* | *97VTN0801716A* | Split System | 23200 | 16 | 9.5 | 1.92 | R-454B | 650
217948153 | HEIL | Q5H9V24*K*AAA* | ESH5X24M12A* | *97VTN0801716A* | Split System | 23200 | 16 | 9.5 | 1.92 | R-454B | 650
217948131 | HEIL | N5H9V24*K*AAA* | ESH5X24M12A* | *96VTN0801716B* | Split System | 23200 | 16 | 9.5 | 1.92 | R-454B | 650
217948108 | HEIL | Q5H9V24*K*AAA* | ESH5X24M12A* | *96VSN0801716B* | Split System | 23200 | 16 | 9.5 | 1.92 | R-454B | 650
217945476 | HEIL | Q5H9V24*K*AAA* | ESH5X30M12A* | *96VTN0801716B* | Split System | 23600 | 16 | 9.5 | 1.92 | R-454B | 650
217945484 | HEIL | N5H9V24*K*AAA* | ESH5X30M12A* | *97VTN0801716A* | Split System | 23600 | 16 | 9.5 | 1.92 | R-454B | 650
217945461 | HEIL | Q5H9V24*K*AAA* | ESH5X30M12A* | *96VSN0801716B* | Split System | 23600 | 16 | 9.5 | 1.92 | R-454B | 650
217945469 | HEIL | N5H9V24*K*AAA* | ESH5X30M12A* | *96VTN0801716B* | Split System | 23600 | 16 | 9.5 | 1.92 | R-454B | 650
217945491 | HEIL | Q5H9V24*K*AAA* | ESH5X30M12A* | *97VTN0801716A* | Split System | 23600 | 16 | 9.5 | 1.92 | R-454B | 650
217945454 | HEIL | N5H9V24*K*AAA* | ESH5X30M12A* | *96VSN0801716B* | Split System | 23600 | 16 | 9.5 | 1.92 | R-454B | 650
217915946 | HEIL | N5H9V48*K*AAA* | EVM5X60M21A* | *80VTL1102122B* | Split System | 48500 | 16 | 9.5 | 2.24 | R-454B | 650
217915951 | HEIL | Q5H9V48*K*AAA* | EVM5X60M21A* | *80VTL1102122B* | Split System | 48500 | 16 | 9.5 | 2.24 | R-454B | 650
217917107 | HEIL | N5H9V48*K*AAA* | EVD5X60M21A* | *80VTL1102122B* | Split System | 48500 | 16 | 9.5 | 2.24 | R-454B | 650
217917112 | HEIL | Q5H9V48*K*AAA* | EVD5X60M21A* | *80VTL1102122B* | Split System | 48500 | 16 | 9.5 | 2.24 | R-454B | 650
217917884 | HEIL | N5H9V48*K*AAA* | EVD5X61M24A* | *80CTL0902120B* | Split System | 49500 | 16 | 9.5 | 2.24 | R-454B | 650
217950022 | KEEPRITE | Q5H9V24*K*AAA* | EA*5X24M14A* | *96CTN0401410B* | Split System | 22800 | 16 | 9.5 | 1.9 | R-454B | 650
217950008 | KEEPRITE | N5H9V24*K*AAA* | EA*5X24M14A* | *96CTN0401410B* | Split System | 22800 | 16 | 9.5 | 1.9 | R-454B | 650
217944485 | KEEPRITE | Q5H9V24*K*AAA* | EA*5X24M14A* | *96VSN0401410B* | Split System | 22800 | 16 | 9.5 | 1.92 | R-454B | 650
217944478 | KEEPRITE | N5H9V24*K*AAA* | EA*5X24M14A* | *96VSN0401410B* | Split System | 22800 | 16 | 9.5 | 1.92 | R-454B | 650
217947177 | KEEPRITE | Q5H9V24*K*AAA* | EA*5X24M14A* | *96VTN0401410B* | Split System | 22800 | 16 | 9.5 | 1.92 | R-454B | 650
217947170 | KEEPRITE | N5H9V24*K*AAA* | EA*5X24M14A* | *96VTN0401410B* | Split System | 22800 | 16 | 9.5 | 1.92 | R-454B | 650
217949222 | KEEPRITE | N5H9V24*K*AAA* | EA*5X24M17A* | *96VTN0401410B* | Split System | 23000 | 16 | 9.5 | 1.92 | R-454B | 650
217949229 | KEEPRITE | Q5H9V24*K*AAA* | EA*5X24M17A* | *96VTN0401410B* | Split System | 23000 | 16 | 9.5 | 1.92 | R-454B | 650
217951453 | KEEPRITE | N5H9V24*K*AAA* | EA*5X24M17A* | *96VTN0401712B* | Split System | 23000 | 16 | 9.5 | 1.92 | R-454B | 650
217951460 | KEEPRITE | Q5H9V24*K*AAA* | EA*5X24M17A* | *96VTN0401712B* | Split System | 23000 | 16 | 9.5 | 1.92 | R-454B | 650
217950050 | KEEPRITE | Q5H9V24*K*AAA* | EA*5X24M17A* | *96VSN0401410B* | Split System | 23000 | 16 | 9.5 | 1.92 | R-454B | 650
217951438 | KEEPRITE | N5H9V24*K*AAA* | EA*5X24M17A* | *96VSN0401712B* | Split System | 23000 | 16 | 9.5 | 1.92 | R-454B | 650
217950036 | KEEPRITE | N5H9V24*K*AAA* | EA*5X24M17A* | *96VSN0401410B* | Split System | 23000 | 16 | 9.5 | 1.92 | R-454B | 650
217951445 | KEEPRITE | Q5H9V24*K*AAA* | EA*5X24M17A* | *96VSN0401712B* | Split System | 23000 | 16 | 9.5 | 1.92 | R-454B | 650
217948109 | KEEPRITE | Q5H9V24*K*AAA* | ESH5X24M12A* | *96VSN0801716B* | Split System | 23200 | 16 | 9.5 | 1.92 | R-454B | 650
217948154 | KEEPRITE | Q5H9V24*K*AAA* | ESH5X24M12A* | *97VTN0801716A* | Split System | 23200 | 16 | 9.5 | 1.92 | R-454B | 650
217948102 | KEEPRITE | N5H9V24*K*AAA* | ESH5X24M12A* | *96VSN0801716B* | Split System | 23200 | 16 | 9.5 | 1.92 | R-454B | 650
217948139 | KEEPRITE | Q5H9V24*K*AAA* | ESH5X24M12A* | *96VTN0801716B* | Split System | 23200 | 16 | 9.5 | 1.92 | R-454B | 650
217948132 | KEEPRITE | N5H9V24*K*AAA* | ESH5X24M12A* | *96VTN0801716B* | Split System | 23200 | 16 | 9.5 | 1.92 | R-454B | 650
217948147 | KEEPRITE | N5H9V24*K*AAA* | ESH5X24M12A* | *97VTN0801716A* | Split System | 23200 | 16 | 9.5 | 1.92 | R-454B | 650
217945477 | KEEPRITE | Q5H9V24*K*AAA* | ESH5X30M12A* | *96VTN0801716B* | Split System | 23600 | 16 | 9.5 | 1.92 | R-454B | 650
217945462 | KEEPRITE | Q5H9V24*K*AAA* | ESH5X30M12A* | *96VSN0801716B* | Split System | 23600 | 16 | 9.5 | 1.92 | R-454B | 650
217945470 | KEEPRITE | N5H9V24*K*AAA* | ESH5X30M12A* | *96VTN0801716B* | Split System | 23600 | 16 | 9.5 | 1.92 | R-454B | 650
217945492 | KEEPRITE | Q5H9V24*K*AAA* | ESH5X30M12A* | *97VTN0801716A* | Split System | 23600 | 16 | 9.5 | 1.92 | R-454B | 650
217945455 | KEEPRITE | N5H9V24*K*AAA* | ESH5X30M12A* | *96VSN0801716B* | Split System | 23600 | 16 | 9.5 | 1.92 | R-454B | 650
217945485 | KEEPRITE | N5H9V24*K*AAA* | ESH5X30M12A* | *97VTN0801716A* | Split System | 23600 | 16 | 9.5 | 1.92 | R-454B | 650
217915952 | KEEPRITE | Q5H9V48*K*AAA* | EVM5X60M21A* | *80VTL1102122B* | Split System | 48500 | 16 | 9.5 | 2.24 | R-454B | 650
217915947 | KEEPRITE | N5H9V48*K*AAA* | EVM5X60M21A* | *80VTL1102122B* | Split System | 48500 | 16 | 9.5 | 2.24 | R-454B | 650
217917108 | KEEPRITE | N5H9V48*K*AAA* | EVD5X60M21A* | *80VTL1102122B* | Split System | 48500 | 16 | 9.5 | 2.24 | R-454B | 650
217917113 | KEEPRITE | Q5H9V48*K*AAA* | EVD5X60M21A* | *80VTL1102122B* | Split System | 48500 | 16 | 9.5 | 2.24 | R-454B | 650
217917885 | KEEPRITE | N5H9V48*K*AAA* | EVD5X61M24A* | *80CTL0902120B* | Split System | 49500 | 16 | 9.5 | 2.24 | R-454B | 650
217917890 | KEEPRITE | Q5H9V48*K*AAA* | EVD5X61M24A* | *80CTL0902120B* | Split System | 49500 | 16 | 9.5 | 2.24 | R-454B | 650
217950024 | TEMPSTAR | Q5H9V24*K*AAA* | EA*5X24M14A* | *96CTN0401410B* | Split System | 22800 | 16 | 9.5 | 1.9 | R-454B | 650
217950009 | TEMPSTAR | N5H9V24*K*AAA* | EA*5X24M14A* | *96CTN0401410B* | Split System | 22800 | 16 | 9.5 | 1.9 | R-454B | 650
217944479 | TEMPSTAR | N5H9V24*K*AAA* | EA*5X24M14A* | *96VSN0401410B* | Split System | 22800 | 16 | 9.5 | 1.92 | R-454B | 650
217944486 | TEMPSTAR | Q5H9V24*K*AAA* | EA*5X24M14A* | *96VSN0401410B* | Split System | 22800 | 16 | 9.5 | 1.92 | R-454B | 650
217947171 | TEMPSTAR | N5H9V24*K*AAA* | EA*5X24M14A* | *96VTN0401410B* | Split System | 22800 | 16 | 9.5 | 1.92 | R-454B | 650
217947178 | TEMPSTAR | Q5H9V24*K*AAA* | EA*5X24M14A* | *96VTN0401410B* | Split System | 22800 | 16 | 9.5 | 1.92 | R-454B | 650
217950037 | TEMPSTAR | N5H9V24*K*AAA* | EA*5X24M17A* | *96VSN0401410B* | Split System | 23000 | 16 | 9.5 | 1.92 | R-454B | 650
217951446 | TEMPSTAR | Q5H9V24*K*AAA* | EA*5X24M17A* | *96VSN0401712B* | Split System | 23000 | 16 | 9.5 | 1.92 | R-454B | 650
217949230 | TEMPSTAR | Q5H9V24*K*AAA* | EA*5X24M17A* | *96VTN0401410B* | Split System | 23000 | 16 | 9.5 | 1.92 | R-454B | 650
217951454 | TEMPSTAR | N5H9V24*K*AAA* | EA*5X24M17A* | *96VTN0401712B* | Split System | 23000 | 16 | 9.5 | 1.92 | R-454B | 650
217949223 | TEMPSTAR | N5H9V24*K*AAA* | EA*5X24M17A* | *96VTN0401410B* | Split System | 23000 | 16 | 9.5 | 1.92 | R-454B | 650
217950052 | TEMPSTAR | Q5H9V24*K*AAA* | EA*5X24M17A* | *96VSN0401410B* | Split System | 23000 | 16 | 9.5 | 1.92 | R-454B | 650
217951461 | TEMPSTAR | Q5H9V24*K*AAA* | EA*5X24M17A* | *96VTN0401712B* | Split System | 23000 | 16 | 9.5 | 1.92 | R-454B | 650
217951439 | TEMPSTAR | N5H9V24*K*AAA* | EA*5X24M17A* | *96VSN0401712B* | Split System | 23000 | 16 | 9.5 | 1.92 | R-454B | 650
217948140 | TEMPSTAR | Q5H9V24*K*AAA* | ESH5X24M12A* | *96VTN0801716B* | Split System | 23200 | 16 | 9.5 | 1.92 | R-454B | 650
217948155 | TEMPSTAR | Q5H9V24*K*AAA* | ESH5X24M12A* | *97VTN0801716A* | Split System | 23200 | 16 | 9.5 | 1.92 | R-454B | 650
217948103 | TEMPSTAR | N5H9V24*K*AAA* | ESH5X24M12A* | *96VSN0801716B* | Split System | 23200 | 16 | 9.5 | 1.92 | R-454B | 650
217948133 | TEMPSTAR | N5H9V24*K*AAA* | ESH5X24M12A* | *96VTN0801716B* | Split System | 23200 | 16 | 9.5 | 1.92 | R-454B | 650
217948110 | TEMPSTAR | Q5H9V24*K*AAA* | ESH5X24M12A* | *96VSN0801716B* | Split System | 23200 | 16 | 9.5 | 1.92 | R-454B | 650
217948148 | TEMPSTAR | N5H9V24*K*AAA* | ESH5X24M12A* | *97VTN0801716A* | Split System | 23200 | 16 | 9.5 | 1.92 | R-454B | 650
217945471 | TEMPSTAR | N5H9V24*K*AAA* | ESH5X30M12A* | *96VTN0801716B* | Split System | 23600 | 16 | 9.5 | 1.92 | R-454B | 650
217945478 | TEMPSTAR | Q5H9V24*K*AAA* | ESH5X30M12A* | *96VTN0801716B* | Split System | 23600 | 16 | 9.5 | 1.92 | R-454B | 650
217945463 | TEMPSTAR | Q5H9V24*K*AAA* | ESH5X30M12A* | *96VSN0801716B* | Split System | 23600 | 16 | 9.5 | 1.92 | R-454B | 650
217945486 | TEMPSTAR | N5H9V24*K*AAA* | ESH5X30M12A* | *97VTN0801716A* | Split System | 23600 | 16 | 9.5 | 1.92 | R-454B | 650
217945493 | TEMPSTAR | Q5H9V24*K*AAA* | ESH5X30M12A* | *97VTN0801716A* | Split System | 23600 | 16 | 9.5 | 1.92 | R-454B | 650
217945456 | TEMPSTAR | N5H9V24*K*AAA* | ESH5X30M12A* | *96VSN0801716B* | Split System | 23600 | 16 | 9.5 | 1.92 | R-454B | 650
217915953 | TEMPSTAR | Q5H9V48*K*AAA* | EVM5X60M21A* | *80VTL1102122B* | Split System | 48500 | 16 | 9.5 | 2.24 | R-454B | 650
217915948 | TEMPSTAR | N5H9V48*K*AAA* | EVM5X60M21A* | *80VTL1102122B* | Split System | 48500 | 16 | 9.5 | 2.24 | R-454B | 650
217917109 | TEMPSTAR | N5H9V48*K*AAA* | EVD5X60M21A* | *80VTL1102122B* | Split System | 48500 | 16 | 9.5 | 2.24 | R-454B | 650
217917886 | TEMPSTAR | N5H9V48*K*AAA* | EVD5X61M24A* | *80CTL0902120B* | Split System | 49500 | 16 | 9.5 | 2.24 | R-454B | 650
217917891 | TEMPSTAR | Q5H9V48*K*AAA* | EVD5X61M24A* | *80CTL0902120B* | Split System | 49500 | 16 | 9.5 | 2.24 | R-454B | 650
218018464 | ACIQ | N5H9V24*K*AAA* | EA*5X30M14A* | *96VTN0401410B* | Split System | 23000 | 16.5 | 9.5 | 1.92 | R-454B | 650
218021186 | ACIQ | N5H9V48*K*AAA* | EVD5X60M21A* | *80CSU0802120B* | Split System | 48500 | 16.5 | 9.5 | 2.24 | R-454B | 650
218021032 | ACIQ | N5H9V48*K*AAA* | EVM5X60M21A* | *80CSU0802120B* | Split System | 48500 | 16.5 | 9.5 | 2.24 | R-454B | 650
218021041 | ACIQ | N5H9V48*K*AAA* | EVM5X60M21A* | *80MSU0802120A* | Split System | 48500 | 16.5 | 9.5 | 2.24 | R-454B | 650
218021191 | ACIQ | N5H9V48*K*AAA* | EVD5X60M21A* | *80VSL1102122B* | Split System | 48500 | 16.5 | 9.5 | 2.24 | R-454B | 650
218021029 | ACIQ | N5H9V48*K*AAA* | EVM5X49M21A* | *97VTN1002122A* | Split System | 48500 | 16.5 | 9.5 | 2.24 | R-454B | 650
218021024 | ACIQ | N5H9V48*K*AAA* | EVM5X49M21A* | *96VTN1002122B* | Split System | 48500 | 16.5 | 9.5 | 2.24 | R-454B | 650
218021200 | ACIQ | N5H9V48*K*AAA* | EVD5X60M21A* | *80CTL0902120B* | Split System | 48500 | 16.5 | 9.5 | 2.24 | R-454B | 650
218021046 | ACIQ | N5H9V48*K*AAA* | EVM5X60M21A* | *80CTL0902120B* | Split System | 48500 | 16.5 | 9.5 | 2.24 | R-454B | 650
218021195 | ACIQ | N5H9V48*K*AAA* | EVD5X60M21A* | *80MSU0802120A* | Split System | 48500 | 16.5 | 9.5 | 2.24 | R-454B | 650
218021037 | ACIQ | N5H9V48*K*AAA* | EVM5X60M21A* | *80VSL1102122B* | Split System | 48500 | 16.5 | 9.5 | 2.24 | R-454B | 650
218021260 | ACIQ | N5H9V48*K*AAA* | EVD5X61M21A* | *80VTL1102122B* | Split System | 49000 | 16.5 | 9.5 | 2.24 | R-454B | 650
218016373 | ACIQ | N5H9V48*K*AAA* | EVD5X61M24A* | *80VTL0902120B* | Split System | 49000 | 16.5 | 9.5 | 2.24 | R-454B | 650
218021244 | ACIQ | N5H9V48*K*AAA* | EVD5X61M21A* | *80VSL0902120B* | Split System | 49000 | 16.5 | 9.5 | 2.24 | R-454B | 650
218021246 | ACIQ | N5H9V48*K*AAA* | EVD5X61M21A* | *80VSL1102122B* | Split System | 49000 | 16.5 | 9.5 | 2.24 | R-454B | 650
218016361 | ACIQ | N5H9V48*K*AAA* | EVD5X61M24A* | *80VSL0902120B* | Split System | 49000 | 16.5 | 9.5 | 2.24 | R-454B | 650
218021258 | ACIQ | N5H9V48*K*AAA* | EVD5X61M21A* | *80VTL0902120B* | Split System | 49000 | 16.5 | 9.5 | 2.24 | R-454B | 650
218016375 | ACIQ | N5H9V48*K*AAA* | EVD5X61M24A* | *80VTL1102122B* | Split System | 49500 | 16.5 | 9.5 | 2.24 | R-454B | 650
218016408 | ACIQ | N5H9V48*K*AAA* | EVD5X61M24A* | *96VTN1002122B* | Split System | 49500 | 16.5 | 9.5 | 2.24 | R-454B | 650
217946113 | AIRQUEST | N5H9V24*K*AAA* | EA*5X30M14A* | *96VTN0401410B* | Split System | 23000 | 16.5 | 9.5 | 1.92 | R-454B | 650
217946120 | AIRQUEST | Q5H9V24*K*AAA* | EA*5X30M14A* | *96VTN0401410B* | Split System | 23000 | 16.5 | 9.5 | 1.92 | R-454B | 650
217955472 | AIRQUEST | Q5H9V48*K*AAA* | EVD5X60M21A* | *80CSU0802120B* | Split System | 48500 | 16.5 | 9.5 | 2.24 | R-454B | 650
217916961 | AIRQUEST | N5H9V48*K*AAA* | EVD5X60M21A* | *80CSU0802120B* | Split System | 48500 | 16.5 | 9.5 | 2.24 | R-454B | 650
217955292 | AIRQUEST | Q5H9V48*K*AAA* | EVM5X60M21A* | *80CSU0802120B* | Split System | 48500 | 16.5 | 9.5 | 2.24 | R-454B | 650
217955288 | AIRQUEST | Q5H9V48*K*AAA* | EVM5X49M21A* | *97VTN1002122A* | Split System | 48500 | 16.5 | 9.5 | 2.24 | R-454B | 650
217955488 | AIRQUEST | Q5H9V48*K*AAA* | EVD5X60M21A* | *80CTL0902120B* | Split System | 48500 | 16.5 | 9.5 | 2.24 | R-454B | 650
217955302 | AIRQUEST | Q5H9V48*K*AAA* | EVM5X60M21A* | *80MSU0802120A* | Split System | 48500 | 16.5 | 9.5 | 2.24 | R-454B | 650
217955298 | AIRQUEST | Q5H9V48*K*AAA* | EVM5X60M21A* | *80VSL1102122B* | Split System | 48500 | 16.5 | 9.5 | 2.24 | R-454B | 650
217955482 | AIRQUEST | Q5H9V48*K*AAA* | EVD5X60M21A* | *80MSU0802120A* | Split System | 48500 | 16.5 | 9.5 | 2.24 | R-454B | 650
217955478 | AIRQUEST | Q5H9V48*K*AAA* | EVD5X60M21A* | *80VSL1102122B* | Split System | 48500 | 16.5 | 9.5 | 2.24 | R-454B | 650
217915735 | AIRQUEST | N5H9V48*K*AAA* | EVM5X49M21A* | *96VTN1002122B* | Split System | 48500 | 16.5 | 9.5 | 2.24 | R-454B | 650
217955282 | AIRQUEST | Q5H9V48*K*AAA* | EVM5X49M21A* | *96VTN1002122B* | Split System | 48500 | 16.5 | 9.5 | 2.24 | R-454B | 650
217917000 | AIRQUEST | N5H9V48*K*AAA* | EVD5X60M21A* | *80VSL1102122B* | Split System | 48500 | 16.5 | 9.5 | 2.24 | R-454B | 650
217955308 | AIRQUEST | Q5H9V48*K*AAA* | EVM5X60M21A* | *80CTL0902120B* | Split System | 48500 | 16.5 | 9.5 | 2.24 | R-454B | 650
217915839 | AIRQUEST | N5H9V48*K*AAA* | EVM5X60M21A* | *80VSL1102122B* | Split System | 48500 | 16.5 | 9.5 | 2.24 | R-454B | 650
217917065 | AIRQUEST | N5H9V48*K*AAA* | EVD5X60M21A* | *80CTL0902120B* | Split System | 48500 | 16.5 | 9.5 | 2.24 | R-454B | 650
217917026 | AIRQUEST | N5H9V48*K*AAA* | EVD5X60M21A* | *80MSU0802120A* | Split System | 48500 | 16.5 | 9.5 | 2.24 | R-454B | 650
217915865 | AIRQUEST | N5H9V48*K*AAA* | EVM5X60M21A* | *80MSU0802120A* | Split System | 48500 | 16.5 | 9.5 | 2.24 | R-454B | 650
217915904 | AIRQUEST | N5H9V48*K*AAA* | EVM5X60M21A* | *80CTL0902120B* | Split System | 48500 | 16.5 | 9.5 | 2.24 | R-454B | 650
217955558 | AIRQUEST | Q5H9V48*K*AAA* | EVD5X61M21A* | *80VTL1102122B* | Split System | 49000 | 16.5 | 9.5 | 2.24 | R-454B | 650
217955592 | AIRQUEST | Q5H9V48*K*AAA* | EVD5X61M21A* | *96VTN1002122B* | Split System | 49000 | 16.5 | 9.5 | 2.24 | R-454B | 650
217955598 | AIRQUEST | Q5H9V48*K*AAA* | EVD5X61M21A* | *97VTN1002122A* | Split System | 49000 | 16.5 | 9.5 | 2.24 | R-454B | 650
217917529 | AIRQUEST | N5H9V48*K*AAA* | EVD5X61M21A* | *80VTL1102122B* | Split System | 49000 | 16.5 | 9.5 | 2.24 | R-454B | 650
217917738 | AIRQUEST | N5H9V48*K*AAA* | EVD5X61M21A* | *96VTN1002122B* | Split System | 49000 | 16.5 | 9.5 | 2.24 | R-454B | 650
217955604 | AIRQUEST | Q5H9V48*K*AAA* | EVD5X61M24A* | *80VSL0902120B* | Split System | 49000 | 16.5 | 9.5 | 2.24 | R-454B | 650
217955556 | AIRQUEST | Q5H9V48*K*AAA* | EVD5X61M21A* | *80VTL0902120B* | Split System | 49000 | 16.5 | 9.5 | 2.24 | R-454B | 650
217955618 | AIRQUEST | Q5H9V48*K*AAA* | EVD5X61M24A* | *80VTL0902120B* | Split System | 49000 | 16.5 | 9.5 | 2.24 | R-454B | 650
217955540 | AIRQUEST | Q5H9V48*K*AAA* | EVD5X61M21A* | *80VSL0902120B* | Split System | 49000 | 16.5 | 9.5 | 2.24 | R-454B | 650
217955542 | AIRQUEST | Q5H9V48*K*AAA* | EVD5X61M21A* | *80VSL1102122B* | Split System | 49000 | 16.5 | 9.5 | 2.24 | R-454B | 650
217917412 | AIRQUEST | N5H9V48*K*AAA* | EVD5X61M21A* | *80VSL0902120B* | Split System | 49000 | 16.5 | 9.5 | 2.24 | R-454B | 650
217917816 | AIRQUEST | N5H9V48*K*AAA* | EVD5X61M24A* | *80VSL0902120B* | Split System | 49000 | 16.5 | 9.5 | 2.24 | R-454B | 650
217917425 | AIRQUEST | N5H9V48*K*AAA* | EVD5X61M21A* | *80VSL1102122B* | Split System | 49000 | 16.5 | 9.5 | 2.24 | R-454B | 650
217917907 | AIRQUEST | N5H9V48*K*AAA* | EVD5X61M24A* | *80VTL0902120B* | Split System | 49000 | 16.5 | 9.5 | 2.24 | R-454B | 650
217917516 | AIRQUEST | N5H9V48*K*AAA* | EVD5X61M21A* | *80VTL0902120B* | Split System | 49000 | 16.5 | 9.5 | 2.24 | R-454B | 650
217955616 | AIRQUEST | Q5H9V48*K*AAA* | EVD5X61M24A* | *80CTL1352422B* | Split System | 49500 | 16.5 | 9.5 | 2.24 | R-454B | 650
217955666 | AIRQUEST | Q5H9V48*K*AAA* | EVD5X61M24A* | *97VTN1002122A* | Split System | 49500 | 16.5 | 9.5 | 2.24 | R-454B | 650
217955620 | AIRQUEST | Q5H9V48*K*AAA* | EVD5X61M24A* | *80VTL1102122B* | Split System | 49500 | 16.5 | 9.5 | 2.24 | R-454B | 650
217955658 | AIRQUEST | Q5H9V48*K*AAA* | EVD5X61M24A* | *96VTN1002122B* | Split System | 49500 | 16.5 | 9.5 | 2.24 | R-454B | 650
217918169 | AIRQUEST | N5H9V48*K*AAA* | EVD5X61M24A* | *96VTN1002122B* | Split System | 49500 | 16.5 | 9.5 | 2.24 | R-454B | 650
217917894 | AIRQUEST | N5H9V48*K*AAA* | EVD5X61M24A* | *80CTL1352422B* | Split System | 49500 | 16.5 | 9.5 | 2.24 | R-454B | 650
217918222 | AIRQUEST | N5H9V48*K*AAA* | EVD5X61M24A* | *97VTN1002122A* | Split System | 49500 | 16.5 | 9.5 | 2.24 | R-454B | 650
217946112 | ARCOAIRE | N5H9V24*K*AAA* | EA*5X30M14A* | *96VTN0401410B* | Split System | 23000 | 16.5 | 9.5 | 1.92 | R-454B | 650
217946119 | ARCOAIRE | Q5H9V24*K*AAA* | EA*5X30M14A* | *96VTN0401410B* | Split System | 23000 | 16.5 | 9.5 | 1.92 | R-454B | 650
217955471 | ARCOAIRE | Q5H9V48*K*AAA* | EVD5X60M21A* | *80CSU0802120B* | Split System | 48500 | 16.5 | 9.5 | 2.24 | R-454B | 650
217916960 | ARCOAIRE | N5H9V48*K*AAA* | EVD5X60M21A* | *80CSU0802120B* | Split System | 48500 | 16.5 | 9.5 | 2.24 | R-454B | 650
217955291 | ARCOAIRE | Q5H9V48*K*AAA* | EVM5X60M21A* | *80CSU0802120B* | Split System | 48500 | 16.5 | 9.5 | 2.24 | R-454B | 650
217955281 | ARCOAIRE | Q5H9V48*K*AAA* | EVM5X49M21A* | *96VTN1002122B* | Split System | 48500 | 16.5 | 9.5 | 2.24 | R-454B | 650
217955297 | ARCOAIRE | Q5H9V48*K*AAA* | EVM5X60M21A* | *80VSL1102122B* | Split System | 48500 | 16.5 | 9.5 | 2.24 | R-454B | 650
217955481 | ARCOAIRE | Q5H9V48*K*AAA* | EVD5X60M21A* | *80MSU0802120A* | Split System | 48500 | 16.5 | 9.5 | 2.24 | R-454B | 650
217955487 | ARCOAIRE | Q5H9V48*K*AAA* | EVD5X60M21A* | *80CTL0902120B* | Split System | 48500 | 16.5 | 9.5 | 2.24 | R-454B | 650
217955477 | ARCOAIRE | Q5H9V48*K*AAA* | EVD5X60M21A* | *80VSL1102122B* | Split System | 48500 | 16.5 | 9.5 | 2.24 | R-454B | 650
217955287 | ARCOAIRE | Q5H9V48*K*AAA* | EVM5X49M21A* | *97VTN1002122A* | Split System | 48500 | 16.5 | 9.5 | 2.24 | R-454B | 650
217955301 | ARCOAIRE | Q5H9V48*K*AAA* | EVM5X60M21A* | *80MSU0802120A* | Split System | 48500 | 16.5 | 9.5 | 2.24 | R-454B | 650
217915903 | ARCOAIRE | N5H9V48*K*AAA* | EVM5X60M21A* | *80CTL0902120B* | Split System | 48500 | 16.5 | 9.5 | 2.24 | R-454B | 650
217916999 | ARCOAIRE | N5H9V48*K*AAA* | EVD5X60M21A* | *80VSL1102122B* | Split System | 48500 | 16.5 | 9.5 | 2.24 | R-454B | 650
217915734 | ARCOAIRE | N5H9V48*K*AAA* | EVM5X49M21A* | *96VTN1002122B* | Split System | 48500 | 16.5 | 9.5 | 2.24 | R-454B | 650
217955307 | ARCOAIRE | Q5H9V48*K*AAA* | EVM5X60M21A* | *80CTL0902120B* | Split System | 48500 | 16.5 | 9.5 | 2.24 | R-454B | 650
217915773 | ARCOAIRE | N5H9V48*K*AAA* | EVM5X49M21A* | *97VTN1002122A* | Split System | 48500 | 16.5 | 9.5 | 2.24 | R-454B | 650
217915864 | ARCOAIRE | N5H9V48*K*AAA* | EVM5X60M21A* | *80MSU0802120A* | Split System | 48500 | 16.5 | 9.5 | 2.24 | R-454B | 650
217915838 | ARCOAIRE | N5H9V48*K*AAA* | EVM5X60M21A* | *80VSL1102122B* | Split System | 48500 | 16.5 | 9.5 | 2.24 | R-454B | 650
217917025 | ARCOAIRE | N5H9V48*K*AAA* | EVD5X60M21A* | *80MSU0802120A* | Split System | 48500 | 16.5 | 9.5 | 2.24 | R-454B | 650
217955597 | ARCOAIRE | Q5H9V48*K*AAA* | EVD5X61M21A* | *97VTN1002122A* | Split System | 49000 | 16.5 | 9.5 | 2.24 | R-454B | 650
217955591 | ARCOAIRE | Q5H9V48*K*AAA* | EVD5X61M21A* | *96VTN1002122B* | Split System | 49000 | 16.5 | 9.5 | 2.24 | R-454B | 650
217955557 | ARCOAIRE | Q5H9V48*K*AAA* | EVD5X61M21A* | *80VTL1102122B* | Split System | 49000 | 16.5 | 9.5 | 2.24 | R-454B | 650
217917737 | ARCOAIRE | N5H9V48*K*AAA* | EVD5X61M21A* | *96VTN1002122B* | Split System | 49000 | 16.5 | 9.5 | 2.24 | R-454B | 650
217917528 | ARCOAIRE | N5H9V48*K*AAA* | EVD5X61M21A* | *80VTL1102122B* | Split System | 49000 | 16.5 | 9.5 | 2.24 | R-454B | 650
217917776 | ARCOAIRE | N5H9V48*K*AAA* | EVD5X61M21A* | *97VTN1002122A* | Split System | 49000 | 16.5 | 9.5 | 2.24 | R-454B | 650
217955539 | ARCOAIRE | Q5H9V48*K*AAA* | EVD5X61M21A* | *80VSL0902120B* | Split System | 49000 | 16.5 | 9.5 | 2.24 | R-454B | 650
217955541 | ARCOAIRE | Q5H9V48*K*AAA* | EVD5X61M21A* | *80VSL1102122B* | Split System | 49000 | 16.5 | 9.5 | 2.24 | R-454B | 650
217955603 | ARCOAIRE | Q5H9V48*K*AAA* | EVD5X61M24A* | *80VSL0902120B* | Split System | 49000 | 16.5 | 9.5 | 2.24 | R-454B | 650
217955555 | ARCOAIRE | Q5H9V48*K*AAA* | EVD5X61M21A* | *80VTL0902120B* | Split System | 49000 | 16.5 | 9.5 | 2.24 | R-454B | 650
217955617 | ARCOAIRE | Q5H9V48*K*AAA* | EVD5X61M24A* | *80VTL0902120B* | Split System | 49000 | 16.5 | 9.5 | 2.24 | R-454B | 650
217917424 | ARCOAIRE | N5H9V48*K*AAA* | EVD5X61M21A* | *80VSL1102122B* | Split System | 49000 | 16.5 | 9.5 | 2.24 | R-454B | 650
217917815 | ARCOAIRE | N5H9V48*K*AAA* | EVD5X61M24A* | *80VSL0902120B* | Split System | 49000 | 16.5 | 9.5 | 2.24 | R-454B | 650
217917515 | ARCOAIRE | N5H9V48*K*AAA* | EVD5X61M21A* | *80VTL0902120B* | Split System | 49000 | 16.5 | 9.5 | 2.24 | R-454B | 650
217917906 | ARCOAIRE | N5H9V48*K*AAA* | EVD5X61M24A* | *80VTL0902120B* | Split System | 49000 | 16.5 | 9.5 | 2.24 | R-454B | 650
217917411 | ARCOAIRE | N5H9V48*K*AAA* | EVD5X61M21A* | *80VSL0902120B* | Split System | 49000 | 16.5 | 9.5 | 2.24 | R-454B | 650
217955615 | ARCOAIRE | Q5H9V48*K*AAA* | EVD5X61M24A* | *80CTL1352422B* | Split System | 49500 | 16.5 | 9.5 | 2.24 | R-454B | 650
217955665 | ARCOAIRE | Q5H9V48*K*AAA* | EVD5X61M24A* | *97VTN1002122A* | Split System | 49500 | 16.5 | 9.5 | 2.24 | R-454B | 650
217955619 | ARCOAIRE | Q5H9V48*K*AAA* | EVD5X61M24A* | *80VTL1102122B* | Split System | 49500 | 16.5 | 9.5 | 2.24 | R-454B | 650
217955657 | ARCOAIRE | Q5H9V48*K*AAA* | EVD5X61M24A* | *96VTN1002122B* | Split System | 49500 | 16.5 | 9.5 | 2.24 | R-454B | 650
217917893 | ARCOAIRE | N5H9V48*K*AAA* | EVD5X61M24A* | *80CTL1352422B* | Split System | 49500 | 16.5 | 9.5 | 2.24 | R-454B | 650
217917919 | ARCOAIRE | N5H9V48*K*AAA* | EVD5X61M24A* | *80VTL1102122B* | Split System | 49500 | 16.5 | 9.5 | 2.24 | R-454B | 650
217918221 | ARCOAIRE | N5H9V48*K*AAA* | EVD5X61M24A* | *97VTN1002122A* | Split System | 49500 | 16.5 | 9.5 | 2.24 | R-454B | 650
217946111 | BRYANT HEATING AND COOLING SYSTEMS | 249VAN024**AA* | CAA**3014AM* | 926TC30040V14*** | Split System | 23000 | 16.5 | 9.5 | 1.92 | R-454B | 650
217916959 | BRYANT HEATING AND COOLING SYSTEMS | 249VAN048**AA* | CVAVA6021XMA* | 83*CB60080C21*** | Split System | 48500 | 16.5 | 9.5 | 2.24 | R-454B | 650
217915798 | BRYANT HEATING AND COOLING SYSTEMS | 249VAN048**AA* | CVAMA6021XMA* | 83*CB60080C21*** | Split System | 48500 | 16.5 | 9.5 | 2.24 | R-454B | 650
217915863 | BRYANT HEATING AND COOLING SYSTEMS | 249VAN048**AA* | CVAMA6021XMA* | 83*SB60080M21*** | Split System | 48500 | 16.5 | 9.5 | 2.24 | R-454B | 650
217916998 | BRYANT HEATING AND COOLING SYSTEMS | 249VAN048**AA* | CVAVA6021XMA* | 82*SB66110V21*** | Split System | 48500 | 16.5 | 9.5 | 2.24 | R-454B | 650
217915733 | BRYANT HEATING AND COOLING SYSTEMS | 249VAN048**AA* | CVAMA4921XMA* | 926TC66100V21*** | Split System | 48500 | 16.5 | 9.5 | 2.24 | R-454B | 650
217915902 | BRYANT HEATING AND COOLING SYSTEMS | 249VAN048**AA* | CVAMA6021XMA* | 88*TB60090C21*** | Split System | 48500 | 16.5 | 9.5 | 2.24 | R-454B | 650
217915837 | BRYANT HEATING AND COOLING SYSTEMS | 249VAN048**AA* | CVAMA6021XMA* | 82*SB66110V21*** | Split System | 48500 | 16.5 | 9.5 | 2.24 | R-454B | 650
217917024 | BRYANT HEATING AND COOLING SYSTEMS | 249VAN048**AA* | CVAVA6021XMA* | 83*SB60080M21*** | Split System | 48500 | 16.5 | 9.5 | 2.24 | R-454B | 650
217915772 | BRYANT HEATING AND COOLING SYSTEMS | 249VAN048**AA* | CVAMA4921XMA* | 927TA66100V21*** | Split System | 48500 | 16.5 | 9.5 | 2.24 | R-454B | 650
217917063 | BRYANT HEATING AND COOLING SYSTEMS | 249VAN048**AA* | CVAVA6021XMA* | 88*TB60090C21*** | Split System | 48500 | 16.5 | 9.5 | 2.24 | R-454B | 650
217917736 | BRYANT HEATING AND COOLING SYSTEMS | 249VAN048**AA* | CVAVA6121XMA* | 926TC66100V21*** | Split System | 49000 | 16.5 | 9.5 | 2.24 | R-454B | 650
217917775 | BRYANT HEATING AND COOLING SYSTEMS | 249VAN048**AA* | CVAVA6121XMA* | 927TA66100V21*** | Split System | 49000 | 16.5 | 9.5 | 2.24 | R-454B | 650
217917527 | BRYANT HEATING AND COOLING SYSTEMS | 249VAN048**AA* | CVAVA6121XMA* | 82*TB66110V21*** | Split System | 49000 | 16.5 | 9.5 | 2.24 | R-454B | 650
217917514 | BRYANT HEATING AND COOLING SYSTEMS | 249VAN048**AA* | CVAVA6121XMA* | 82*TB60090V21*** | Split System | 49000 | 16.5 | 9.5 | 2.24 | R-454B | 650
217917814 | BRYANT HEATING AND COOLING SYSTEMS | 249VAN048**AA* | CVAVA6124XMA* | 82*SB60090V21*** | Split System | 49000 | 16.5 | 9.5 | 2.24 | R-454B | 650
217917410 | BRYANT HEATING AND COOLING SYSTEMS | 249VAN048**AA* | CVAVA6121XMA* | 82*SB60090V21*** | Split System | 49000 | 16.5 | 9.5 | 2.24 | R-454B | 650
217917423 | BRYANT HEATING AND COOLING SYSTEMS | 249VAN048**AA* | CVAVA6121XMA* | 82*SB66110V21*** | Split System | 49000 | 16.5 | 9.5 | 2.24 | R-454B | 650
217917905 | BRYANT HEATING AND COOLING SYSTEMS | 249VAN048**AA* | CVAVA6124XMA* | 82*TB60090V21*** | Split System | 49000 | 16.5 | 9.5 | 2.24 | R-454B | 650
217918220 | BRYANT HEATING AND COOLING SYSTEMS | 249VAN048**AA* | CVAVA6124XMA* | 927TA66100V21*** | Split System | 49500 | 16.5 | 9.5 | 2.24 | R-454B | 650
217917892 | BRYANT HEATING AND COOLING SYSTEMS | 249VAN048**AA* | CVAVA6124XMA* | 88*TB66135C24*** | Split System | 49500 | 16.5 | 9.5 | 2.24 | R-454B | 650
217918167 | BRYANT HEATING AND COOLING SYSTEMS | 249VAN048**AA* | CVAVA6124XMA* | 926TC66100V21*** | Split System | 49500 | 16.5 | 9.5 | 2.24 | R-454B | 650
217917918 | BRYANT HEATING AND COOLING SYSTEMS | 249VAN048**AA* | CVAVA6124XMA* | 82*TB66110V21*** | Split System | 49500 | 16.5 | 9.5 | 2.24 | R-454B | 650
217908071 | CARRIER | 27VPA948A*030* | CVAVA6021XMA* | 58CU*B080C21**20 | Split System | 48500 | 16.5 | 9.5 | 2.24 | R-454B | 650
217907981 | CARRIER | 27VPA948A*030* | CVAMA6021XMA* | 58CU*B080C21**20 | Split System | 48500 | 16.5 | 9.5 | 2.24 | R-454B | 650
217907976 | CARRIER | 27VPA948A*030* | CVAMA4921XMA* | 59TP6C100V21**22 | Split System | 48500 | 16.5 | 9.5 | 2.24 | R-454B | 650
217908074 | CARRIER | 27VPA948A*030* | CVAVA6021XMA* | 58SP*B110V21**22 | Split System | 48500 | 16.5 | 9.5 | 2.24 | R-454B | 650
217907984 | CARRIER | 27VPA948A*030* | CVAMA6021XMA* | 58SP*B110V21**22 | Split System | 48500 | 16.5 | 9.5 | 2.24 | R-454B | 650
217908079 | CARRIER | 27VPA948A*030* | CVAVA6021XMA* | 58TN*B090C21**20 | Split System | 48500 | 16.5 | 9.5 | 2.24 | R-454B | 650
217908076 | CARRIER | 27VPA948A*030* | CVAVA6021XMA* | 58SU*B080M21**20 | Split System | 48500 | 16.5 | 9.5 | 2.24 | R-454B | 650
217907986 | CARRIER | 27VPA948A*030* | CVAMA6021XMA* | 58SU*B080M21**20 | Split System | 48500 | 16.5 | 9.5 | 2.24 | R-454B | 650
217907979 | CARRIER | 27VPA948A*030* | CVAMA4921XMA* | 59TP7A100V21**22 | Split System | 48500 | 16.5 | 9.5 | 2.24 | R-454B | 650
217907989 | CARRIER | 27VPA948A*030* | CVAMA6021XMA* | 58TN*B090C21**20 | Split System | 48500 | 16.5 | 9.5 | 2.24 | R-454B | 650
217908114 | CARRIER | 27VPA948A*030* | CVAVA6121XMA* | 58TP*B110V21**22 | Split System | 49000 | 16.5 | 9.5 | 2.24 | R-454B | 650
217908130 | CARRIER | 27VPA948A*030* | CVAVA6121XMA* | 59TP6C100V21**22 | Split System | 49000 | 16.5 | 9.5 | 2.24 | R-454B | 650
217908133 | CARRIER | 27VPA948A*030* | CVAVA6121XMA* | 59TP7A100V21**22 | Split System | 49000 | 16.5 | 9.5 | 2.24 | R-454B | 650
217908113 | CARRIER | 27VPA948A*030* | CVAVA6121XMA* | 58TP*B090V21**20 | Split System | 49000 | 16.5 | 9.5 | 2.24 | R-454B | 650
217908136 | CARRIER | 27VPA948A*030* | CVAVA6124XMA* | 58SP*B090V21**20 | Split System | 49000 | 16.5 | 9.5 | 2.24 | R-454B | 650
217908143 | CARRIER | 27VPA948A*030* | CVAVA6124XMA* | 58TP*B090V21**20 | Split System | 49000 | 16.5 | 9.5 | 2.24 | R-454B | 650
217908106 | CARRIER | 27VPA948A*030* | CVAVA6121XMA* | 58SP*B110V21**22 | Split System | 49000 | 16.5 | 9.5 | 2.24 | R-454B | 650
217908105 | CARRIER | 27VPA948A*030* | CVAVA6121XMA* | 58SP*B090V21**20 | Split System | 49000 | 16.5 | 9.5 | 2.24 | R-454B | 650
217908164 | CARRIER | 27VPA948A*030* | CVAVA6124XMA* | 59TP6C100V21**22 | Split System | 49500 | 16.5 | 9.5 | 2.24 | R-454B | 650
217908168 | CARRIER | 27VPA948A*030* | CVAVA6124XMA* | 59TP7A100V21**22 | Split System | 49500 | 16.5 | 9.5 | 2.24 | R-454B | 650
217908142 | CARRIER | 27VPA948A*030* | CVAVA6124XMA* | 58TN*B135C24**22 | Split System | 49500 | 16.5 | 9.5 | 2.24 | R-454B | 650
217908144 | CARRIER | 27VPA948A*030* | CVAVA6124XMA* | 58TP*B110V21**22 | Split System | 49500 | 16.5 | 9.5 | 2.24 | R-454B | 650
217946114 | COMFORTMAKER | N5H9V24*K*AAA* | EA*5X30M14A* | *96VTN0401410B* | Split System | 23000 | 16.5 | 9.5 | 1.92 | R-454B | 650
217946121 | COMFORTMAKER | Q5H9V24*K*AAA* | EA*5X30M14A* | *96VTN0401410B* | Split System | 23000 | 16.5 | 9.5 | 1.92 | R-454B | 650
217916962 | COMFORTMAKER | N5H9V48*K*AAA* | EVD5X60M21A* | *80CSU0802120B* | Split System | 48500 | 16.5 | 9.5 | 2.24 | R-454B | 650
217916967 | COMFORTMAKER | Q5H9V48*K*AAA* | EVD5X60M21A* | *80CSU0802120B* | Split System | 48500 | 16.5 | 9.5 | 2.24 | R-454B | 650
217915801 | COMFORTMAKER | N5H9V48*K*AAA* | EVM5X60M21A* | *80CSU0802120B* | Split System | 48500 | 16.5 | 9.5 | 2.24 | R-454B | 650
217915806 | COMFORTMAKER | Q5H9V48*K*AAA* | EVM5X60M21A* | *80CSU0802120B* | Split System | 48500 | 16.5 | 9.5 | 2.24 | R-454B | 650
217915780 | COMFORTMAKER | Q5H9V48*K*AAA* | EVM5X49M21A* | *97VTN1002122A* | Split System | 48500 | 16.5 | 9.5 | 2.24 | R-454B | 650
217917027 | COMFORTMAKER | N5H9V48*K*AAA* | EVD5X60M21A* | *80MSU0802120A* | Split System | 48500 | 16.5 | 9.5 | 2.24 | R-454B | 650
217915866 | COMFORTMAKER | N5H9V48*K*AAA* | EVM5X60M21A* | *80MSU0802120A* | Split System | 48500 | 16.5 | 9.5 | 2.24 | R-454B | 650
217917066 | COMFORTMAKER | N5H9V48*K*AAA* | EVD5X60M21A* | *80CTL0902120B* | Split System | 48500 | 16.5 | 9.5 | 2.24 | R-454B | 650
217915736 | COMFORTMAKER | N5H9V48*K*AAA* | EVM5X49M21A* | *96VTN1002122B* | Split System | 48500 | 16.5 | 9.5 | 2.24 | R-454B | 650
217915845 | COMFORTMAKER | Q5H9V48*K*AAA* | EVM5X60M21A* | *80VSL1102122B* | Split System | 48500 | 16.5 | 9.5 | 2.24 | R-454B | 650
217915775 | COMFORTMAKER | N5H9V48*K*AAA* | EVM5X49M21A* | *97VTN1002122A* | Split System | 48500 | 16.5 | 9.5 | 2.24 | R-454B | 650
217915741 | COMFORTMAKER | Q5H9V48*K*AAA* | EVM5X49M21A* | *96VTN1002122B* | Split System | 48500 | 16.5 | 9.5 | 2.24 | R-454B | 650
217915840 | COMFORTMAKER | N5H9V48*K*AAA* | EVM5X60M21A* | *80VSL1102122B* | Split System | 48500 | 16.5 | 9.5 | 2.24 | R-454B | 650
217915871 | COMFORTMAKER | Q5H9V48*K*AAA* | EVM5X60M21A* | *80MSU0802120A* | Split System | 48500 | 16.5 | 9.5 | 2.24 | R-454B | 650
217917001 | COMFORTMAKER | N5H9V48*K*AAA* | EVD5X60M21A* | *80VSL1102122B* | Split System | 48500 | 16.5 | 9.5 | 2.24 | R-454B | 650
217917032 | COMFORTMAKER | Q5H9V48*K*AAA* | EVD5X60M21A* | *80MSU0802120A* | Split System | 48500 | 16.5 | 9.5 | 2.24 | R-454B | 650
217915905 | COMFORTMAKER | N5H9V48*K*AAA* | EVM5X60M21A* | *80CTL0902120B* | Split System | 48500 | 16.5 | 9.5 | 2.24 | R-454B | 650
217917006 | COMFORTMAKER | Q5H9V48*K*AAA* | EVD5X60M21A* | *80VSL1102122B* | Split System | 48500 | 16.5 | 9.5 | 2.24 | R-454B | 650
217917071 | COMFORTMAKER | Q5H9V48*K*AAA* | EVD5X60M21A* | *80CTL0902120B* | Split System | 48500 | 16.5 | 9.5 | 2.24 | R-454B | 650
217917778 | COMFORTMAKER | N5H9V48*K*AAA* | EVD5X61M21A* | *97VTN1002122A* | Split System | 49000 | 16.5 | 9.5 | 2.24 | R-454B | 650
217917783 | COMFORTMAKER | Q5H9V48*K*AAA* | EVD5X61M21A* | *97VTN1002122A* | Split System | 49000 | 16.5 | 9.5 | 2.24 | R-454B | 650
217917535 | COMFORTMAKER | Q5H9V48*K*AAA* | EVD5X61M21A* | *80VTL1102122B* | Split System | 49000 | 16.5 | 9.5 | 2.24 | R-454B | 650
217917744 | COMFORTMAKER | Q5H9V48*K*AAA* | EVD5X61M21A* | *96VTN1002122B* | Split System | 49000 | 16.5 | 9.5 | 2.24 | R-454B | 650
217917530 | COMFORTMAKER | N5H9V48*K*AAA* | EVD5X61M21A* | *80VTL1102122B* | Split System | 49000 | 16.5 | 9.5 | 2.24 | R-454B | 650
217917517 | COMFORTMAKER | N5H9V48*K*AAA* | EVD5X61M21A* | *80VTL0902120B* | Split System | 49000 | 16.5 | 9.5 | 2.24 | R-454B | 650
217917913 | COMFORTMAKER | Q5H9V48*K*AAA* | EVD5X61M24A* | *80VTL0902120B* | Split System | 49000 | 16.5 | 9.5 | 2.24 | R-454B | 650
217917817 | COMFORTMAKER | N5H9V48*K*AAA* | EVD5X61M24A* | *80VSL0902120B* | Split System | 49000 | 16.5 | 9.5 | 2.24 | R-454B | 650
217917413 | COMFORTMAKER | N5H9V48*K*AAA* | EVD5X61M21A* | *80VSL0902120B* | Split System | 49000 | 16.5 | 9.5 | 2.24 | R-454B | 650
217917426 | COMFORTMAKER | N5H9V48*K*AAA* | EVD5X61M21A* | *80VSL1102122B* | Split System | 49000 | 16.5 | 9.5 | 2.24 | R-454B | 650
217917822 | COMFORTMAKER | Q5H9V48*K*AAA* | EVD5X61M24A* | *80VSL0902120B* | Split System | 49000 | 16.5 | 9.5 | 2.24 | R-454B | 650
217917522 | COMFORTMAKER | Q5H9V48*K*AAA* | EVD5X61M21A* | *80VTL0902120B* | Split System | 49000 | 16.5 | 9.5 | 2.24 | R-454B | 650
217917908 | COMFORTMAKER | N5H9V48*K*AAA* | EVD5X61M24A* | *80VTL0902120B* | Split System | 49000 | 16.5 | 9.5 | 2.24 | R-454B | 650
217917418 | COMFORTMAKER | Q5H9V48*K*AAA* | EVD5X61M21A* | *80VSL0902120B* | Split System | 49000 | 16.5 | 9.5 | 2.24 | R-454B | 650
217918228 | COMFORTMAKER | Q5H9V48*K*AAA* | EVD5X61M24A* | *97VTN1002122A* | Split System | 49500 | 16.5 | 9.5 | 2.24 | R-454B | 650
217917900 | COMFORTMAKER | Q5H9V48*K*AAA* | EVD5X61M24A* | *80CTL1352422B* | Split System | 49500 | 16.5 | 9.5 | 2.24 | R-454B | 650
217918170 | COMFORTMAKER | N5H9V48*K*AAA* | EVD5X61M24A* | *96VTN1002122B* | Split System | 49500 | 16.5 | 9.5 | 2.24 | R-454B | 650
217917926 | COMFORTMAKER | Q5H9V48*K*AAA* | EVD5X61M24A* | *80VTL1102122B* | Split System | 49500 | 16.5 | 9.5 | 2.24 | R-454B | 650
217917921 | COMFORTMAKER | N5H9V48*K*AAA* | EVD5X61M24A* | *80VTL1102122B* | Split System | 49500 | 16.5 | 9.5 | 2.24 | R-454B | 650
217918175 | COMFORTMAKER | Q5H9V48*K*AAA* | EVD5X61M24A* | *96VTN1002122B* | Split System | 49500 | 16.5 | 9.5 | 2.24 | R-454B | 650
217946122 | DAY & NIGHT | Q5H9V24*K*AAA* | EA*5X30M14A* | *96VTN0401410B* | Split System | 23000 | 16.5 | 9.5 | 1.92 | R-454B | 650
217946115 | DAY & NIGHT | N5H9V24*K*AAA* | EA*5X30M14A* | *96VTN0401410B* | Split System | 23000 | 16.5 | 9.5 | 1.92 | R-454B | 650
217916963 | DAY & NIGHT | N5H9V48*K*AAA* | EVD5X60M21A* | *80CSU0802120B* | Split System | 48500 | 16.5 | 9.5 | 2.24 | R-454B | 650
217916968 | DAY & NIGHT | Q5H9V48*K*AAA* | EVD5X60M21A* | *80CSU0802120B* | Split System | 48500 | 16.5 | 9.5 | 2.24 | R-454B | 650
217915807 | DAY & NIGHT | Q5H9V48*K*AAA* | EVM5X60M21A* | *80CSU0802120B* | Split System | 48500 | 16.5 | 9.5 | 2.24 | R-454B | 650
217915802 | DAY & NIGHT | N5H9V48*K*AAA* | EVM5X60M21A* | *80CSU0802120B* | Split System | 48500 | 16.5 | 9.5 | 2.24 | R-454B | 650
217915781 | DAY & NIGHT | Q5H9V48*K*AAA* | EVM5X49M21A* | *97VTN1002122A* | Split System | 48500 | 16.5 | 9.5 | 2.24 | R-454B | 650
217915872 | DAY & NIGHT | Q5H9V48*K*AAA* | EVM5X60M21A* | *80MSU0802120A* | Split System | 48500 | 16.5 | 9.5 | 2.24 | R-454B | 650
217917072 | DAY & NIGHT | Q5H9V48*K*AAA* | EVD5X60M21A* | *80CTL0902120B* | Split System | 48500 | 16.5 | 9.5 | 2.24 | R-454B | 650
217917002 | DAY & NIGHT | N5H9V48*K*AAA* | EVD5X60M21A* | *80VSL1102122B* | Split System | 48500 | 16.5 | 9.5 | 2.24 | R-454B | 650
217915737 | DAY & NIGHT | N5H9V48*K*AAA* | EVM5X49M21A* | *96VTN1002122B* | Split System | 48500 | 16.5 | 9.5 | 2.24 | R-454B | 650
217915911 | DAY & NIGHT | Q5H9V48*K*AAA* | EVM5X60M21A* | *80CTL0902120B* | Split System | 48500 | 16.5 | 9.5 | 2.24 | R-454B | 650
217917033 | DAY & NIGHT | Q5H9V48*K*AAA* | EVD5X60M21A* | *80MSU0802120A* | Split System | 48500 | 16.5 | 9.5 | 2.24 | R-454B | 650
217915906 | DAY & NIGHT | N5H9V48*K*AAA* | EVM5X60M21A* | *80CTL0902120B* | Split System | 48500 | 16.5 | 9.5 | 2.24 | R-454B | 650
217915841 | DAY & NIGHT | N5H9V48*K*AAA* | EVM5X60M21A* | *80VSL1102122B* | Split System | 48500 | 16.5 | 9.5 | 2.24 | R-454B | 650
217917067 | DAY & NIGHT | N5H9V48*K*AAA* | EVD5X60M21A* | *80CTL0902120B* | Split System | 48500 | 16.5 | 9.5 | 2.24 | R-454B | 650
217915846 | DAY & NIGHT | Q5H9V48*K*AAA* | EVM5X60M21A* | *80VSL1102122B* | Split System | 48500 | 16.5 | 9.5 | 2.24 | R-454B | 650
217917007 | DAY & NIGHT | Q5H9V48*K*AAA* | EVD5X60M21A* | *80VSL1102122B* | Split System | 48500 | 16.5 | 9.5 | 2.24 | R-454B | 650
217917779 | DAY & NIGHT | N5H9V48*K*AAA* | EVD5X61M21A* | *97VTN1002122A* | Split System | 49000 | 16.5 | 9.5 | 2.24 | R-454B | 650
217917745 | DAY & NIGHT | Q5H9V48*K*AAA* | EVD5X61M21A* | *96VTN1002122B* | Split System | 49000 | 16.5 | 9.5 | 2.24 | R-454B | 650
217917536 | DAY & NIGHT | Q5H9V48*K*AAA* | EVD5X61M21A* | *80VTL1102122B* | Split System | 49000 | 16.5 | 9.5 | 2.24 | R-454B | 650
217917784 | DAY & NIGHT | Q5H9V48*K*AAA* | EVD5X61M21A* | *97VTN1002122A* | Split System | 49000 | 16.5 | 9.5 | 2.24 | R-454B | 650
217917414 | DAY & NIGHT | N5H9V48*K*AAA* | EVD5X61M21A* | *80VSL0902120B* | Split System | 49000 | 16.5 | 9.5 | 2.24 | R-454B | 650
217917818 | DAY & NIGHT | N5H9V48*K*AAA* | EVD5X61M24A* | *80VSL0902120B* | Split System | 49000 | 16.5 | 9.5 | 2.24 | R-454B | 650
217917914 | DAY & NIGHT | Q5H9V48*K*AAA* | EVD5X61M24A* | *80VTL0902120B* | Split System | 49000 | 16.5 | 9.5 | 2.24 | R-454B | 650
217917427 | DAY & NIGHT | N5H9V48*K*AAA* | EVD5X61M21A* | *80VSL1102122B* | Split System | 49000 | 16.5 | 9.5 | 2.24 | R-454B | 650
217917419 | DAY & NIGHT | Q5H9V48*K*AAA* | EVD5X61M21A* | *80VSL0902120B* | Split System | 49000 | 16.5 | 9.5 | 2.24 | R-454B | 650
217917823 | DAY & NIGHT | Q5H9V48*K*AAA* | EVD5X61M24A* | *80VSL0902120B* | Split System | 49000 | 16.5 | 9.5 | 2.24 | R-454B | 650
217917518 | DAY & NIGHT | N5H9V48*K*AAA* | EVD5X61M21A* | *80VTL0902120B* | Split System | 49000 | 16.5 | 9.5 | 2.24 | R-454B | 650
217917927 | DAY & NIGHT | Q5H9V48*K*AAA* | EVD5X61M24A* | *80VTL1102122B* | Split System | 49500 | 16.5 | 9.5 | 2.24 | R-454B | 650
217918176 | DAY & NIGHT | Q5H9V48*K*AAA* | EVD5X61M24A* | *96VTN1002122B* | Split System | 49500 | 16.5 | 9.5 | 2.24 | R-454B | 650
217917896 | DAY & NIGHT | N5H9V48*K*AAA* | EVD5X61M24A* | *80CTL1352422B* | Split System | 49500 | 16.5 | 9.5 | 2.24 | R-454B | 650
217917901 | DAY & NIGHT | Q5H9V48*K*AAA* | EVD5X61M24A* | *80CTL1352422B* | Split System | 49500 | 16.5 | 9.5 | 2.24 | R-454B | 650
217918224 | DAY & NIGHT | N5H9V48*K*AAA* | EVD5X61M24A* | *97VTN1002122A* | Split System | 49500 | 16.5 | 9.5 | 2.24 | R-454B | 650
217918171 | DAY & NIGHT | N5H9V48*K*AAA* | EVD5X61M24A* | *96VTN1002122B* | Split System | 49500 | 16.5 | 9.5 | 2.24 | R-454B | 650
217946123 | HEIL | Q5H9V24*K*AAA* | EA*5X30M14A* | *96VTN0401410B* | Split System | 23000 | 16.5 | 9.5 | 1.92 | R-454B | 650
217946116 | HEIL | N5H9V24*K*AAA* | EA*5X30M14A* | *96VTN0401410B* | Split System | 23000 | 16.5 | 9.5 | 1.92 | R-454B | 650
217916969 | HEIL | Q5H9V48*K*AAA* | EVD5X60M21A* | *80CSU0802120B* | Split System | 48500 | 16.5 | 9.5 | 2.24 | R-454B | 650
217915803 | HEIL | N5H9V48*K*AAA* | EVM5X60M21A* | *80CSU0802120B* | Split System | 48500 | 16.5 | 9.5 | 2.24 | R-454B | 650
217915808 | HEIL | Q5H9V48*K*AAA* | EVM5X60M21A* | *80CSU0802120B* | Split System | 48500 | 16.5 | 9.5 | 2.24 | R-454B | 650
217917034 | HEIL | Q5H9V48*K*AAA* | EVD5X60M21A* | *80MSU0802120A* | Split System | 48500 | 16.5 | 9.5 | 2.24 | R-454B | 650
217915782 | HEIL | Q5H9V48*K*AAA* | EVM5X49M21A* | *97VTN1002122A* | Split System | 48500 | 16.5 | 9.5 | 2.24 | R-454B | 650
217915868 | HEIL | N5H9V48*K*AAA* | EVM5X60M21A* | *80MSU0802120A* | Split System | 48500 | 16.5 | 9.5 | 2.24 | R-454B | 650
217915912 | HEIL | Q5H9V48*K*AAA* | EVM5X60M21A* | *80CTL0902120B* | Split System | 48500 | 16.5 | 9.5 | 2.24 | R-454B | 650
217915847 | HEIL | Q5H9V48*K*AAA* | EVM5X60M21A* | *80VSL1102122B* | Split System | 48500 | 16.5 | 9.5 | 2.24 | R-454B | 650
217915777 | HEIL | N5H9V48*K*AAA* | EVM5X49M21A* | *97VTN1002122A* | Split System | 48500 | 16.5 | 9.5 | 2.24 | R-454B | 650
217915842 | HEIL | N5H9V48*K*AAA* | EVM5X60M21A* | *80VSL1102122B* | Split System | 48500 | 16.5 | 9.5 | 2.24 | R-454B | 650
217915873 | HEIL | Q5H9V48*K*AAA* | EVM5X60M21A* | *80MSU0802120A* | Split System | 48500 | 16.5 | 9.5 | 2.24 | R-454B | 650
217915743 | HEIL | Q5H9V48*K*AAA* | EVM5X49M21A* | *96VTN1002122B* | Split System | 48500 | 16.5 | 9.5 | 2.24 | R-454B | 650
217917008 | HEIL | Q5H9V48*K*AAA* | EVD5X60M21A* | *80VSL1102122B* | Split System | 48500 | 16.5 | 9.5 | 2.24 | R-454B | 650
217917073 | HEIL | Q5H9V48*K*AAA* | EVD5X60M21A* | *80CTL0902120B* | Split System | 48500 | 16.5 | 9.5 | 2.24 | R-454B | 650
217915738 | HEIL | N5H9V48*K*AAA* | EVM5X49M21A* | *96VTN1002122B* | Split System | 48500 | 16.5 | 9.5 | 2.24 | R-454B | 650
217915907 | HEIL | N5H9V48*K*AAA* | EVM5X60M21A* | *80CTL0902120B* | Split System | 48500 | 16.5 | 9.5 | 2.24 | R-454B | 650
217917029 | HEIL | N5H9V48*K*AAA* | EVD5X60M21A* | *80MSU0802120A* | Split System | 48500 | 16.5 | 9.5 | 2.24 | R-454B | 650
217917068 | HEIL | N5H9V48*K*AAA* | EVD5X60M21A* | *80CTL0902120B* | Split System | 48500 | 16.5 | 9.5 | 2.24 | R-454B | 650
217917003 | HEIL | N5H9V48*K*AAA* | EVD5X60M21A* | *80VSL1102122B* | Split System | 48500 | 16.5 | 9.5 | 2.24 | R-454B | 650
217917785 | HEIL | Q5H9V48*K*AAA* | EVD5X61M21A* | *97VTN1002122A* | Split System | 49000 | 16.5 | 9.5 | 2.24 | R-454B | 650
217917780 | HEIL | N5H9V48*K*AAA* | EVD5X61M21A* | *97VTN1002122A* | Split System | 49000 | 16.5 | 9.5 | 2.24 | R-454B | 650
217917532 | HEIL | N5H9V48*K*AAA* | EVD5X61M21A* | *80VTL1102122B* | Split System | 49000 | 16.5 | 9.5 | 2.24 | R-454B | 650
217917746 | HEIL | Q5H9V48*K*AAA* | EVD5X61M21A* | *96VTN1002122B* | Split System | 49000 | 16.5 | 9.5 | 2.24 | R-454B | 650
217917537 | HEIL | Q5H9V48*K*AAA* | EVD5X61M21A* | *80VTL1102122B* | Split System | 49000 | 16.5 | 9.5 | 2.24 | R-454B | 650
217917741 | HEIL | N5H9V48*K*AAA* | EVD5X61M21A* | *96VTN1002122B* | Split System | 49000 | 16.5 | 9.5 | 2.24 | R-454B | 650
217917420 | HEIL | Q5H9V48*K*AAA* | EVD5X61M21A* | *80VSL0902120B* | Split System | 49000 | 16.5 | 9.5 | 2.24 | R-454B | 650
217917819 | HEIL | N5H9V48*K*AAA* | EVD5X61M24A* | *80VSL0902120B* | Split System | 49000 | 16.5 | 9.5 | 2.24 | R-454B | 650
217917519 | HEIL | N5H9V48*K*AAA* | EVD5X61M21A* | *80VTL0902120B* | Split System | 49000 | 16.5 | 9.5 | 2.24 | R-454B | 650
217917433 | HEIL | Q5H9V48*K*AAA* | EVD5X61M21A* | *80VSL1102122B* | Split System | 49000 | 16.5 | 9.5 | 2.24 | R-454B | 650
217917910 | HEIL | N5H9V48*K*AAA* | EVD5X61M24A* | *80VTL0902120B* | Split System | 49000 | 16.5 | 9.5 | 2.24 | R-454B | 650
217917915 | HEIL | Q5H9V48*K*AAA* | EVD5X61M24A* | *80VTL0902120B* | Split System | 49000 | 16.5 | 9.5 | 2.24 | R-454B | 650
217917428 | HEIL | N5H9V48*K*AAA* | EVD5X61M21A* | *80VSL1102122B* | Split System | 49000 | 16.5 | 9.5 | 2.24 | R-454B | 650
217917824 | HEIL | Q5H9V48*K*AAA* | EVD5X61M24A* | *80VSL0902120B* | Split System | 49000 | 16.5 | 9.5 | 2.24 | R-454B | 650
217917524 | HEIL | Q5H9V48*K*AAA* | EVD5X61M21A* | *80VTL0902120B* | Split System | 49000 | 16.5 | 9.5 | 2.24 | R-454B | 650
217918177 | HEIL | Q5H9V48*K*AAA* | EVD5X61M24A* | *96VTN1002122B* | Split System | 49500 | 16.5 | 9.5 | 2.24 | R-454B | 650
217917897 | HEIL | N5H9V48*K*AAA* | EVD5X61M24A* | *80CTL1352422B* | Split System | 49500 | 16.5 | 9.5 | 2.24 | R-454B | 650
217917928 | HEIL | Q5H9V48*K*AAA* | EVD5X61M24A* | *80VTL1102122B* | Split System | 49500 | 16.5 | 9.5 | 2.24 | R-454B | 650
217918230 | HEIL | Q5H9V48*K*AAA* | EVD5X61M24A* | *97VTN1002122A* | Split System | 49500 | 16.5 | 9.5 | 2.24 | R-454B | 650
217917902 | HEIL | Q5H9V48*K*AAA* | EVD5X61M24A* | *80CTL1352422B* | Split System | 49500 | 16.5 | 9.5 | 2.24 | R-454B | 650
217917923 | HEIL | N5H9V48*K*AAA* | EVD5X61M24A* | *80VTL1102122B* | Split System | 49500 | 16.5 | 9.5 | 2.24 | R-454B | 650
217918172 | HEIL | N5H9V48*K*AAA* | EVD5X61M24A* | *96VTN1002122B* | Split System | 49500 | 16.5 | 9.5 | 2.24 | R-454B | 650
217946117 | KEEPRITE | N5H9V24*K*AAA* | EA*5X30M14A* | *96VTN0401410B* | Split System | 23000 | 16.5 | 9.5 | 1.92 | R-454B | 650
217946124 | KEEPRITE | Q5H9V24*K*AAA* | EA*5X30M14A* | *96VTN0401410B* | Split System | 23000 | 16.5 | 9.5 | 1.92 | R-454B | 650
217916965 | KEEPRITE | N5H9V48*K*AAA* | EVD5X60M21A* | *80CSU0802120B* | Split System | 48500 | 16.5 | 9.5 | 2.24 | R-454B | 650
217916970 | KEEPRITE | Q5H9V48*K*AAA* | EVD5X60M21A* | *80CSU0802120B* | Split System | 48500 | 16.5 | 9.5 | 2.24 | R-454B | 650
217915804 | KEEPRITE | N5H9V48*K*AAA* | EVM5X60M21A* | *80CSU0802120B* | Split System | 48500 | 16.5 | 9.5 | 2.24 | R-454B | 650
217915783 | KEEPRITE | Q5H9V48*K*AAA* | EVM5X49M21A* | *97VTN1002122A* | Split System | 48500 | 16.5 | 9.5 | 2.24 | R-454B | 650
217915874 | KEEPRITE | Q5H9V48*K*AAA* | EVM5X60M21A* | *80MSU0802120A* | Split System | 48500 | 16.5 | 9.5 | 2.24 | R-454B | 650
217915843 | KEEPRITE | N5H9V48*K*AAA* | EVM5X60M21A* | *80VSL1102122B* | Split System | 48500 | 16.5 | 9.5 | 2.24 | R-454B | 650
217915778 | KEEPRITE | N5H9V48*K*AAA* | EVM5X49M21A* | *97VTN1002122A* | Split System | 48500 | 16.5 | 9.5 | 2.24 | R-454B | 650
217917069 | KEEPRITE | N5H9V48*K*AAA* | EVD5X60M21A* | *80CTL0902120B* | Split System | 48500 | 16.5 | 9.5 | 2.24 | R-454B | 650
217915739 | KEEPRITE | N5H9V48*K*AAA* | EVM5X49M21A* | *96VTN1002122B* | Split System | 48500 | 16.5 | 9.5 | 2.24 | R-454B | 650
217915848 | KEEPRITE | Q5H9V48*K*AAA* | EVM5X60M21A* | *80VSL1102122B* | Split System | 48500 | 16.5 | 9.5 | 2.24 | R-454B | 650
217917074 | KEEPRITE | Q5H9V48*K*AAA* | EVD5X60M21A* | *80CTL0902120B* | Split System | 48500 | 16.5 | 9.5 | 2.24 | R-454B | 650
217917030 | KEEPRITE | N5H9V48*K*AAA* | EVD5X60M21A* | *80MSU0802120A* | Split System | 48500 | 16.5 | 9.5 | 2.24 | R-454B | 650
217915744 | KEEPRITE | Q5H9V48*K*AAA* | EVM5X49M21A* | *96VTN1002122B* | Split System | 48500 | 16.5 | 9.5 | 2.24 | R-454B | 650
217915913 | KEEPRITE | Q5H9V48*K*AAA* | EVM5X60M21A* | *80CTL0902120B* | Split System | 48500 | 16.5 | 9.5 | 2.24 | R-454B | 650
217917009 | KEEPRITE | Q5H9V48*K*AAA* | EVD5X60M21A* | *80VSL1102122B* | Split System | 48500 | 16.5 | 9.5 | 2.24 | R-454B | 650
217917035 | KEEPRITE | Q5H9V48*K*AAA* | EVD5X60M21A* | *80MSU0802120A* | Split System | 48500 | 16.5 | 9.5 | 2.24 | R-454B | 650
217917004 | KEEPRITE | N5H9V48*K*AAA* | EVD5X60M21A* | *80VSL1102122B* | Split System | 48500 | 16.5 | 9.5 | 2.24 | R-454B | 650
217917786 | KEEPRITE | Q5H9V48*K*AAA* | EVD5X61M21A* | *97VTN1002122A* | Split System | 49000 | 16.5 | 9.5 | 2.24 | R-454B | 650
217917742 | KEEPRITE | N5H9V48*K*AAA* | EVD5X61M21A* | *96VTN1002122B* | Split System | 49000 | 16.5 | 9.5 | 2.24 | R-454B | 650
217917533 | KEEPRITE | N5H9V48*K*AAA* | EVD5X61M21A* | *80VTL1102122B* | Split System | 49000 | 16.5 | 9.5 | 2.24 | R-454B | 650
217917781 | KEEPRITE | N5H9V48*K*AAA* | EVD5X61M21A* | *97VTN1002122A* | Split System | 49000 | 16.5 | 9.5 | 2.24 | R-454B | 650
217917747 | KEEPRITE | Q5H9V48*K*AAA* | EVD5X61M21A* | *96VTN1002122B* | Split System | 49000 | 16.5 | 9.5 | 2.24 | R-454B | 650
217917538 | KEEPRITE | Q5H9V48*K*AAA* | EVD5X61M21A* | *80VTL1102122B* | Split System | 49000 | 16.5 | 9.5 | 2.24 | R-454B | 650
217917434 | KEEPRITE | Q5H9V48*K*AAA* | EVD5X61M21A* | *80VSL1102122B* | Split System | 49000 | 16.5 | 9.5 | 2.24 | R-454B | 650
217917520 | KEEPRITE | N5H9V48*K*AAA* | EVD5X61M21A* | *80VTL0902120B* | Split System | 49000 | 16.5 | 9.5 | 2.24 | R-454B | 650
217917429 | KEEPRITE | N5H9V48*K*AAA* | EVD5X61M21A* | *80VSL1102122B* | Split System | 49000 | 16.5 | 9.5 | 2.24 | R-454B | 650
217917416 | KEEPRITE | N5H9V48*K*AAA* | EVD5X61M21A* | *80VSL0902120B* | Split System | 49000 | 16.5 | 9.5 | 2.24 | R-454B | 650
217917525 | KEEPRITE | Q5H9V48*K*AAA* | EVD5X61M21A* | *80VTL0902120B* | Split System | 49000 | 16.5 | 9.5 | 2.24 | R-454B | 650
217917820 | KEEPRITE | N5H9V48*K*AAA* | EVD5X61M24A* | *80VSL0902120B* | Split System | 49000 | 16.5 | 9.5 | 2.24 | R-454B | 650
217917911 | KEEPRITE | N5H9V48*K*AAA* | EVD5X61M24A* | *80VTL0902120B* | Split System | 49000 | 16.5 | 9.5 | 2.24 | R-454B | 650
217917825 | KEEPRITE | Q5H9V48*K*AAA* | EVD5X61M24A* | *80VSL0902120B* | Split System | 49000 | 16.5 | 9.5 | 2.24 | R-454B | 650
217918231 | KEEPRITE | Q5H9V48*K*AAA* | EVD5X61M24A* | *97VTN1002122A* | Split System | 49500 | 16.5 | 9.5 | 2.24 | R-454B | 650
217917898 | KEEPRITE | N5H9V48*K*AAA* | EVD5X61M24A* | *80CTL1352422B* | Split System | 49500 | 16.5 | 9.5 | 2.24 | R-454B | 650
217917929 | KEEPRITE | Q5H9V48*K*AAA* | EVD5X61M24A* | *80VTL1102122B* | Split System | 49500 | 16.5 | 9.5 | 2.24 | R-454B | 650
217917903 | KEEPRITE | Q5H9V48*K*AAA* | EVD5X61M24A* | *80CTL1352422B* | Split System | 49500 | 16.5 | 9.5 | 2.24 | R-454B | 650
217917924 | KEEPRITE | N5H9V48*K*AAA* | EVD5X61M24A* | *80VTL1102122B* | Split System | 49500 | 16.5 | 9.5 | 2.24 | R-454B | 650
217918226 | KEEPRITE | N5H9V48*K*AAA* | EVD5X61M24A* | *97VTN1002122A* | Split System | 49500 | 16.5 | 9.5 | 2.24 | R-454B | 650
217918173 | KEEPRITE | N5H9V48*K*AAA* | EVD5X61M24A* | *96VTN1002122B* | Split System | 49500 | 16.5 | 9.5 | 2.24 | R-454B | 650
217918178 | KEEPRITE | Q5H9V48*K*AAA* | EVD5X61M24A* | *96VTN1002122B* | Split System | 49500 | 16.5 | 9.5 | 2.24 | R-454B | 650
217946125 | TEMPSTAR | Q5H9V24*K*AAA* | EA*5X30M14A* | *96VTN0401410B* | Split System | 23000 | 16.5 | 9.5 | 1.92 | R-454B | 650
217946118 | TEMPSTAR | N5H9V24*K*AAA* | EA*5X30M14A* | *96VTN0401410B* | Split System | 23000 | 16.5 | 9.5 | 1.92 | R-454B | 650
217916966 | TEMPSTAR | N5H9V48*K*AAA* | EVD5X60M21A* | *80CSU0802120B* | Split System | 48500 | 16.5 | 9.5 | 2.24 | R-454B | 650
217916971 | TEMPSTAR | Q5H9V48*K*AAA* | EVD5X60M21A* | *80CSU0802120B* | Split System | 48500 | 16.5 | 9.5 | 2.24 | R-454B | 650
217915805 | TEMPSTAR | N5H9V48*K*AAA* | EVM5X60M21A* | *80CSU0802120B* | Split System | 48500 | 16.5 | 9.5 | 2.24 | R-454B | 650
217915810 | TEMPSTAR | Q5H9V48*K*AAA* | EVM5X60M21A* | *80CSU0802120B* | Split System | 48500 | 16.5 | 9.5 | 2.24 | R-454B | 650
217915784 | TEMPSTAR | Q5H9V48*K*AAA* | EVM5X49M21A* | *97VTN1002122A* | Split System | 48500 | 16.5 | 9.5 | 2.24 | R-454B | 650
217917010 | TEMPSTAR | Q5H9V48*K*AAA* | EVD5X60M21A* | *80VSL1102122B* | Split System | 48500 | 16.5 | 9.5 | 2.24 | R-454B | 650
217915914 | TEMPSTAR | Q5H9V48*K*AAA* | EVM5X60M21A* | *80CTL0902120B* | Split System | 48500 | 16.5 | 9.5 | 2.24 | R-454B | 650
217917075 | TEMPSTAR | Q5H9V48*K*AAA* | EVD5X60M21A* | *80CTL0902120B* | Split System | 48500 | 16.5 | 9.5 | 2.24 | R-454B | 650
217915909 | TEMPSTAR | N5H9V48*K*AAA* | EVM5X60M21A* | *80CTL0902120B* | Split System | 48500 | 16.5 | 9.5 | 2.24 | R-454B | 650
217915740 | TEMPSTAR | N5H9V48*K*AAA* | EVM5X49M21A* | *96VTN1002122B* | Split System | 48500 | 16.5 | 9.5 | 2.24 | R-454B | 650
217915779 | TEMPSTAR | N5H9V48*K*AAA* | EVM5X49M21A* | *97VTN1002122A* | Split System | 48500 | 16.5 | 9.5 | 2.24 | R-454B | 650
217917031 | TEMPSTAR | N5H9V48*K*AAA* | EVD5X60M21A* | *80MSU0802120A* | Split System | 48500 | 16.5 | 9.5 | 2.24 | R-454B | 650
217915870 | TEMPSTAR | N5H9V48*K*AAA* | EVM5X60M21A* | *80MSU0802120A* | Split System | 48500 | 16.5 | 9.5 | 2.24 | R-454B | 650
217915745 | TEMPSTAR | Q5H9V48*K*AAA* | EVM5X49M21A* | *96VTN1002122B* | Split System | 48500 | 16.5 | 9.5 | 2.24 | R-454B | 650
217917005 | TEMPSTAR | N5H9V48*K*AAA* | EVD5X60M21A* | *80VSL1102122B* | Split System | 48500 | 16.5 | 9.5 | 2.24 | R-454B | 650
217917036 | TEMPSTAR | Q5H9V48*K*AAA* | EVD5X60M21A* | *80MSU0802120A* | Split System | 48500 | 16.5 | 9.5 | 2.24 | R-454B | 650
217917534 | TEMPSTAR | N5H9V48*K*AAA* | EVD5X61M21A* | *80VTL1102122B* | Split System | 49000 | 16.5 | 9.5 | 2.24 | R-454B | 650
217917748 | TEMPSTAR | Q5H9V48*K*AAA* | EVD5X61M21A* | *96VTN1002122B* | Split System | 49000 | 16.5 | 9.5 | 2.24 | R-454B | 650
217917743 | TEMPSTAR | N5H9V48*K*AAA* | EVD5X61M21A* | *96VTN1002122B* | Split System | 49000 | 16.5 | 9.5 | 2.24 | R-454B | 650
217917787 | TEMPSTAR | Q5H9V48*K*AAA* | EVD5X61M21A* | *97VTN1002122A* | Split System | 49000 | 16.5 | 9.5 | 2.24 | R-454B | 650
217917539 | TEMPSTAR | Q5H9V48*K*AAA* | EVD5X61M21A* | *80VTL1102122B* | Split System | 49000 | 16.5 | 9.5 | 2.24 | R-454B | 650
217917422 | TEMPSTAR | Q5H9V48*K*AAA* | EVD5X61M21A* | *80VSL0902120B* | Split System | 49000 | 16.5 | 9.5 | 2.24 | R-454B | 650
217917435 | TEMPSTAR | Q5H9V48*K*AAA* | EVD5X61M21A* | *80VSL1102122B* | Split System | 49000 | 16.5 | 9.5 | 2.24 | R-454B | 650
217917526 | TEMPSTAR | Q5H9V48*K*AAA* | EVD5X61M21A* | *80VTL0902120B* | Split System | 49000 | 16.5 | 9.5 | 2.24 | R-454B | 650
217917826 | TEMPSTAR | Q5H9V48*K*AAA* | EVD5X61M24A* | *80VSL0902120B* | Split System | 49000 | 16.5 | 9.5 | 2.24 | R-454B | 650
217917417 | TEMPSTAR | N5H9V48*K*AAA* | EVD5X61M21A* | *80VSL0902120B* | Split System | 49000 | 16.5 | 9.5 | 2.24 | R-454B | 650
217917430 | TEMPSTAR | N5H9V48*K*AAA* | EVD5X61M21A* | *80VSL1102122B* | Split System | 49000 | 16.5 | 9.5 | 2.24 | R-454B | 650
217917912 | TEMPSTAR | N5H9V48*K*AAA* | EVD5X61M24A* | *80VTL0902120B* | Split System | 49000 | 16.5 | 9.5 | 2.24 | R-454B | 650
217917917 | TEMPSTAR | Q5H9V48*K*AAA* | EVD5X61M24A* | *80VTL0902120B* | Split System | 49000 | 16.5 | 9.5 | 2.24 | R-454B | 650
217917521 | TEMPSTAR | N5H9V48*K*AAA* | EVD5X61M21A* | *80VTL0902120B* | Split System | 49000 | 16.5 | 9.5 | 2.24 | R-454B | 650
217917821 | TEMPSTAR | N5H9V48*K*AAA* | EVD5X61M24A* | *80VSL0902120B* | Split System | 49000 | 16.5 | 9.5 | 2.24 | R-454B | 650
217917930 | TEMPSTAR | Q5H9V48*K*AAA* | EVD5X61M24A* | *80VTL1102122B* | Split System | 49500 | 16.5 | 9.5 | 2.24 | R-454B | 650
217918232 | TEMPSTAR | Q5H9V48*K*AAA* | EVD5X61M24A* | *97VTN1002122A* | Split System | 49500 | 16.5 | 9.5 | 2.24 | R-454B | 650
217917899 | TEMPSTAR | N5H9V48*K*AAA* | EVD5X61M24A* | *80CTL1352422B* | Split System | 49500 | 16.5 | 9.5 | 2.24 | R-454B | 650
217918179 | TEMPSTAR | Q5H9V48*K*AAA* | EVD5X61M24A* | *96VTN1002122B* | Split System | 49500 | 16.5 | 9.5 | 2.24 | R-454B | 650
217917904 | TEMPSTAR | Q5H9V48*K*AAA* | EVD5X61M24A* | *80CTL1352422B* | Split System | 49500 | 16.5 | 9.5 | 2.24 | R-454B | 650
217917925 | TEMPSTAR | N5H9V48*K*AAA* | EVD5X61M24A* | *80VTL1102122B* | Split System | 49500 | 16.5 | 9.5 | 2.24 | R-454B | 650
217918174 | TEMPSTAR | N5H9V48*K*AAA* | EVD5X61M24A* | *96VTN1002122B* | Split System | 49500 | 16.5 | 9.5 | 2.24 | R-454B | 650
218016363 | ACIQ | N5H9V48*K*AAA* | EVD5X61M24A* | *80VSL1102122B* | Split System | 49500 | 17 | 9.5 | 2.22 | R-454B | 650
218017303 | ACIQ | N5H9V48*K*AAA* | F5MA5*48L*C* |  | Split System | 45500 | 17 | 9.5 | 2.24 | R-454B | 650
218021085 | ACIQ | N5H9V48*K*AAA* | EVM5X60M21A* | *97VTN1002122A* | Split System | 48500 | 17 | 9.5 | 2.24 | R-454B | 650
218021080 | ACIQ | N5H9V48*K*AAA* | EVM5X60M21A* | *96VTN1002122B* | Split System | 48500 | 17 | 9.5 | 2.24 | R-454B | 650
218021239 | ACIQ | N5H9V48*K*AAA* | EVD5X60M21A* | *97VTN1002122A* | Split System | 48500 | 17 | 9.5 | 2.24 | R-454B | 650
218021234 | ACIQ | N5H9V48*K*AAA* | EVD5X60M21A* | *96VTN1002122B* | Split System | 48500 | 17 | 9.5 | 2.24 | R-454B | 650
218021249 | ACIQ | N5H9V48*K*AAA* | EVD5X61M21A* | *80MSU0802120A* | Split System | 49000 | 17 | 9.5 | 2.24 | R-454B | 650
217955606 | AIRQUEST | Q5H9V48*K*AAA* | EVD5X61M24A* | *80VSL1102122B* | Split System | 49500 | 17 | 9.5 | 2.22 | R-454B | 650
217956236 | AIRQUEST | Q5H9V48*K*AAA* | F5MA5*48L*C* |  | Split System | 45500 | 17 | 9.5 | 2.24 | R-454B | 650
217955354 | AIRQUEST | Q5H9V48*K*AAA* | EVM5X60M21A* | *97VTN1002122A* | Split System | 48500 | 17 | 9.5 | 2.24 | R-454B | 650
217955534 | AIRQUEST | Q5H9V48*K*AAA* | EVD5X60M21A* | *97VTN1002122A* | Split System | 48500 | 17 | 9.5 | 2.24 | R-454B | 650
217955348 | AIRQUEST | Q5H9V48*K*AAA* | EVM5X60M21A* | *96VTN1002122B* | Split System | 48500 | 17 | 9.5 | 2.24 | R-454B | 650
217955528 | AIRQUEST | Q5H9V48*K*AAA* | EVD5X60M21A* | *96VTN1002122B* | Split System | 48500 | 17 | 9.5 | 2.24 | R-454B | 650
217916204 | AIRQUEST | N5H9V48*K*AAA* | EVM5X60M21A* | *97VTN1002122A* | Split System | 48500 | 17 | 9.5 | 2.24 | R-454B | 650
217916165 | AIRQUEST | N5H9V48*K*AAA* | EVM5X60M21A* | *96VTN1002122B* | Split System | 48500 | 17 | 9.5 | 2.24 | R-454B | 650
217917326 | AIRQUEST | N5H9V48*K*AAA* | EVD5X60M21A* | *96VTN1002122B* | Split System | 48500 | 17 | 9.5 | 2.24 | R-454B | 650
217917373 | AIRQUEST | N5H9V48*K*AAA* | EVD5X60M21A* | *97VTN1002122A* | Split System | 48500 | 17 | 9.5 | 2.24 | R-454B | 650
217955546 | AIRQUEST | Q5H9V48*K*AAA* | EVD5X61M21A* | *80MSU0802120A* | Split System | 49000 | 17 | 9.5 | 2.24 | R-454B | 650
217917451 | AIRQUEST | N5H9V48*K*AAA* | EVD5X61M21A* | *80MSU0802120A* | Split System | 49000 | 17 | 9.5 | 2.24 | R-454B | 650
217955605 | ARCOAIRE | Q5H9V48*K*AAA* | EVD5X61M24A* | *80VSL1102122B* | Split System | 49500 | 17 | 9.5 | 2.22 | R-454B | 650
217917828 | ARCOAIRE | N5H9V48*K*AAA* | EVD5X61M24A* | *80VSL1102122B* | Split System | 49500 | 17 | 9.5 | 2.22 | R-454B | 650
217956235 | ARCOAIRE | Q5H9V48*K*AAA* | F5MA5*48L*C* |  | Split System | 45500 | 17 | 9.5 | 2.24 | R-454B | 650
217955347 | ARCOAIRE | Q5H9V48*K*AAA* | EVM5X60M21A* | *96VTN1002122B* | Split System | 48500 | 17 | 9.5 | 2.24 | R-454B | 650
217955527 | ARCOAIRE | Q5H9V48*K*AAA* | EVD5X60M21A* | *96VTN1002122B* | Split System | 48500 | 17 | 9.5 | 2.24 | R-454B | 650
217955533 | ARCOAIRE | Q5H9V48*K*AAA* | EVD5X60M21A* | *97VTN1002122A* | Split System | 48500 | 17 | 9.5 | 2.24 | R-454B | 650
217955353 | ARCOAIRE | Q5H9V48*K*AAA* | EVM5X60M21A* | *97VTN1002122A* | Split System | 48500 | 17 | 9.5 | 2.24 | R-454B | 650
217916203 | ARCOAIRE | N5H9V48*K*AAA* | EVM5X60M21A* | *97VTN1002122A* | Split System | 48500 | 17 | 9.5 | 2.24 | R-454B | 650
217916164 | ARCOAIRE | N5H9V48*K*AAA* | EVM5X60M21A* | *96VTN1002122B* | Split System | 48500 | 17 | 9.5 | 2.24 | R-454B | 650
217917372 | ARCOAIRE | N5H9V48*K*AAA* | EVD5X60M21A* | *97VTN1002122A* | Split System | 48500 | 17 | 9.5 | 2.24 | R-454B | 650
217917325 | ARCOAIRE | N5H9V48*K*AAA* | EVD5X60M21A* | *96VTN1002122B* | Split System | 48500 | 17 | 9.5 | 2.24 | R-454B | 650
217955545 | ARCOAIRE | Q5H9V48*K*AAA* | EVD5X61M21A* | *80MSU0802120A* | Split System | 49000 | 17 | 9.5 | 2.24 | R-454B | 650
217917450 | ARCOAIRE | N5H9V48*K*AAA* | EVD5X61M21A* | *80MSU0802120A* | Split System | 49000 | 17 | 9.5 | 2.24 | R-454B | 650
217917827 | BRYANT HEATING AND COOLING SYSTEMS | 249VAN048**AA* | CVAVA6124XMA* | 82*SB66110V21*** | Split System | 49500 | 17 | 9.5 | 2.22 | R-454B | 650
217916202 | BRYANT HEATING AND COOLING SYSTEMS | 249VAN048**AA* | CVAMA6021XMA* | 927TA66100V21*** | Split System | 48500 | 17 | 9.5 | 2.24 | R-454B | 650
217916163 | BRYANT HEATING AND COOLING SYSTEMS | 249VAN048**AA* | CVAMA6021XMA* | 926TC66100V21*** | Split System | 48500 | 17 | 9.5 | 2.24 | R-454B | 650
217917324 | BRYANT HEATING AND COOLING SYSTEMS | 249VAN048**AA* | CVAVA6021XMA* | 926TC66100V21*** | Split System | 48500 | 17 | 9.5 | 2.24 | R-454B | 650
217917449 | BRYANT HEATING AND COOLING SYSTEMS | 249VAN048**AA* | CVAVA6121XMA* | 83*SB60080M21*** | Split System | 49000 | 17 | 9.5 | 2.24 | R-454B | 650
217917931 | BRYANT HEATING AND COOLING SYSTEMS | 249VAN048**AA* | CVAVA6124XMA* | 82*TB66135V24*** | Split System | 49500 | 17 | 9.5 | 2.24 | R-454B | 650
217908137 | CARRIER | 27VPA948A*030* | CVAVA6124XMA* | 58SP*B110V21**22 | Split System | 49500 | 17 | 9.5 | 2.22 | R-454B | 650
217914918 | CARRIER | 27VPA948A*030* | F55AA*C48L* |  | Split System | 45500 | 17 | 9.5 | 2.24 | R-454B | 650
217908012 | CARRIER | 27VPA948A*030* | CVAMA6021XMA* | 59TP7A100V21**22 | Split System | 48500 | 17 | 9.5 | 2.24 | R-454B | 650
217908009 | CARRIER | 27VPA948A*030* | CVAMA6021XMA* | 59TP6C100V21**22 | Split System | 48500 | 17 | 9.5 | 2.24 | R-454B | 650
217908102 | CARRIER | 27VPA948A*030* | CVAVA6021XMA* | 59TP7A100V21**22 | Split System | 48500 | 17 | 9.5 | 2.24 | R-454B | 650
217908099 | CARRIER | 27VPA948A*030* | CVAVA6021XMA* | 59TP6C100V21**22 | Split System | 48500 | 17 | 9.5 | 2.24 | R-454B | 650
217908108 | CARRIER | 27VPA948A*030* | CVAVA6121XMA* | 58SU*B080M21**20 | Split System | 49000 | 17 | 9.5 | 2.24 | R-454B | 650
217908145 | CARRIER | 27VPA948A*030* | CVAVA6124XMA* | 58TP*B135V24**22 | Split System | 49500 | 17 | 9.5 | 2.24 | R-454B | 650
217917830 | COMFORTMAKER | N5H9V48*K*AAA* | EVD5X61M24A* | *80VSL1102122B* | Split System | 49500 | 17 | 9.5 | 2.22 | R-454B | 650
217917835 | COMFORTMAKER | Q5H9V48*K*AAA* | EVD5X61M24A* | *80VSL1102122B* | Split System | 49500 | 17 | 9.5 | 2.22 | R-454B | 650
217916205 | COMFORTMAKER | N5H9V48*K*AAA* | EVM5X60M21A* | *97VTN1002122A* | Split System | 48500 | 17 | 9.5 | 2.24 | R-454B | 650
217917374 | COMFORTMAKER | N5H9V48*K*AAA* | EVD5X60M21A* | *97VTN1002122A* | Split System | 48500 | 17 | 9.5 | 2.24 | R-454B | 650
217916210 | COMFORTMAKER | Q5H9V48*K*AAA* | EVM5X60M21A* | *97VTN1002122A* | Split System | 48500 | 17 | 9.5 | 2.24 | R-454B | 650
217917332 | COMFORTMAKER | Q5H9V48*K*AAA* | EVD5X60M21A* | *96VTN1002122B* | Split System | 48500 | 17 | 9.5 | 2.24 | R-454B | 650
217916166 | COMFORTMAKER | N5H9V48*K*AAA* | EVM5X60M21A* | *96VTN1002122B* | Split System | 48500 | 17 | 9.5 | 2.24 | R-454B | 650
217916171 | COMFORTMAKER | Q5H9V48*K*AAA* | EVM5X60M21A* | *96VTN1002122B* | Split System | 48500 | 17 | 9.5 | 2.24 | R-454B | 650
217917379 | COMFORTMAKER | Q5H9V48*K*AAA* | EVD5X60M21A* | *97VTN1002122A* | Split System | 48500 | 17 | 9.5 | 2.24 | R-454B | 650
217917327 | COMFORTMAKER | N5H9V48*K*AAA* | EVD5X60M21A* | *96VTN1002122B* | Split System | 48500 | 17 | 9.5 | 2.24 | R-454B | 650
217917457 | COMFORTMAKER | Q5H9V48*K*AAA* | EVD5X61M21A* | *80MSU0802120A* | Split System | 49000 | 17 | 9.5 | 2.24 | R-454B | 650
217917452 | COMFORTMAKER | N5H9V48*K*AAA* | EVD5X61M21A* | *80MSU0802120A* | Split System | 49000 | 17 | 9.5 | 2.24 | R-454B | 650
217917836 | DAY & NIGHT | Q5H9V48*K*AAA* | EVD5X61M24A* | *80VSL1102122B* | Split System | 49500 | 17 | 9.5 | 2.22 | R-454B | 650
217916211 | DAY & NIGHT | Q5H9V48*K*AAA* | EVM5X60M21A* | *97VTN1002122A* | Split System | 48500 | 17 | 9.5 | 2.24 | R-454B | 650
217916172 | DAY & NIGHT | Q5H9V48*K*AAA* | EVM5X60M21A* | *96VTN1002122B* | Split System | 48500 | 17 | 9.5 | 2.24 | R-454B | 650
217917328 | DAY & NIGHT | N5H9V48*K*AAA* | EVD5X60M21A* | *96VTN1002122B* | Split System | 48500 | 17 | 9.5 | 2.24 | R-454B | 650
217917380 | DAY & NIGHT | Q5H9V48*K*AAA* | EVD5X60M21A* | *97VTN1002122A* | Split System | 48500 | 17 | 9.5 | 2.24 | R-454B | 650
217916206 | DAY & NIGHT | N5H9V48*K*AAA* | EVM5X60M21A* | *97VTN1002122A* | Split System | 48500 | 17 | 9.5 | 2.24 | R-454B | 650
217917375 | DAY & NIGHT | N5H9V48*K*AAA* | EVD5X60M21A* | *97VTN1002122A* | Split System | 48500 | 17 | 9.5 | 2.24 | R-454B | 650
217917333 | DAY & NIGHT | Q5H9V48*K*AAA* | EVD5X60M21A* | *96VTN1002122B* | Split System | 48500 | 17 | 9.5 | 2.24 | R-454B | 650
217917458 | DAY & NIGHT | Q5H9V48*K*AAA* | EVD5X61M21A* | *80MSU0802120A* | Split System | 49000 | 17 | 9.5 | 2.24 | R-454B | 650
217917453 | DAY & NIGHT | N5H9V48*K*AAA* | EVD5X61M21A* | *80MSU0802120A* | Split System | 49000 | 17 | 9.5 | 2.24 | R-454B | 650
217917832 | HEIL | N5H9V48*K*AAA* | EVD5X61M24A* | *80VSL1102122B* | Split System | 49500 | 17 | 9.5 | 2.22 | R-454B | 650
217917837 | HEIL | Q5H9V48*K*AAA* | EVD5X61M24A* | *80VSL1102122B* | Split System | 49500 | 17 | 9.5 | 2.22 | R-454B | 650
217916173 | HEIL | Q5H9V48*K*AAA* | EVM5X60M21A* | *96VTN1002122B* | Split System | 48500 | 17 | 9.5 | 2.24 | R-454B | 650
217916207 | HEIL | N5H9V48*K*AAA* | EVM5X60M21A* | *97VTN1002122A* | Split System | 48500 | 17 | 9.5 | 2.24 | R-454B | 650
217917334 | HEIL | Q5H9V48*K*AAA* | EVD5X60M21A* | *96VTN1002122B* | Split System | 48500 | 17 | 9.5 | 2.24 | R-454B | 650
217916212 | HEIL | Q5H9V48*K*AAA* | EVM5X60M21A* | *97VTN1002122A* | Split System | 48500 | 17 | 9.5 | 2.24 | R-454B | 650
217917381 | HEIL | Q5H9V48*K*AAA* | EVD5X60M21A* | *97VTN1002122A* | Split System | 48500 | 17 | 9.5 | 2.24 | R-454B | 650
217917329 | HEIL | N5H9V48*K*AAA* | EVD5X60M21A* | *96VTN1002122B* | Split System | 48500 | 17 | 9.5 | 2.24 | R-454B | 650
217917376 | HEIL | N5H9V48*K*AAA* | EVD5X60M21A* | *97VTN1002122A* | Split System | 48500 | 17 | 9.5 | 2.24 | R-454B | 650
217917454 | HEIL | N5H9V48*K*AAA* | EVD5X61M21A* | *80MSU0802120A* | Split System | 49000 | 17 | 9.5 | 2.24 | R-454B | 650
217917459 | HEIL | Q5H9V48*K*AAA* | EVD5X61M21A* | *80MSU0802120A* | Split System | 49000 | 17 | 9.5 | 2.24 | R-454B | 650
217917838 | KEEPRITE | Q5H9V48*K*AAA* | EVD5X61M24A* | *80VSL1102122B* | Split System | 49500 | 17 | 9.5 | 2.22 | R-454B | 650
217916174 | KEEPRITE | Q5H9V48*K*AAA* | EVM5X60M21A* | *96VTN1002122B* | Split System | 48500 | 17 | 9.5 | 2.24 | R-454B | 650
217916213 | KEEPRITE | Q5H9V48*K*AAA* | EVM5X60M21A* | *97VTN1002122A* | Split System | 48500 | 17 | 9.5 | 2.24 | R-454B | 650
217917377 | KEEPRITE | N5H9V48*K*AAA* | EVD5X60M21A* | *97VTN1002122A* | Split System | 48500 | 17 | 9.5 | 2.24 | R-454B | 650
217916208 | KEEPRITE | N5H9V48*K*AAA* | EVM5X60M21A* | *97VTN1002122A* | Split System | 48500 | 17 | 9.5 | 2.24 | R-454B | 650
217917382 | KEEPRITE | Q5H9V48*K*AAA* | EVD5X60M21A* | *97VTN1002122A* | Split System | 48500 | 17 | 9.5 | 2.24 | R-454B | 650
217917330 | KEEPRITE | N5H9V48*K*AAA* | EVD5X60M21A* | *96VTN1002122B* | Split System | 48500 | 17 | 9.5 | 2.24 | R-454B | 650
217917335 | KEEPRITE | Q5H9V48*K*AAA* | EVD5X60M21A* | *96VTN1002122B* | Split System | 48500 | 17 | 9.5 | 2.24 | R-454B | 650
217917455 | KEEPRITE | N5H9V48*K*AAA* | EVD5X61M21A* | *80MSU0802120A* | Split System | 49000 | 17 | 9.5 | 2.24 | R-454B | 650
217917460 | KEEPRITE | Q5H9V48*K*AAA* | EVD5X61M21A* | *80MSU0802120A* | Split System | 49000 | 17 | 9.5 | 2.24 | R-454B | 650
217917834 | TEMPSTAR | N5H9V48*K*AAA* | EVD5X61M24A* | *80VSL1102122B* | Split System | 49500 | 17 | 9.5 | 2.22 | R-454B | 650
217917839 | TEMPSTAR | Q5H9V48*K*AAA* | EVD5X61M24A* | *80VSL1102122B* | Split System | 49500 | 17 | 9.5 | 2.22 | R-454B | 650
217916170 | TEMPSTAR | N5H9V48*K*AAA* | EVM5X60M21A* | *96VTN1002122B* | Split System | 48500 | 17 | 9.5 | 2.24 | R-454B | 650
217916209 | TEMPSTAR | N5H9V48*K*AAA* | EVM5X60M21A* | *97VTN1002122A* | Split System | 48500 | 17 | 9.5 | 2.24 | R-454B | 650
217917337 | TEMPSTAR | Q5H9V48*K*AAA* | EVD5X60M21A* | *96VTN1002122B* | Split System | 48500 | 17 | 9.5 | 2.24 | R-454B | 650
217917383 | TEMPSTAR | Q5H9V48*K*AAA* | EVD5X60M21A* | *97VTN1002122A* | Split System | 48500 | 17 | 9.5 | 2.24 | R-454B | 650
217917331 | TEMPSTAR | N5H9V48*K*AAA* | EVD5X60M21A* | *96VTN1002122B* | Split System | 48500 | 17 | 9.5 | 2.24 | R-454B | 650
217917378 | TEMPSTAR | N5H9V48*K*AAA* | EVD5X60M21A* | *97VTN1002122A* | Split System | 48500 | 17 | 9.5 | 2.24 | R-454B | 650
217916214 | TEMPSTAR | Q5H9V48*K*AAA* | EVM5X60M21A* | *97VTN1002122A* | Split System | 48500 | 17 | 9.5 | 2.24 | R-454B | 650
217917456 | TEMPSTAR | N5H9V48*K*AAA* | EVD5X61M21A* | *80MSU0802120A* | Split System | 49000 | 17 | 9.5 | 2.24 | R-454B | 650
217917461 | TEMPSTAR | Q5H9V48*K*AAA* | EVD5X61M21A* | *80MSU0802120A* | Split System | 49000 | 17 | 9.5 | 2.24 | R-454B | 650
218045637 | Aprodr | AHU3G-48HFN-B | AHU3G-48HFN-A |  | Split System | 48000 | 17.5 | 9.5 | 2 | R-454B | 650
216997515 | BLUERIDGE | BNG3A60UCN | BNG3A60DH3 |  | Split System | 54000 | 17.5 | 9.5 | 1.9 | R-454B | 650
216997514 | BLUERIDGE | BNG3A48UCN | BNG3A48DH3 |  | Split System | 48000 | 17.5 | 9.5 | 2 | R-454B | 650
217966394 | INNOVAIR | SHV60H2BA | SAV60BDU |  | Split System | 54000 | 17.5 | 9.5 | 1.9 | R-454B | 650
217966393 | INNOVAIR | SHV48H2BA | SAV48BDU |  | Split System | 48000 | 17.5 | 9.5 | 2 | R-454B | 650
217903145 | ForestAir | FA-H24-VKCE/OD-454 | FA-H24-VKCE/AH-454 |  | Split System | 24000 | 18.5 | 9.5 | 2.2 | R-454B | 650
218406825 | AIRQUEST | B5H3V24*K*AAA* | ESH5X24M12A*+WALLCON | *96CTN0801714B* | Split System | 22400 | 19 | 9.5 | 1.96 | R-454B | 650
218406769 | AIRQUEST | B5H3V24*K*AAA* | ESH5X24M12A*+WALLCON | *80CTL0701716B* | Split System | 22400 | 19 | 9.5 | 1.96 | R-454B | 650
218407057 | AIRQUEST | B5H3V24*K*AAA* | ESH5X36M12A*+WALLCON | *97CTN0601716A* | Split System | 22800 | 19 | 9.5 | 1.96 | R-454B | 650
218407169 | AIRQUEST | B5H3V24*K*AAA* | ESH5X42M12A*+WALLCON | *97CTN0601716A* | Split System | 22800 | 19 | 9.5 | 1.98 | R-454B | 650
218406826 | ARCOAIRE | B5H3V24*K*AAA* | ESH5X24M12A*+WALLCON | *96CTN0801714B* | Split System | 22400 | 19 | 9.5 | 1.96 | R-454B | 650
218406770 | ARCOAIRE | B5H3V24*K*AAA* | ESH5X24M12A*+WALLCON | *80CTL0701716B* | Split System | 22400 | 19 | 9.5 | 1.96 | R-454B | 650
218407058 | ARCOAIRE | B5H3V24*K*AAA* | ESH5X36M12A*+WALLCON | *97CTN0601716A* | Split System | 22800 | 19 | 9.5 | 1.96 | R-454B | 650
218407170 | ARCOAIRE | B5H3V24*K*AAA* | ESH5X42M12A*+WALLCON | *97CTN0601716A* | Split System | 22800 | 19 | 9.5 | 1.98 | R-454B | 650
217895245 | BOSCH | BOVA-36RTB-M20S | BIVB-36RCB-M20X |  | Split System | 34200 | 19 | 9.5 | 2 | R-454B | 650
218406827 | COMFORTMAKER | B5H3V24*K*AAA* | ESH5X24M12A*+WALLCON | *96CTN0801714B* | Split System | 22400 | 19 | 9.5 | 1.96 | R-454B | 650
218407059 | COMFORTMAKER | B5H3V24*K*AAA* | ESH5X36M12A*+WALLCON | *97CTN0601716A* | Split System | 22800 | 19 | 9.5 | 1.96 | R-454B | 650
218407171 | COMFORTMAKER | B5H3V24*K*AAA* | ESH5X42M12A*+WALLCON | *97CTN0601716A* | Split System | 22800 | 19 | 9.5 | 1.98 | R-454B | 650
218406828 | DAY & NIGHT | B5H3V24*K*AAA* | ESH5X24M12A*+WALLCON | *96CTN0801714B* | Split System | 22400 | 19 | 9.5 | 1.96 | R-454B | 650
218407060 | DAY & NIGHT | B5H3V24*K*AAA* | ESH5X36M12A*+WALLCON | *97CTN0601716A* | Split System | 22800 | 19 | 9.5 | 1.96 | R-454B | 650
218407172 | DAY & NIGHT | B5H3V24*K*AAA* | ESH5X42M12A*+WALLCON | *97CTN0601716A* | Split System | 22800 | 19 | 9.5 | 1.98 | R-454B | 650
217642556 | GE | NS21H48MA5-**A | NCU[C,U]60CT5*-**+TDR | NF96U110S5C* | Split System | 47000 | 19 | 9.5 | 2.12 | R-454B | 650
218159773 | GE | NS21H48MA5-**A | NCU[C,U]60CT5*-**+TDR | NF97U110T5C* | Split System | 47000 | 19 | 9.5 | 2.12 | R-454B | 650
218406824 | HEIL | B5H3V24*K*AAA* | ESH5X24M12A*+WALLCON | *96CTN0801714B* | Split System | 22400 | 19 | 9.5 | 1.96 | R-454B | 650
218406768 | HEIL | B5H3V24*K*AAA* | ESH5X24M12A*+WALLCON | *80CTL0701716B* | Split System | 22400 | 19 | 9.5 | 1.96 | R-454B | 650
218407056 | HEIL | B5H3V24*K*AAA* | ESH5X36M12A*+WALLCON | *97CTN0601716A* | Split System | 22800 | 19 | 9.5 | 1.96 | R-454B | 650
218407168 | HEIL | B5H3V24*K*AAA* | ESH5X42M12A*+WALLCON | *97CTN0601716A* | Split System | 22800 | 19 | 9.5 | 1.98 | R-454B | 650
218406829 | KEEPRITE | B5H3V24*K*AAA* | ESH5X24M12A*+WALLCON | *96CTN0801714B* | Split System | 22400 | 19 | 9.5 | 1.96 | R-454B | 650
218406773 | KEEPRITE | B5H3V24*K*AAA* | ESH5X24M12A*+WALLCON | *80CTL0701716B* | Split System | 22400 | 19 | 9.5 | 1.96 | R-454B | 650
218407061 | KEEPRITE | B5H3V24*K*AAA* | ESH5X36M12A*+WALLCON | *97CTN0601716A* | Split System | 22800 | 19 | 9.5 | 1.96 | R-454B | 650
218407173 | KEEPRITE | B5H3V24*K*AAA* | ESH5X42M12A*+WALLCON | *97CTN0601716A* | Split System | 22800 | 19 | 9.5 | 1.98 | R-454B | 650
218406775 | TEMPSTAR | B5H3V24*K*AAA* | ESH5X24M12A*+WALLCON | *80CTL0701716B* | Split System | 22400 | 19 | 9.5 | 1.96 | R-454B | 650
218406831 | TEMPSTAR | B5H3V24*K*AAA* | ESH5X24M12A*+WALLCON | *96CTN0801714B* | Split System | 22400 | 19 | 9.5 | 1.96 | R-454B | 650
218407063 | TEMPSTAR | B5H3V24*K*AAA* | ESH5X36M12A*+WALLCON | *97CTN0601716A* | Split System | 22800 | 19 | 9.5 | 1.96 | R-454B | 650
218407175 | TEMPSTAR | B5H3V24*K*AAA* | ESH5X42M12A*+WALLCON | *97CTN0601716A* | Split System | 22800 | 19 | 9.5 | 1.98 | R-454B | 650
218406897 | AIRQUEST | B5H3V24*K*AAA* | ESH5X30M12A*+WALLCON | *95CSU0601716B* | Split System | 22400 | 19.5 | 9.5 | 1.96 | R-454B | 650
218406737 | AIRQUEST | B5H3V24*K*AAA* | ESH5X24M12A*+WALLCON | *80CSU0401712B* | Split System | 22400 | 19.5 | 9.5 | 1.96 | R-454B | 650
218406777 | AIRQUEST | B5H3V24*K*AAA* | ESH5X24M12A*+WALLCON | *80CTL0901716B* | Split System | 22400 | 19.5 | 9.5 | 1.96 | R-454B | 650
218406761 | AIRQUEST | B5H3V24*K*AAA* | ESH5X24M12A*+WALLCON | *80CTL0701412B* | Split System | 22400 | 19.5 | 9.5 | 1.96 | R-454B | 650
218406889 | AIRQUEST | B5H3V24*K*AAA* | ESH5X30M12A*+WALLCON | *80CTL0901716B* | Split System | 22600 | 19.5 | 9.5 | 1.96 | R-454B | 650
218406881 | AIRQUEST | B5H3V24*K*AAA* | ESH5X30M12A*+WALLCON | *80CTL0701716B* | Split System | 22600 | 19.5 | 9.5 | 1.96 | R-454B | 650
218406873 | AIRQUEST | B5H3V24*K*AAA* | ESH5X30M12A*+WALLCON | *80CTL0701412B* | Split System | 22600 | 19.5 | 9.5 | 1.96 | R-454B | 650
218407017 | AIRQUEST | B5H3V24*K*AAA* | ESH5X36M12A*+WALLCON | *97CMN0601714B* | Split System | 22800 | 19.5 | 9.5 | 1.96 | R-454B | 650
218407089 | AIRQUEST | B5H3V24*K*AAA* | ESH5X42M12A*+WALLCON | *80CTL0451712B* | Split System | 22800 | 19.5 | 9.5 | 1.96 | R-454B | 650
218406977 | AIRQUEST | B5H3V24*K*AAA* | ESH5X36M12A*+WALLCON | *80CTL0451712B* | Split System | 22800 | 19.5 | 9.5 | 1.96 | R-454B | 650
218406929 | AIRQUEST | B5H3V24*K*AAA* | ESH5X30M12A*+WALLCON | *96CTN0601714B* | Split System | 22400 | 19.5 | 9.5 | 1.98 | R-454B | 650
218406953 | AIRQUEST | B5H3V24*K*AAA* | ESH5X30M12A*+WALLCON | *97CTN0801716A* | Split System | 22400 | 19.5 | 9.5 | 1.98 | R-454B | 650
218406745 | AIRQUEST | B5H3V24*K*AAA* | ESH5X24M12A*+WALLCON | *80CSU0601716B* | Split System | 22400 | 19.5 | 9.5 | 1.98 | R-454B | 650
218406898 | ARCOAIRE | B5H3V24*K*AAA* | ESH5X30M12A*+WALLCON | *95CSU0601716B* | Split System | 22400 | 19.5 | 9.5 | 1.96 | R-454B | 650
218406738 | ARCOAIRE | B5H3V24*K*AAA* | ESH5X24M12A*+WALLCON | *80CSU0401712B* | Split System | 22400 | 19.5 | 9.5 | 1.96 | R-454B | 650
218406914 | ARCOAIRE | B5H3V24*K*AAA* | ESH5X30M12A*+WALLCON | *97CMN0801714B* | Split System | 22400 | 19.5 | 9.5 | 1.96 | R-454B | 650
218406906 | ARCOAIRE | B5H3V24*K*AAA* | ESH5X30M12A*+WALLCON | *97CMN0601714B* | Split System | 22400 | 19.5 | 9.5 | 1.96 | R-454B | 650
218406778 | ARCOAIRE | B5H3V24*K*AAA* | ESH5X24M12A*+WALLCON | *80CTL0901716B* | Split System | 22400 | 19.5 | 9.5 | 1.96 | R-454B | 650
218406762 | ARCOAIRE | B5H3V24*K*AAA* | ESH5X24M12A*+WALLCON | *80CTL0701412B* | Split System | 22400 | 19.5 | 9.5 | 1.96 | R-454B | 650
218406890 | ARCOAIRE | B5H3V24*K*AAA* | ESH5X30M12A*+WALLCON | *80CTL0901716B* | Split System | 22600 | 19.5 | 9.5 | 1.96 | R-454B | 650
218406938 | ARCOAIRE | B5H3V24*K*AAA* | ESH5X30M12A*+WALLCON | *96CTN0801714B* | Split System | 22600 | 19.5 | 9.5 | 1.96 | R-454B | 650
218406874 | ARCOAIRE | B5H3V24*K*AAA* | ESH5X30M12A*+WALLCON | *80CTL0701412B* | Split System | 22600 | 19.5 | 9.5 | 1.96 | R-454B | 650
218406882 | ARCOAIRE | B5H3V24*K*AAA* | ESH5X30M12A*+WALLCON | *80CTL0701716B* | Split System | 22600 | 19.5 | 9.5 | 1.96 | R-454B | 650
218407018 | ARCOAIRE | B5H3V24*K*AAA* | ESH5X36M12A*+WALLCON | *97CMN0601714B* | Split System | 22800 | 19.5 | 9.5 | 1.96 | R-454B | 650
218407090 | ARCOAIRE | B5H3V24*K*AAA* | ESH5X42M12A*+WALLCON | *80CTL0451712B* | Split System | 22800 | 19.5 | 9.5 | 1.96 | R-454B | 650
218406978 | ARCOAIRE | B5H3V24*K*AAA* | ESH5X36M12A*+WALLCON | *80CTL0451712B* | Split System | 22800 | 19.5 | 9.5 | 1.96 | R-454B | 650
218406954 | ARCOAIRE | B5H3V24*K*AAA* | ESH5X30M12A*+WALLCON | *97CTN0801716A* | Split System | 22400 | 19.5 | 9.5 | 1.98 | R-454B | 650
218406930 | ARCOAIRE | B5H3V24*K*AAA* | ESH5X30M12A*+WALLCON | *96CTN0601714B* | Split System | 22400 | 19.5 | 9.5 | 1.98 | R-454B | 650
218406746 | ARCOAIRE | B5H3V24*K*AAA* | ESH5X24M12A*+WALLCON | *80CSU0601716B* | Split System | 22400 | 19.5 | 9.5 | 1.98 | R-454B | 650
217624525 | CARRIER | 27VNA324A*030* | CSAH*3012AM*+UI | 59CU5B060C17**16 | Split System | 22400 | 19.5 | 9.5 | 1.96 | R-454B | 650
218406899 | COMFORTMAKER | B5H3V24*K*AAA* | ESH5X30M12A*+WALLCON | *95CSU0601716B* | Split System | 22400 | 19.5 | 9.5 | 1.96 | R-454B | 650
218406915 | COMFORTMAKER | B5H3V24*K*AAA* | ESH5X30M12A*+WALLCON | *97CMN0801714B* | Split System | 22400 | 19.5 | 9.5 | 1.96 | R-454B | 650
218406763 | COMFORTMAKER | B5H3V24*K*AAA* | ESH5X24M12A*+WALLCON | *80CTL0701412B* | Split System | 22400 | 19.5 | 9.5 | 1.96 | R-454B | 650
218406779 | COMFORTMAKER | B5H3V24*K*AAA* | ESH5X24M12A*+WALLCON | *80CTL0901716B* | Split System | 22400 | 19.5 | 9.5 | 1.96 | R-454B | 650
218406891 | COMFORTMAKER | B5H3V24*K*AAA* | ESH5X30M12A*+WALLCON | *80CTL0901716B* | Split System | 22600 | 19.5 | 9.5 | 1.96 | R-454B | 650
218406875 | COMFORTMAKER | B5H3V24*K*AAA* | ESH5X30M12A*+WALLCON | *80CTL0701412B* | Split System | 22600 | 19.5 | 9.5 | 1.96 | R-454B | 650
218406883 | COMFORTMAKER | B5H3V24*K*AAA* | ESH5X30M12A*+WALLCON | *80CTL0701716B* | Split System | 22600 | 19.5 | 9.5 | 1.96 | R-454B | 650
218407091 | COMFORTMAKER | B5H3V24*K*AAA* | ESH5X42M12A*+WALLCON | *80CTL0451712B* | Split System | 22800 | 19.5 | 9.5 | 1.96 | R-454B | 650
218407019 | COMFORTMAKER | B5H3V24*K*AAA* | ESH5X36M12A*+WALLCON | *97CMN0601714B* | Split System | 22800 | 19.5 | 9.5 | 1.96 | R-454B | 650
218406979 | COMFORTMAKER | B5H3V24*K*AAA* | ESH5X36M12A*+WALLCON | *80CTL0451712B* | Split System | 22800 | 19.5 | 9.5 | 1.96 | R-454B | 650
218406931 | COMFORTMAKER | B5H3V24*K*AAA* | ESH5X30M12A*+WALLCON | *96CTN0601714B* | Split System | 22400 | 19.5 | 9.5 | 1.98 | R-454B | 650
218406955 | COMFORTMAKER | B5H3V24*K*AAA* | ESH5X30M12A*+WALLCON | *97CTN0801716A* | Split System | 22400 | 19.5 | 9.5 | 1.98 | R-454B | 650
218406747 | COMFORTMAKER | B5H3V24*K*AAA* | ESH5X24M12A*+WALLCON | *80CSU0601716B* | Split System | 22400 | 19.5 | 9.5 | 1.98 | R-454B | 650
218406916 | DAY & NIGHT | B5H3V24*K*AAA* | ESH5X30M12A*+WALLCON | *97CMN0801714B* | Split System | 22400 | 19.5 | 9.5 | 1.96 | R-454B | 650
218406900 | DAY & NIGHT | B5H3V24*K*AAA* | ESH5X30M12A*+WALLCON | *95CSU0601716B* | Split System | 22400 | 19.5 | 9.5 | 1.96 | R-454B | 650
218406740 | DAY & NIGHT | B5H3V24*K*AAA* | ESH5X24M12A*+WALLCON | *80CSU0401712B* | Split System | 22400 | 19.5 | 9.5 | 1.96 | R-454B | 650
218406908 | DAY & NIGHT | B5H3V24*K*AAA* | ESH5X30M12A*+WALLCON | *97CMN0601714B* | Split System | 22400 | 19.5 | 9.5 | 1.96 | R-454B | 650
218406780 | DAY & NIGHT | B5H3V24*K*AAA* | ESH5X24M12A*+WALLCON | *80CTL0901716B* | Split System | 22400 | 19.5 | 9.5 | 1.96 | R-454B | 650
218406764 | DAY & NIGHT | B5H3V24*K*AAA* | ESH5X24M12A*+WALLCON | *80CTL0701412B* | Split System | 22400 | 19.5 | 9.5 | 1.96 | R-454B | 650
218406892 | DAY & NIGHT | B5H3V24*K*AAA* | ESH5X30M12A*+WALLCON | *80CTL0901716B* | Split System | 22600 | 19.5 | 9.5 | 1.96 | R-454B | 650
218406876 | DAY & NIGHT | B5H3V24*K*AAA* | ESH5X30M12A*+WALLCON | *80CTL0701412B* | Split System | 22600 | 19.5 | 9.5 | 1.96 | R-454B | 650
218406884 | DAY & NIGHT | B5H3V24*K*AAA* | ESH5X30M12A*+WALLCON | *80CTL0701716B* | Split System | 22600 | 19.5 | 9.5 | 1.96 | R-454B | 650
218407092 | DAY & NIGHT | B5H3V24*K*AAA* | ESH5X42M12A*+WALLCON | *80CTL0451712B* | Split System | 22800 | 19.5 | 9.5 | 1.96 | R-454B | 650
218406980 | DAY & NIGHT | B5H3V24*K*AAA* | ESH5X36M12A*+WALLCON | *80CTL0451712B* | Split System | 22800 | 19.5 | 9.5 | 1.96 | R-454B | 650
218406932 | DAY & NIGHT | B5H3V24*K*AAA* | ESH5X30M12A*+WALLCON | *96CTN0601714B* | Split System | 22400 | 19.5 | 9.5 | 1.98 | R-454B | 650
218406956 | DAY & NIGHT | B5H3V24*K*AAA* | ESH5X30M12A*+WALLCON | *97CTN0801716A* | Split System | 22400 | 19.5 | 9.5 | 1.98 | R-454B | 650
218406748 | DAY & NIGHT | B5H3V24*K*AAA* | ESH5X24M12A*+WALLCON | *80CSU0601716B* | Split System | 22400 | 19.5 | 9.5 | 1.98 | R-454B | 650
217642555 | GE | NS21H48MA5-**A | NCU[C,U]60CT5*-**+TDR | NF96U090S4C* | Split System | 47000 | 19.5 | 9.5 | 2.12 | R-454B | 650
218159771 | GE | NS21H48MA5-**A | NCU[C,U]60CT5*-**+TDR | NF97U090T4C* | Split System | 47000 | 19.5 | 9.5 | 2.12 | R-454B | 650
218406896 | HEIL | B5H3V24*K*AAA* | ESH5X30M12A*+WALLCON | *95CSU0601716B* | Split System | 22400 | 19.5 | 9.5 | 1.96 | R-454B | 650
218406912 | HEIL | B5H3V24*K*AAA* | ESH5X30M12A*+WALLCON | *97CMN0801714B* | Split System | 22400 | 19.5 | 9.5 | 1.96 | R-454B | 650
218406904 | HEIL | B5H3V24*K*AAA* | ESH5X30M12A*+WALLCON | *97CMN0601714B* | Split System | 22400 | 19.5 | 9.5 | 1.96 | R-454B | 650
218406776 | HEIL | B5H3V24*K*AAA* | ESH5X24M12A*+WALLCON | *80CTL0901716B* | Split System | 22400 | 19.5 | 9.5 | 1.96 | R-454B | 650
218406760 | HEIL | B5H3V24*K*AAA* | ESH5X24M12A*+WALLCON | *80CTL0701412B* | Split System | 22400 | 19.5 | 9.5 | 1.96 | R-454B | 650
218406888 | HEIL | B5H3V24*K*AAA* | ESH5X30M12A*+WALLCON | *80CTL0901716B* | Split System | 22600 | 19.5 | 9.5 | 1.96 | R-454B | 650
218406880 | HEIL | B5H3V24*K*AAA* | ESH5X30M12A*+WALLCON | *80CTL0701716B* | Split System | 22600 | 19.5 | 9.5 | 1.96 | R-454B | 650
218406872 | HEIL | B5H3V24*K*AAA* | ESH5X30M12A*+WALLCON | *80CTL0701412B* | Split System | 22600 | 19.5 | 9.5 | 1.96 | R-454B | 650
218406936 | HEIL | B5H3V24*K*AAA* | ESH5X30M12A*+WALLCON | *96CTN0801714B* | Split System | 22600 | 19.5 | 9.5 | 1.96 | R-454B | 650
218407016 | HEIL | B5H3V24*K*AAA* | ESH5X36M12A*+WALLCON | *97CMN0601714B* | Split System | 22800 | 19.5 | 9.5 | 1.96 | R-454B | 650
218407088 | HEIL | B5H3V24*K*AAA* | ESH5X42M12A*+WALLCON | *80CTL0451712B* | Split System | 22800 | 19.5 | 9.5 | 1.96 | R-454B | 650
218406976 | HEIL | B5H3V24*K*AAA* | ESH5X36M12A*+WALLCON | *80CTL0451712B* | Split System | 22800 | 19.5 | 9.5 | 1.96 | R-454B | 650
218406952 | HEIL | B5H3V24*K*AAA* | ESH5X30M12A*+WALLCON | *97CTN0801716A* | Split System | 22400 | 19.5 | 9.5 | 1.98 | R-454B | 650
218406928 | HEIL | B5H3V24*K*AAA* | ESH5X30M12A*+WALLCON | *96CTN0601714B* | Split System | 22400 | 19.5 | 9.5 | 1.98 | R-454B | 650
218406744 | HEIL | B5H3V24*K*AAA* | ESH5X24M12A*+WALLCON | *80CSU0601716B* | Split System | 22400 | 19.5 | 9.5 | 1.98 | R-454B | 650
218406741 | KEEPRITE | B5H3V24*K*AAA* | ESH5X24M12A*+WALLCON | *80CSU0401712B* | Split System | 22400 | 19.5 | 9.5 | 1.96 | R-454B | 650
218406901 | KEEPRITE | B5H3V24*K*AAA* | ESH5X30M12A*+WALLCON | *95CSU0601716B* | Split System | 22400 | 19.5 | 9.5 | 1.96 | R-454B | 650
218406917 | KEEPRITE | B5H3V24*K*AAA* | ESH5X30M12A*+WALLCON | *97CMN0801714B* | Split System | 22400 | 19.5 | 9.5 | 1.96 | R-454B | 650
218406909 | KEEPRITE | B5H3V24*K*AAA* | ESH5X30M12A*+WALLCON | *97CMN0601714B* | Split System | 22400 | 19.5 | 9.5 | 1.96 | R-454B | 650
218406781 | KEEPRITE | B5H3V24*K*AAA* | ESH5X24M12A*+WALLCON | *80CTL0901716B* | Split System | 22400 | 19.5 | 9.5 | 1.96 | R-454B | 650
218406765 | KEEPRITE | B5H3V24*K*AAA* | ESH5X24M12A*+WALLCON | *80CTL0701412B* | Split System | 22400 | 19.5 | 9.5 | 1.96 | R-454B | 650
218406893 | KEEPRITE | B5H3V24*K*AAA* | ESH5X30M12A*+WALLCON | *80CTL0901716B* | Split System | 22600 | 19.5 | 9.5 | 1.96 | R-454B | 650
218406877 | KEEPRITE | B5H3V24*K*AAA* | ESH5X30M12A*+WALLCON | *80CTL0701412B* | Split System | 22600 | 19.5 | 9.5 | 1.96 | R-454B | 650
218406941 | KEEPRITE | B5H3V24*K*AAA* | ESH5X30M12A*+WALLCON | *96CTN0801714B* | Split System | 22600 | 19.5 | 9.5 | 1.96 | R-454B | 650
218406885 | KEEPRITE | B5H3V24*K*AAA* | ESH5X30M12A*+WALLCON | *80CTL0701716B* | Split System | 22600 | 19.5 | 9.5 | 1.96 | R-454B | 650
218407093 | KEEPRITE | B5H3V24*K*AAA* | ESH5X42M12A*+WALLCON | *80CTL0451712B* | Split System | 22800 | 19.5 | 9.5 | 1.96 | R-454B | 650
218406981 | KEEPRITE | B5H3V24*K*AAA* | ESH5X36M12A*+WALLCON | *80CTL0451712B* | Split System | 22800 | 19.5 | 9.5 | 1.96 | R-454B | 650
218406933 | KEEPRITE | B5H3V24*K*AAA* | ESH5X30M12A*+WALLCON | *96CTN0601714B* | Split System | 22400 | 19.5 | 9.5 | 1.98 | R-454B | 650
218406957 | KEEPRITE | B5H3V24*K*AAA* | ESH5X30M12A*+WALLCON | *97CTN0801716A* | Split System | 22400 | 19.5 | 9.5 | 1.98 | R-454B | 650
218406749 | KEEPRITE | B5H3V24*K*AAA* | ESH5X24M12A*+WALLCON | *80CSU0601716B* | Split System | 22400 | 19.5 | 9.5 | 1.98 | R-454B | 650
218406919 | TEMPSTAR | B5H3V24*K*AAA* | ESH5X30M12A*+WALLCON | *97CMN0801714B* | Split System | 22400 | 19.5 | 9.5 | 1.96 | R-454B | 650
218406743 | TEMPSTAR | B5H3V24*K*AAA* | ESH5X24M12A*+WALLCON | *80CSU0401712B* | Split System | 22400 | 19.5 | 9.5 | 1.96 | R-454B | 650
218406903 | TEMPSTAR | B5H3V24*K*AAA* | ESH5X30M12A*+WALLCON | *95CSU0601716B* | Split System | 22400 | 19.5 | 9.5 | 1.96 | R-454B | 650
218406911 | TEMPSTAR | B5H3V24*K*AAA* | ESH5X30M12A*+WALLCON | *97CMN0601714B* | Split System | 22400 | 19.5 | 9.5 | 1.96 | R-454B | 650
218406767 | TEMPSTAR | B5H3V24*K*AAA* | ESH5X24M12A*+WALLCON | *80CTL0701412B* | Split System | 22400 | 19.5 | 9.5 | 1.96 | R-454B | 650
218406783 | TEMPSTAR | B5H3V24*K*AAA* | ESH5X24M12A*+WALLCON | *80CTL0901716B* | Split System | 22400 | 19.5 | 9.5 | 1.96 | R-454B | 650
218406879 | TEMPSTAR | B5H3V24*K*AAA* | ESH5X30M12A*+WALLCON | *80CTL0701412B* | Split System | 22600 | 19.5 | 9.5 | 1.96 | R-454B | 650
218406943 | TEMPSTAR | B5H3V24*K*AAA* | ESH5X30M12A*+WALLCON | *96CTN0801714B* | Split System | 22600 | 19.5 | 9.5 | 1.96 | R-454B | 650
218407095 | TEMPSTAR | B5H3V24*K*AAA* | ESH5X42M12A*+WALLCON | *80CTL0451712B* | Split System | 22800 | 19.5 | 9.5 | 1.96 | R-454B | 650
218406983 | TEMPSTAR | B5H3V24*K*AAA* | ESH5X36M12A*+WALLCON | *80CTL0451712B* | Split System | 22800 | 19.5 | 9.5 | 1.96 | R-454B | 650
218406959 | TEMPSTAR | B5H3V24*K*AAA* | ESH5X30M12A*+WALLCON | *97CTN0801716A* | Split System | 22400 | 19.5 | 9.5 | 1.98 | R-454B | 650
218406935 | TEMPSTAR | B5H3V24*K*AAA* | ESH5X30M12A*+WALLCON | *96CTN0601714B* | Split System | 22400 | 19.5 | 9.5 | 1.98 | R-454B | 650
218406751 | TEMPSTAR | B5H3V24*K*AAA* | ESH5X24M12A*+WALLCON | *80CSU0601716B* | Split System | 22400 | 19.5 | 9.5 | 1.98 | R-454B | 650
218405985 | AIRQUEST | B5H3V24*K*AAA* | EA*5X24M17A*+WALLCON | *97CMN0801714B* | Split System | 22000 | 20 | 9.5 | 1.96 | R-454B | 650
218405977 | AIRQUEST | B5H3V24*K*AAA* | EA*5X24M17A*+WALLCON | *97CMN0601714B* | Split System | 22000 | 20 | 9.5 | 1.96 | R-454B | 650
218406025 | AIRQUEST | B5H3V24*K*AAA* | EA*5X24M17A*+WALLCON | *97CTN0801716A* | Split System | 22000 | 20 | 9.5 | 1.96 | R-454B | 650
218406001 | AIRQUEST | B5H3V24*K*AAA* | EA*5X24M17A*+WALLCON | *96CTN0601714B* | Split System | 22000 | 20 | 9.5 | 1.96 | R-454B | 650
218406273 | AIRQUEST | B5H3V24*K*AAA* | EA*5X36M17A*+WALLCON | *80CTL0451712B* | Split System | 22200 | 20 | 9.5 | 1.96 | R-454B | 650
218406201 | AIRQUEST | B5H3V24*K*AAA* | EA*5X30M17A*+WALLCON | *97CMN0601714B* | Split System | 22200 | 20 | 9.5 | 1.96 | R-454B | 650
218406641 | AIRQUEST | B5H3V24*K*AAA* | EA*5X42M21A*+WALLCON | *97CTN0601716A* | Split System | 22400 | 20 | 9.5 | 1.96 | R-454B | 650
218406449 | AIRQUEST | B5H3V24*K*AAA* | EA*5X37M17A*+WALLCON | *97CTN0601716A* | Split System | 22800 | 20 | 9.5 | 1.96 | R-454B | 650
218405969 | AIRQUEST | B5H3V24*K*AAA* | EA*5X24M17A*+WALLCON | *95CSU0601716B* | Split System | 22000 | 20 | 9.5 | 1.98 | R-454B | 650
218406241 | AIRQUEST | B5H3V24*K*AAA* | EA*5X30M17A*+WALLCON | *97CTN0601716A* | Split System | 22200 | 20 | 9.5 | 1.98 | R-454B | 650
218406161 | AIRQUEST | B5H3V24*K*AAA* | EA*5X30M17A*+WALLCON | *80CTL0451712B* | Split System | 22200 | 20 | 9.5 | 1.98 | R-454B | 650
218405986 | ARCOAIRE | B5H3V24*K*AAA* | EA*5X24M17A*+WALLCON | *97CMN0801714B* | Split System | 22000 | 20 | 9.5 | 1.96 | R-454B | 650
218405978 | ARCOAIRE | B5H3V24*K*AAA* | EA*5X24M17A*+WALLCON | *97CMN0601714B* | Split System | 22000 | 20 | 9.5 | 1.96 | R-454B | 650
218406026 | ARCOAIRE | B5H3V24*K*AAA* | EA*5X24M17A*+WALLCON | *97CTN0801716A* | Split System | 22000 | 20 | 9.5 | 1.96 | R-454B | 650
218406002 | ARCOAIRE | B5H3V24*K*AAA* | EA*5X24M17A*+WALLCON | *96CTN0601714B* | Split System | 22000 | 20 | 9.5 | 1.96 | R-454B | 650
218406346 | ARCOAIRE | B5H3V24*K*AAA* | EA*5X36M17A*+WALLCON | *97CTN0601716A* | Split System | 22200 | 20 | 9.5 | 1.96 | R-454B | 650
218406274 | ARCOAIRE | B5H3V24*K*AAA* | EA*5X36M17A*+WALLCON | *80CTL0451712B* | Split System | 22200 | 20 | 9.5 | 1.96 | R-454B | 650
218406202 | ARCOAIRE | B5H3V24*K*AAA* | EA*5X30M17A*+WALLCON | *97CMN0601714B* | Split System | 22200 | 20 | 9.5 | 1.96 | R-454B | 650
218406642 | ARCOAIRE | B5H3V24*K*AAA* | EA*5X42M21A*+WALLCON | *97CTN0601716A* | Split System | 22400 | 20 | 9.5 | 1.96 | R-454B | 650
218406450 | ARCOAIRE | B5H3V24*K*AAA* | EA*5X37M17A*+WALLCON | *97CTN0601716A* | Split System | 22800 | 20 | 9.5 | 1.96 | R-454B | 650
218406378 | ARCOAIRE | B5H3V24*K*AAA* | EA*5X37M17A*+WALLCON | *80CTL0451712B* | Split System | 22800 | 20 | 9.5 | 1.96 | R-454B | 650
218405970 | ARCOAIRE | B5H3V24*K*AAA* | EA*5X24M17A*+WALLCON | *95CSU0601716B* | Split System | 22000 | 20 | 9.5 | 1.98 | R-454B | 650
218406242 | ARCOAIRE | B5H3V24*K*AAA* | EA*5X30M17A*+WALLCON | *97CTN0601716A* | Split System | 22200 | 20 | 9.5 | 1.98 | R-454B | 650
218406162 | ARCOAIRE | B5H3V24*K*AAA* | EA*5X30M17A*+WALLCON | *80CTL0451712B* | Split System | 22200 | 20 | 9.5 | 1.98 | R-454B | 650
217624298 | BRYANT HEATING AND COOLING SYSTEMS | 293VAN024**AA* | CAA**2417AM*+UI | 987MC42080C17*** | Split System | 22000 | 20 | 9.5 | 1.96 | R-454B | 650
217624289 | CARRIER | 27VNA324A*030* | CAA**2417AM*+UI | 58TN*B070C17**16 | Split System | 22000 | 20 | 9.5 | 1.98 | R-454B | 650
218405987 | COMFORTMAKER | B5H3V24*K*AAA* | EA*5X24M17A*+WALLCON | *97CMN0801714B* | Split System | 22000 | 20 | 9.5 | 1.96 | R-454B | 650
218405979 | COMFORTMAKER | B5H3V24*K*AAA* | EA*5X24M17A*+WALLCON | *97CMN0601714B* | Split System | 22000 | 20 | 9.5 | 1.96 | R-454B | 650
218406003 | COMFORTMAKER | B5H3V24*K*AAA* | EA*5X24M17A*+WALLCON | *96CTN0601714B* | Split System | 22000 | 20 | 9.5 | 1.96 | R-454B | 650
218406347 | COMFORTMAKER | B5H3V24*K*AAA* | EA*5X36M17A*+WALLCON | *97CTN0601716A* | Split System | 22200 | 20 | 9.5 | 1.96 | R-454B | 650
218406275 | COMFORTMAKER | B5H3V24*K*AAA* | EA*5X36M17A*+WALLCON | *80CTL0451712B* | Split System | 22200 | 20 | 9.5 | 1.96 | R-454B | 650
218406203 | COMFORTMAKER | B5H3V24*K*AAA* | EA*5X30M17A*+WALLCON | *97CMN0601714B* | Split System | 22200 | 20 | 9.5 | 1.96 | R-454B | 650
218406643 | COMFORTMAKER | B5H3V24*K*AAA* | EA*5X42M21A*+WALLCON | *97CTN0601716A* | Split System | 22400 | 20 | 9.5 | 1.96 | R-454B | 650
218406451 | COMFORTMAKER | B5H3V24*K*AAA* | EA*5X37M17A*+WALLCON | *97CTN0601716A* | Split System | 22800 | 20 | 9.5 | 1.96 | R-454B | 650
218406379 | COMFORTMAKER | B5H3V24*K*AAA* | EA*5X37M17A*+WALLCON | *80CTL0451712B* | Split System | 22800 | 20 | 9.5 | 1.96 | R-454B | 650
218405955 | COMFORTMAKER | B5H3V24*K*AAA* | EA*5X24M17A*+WALLCON | *80CTL0701716B* | Split System | 22000 | 20 | 9.5 | 1.98 | R-454B | 650
218405971 | COMFORTMAKER | B5H3V24*K*AAA* | EA*5X24M17A*+WALLCON | *95CSU0601716B* | Split System | 22000 | 20 | 9.5 | 1.98 | R-454B | 650
218406243 | COMFORTMAKER | B5H3V24*K*AAA* | EA*5X30M17A*+WALLCON | *97CTN0601716A* | Split System | 22200 | 20 | 9.5 | 1.98 | R-454B | 650
218405988 | DAY & NIGHT | B5H3V24*K*AAA* | EA*5X24M17A*+WALLCON | *97CMN0801714B* | Split System | 22000 | 20 | 9.5 | 1.96 | R-454B | 650
218406028 | DAY & NIGHT | B5H3V24*K*AAA* | EA*5X24M17A*+WALLCON | *97CTN0801716A* | Split System | 22000 | 20 | 9.5 | 1.96 | R-454B | 650
218405980 | DAY & NIGHT | B5H3V24*K*AAA* | EA*5X24M17A*+WALLCON | *97CMN0601714B* | Split System | 22000 | 20 | 9.5 | 1.96 | R-454B | 650
218406004 | DAY & NIGHT | B5H3V24*K*AAA* | EA*5X24M17A*+WALLCON | *96CTN0601714B* | Split System | 22000 | 20 | 9.5 | 1.96 | R-454B | 650
218406348 | DAY & NIGHT | B5H3V24*K*AAA* | EA*5X36M17A*+WALLCON | *97CTN0601716A* | Split System | 22200 | 20 | 9.5 | 1.96 | R-454B | 650
218406276 | DAY & NIGHT | B5H3V24*K*AAA* | EA*5X36M17A*+WALLCON | *80CTL0451712B* | Split System | 22200 | 20 | 9.5 | 1.96 | R-454B | 650
218406204 | DAY & NIGHT | B5H3V24*K*AAA* | EA*5X30M17A*+WALLCON | *97CMN0601714B* | Split System | 22200 | 20 | 9.5 | 1.96 | R-454B | 650
218406644 | DAY & NIGHT | B5H3V24*K*AAA* | EA*5X42M21A*+WALLCON | *97CTN0601716A* | Split System | 22400 | 20 | 9.5 | 1.96 | R-454B | 650
218406452 | DAY & NIGHT | B5H3V24*K*AAA* | EA*5X37M17A*+WALLCON | *97CTN0601716A* | Split System | 22800 | 20 | 9.5 | 1.96 | R-454B | 650
218406380 | DAY & NIGHT | B5H3V24*K*AAA* | EA*5X37M17A*+WALLCON | *80CTL0451712B* | Split System | 22800 | 20 | 9.5 | 1.96 | R-454B | 650
218405956 | DAY & NIGHT | B5H3V24*K*AAA* | EA*5X24M17A*+WALLCON | *80CTL0701716B* | Split System | 22000 | 20 | 9.5 | 1.98 | R-454B | 650
218405972 | DAY & NIGHT | B5H3V24*K*AAA* | EA*5X24M17A*+WALLCON | *95CSU0601716B* | Split System | 22000 | 20 | 9.5 | 1.98 | R-454B | 650
218406244 | DAY & NIGHT | B5H3V24*K*AAA* | EA*5X30M17A*+WALLCON | *97CTN0601716A* | Split System | 22200 | 20 | 9.5 | 1.98 | R-454B | 650
218406164 | DAY & NIGHT | B5H3V24*K*AAA* | EA*5X30M17A*+WALLCON | *80CTL0451712B* | Split System | 22200 | 20 | 9.5 | 1.98 | R-454B | 650
218405984 | HEIL | B5H3V24*K*AAA* | EA*5X24M17A*+WALLCON | *97CMN0801714B* | Split System | 22000 | 20 | 9.5 | 1.96 | R-454B | 650
218406024 | HEIL | B5H3V24*K*AAA* | EA*5X24M17A*+WALLCON | *97CTN0801716A* | Split System | 22000 | 20 | 9.5 | 1.96 | R-454B | 650
218406000 | HEIL | B5H3V24*K*AAA* | EA*5X24M17A*+WALLCON | *96CTN0601714B* | Split System | 22000 | 20 | 9.5 | 1.96 | R-454B | 650
218405976 | HEIL | B5H3V24*K*AAA* | EA*5X24M17A*+WALLCON | *97CMN0601714B* | Split System | 22000 | 20 | 9.5 | 1.96 | R-454B | 650
218406344 | HEIL | B5H3V24*K*AAA* | EA*5X36M17A*+WALLCON | *97CTN0601716A* | Split System | 22200 | 20 | 9.5 | 1.96 | R-454B | 650
218406272 | HEIL | B5H3V24*K*AAA* | EA*5X36M17A*+WALLCON | *80CTL0451712B* | Split System | 22200 | 20 | 9.5 | 1.96 | R-454B | 650
218406200 | HEIL | B5H3V24*K*AAA* | EA*5X30M17A*+WALLCON | *97CMN0601714B* | Split System | 22200 | 20 | 9.5 | 1.96 | R-454B | 650
218406640 | HEIL | B5H3V24*K*AAA* | EA*5X42M21A*+WALLCON | *97CTN0601716A* | Split System | 22400 | 20 | 9.5 | 1.96 | R-454B | 650
218406448 | HEIL | B5H3V24*K*AAA* | EA*5X37M17A*+WALLCON | *97CTN0601716A* | Split System | 22800 | 20 | 9.5 | 1.96 | R-454B | 650
218406376 | HEIL | B5H3V24*K*AAA* | EA*5X37M17A*+WALLCON | *80CTL0451712B* | Split System | 22800 | 20 | 9.5 | 1.96 | R-454B | 650
218405952 | HEIL | B5H3V24*K*AAA* | EA*5X24M17A*+WALLCON | *80CTL0701716B* | Split System | 22000 | 20 | 9.5 | 1.98 | R-454B | 650
218405968 | HEIL | B5H3V24*K*AAA* | EA*5X24M17A*+WALLCON | *95CSU0601716B* | Split System | 22000 | 20 | 9.5 | 1.98 | R-454B | 650
218406240 | HEIL | B5H3V24*K*AAA* | EA*5X30M17A*+WALLCON | *97CTN0601716A* | Split System | 22200 | 20 | 9.5 | 1.98 | R-454B | 650
218406160 | HEIL | B5H3V24*K*AAA* | EA*5X30M17A*+WALLCON | *80CTL0451712B* | Split System | 22200 | 20 | 9.5 | 1.98 | R-454B | 650
218405989 | KEEPRITE | B5H3V24*K*AAA* | EA*5X24M17A*+WALLCON | *97CMN0801714B* | Split System | 22000 | 20 | 9.5 | 1.96 | R-454B | 650
218405981 | KEEPRITE | B5H3V24*K*AAA* | EA*5X24M17A*+WALLCON | *97CMN0601714B* | Split System | 22000 | 20 | 9.5 | 1.96 | R-454B | 650
218406005 | KEEPRITE | B5H3V24*K*AAA* | EA*5X24M17A*+WALLCON | *96CTN0601714B* | Split System | 22000 | 20 | 9.5 | 1.96 | R-454B | 650
218406029 | KEEPRITE | B5H3V24*K*AAA* | EA*5X24M17A*+WALLCON | *97CTN0801716A* | Split System | 22000 | 20 | 9.5 | 1.96 | R-454B | 650
218406349 | KEEPRITE | B5H3V24*K*AAA* | EA*5X36M17A*+WALLCON | *97CTN0601716A* | Split System | 22200 | 20 | 9.5 | 1.96 | R-454B | 650
218406277 | KEEPRITE | B5H3V24*K*AAA* | EA*5X36M17A*+WALLCON | *80CTL0451712B* | Split System | 22200 | 20 | 9.5 | 1.96 | R-454B | 650
218406645 | KEEPRITE | B5H3V24*K*AAA* | EA*5X42M21A*+WALLCON | *97CTN0601716A* | Split System | 22400 | 20 | 9.5 | 1.96 | R-454B | 650
218406453 | KEEPRITE | B5H3V24*K*AAA* | EA*5X37M17A*+WALLCON | *97CTN0601716A* | Split System | 22800 | 20 | 9.5 | 1.96 | R-454B | 650
218406381 | KEEPRITE | B5H3V24*K*AAA* | EA*5X37M17A*+WALLCON | *80CTL0451712B* | Split System | 22800 | 20 | 9.5 | 1.96 | R-454B | 650
218405973 | KEEPRITE | B5H3V24*K*AAA* | EA*5X24M17A*+WALLCON | *95CSU0601716B* | Split System | 22000 | 20 | 9.5 | 1.98 | R-454B | 650
218405957 | KEEPRITE | B5H3V24*K*AAA* | EA*5X24M17A*+WALLCON | *80CTL0701716B* | Split System | 22000 | 20 | 9.5 | 1.98 | R-454B | 650
218406245 | KEEPRITE | B5H3V24*K*AAA* | EA*5X30M17A*+WALLCON | *97CTN0601716A* | Split System | 22200 | 20 | 9.5 | 1.98 | R-454B | 650
218406165 | KEEPRITE | B5H3V24*K*AAA* | EA*5X30M17A*+WALLCON | *80CTL0451712B* | Split System | 22200 | 20 | 9.5 | 1.98 | R-454B | 650
218405991 | TEMPSTAR | B5H3V24*K*AAA* | EA*5X24M17A*+WALLCON | *97CMN0801714B* | Split System | 22000 | 20 | 9.5 | 1.96 | R-454B | 650
218405983 | TEMPSTAR | B5H3V24*K*AAA* | EA*5X24M17A*+WALLCON | *97CMN0601714B* | Split System | 22000 | 20 | 9.5 | 1.96 | R-454B | 650
218406031 | TEMPSTAR | B5H3V24*K*AAA* | EA*5X24M17A*+WALLCON | *97CTN0801716A* | Split System | 22000 | 20 | 9.5 | 1.96 | R-454B | 650
218406007 | TEMPSTAR | B5H3V24*K*AAA* | EA*5X24M17A*+WALLCON | *96CTN0601714B* | Split System | 22000 | 20 | 9.5 | 1.96 | R-454B | 650
218406351 | TEMPSTAR | B5H3V24*K*AAA* | EA*5X36M17A*+WALLCON | *97CTN0601716A* | Split System | 22200 | 20 | 9.5 | 1.96 | R-454B | 650
218406279 | TEMPSTAR | B5H3V24*K*AAA* | EA*5X36M17A*+WALLCON | *80CTL0451712B* | Split System | 22200 | 20 | 9.5 | 1.96 | R-454B | 650
218406207 | TEMPSTAR | B5H3V24*K*AAA* | EA*5X30M17A*+WALLCON | *97CMN0601714B* | Split System | 22200 | 20 | 9.5 | 1.96 | R-454B | 650
218406647 | TEMPSTAR | B5H3V24*K*AAA* | EA*5X42M21A*+WALLCON | *97CTN0601716A* | Split System | 22400 | 20 | 9.5 | 1.96 | R-454B | 650
218406383 | TEMPSTAR | B5H3V24*K*AAA* | EA*5X37M17A*+WALLCON | *80CTL0451712B* | Split System | 22800 | 20 | 9.5 | 1.96 | R-454B | 650
218405959 | TEMPSTAR | B5H3V24*K*AAA* | EA*5X24M17A*+WALLCON | *80CTL0701716B* | Split System | 22000 | 20 | 9.5 | 1.98 | R-454B | 650
218405975 | TEMPSTAR | B5H3V24*K*AAA* | EA*5X24M17A*+WALLCON | *95CSU0601716B* | Split System | 22000 | 20 | 9.5 | 1.98 | R-454B | 650
218406247 | TEMPSTAR | B5H3V24*K*AAA* | EA*5X30M17A*+WALLCON | *97CTN0601716A* | Split System | 22200 | 20 | 9.5 | 1.98 | R-454B | 650
218406167 | TEMPSTAR | B5H3V24*K*AAA* | EA*5X30M17A*+WALLCON | *80CTL0451712B* | Split System | 22200 | 20 | 9.5 | 1.98 | R-454B | 650
218406177 | AIRQUEST | B5H3V24*K*AAA* | EA*5X30M17A*+WALLCON | *80CTL0701716B* | Split System | 22200 | 20.5 | 9.5 | 1.96 | R-454B | 650
218406193 | AIRQUEST | B5H3V24*K*AAA* | EA*5X30M17A*+WALLCON | *95CSU0601716B* | Split System | 22200 | 20.5 | 9.5 | 1.96 | R-454B | 650
218406209 | AIRQUEST | B5H3V24*K*AAA* | EA*5X30M17A*+WALLCON | *97CMN0801714B* | Split System | 22200 | 20.5 | 9.5 | 1.96 | R-454B | 650
218406249 | AIRQUEST | B5H3V24*K*AAA* | EA*5X30M17A*+WALLCON | *97CTN0801716A* | Split System | 22200 | 20.5 | 9.5 | 1.96 | R-454B | 650
218406225 | AIRQUEST | B5H3V24*K*AAA* | EA*5X30M17A*+WALLCON | *96CTN0601714B* | Split System | 22200 | 20.5 | 9.5 | 1.96 | R-454B | 650
218406577 | AIRQUEST | B5H3V24*K*AAA* | EA*5X42M21A*+WALLCON | *80CTL0451712B* | Split System | 22400 | 20.5 | 9.5 | 1.96 | R-454B | 650
218406313 | AIRQUEST | B5H3V24*K*AAA* | EA*5X36M17A*+WALLCON | *97CMN0801714B* | Split System | 22400 | 20.5 | 9.5 | 1.96 | R-454B | 650
218406329 | AIRQUEST | B5H3V24*K*AAA* | EA*5X36M17A*+WALLCON | *96CTN0601714B* | Split System | 22400 | 20.5 | 9.5 | 1.96 | R-454B | 650
218405961 | AIRQUEST | B5H3V24*K*AAA* | EA*5X24M17A*+WALLCON | *80CTL0901716B* | Split System | 22000 | 20.5 | 9.5 | 1.98 | R-454B | 650
218405905 | AIRQUEST | B5H3V24*K*AAA* | EA*5X24M14A*+WALLCON | *80CTL0701412B* | Split System | 22000 | 20.5 | 9.5 | 1.98 | R-454B | 650
218406009 | AIRQUEST | B5H3V24*K*AAA* | EA*5X24M17A*+WALLCON | *96CTN0801714B* | Split System | 22000 | 20.5 | 9.5 | 1.98 | R-454B | 650
218405945 | AIRQUEST | B5H3V24*K*AAA* | EA*5X24M17A*+WALLCON | *80CTL0701412B* | Split System | 22000 | 20.5 | 9.5 | 1.98 | R-454B | 650
218406353 | AIRQUEST | B5H3V24*K*AAA* | EA*5X36M17A*+WALLCON | *97CTN0801716A* | Split System | 22400 | 20.5 | 9.5 | 1.98 | R-454B | 650
218406178 | ARCOAIRE | B5H3V24*K*AAA* | EA*5X30M17A*+WALLCON | *80CTL0701716B* | Split System | 22200 | 20.5 | 9.5 | 1.96 | R-454B | 650
218406194 | ARCOAIRE | B5H3V24*K*AAA* | EA*5X30M17A*+WALLCON | *95CSU0601716B* | Split System | 22200 | 20.5 | 9.5 | 1.96 | R-454B | 650
218406250 | ARCOAIRE | B5H3V24*K*AAA* | EA*5X30M17A*+WALLCON | *97CTN0801716A* | Split System | 22200 | 20.5 | 9.5 | 1.96 | R-454B | 650
218406130 | ARCOAIRE | B5H3V24*K*AAA* | EA*5X30M14A*+WALLCON | *80CTL0701412B* | Split System | 22200 | 20.5 | 9.5 | 1.96 | R-454B | 650
218406210 | ARCOAIRE | B5H3V24*K*AAA* | EA*5X30M17A*+WALLCON | *97CMN0801714B* | Split System | 22200 | 20.5 | 9.5 | 1.96 | R-454B | 650
218406226 | ARCOAIRE | B5H3V24*K*AAA* | EA*5X30M17A*+WALLCON | *96CTN0601714B* | Split System | 22200 | 20.5 | 9.5 | 1.96 | R-454B | 650
218406578 | ARCOAIRE | B5H3V24*K*AAA* | EA*5X42M21A*+WALLCON | *80CTL0451712B* | Split System | 22400 | 20.5 | 9.5 | 1.96 | R-454B | 650
218406330 | ARCOAIRE | B5H3V24*K*AAA* | EA*5X36M17A*+WALLCON | *96CTN0601714B* | Split System | 22400 | 20.5 | 9.5 | 1.96 | R-454B | 650
218406314 | ARCOAIRE | B5H3V24*K*AAA* | EA*5X36M17A*+WALLCON | *97CMN0801714B* | Split System | 22400 | 20.5 | 9.5 | 1.96 | R-454B | 650
218405962 | ARCOAIRE | B5H3V24*K*AAA* | EA*5X24M17A*+WALLCON | *80CTL0901716B* | Split System | 22000 | 20.5 | 9.5 | 1.98 | R-454B | 650
218405906 | ARCOAIRE | B5H3V24*K*AAA* | EA*5X24M14A*+WALLCON | *80CTL0701412B* | Split System | 22000 | 20.5 | 9.5 | 1.98 | R-454B | 650
218406010 | ARCOAIRE | B5H3V24*K*AAA* | EA*5X24M17A*+WALLCON | *96CTN0801714B* | Split System | 22000 | 20.5 | 9.5 | 1.98 | R-454B | 650
218405946 | ARCOAIRE | B5H3V24*K*AAA* | EA*5X24M17A*+WALLCON | *80CTL0701412B* | Split System | 22000 | 20.5 | 9.5 | 1.98 | R-454B | 650
218406354 | ARCOAIRE | B5H3V24*K*AAA* | EA*5X36M17A*+WALLCON | *97CTN0801716A* | Split System | 22400 | 20.5 | 9.5 | 1.98 | R-454B | 650
217624380 | BRYANT HEATING AND COOLING SYSTEMS | 293VAN024**AA* | CAA**3617AM*+UI | 987MC42080C17*** | Split System | 22400 | 20.5 | 9.5 | 1.96 | R-454B | 650
217624389 | CARRIER | 27VNA324A*030* | CAA**3617AM*+UI | 59TN7A080C17**16 | Split System | 22400 | 20.5 | 9.5 | 1.98 | R-454B | 650
218406179 | COMFORTMAKER | B5H3V24*K*AAA* | EA*5X30M17A*+WALLCON | *80CTL0701716B* | Split System | 22200 | 20.5 | 9.5 | 1.96 | R-454B | 650
218406195 | COMFORTMAKER | B5H3V24*K*AAA* | EA*5X30M17A*+WALLCON | *95CSU0601716B* | Split System | 22200 | 20.5 | 9.5 | 1.96 | R-454B | 650
218406211 | COMFORTMAKER | B5H3V24*K*AAA* | EA*5X30M17A*+WALLCON | *97CMN0801714B* | Split System | 22200 | 20.5 | 9.5 | 1.96 | R-454B | 650
218406131 | COMFORTMAKER | B5H3V24*K*AAA* | EA*5X30M14A*+WALLCON | *80CTL0701412B* | Split System | 22200 | 20.5 | 9.5 | 1.96 | R-454B | 650
218406251 | COMFORTMAKER | B5H3V24*K*AAA* | EA*5X30M17A*+WALLCON | *97CTN0801716A* | Split System | 22200 | 20.5 | 9.5 | 1.96 | R-454B | 650
218406227 | COMFORTMAKER | B5H3V24*K*AAA* | EA*5X30M17A*+WALLCON | *96CTN0601714B* | Split System | 22200 | 20.5 | 9.5 | 1.96 | R-454B | 650
218406315 | COMFORTMAKER | B5H3V24*K*AAA* | EA*5X36M17A*+WALLCON | *97CMN0801714B* | Split System | 22400 | 20.5 | 9.5 | 1.96 | R-454B | 650
218406331 | COMFORTMAKER | B5H3V24*K*AAA* | EA*5X36M17A*+WALLCON | *96CTN0601714B* | Split System | 22400 | 20.5 | 9.5 | 1.96 | R-454B | 650
218405963 | COMFORTMAKER | B5H3V24*K*AAA* | EA*5X24M17A*+WALLCON | *80CTL0901716B* | Split System | 22000 | 20.5 | 9.5 | 1.98 | R-454B | 650
218405947 | COMFORTMAKER | B5H3V24*K*AAA* | EA*5X24M17A*+WALLCON | *80CTL0701412B* | Split System | 22000 | 20.5 | 9.5 | 1.98 | R-454B | 650
218406011 | COMFORTMAKER | B5H3V24*K*AAA* | EA*5X24M17A*+WALLCON | *96CTN0801714B* | Split System | 22000 | 20.5 | 9.5 | 1.98 | R-454B | 650
218405907 | COMFORTMAKER | B5H3V24*K*AAA* | EA*5X24M14A*+WALLCON | *80CTL0701412B* | Split System | 22000 | 20.5 | 9.5 | 1.98 | R-454B | 650
218406355 | COMFORTMAKER | B5H3V24*K*AAA* | EA*5X36M17A*+WALLCON | *97CTN0801716A* | Split System | 22400 | 20.5 | 9.5 | 1.98 | R-454B | 650
218406180 | DAY & NIGHT | B5H3V24*K*AAA* | EA*5X30M17A*+WALLCON | *80CTL0701716B* | Split System | 22200 | 20.5 | 9.5 | 1.96 | R-454B | 650
218406132 | DAY & NIGHT | B5H3V24*K*AAA* | EA*5X30M14A*+WALLCON | *80CTL0701412B* | Split System | 22200 | 20.5 | 9.5 | 1.96 | R-454B | 650
218406196 | DAY & NIGHT | B5H3V24*K*AAA* | EA*5X30M17A*+WALLCON | *95CSU0601716B* | Split System | 22200 | 20.5 | 9.5 | 1.96 | R-454B | 650
218406212 | DAY & NIGHT | B5H3V24*K*AAA* | EA*5X30M17A*+WALLCON | *97CMN0801714B* | Split System | 22200 | 20.5 | 9.5 | 1.96 | R-454B | 650
218406252 | DAY & NIGHT | B5H3V24*K*AAA* | EA*5X30M17A*+WALLCON | *97CTN0801716A* | Split System | 22200 | 20.5 | 9.5 | 1.96 | R-454B | 650
218406228 | DAY & NIGHT | B5H3V24*K*AAA* | EA*5X30M17A*+WALLCON | *96CTN0601714B* | Split System | 22200 | 20.5 | 9.5 | 1.96 | R-454B | 650
218406580 | DAY & NIGHT | B5H3V24*K*AAA* | EA*5X42M21A*+WALLCON | *80CTL0451712B* | Split System | 22400 | 20.5 | 9.5 | 1.96 | R-454B | 650
218406332 | DAY & NIGHT | B5H3V24*K*AAA* | EA*5X36M17A*+WALLCON | *96CTN0601714B* | Split System | 22400 | 20.5 | 9.5 | 1.96 | R-454B | 650
218406316 | DAY & NIGHT | B5H3V24*K*AAA* | EA*5X36M17A*+WALLCON | *97CMN0801714B* | Split System | 22400 | 20.5 | 9.5 | 1.96 | R-454B | 650
218405964 | DAY & NIGHT | B5H3V24*K*AAA* | EA*5X24M17A*+WALLCON | *80CTL0901716B* | Split System | 22000 | 20.5 | 9.5 | 1.98 | R-454B | 650
218405908 | DAY & NIGHT | B5H3V24*K*AAA* | EA*5X24M14A*+WALLCON | *80CTL0701412B* | Split System | 22000 | 20.5 | 9.5 | 1.98 | R-454B | 650
218405948 | DAY & NIGHT | B5H3V24*K*AAA* | EA*5X24M17A*+WALLCON | *80CTL0701412B* | Split System | 22000 | 20.5 | 9.5 | 1.98 | R-454B | 650
218406356 | DAY & NIGHT | B5H3V24*K*AAA* | EA*5X36M17A*+WALLCON | *97CTN0801716A* | Split System | 22400 | 20.5 | 9.5 | 1.98 | R-454B | 650
218406176 | HEIL | B5H3V24*K*AAA* | EA*5X30M17A*+WALLCON | *80CTL0701716B* | Split System | 22200 | 20.5 | 9.5 | 1.96 | R-454B | 650
218406208 | HEIL | B5H3V24*K*AAA* | EA*5X30M17A*+WALLCON | *97CMN0801714B* | Split System | 22200 | 20.5 | 9.5 | 1.96 | R-454B | 650
218406248 | HEIL | B5H3V24*K*AAA* | EA*5X30M17A*+WALLCON | *97CTN0801716A* | Split System | 22200 | 20.5 | 9.5 | 1.96 | R-454B | 650
218406192 | HEIL | B5H3V24*K*AAA* | EA*5X30M17A*+WALLCON | *95CSU0601716B* | Split System | 22200 | 20.5 | 9.5 | 1.96 | R-454B | 650
218406224 | HEIL | B5H3V24*K*AAA* | EA*5X30M17A*+WALLCON | *96CTN0601714B* | Split System | 22200 | 20.5 | 9.5 | 1.96 | R-454B | 650
218406576 | HEIL | B5H3V24*K*AAA* | EA*5X42M21A*+WALLCON | *80CTL0451712B* | Split System | 22400 | 20.5 | 9.5 | 1.96 | R-454B | 650
218406328 | HEIL | B5H3V24*K*AAA* | EA*5X36M17A*+WALLCON | *96CTN0601714B* | Split System | 22400 | 20.5 | 9.5 | 1.96 | R-454B | 650
218406312 | HEIL | B5H3V24*K*AAA* | EA*5X36M17A*+WALLCON | *97CMN0801714B* | Split System | 22400 | 20.5 | 9.5 | 1.96 | R-454B | 650
218405960 | HEIL | B5H3V24*K*AAA* | EA*5X24M17A*+WALLCON | *80CTL0901716B* | Split System | 22000 | 20.5 | 9.5 | 1.98 | R-454B | 650
218405944 | HEIL | B5H3V24*K*AAA* | EA*5X24M17A*+WALLCON | *80CTL0701412B* | Split System | 22000 | 20.5 | 9.5 | 1.98 | R-454B | 650
218406008 | HEIL | B5H3V24*K*AAA* | EA*5X24M17A*+WALLCON | *96CTN0801714B* | Split System | 22000 | 20.5 | 9.5 | 1.98 | R-454B | 650
218405904 | HEIL | B5H3V24*K*AAA* | EA*5X24M14A*+WALLCON | *80CTL0701412B* | Split System | 22000 | 20.5 | 9.5 | 1.98 | R-454B | 650
218406181 | KEEPRITE | B5H3V24*K*AAA* | EA*5X30M17A*+WALLCON | *80CTL0701716B* | Split System | 22200 | 20.5 | 9.5 | 1.96 | R-454B | 650
218406133 | KEEPRITE | B5H3V24*K*AAA* | EA*5X30M14A*+WALLCON | *80CTL0701412B* | Split System | 22200 | 20.5 | 9.5 | 1.96 | R-454B | 650
218406197 | KEEPRITE | B5H3V24*K*AAA* | EA*5X30M17A*+WALLCON | *95CSU0601716B* | Split System | 22200 | 20.5 | 9.5 | 1.96 | R-454B | 650
218406253 | KEEPRITE | B5H3V24*K*AAA* | EA*5X30M17A*+WALLCON | *97CTN0801716A* | Split System | 22200 | 20.5 | 9.5 | 1.96 | R-454B | 650
218406229 | KEEPRITE | B5H3V24*K*AAA* | EA*5X30M17A*+WALLCON | *96CTN0601714B* | Split System | 22200 | 20.5 | 9.5 | 1.96 | R-454B | 650
218406581 | KEEPRITE | B5H3V24*K*AAA* | EA*5X42M21A*+WALLCON | *80CTL0451712B* | Split System | 22400 | 20.5 | 9.5 | 1.96 | R-454B | 650
218406317 | KEEPRITE | B5H3V24*K*AAA* | EA*5X36M17A*+WALLCON | *97CMN0801714B* | Split System | 22400 | 20.5 | 9.5 | 1.96 | R-454B | 650
218406333 | KEEPRITE | B5H3V24*K*AAA* | EA*5X36M17A*+WALLCON | *96CTN0601714B* | Split System | 22400 | 20.5 | 9.5 | 1.96 | R-454B | 650
218405965 | KEEPRITE | B5H3V24*K*AAA* | EA*5X24M17A*+WALLCON | *80CTL0901716B* | Split System | 22000 | 20.5 | 9.5 | 1.98 | R-454B | 650
218405949 | KEEPRITE | B5H3V24*K*AAA* | EA*5X24M17A*+WALLCON | *80CTL0701412B* | Split System | 22000 | 20.5 | 9.5 | 1.98 | R-454B | 650
218406013 | KEEPRITE | B5H3V24*K*AAA* | EA*5X24M17A*+WALLCON | *96CTN0801714B* | Split System | 22000 | 20.5 | 9.5 | 1.98 | R-454B | 650
218406357 | KEEPRITE | B5H3V24*K*AAA* | EA*5X36M17A*+WALLCON | *97CTN0801716A* | Split System | 22400 | 20.5 | 9.5 | 1.98 | R-454B | 650
218406183 | TEMPSTAR | B5H3V24*K*AAA* | EA*5X30M17A*+WALLCON | *80CTL0701716B* | Split System | 22200 | 20.5 | 9.5 | 1.96 | R-454B | 650
218406135 | TEMPSTAR | B5H3V24*K*AAA* | EA*5X30M14A*+WALLCON | *80CTL0701412B* | Split System | 22200 | 20.5 | 9.5 | 1.96 | R-454B | 650
218406255 | TEMPSTAR | B5H3V24*K*AAA* | EA*5X30M17A*+WALLCON | *97CTN0801716A* | Split System | 22200 | 20.5 | 9.5 | 1.96 | R-454B | 650
218406199 | TEMPSTAR | B5H3V24*K*AAA* | EA*5X30M17A*+WALLCON | *95CSU0601716B* | Split System | 22200 | 20.5 | 9.5 | 1.96 | R-454B | 650
218406215 | TEMPSTAR | B5H3V24*K*AAA* | EA*5X30M17A*+WALLCON | *97CMN0801714B* | Split System | 22200 | 20.5 | 9.5 | 1.96 | R-454B | 650
218406231 | TEMPSTAR | B5H3V24*K*AAA* | EA*5X30M17A*+WALLCON | *96CTN0601714B* | Split System | 22200 | 20.5 | 9.5 | 1.96 | R-454B | 650
218406583 | TEMPSTAR | B5H3V24*K*AAA* | EA*5X42M21A*+WALLCON | *80CTL0451712B* | Split System | 22400 | 20.5 | 9.5 | 1.96 | R-454B | 650
218406335 | TEMPSTAR | B5H3V24*K*AAA* | EA*5X36M17A*+WALLCON | *96CTN0601714B* | Split System | 22400 | 20.5 | 9.5 | 1.96 | R-454B | 650
218406319 | TEMPSTAR | B5H3V24*K*AAA* | EA*5X36M17A*+WALLCON | *97CMN0801714B* | Split System | 22400 | 20.5 | 9.5 | 1.96 | R-454B | 650
218405967 | TEMPSTAR | B5H3V24*K*AAA* | EA*5X24M17A*+WALLCON | *80CTL0901716B* | Split System | 22000 | 20.5 | 9.5 | 1.98 | R-454B | 650
218405951 | TEMPSTAR | B5H3V24*K*AAA* | EA*5X24M17A*+WALLCON | *80CTL0701412B* | Split System | 22000 | 20.5 | 9.5 | 1.98 | R-454B | 650
218405911 | TEMPSTAR | B5H3V24*K*AAA* | EA*5X24M14A*+WALLCON | *80CTL0701412B* | Split System | 22000 | 20.5 | 9.5 | 1.98 | R-454B | 650
218406015 | TEMPSTAR | B5H3V24*K*AAA* | EA*5X24M17A*+WALLCON | *96CTN0801714B* | Split System | 22000 | 20.5 | 9.5 | 1.98 | R-454B | 650
218406359 | TEMPSTAR | B5H3V24*K*AAA* | EA*5X36M17A*+WALLCON | *97CTN0801716A* | Split System | 22400 | 20.5 | 9.5 | 1.98 | R-454B | 650
218414884 | DAY & NIGHT | B5H3V48*K*AAA* | FCMA5B48L0C*+WALLCON |  | Split System | 45500 | 22 | 9.5 | 2 | R-454B | 650
218414885 | KEEPRITE | B5H3V48*K*AAA* | FCMA5B48L0C*+WALLCON |  | Split System | 45500 | 22 | 9.5 | 2 | R-454B | 650
218020599 | ACIQ | N5H9V24*K*AAA* | ESH5X30M12A* | *80CTL0702120B* | Split System | 23400 | 15.5 | 9.5 | 1.94 | R-454B | 650
217945338 | AIRQUEST | Q5H9V24*K*AAA* | ESH5X30M12A* | *80CTL0702120B* | Split System | 23400 | 15.5 | 9.5 | 1.94 | R-454B | 650
217945331 | AIRQUEST | N5H9V24*K*AAA* | ESH5X30M12A* | *80CTL0702120B* | Split System | 23400 | 15.5 | 9.5 | 1.94 | R-454B | 650
217945337 | ARCOAIRE | Q5H9V24*K*AAA* | ESH5X30M12A* | *80CTL0702120B* | Split System | 23400 | 15.5 | 9.5 | 1.94 | R-454B | 650
217945330 | ARCOAIRE | N5H9V24*K*AAA* | ESH5X30M12A* | *80CTL0702120B* | Split System | 23400 | 15.5 | 9.5 | 1.94 | R-454B | 650
217945329 | BRYANT HEATING AND COOLING SYSTEMS | 249VAN024**AA* | CSAH*3012AM* | 88*TB60070C21*** | Split System | 23400 | 15.5 | 9.5 | 1.94 | R-454B | 650
217945332 | COMFORTMAKER | N5H9V24*K*AAA* | ESH5X30M12A* | *80CTL0702120B* | Split System | 23400 | 15.5 | 9.5 | 1.94 | R-454B | 650
217945339 | COMFORTMAKER | Q5H9V24*K*AAA* | ESH5X30M12A* | *80CTL0702120B* | Split System | 23400 | 15.5 | 9.5 | 1.94 | R-454B | 650
217945333 | DAY & NIGHT | N5H9V24*K*AAA* | ESH5X30M12A* | *80CTL0702120B* | Split System | 23400 | 15.5 | 9.5 | 1.94 | R-454B | 650
217945340 | DAY & NIGHT | Q5H9V24*K*AAA* | ESH5X30M12A* | *80CTL0702120B* | Split System | 23400 | 15.5 | 9.5 | 1.94 | R-454B | 650
217945334 | HEIL | N5H9V24*K*AAA* | ESH5X30M12A* | *80CTL0702120B* | Split System | 23400 | 15.5 | 9.5 | 1.94 | R-454B | 650
217945341 | HEIL | Q5H9V24*K*AAA* | ESH5X30M12A* | *80CTL0702120B* | Split System | 23400 | 15.5 | 9.5 | 1.94 | R-454B | 650
217945335 | KEEPRITE | N5H9V24*K*AAA* | ESH5X30M12A* | *80CTL0702120B* | Split System | 23400 | 15.5 | 9.5 | 1.94 | R-454B | 650
217945342 | KEEPRITE | Q5H9V24*K*AAA* | ESH5X30M12A* | *80CTL0702120B* | Split System | 23400 | 15.5 | 9.5 | 1.94 | R-454B | 650
217945343 | TEMPSTAR | Q5H9V24*K*AAA* | ESH5X30M12A* | *80CTL0702120B* | Split System | 23400 | 15.5 | 9.5 | 1.94 | R-454B | 650
217945336 | TEMPSTAR | N5H9V24*K*AAA* | ESH5X30M12A* | *80CTL0702120B* | Split System | 23400 | 15.5 | 9.5 | 1.94 | R-454B | 650
218018984 | ACIQ | N5H9V24*K*AAA* | ESH5X24M12A* | *96CTN0801714B* | Split System | 23200 | 16 | 9.5 | 1.92 | R-454B | 650
218019180 | ACIQ | N5H9V24*K*AAA* | ESH5X36M12A* | *97CTN0601716A* | Split System | 23600 | 16 | 9.5 | 1.92 | R-454B | 650
218020508 | ACIQ | N5H9V24*K*AAA* | ESH5X30M12A* | *80CTL0902120B* | Split System | 23600 | 16 | 9.5 | 1.92 | R-454B | 650
218019051 | ACIQ | N5H9V24*K*AAA* | ESH5X30M12A* | *80CTL1352422B* | Split System | 23600 | 16 | 9.5 | 1.92 | R-454B | 650
218018863 | ACIQ | N5H9V24*K*AAA* | ESH5X30M12A* | *96CTN0802120B* | Split System | 23600 | 16 | 9.5 | 1.92 | R-454B | 650
218018868 | ACIQ | N5H9V24*K*AAA* | ESH5X30M12A* | *97CTN0802120A* | Split System | 23600 | 16 | 9.5 | 1.92 | R-454B | 650
218019127 | ACIQ | N5H9V24*K*AAA* | ESH5X30M12A* | *80CTL1102120B* | Split System | 23600 | 16 | 9.5 | 1.92 | R-454B | 650
218018860 | ACIQ | N5H9V24*K*AAA* | ESH5X30M12A* | *96VSN1002120B* | Split System | 23600 | 16 | 9.5 | 1.94 | R-454B | 650
217947632 | AIRQUEST | N5H9V24*K*AAA* | ESH5X24M12A* | *96CTN0801714B* | Split System | 23200 | 16 | 9.5 | 1.92 | R-454B | 650
217947639 | AIRQUEST | Q5H9V24*K*AAA* | ESH5X24M12A* | *96CTN0801714B* | Split System | 23200 | 16 | 9.5 | 1.92 | R-454B | 650
217948173 | AIRQUEST | N5H9V24*K*AAA* | ESH5X30M12A* | *80CTL1352422B* | Split System | 23600 | 16 | 9.5 | 1.92 | R-454B | 650
217949346 | AIRQUEST | Q5H9V24*K*AAA* | ESH5X36M12A* | *97CTN0601716A* | Split System | 23600 | 16 | 9.5 | 1.92 | R-454B | 650
217949339 | AIRQUEST | N5H9V24*K*AAA* | ESH5X36M12A* | *97CTN0601716A* | Split System | 23600 | 16 | 9.5 | 1.92 | R-454B | 650
217948180 | AIRQUEST | Q5H9V24*K*AAA* | ESH5X30M12A* | *80CTL1352422B* | Split System | 23600 | 16 | 9.5 | 1.92 | R-454B | 650
217944535 | AIRQUEST | N5H9V24*K*AAA* | ESH5X30M12A* | *80CTL0902120B* | Split System | 23600 | 16 | 9.5 | 1.92 | R-454B | 650
217944542 | AIRQUEST | Q5H9V24*K*AAA* | ESH5X30M12A* | *80CTL0902120B* | Split System | 23600 | 16 | 9.5 | 1.92 | R-454B | 650
217947203 | AIRQUEST | Q5H9V24*K*AAA* | ESH5X30M12A* | *96CTN0802120B* | Split System | 23600 | 16 | 9.5 | 1.92 | R-454B | 650
217947211 | AIRQUEST | N5H9V24*K*AAA* | ESH5X30M12A* | *97CTN0802120A* | Split System | 23600 | 16 | 9.5 | 1.92 | R-454B | 650
217948843 | AIRQUEST | Q5H9V24*K*AAA* | ESH5X30M12A* | *80CTL1102120B* | Split System | 23600 | 16 | 9.5 | 1.92 | R-454B | 650
217947196 | AIRQUEST | N5H9V24*K*AAA* | ESH5X30M12A* | *96CTN0802120B* | Split System | 23600 | 16 | 9.5 | 1.92 | R-454B | 650
217947218 | AIRQUEST | Q5H9V24*K*AAA* | ESH5X30M12A* | *97CTN0802120A* | Split System | 23600 | 16 | 9.5 | 1.92 | R-454B | 650
217948836 | AIRQUEST | N5H9V24*K*AAA* | ESH5X30M12A* | *80CTL1102120B* | Split System | 23600 | 16 | 9.5 | 1.92 | R-454B | 650
217947188 | AIRQUEST | Q5H9V24*K*AAA* | ESH5X30M12A* | *96VSN1002120B* | Split System | 23600 | 16 | 9.5 | 1.94 | R-454B | 650
217947181 | AIRQUEST | N5H9V24*K*AAA* | ESH5X30M12A* | *96VSN1002120B* | Split System | 23600 | 16 | 9.5 | 1.94 | R-454B | 650
217947638 | ARCOAIRE | Q5H9V24*K*AAA* | ESH5X24M12A* | *96CTN0801714B* | Split System | 23200 | 16 | 9.5 | 1.92 | R-454B | 650
217947631 | ARCOAIRE | N5H9V24*K*AAA* | ESH5X24M12A* | *96CTN0801714B* | Split System | 23200 | 16 | 9.5 | 1.92 | R-454B | 650
217944534 | ARCOAIRE | N5H9V24*K*AAA* | ESH5X30M12A* | *80CTL0902120B* | Split System | 23600 | 16 | 9.5 | 1.92 | R-454B | 650
217948179 | ARCOAIRE | Q5H9V24*K*AAA* | ESH5X30M12A* | *80CTL1352422B* | Split System | 23600 | 16 | 9.5 | 1.92 | R-454B | 650
217944541 | ARCOAIRE | Q5H9V24*K*AAA* | ESH5X30M12A* | *80CTL0902120B* | Split System | 23600 | 16 | 9.5 | 1.92 | R-454B | 650
217949338 | ARCOAIRE | N5H9V24*K*AAA* | ESH5X36M12A* | *97CTN0601716A* | Split System | 23600 | 16 | 9.5 | 1.92 | R-454B | 650
217948172 | ARCOAIRE | N5H9V24*K*AAA* | ESH5X30M12A* | *80CTL1352422B* | Split System | 23600 | 16 | 9.5 | 1.92 | R-454B | 650
217949345 | ARCOAIRE | Q5H9V24*K*AAA* | ESH5X36M12A* | *97CTN0601716A* | Split System | 23600 | 16 | 9.5 | 1.92 | R-454B | 650
217947202 | ARCOAIRE | Q5H9V24*K*AAA* | ESH5X30M12A* | *96CTN0802120B* | Split System | 23600 | 16 | 9.5 | 1.92 | R-454B | 650
217947217 | ARCOAIRE | Q5H9V24*K*AAA* | ESH5X30M12A* | *97CTN0802120A* | Split System | 23600 | 16 | 9.5 | 1.92 | R-454B | 650
217947210 | ARCOAIRE | N5H9V24*K*AAA* | ESH5X30M12A* | *97CTN0802120A* | Split System | 23600 | 16 | 9.5 | 1.92 | R-454B | 650
217948835 | ARCOAIRE | N5H9V24*K*AAA* | ESH5X30M12A* | *80CTL1102120B* | Split System | 23600 | 16 | 9.5 | 1.92 | R-454B | 650
217948842 | ARCOAIRE | Q5H9V24*K*AAA* | ESH5X30M12A* | *80CTL1102120B* | Split System | 23600 | 16 | 9.5 | 1.92 | R-454B | 650
217947195 | ARCOAIRE | N5H9V24*K*AAA* | ESH5X30M12A* | *96CTN0802120B* | Split System | 23600 | 16 | 9.5 | 1.92 | R-454B | 650
217947180 | ARCOAIRE | N5H9V24*K*AAA* | ESH5X30M12A* | *96VSN1002120B* | Split System | 23600 | 16 | 9.5 | 1.94 | R-454B | 650
217947187 | ARCOAIRE | Q5H9V24*K*AAA* | ESH5X30M12A* | *96VSN1002120B* | Split System | 23600 | 16 | 9.5 | 1.94 | R-454B | 650
217947630 | BRYANT HEATING AND COOLING SYSTEMS | 249VAN024**AA* | CSAH*2412AM* | 986TD42080C17*** | Split System | 23200 | 16 | 9.5 | 1.92 | R-454B | 650
217944533 | BRYANT HEATING AND COOLING SYSTEMS | 249VAN024**AA* | CSAH*3012AM* | 88*TB60090C21*** | Split System | 23600 | 16 | 9.5 | 1.92 | R-454B | 650
217948171 | BRYANT HEATING AND COOLING SYSTEMS | 249VAN024**AA* | CSAH*3012AM* | 88*TB66135C24*** | Split System | 23600 | 16 | 9.5 | 1.92 | R-454B | 650
217949337 | BRYANT HEATING AND COOLING SYSTEMS | 249VAN024**AA* | CSAH*3612AM* | 987TA48060C17*** | Split System | 23600 | 16 | 9.5 | 1.92 | R-454B | 650
217947194 | BRYANT HEATING AND COOLING SYSTEMS | 249VAN024**AA* | CSAH*3012AM* | 986TD60080C21*** | Split System | 23600 | 16 | 9.5 | 1.92 | R-454B | 650
217947209 | BRYANT HEATING AND COOLING SYSTEMS | 249VAN024**AA* | CSAH*3012AM* | 987TA60080C21*** | Split System | 23600 | 16 | 9.5 | 1.92 | R-454B | 650
217948834 | BRYANT HEATING AND COOLING SYSTEMS | 249VAN024**AA* | CSAH*3012AM* | 88*TB60110C21*** | Split System | 23600 | 16 | 9.5 | 1.92 | R-454B | 650
217947179 | BRYANT HEATING AND COOLING SYSTEMS | 249VAN024**AA* | CSAH*3012AM* | 926SB60100V21*** | Split System | 23600 | 16 | 9.5 | 1.94 | R-454B | 650
217947633 | COMFORTMAKER | N5H9V24*K*AAA* | ESH5X24M12A* | *96CTN0801714B* | Split System | 23200 | 16 | 9.5 | 1.92 | R-454B | 650
217947640 | COMFORTMAKER | Q5H9V24*K*AAA* | ESH5X24M12A* | *96CTN0801714B* | Split System | 23200 | 16 | 9.5 | 1.92 | R-454B | 650
217944543 | COMFORTMAKER | Q5H9V24*K*AAA* | ESH5X30M12A* | *80CTL0902120B* | Split System | 23600 | 16 | 9.5 | 1.92 | R-454B | 650
217944536 | COMFORTMAKER | N5H9V24*K*AAA* | ESH5X30M12A* | *80CTL0902120B* | Split System | 23600 | 16 | 9.5 | 1.92 | R-454B | 650
217949340 | COMFORTMAKER | N5H9V24*K*AAA* | ESH5X36M12A* | *97CTN0601716A* | Split System | 23600 | 16 | 9.5 | 1.92 | R-454B | 650
217948174 | COMFORTMAKER | N5H9V24*K*AAA* | ESH5X30M12A* | *80CTL1352422B* | Split System | 23600 | 16 | 9.5 | 1.92 | R-454B | 650
217948181 | COMFORTMAKER | Q5H9V24*K*AAA* | ESH5X30M12A* | *80CTL1352422B* | Split System | 23600 | 16 | 9.5 | 1.92 | R-454B | 650
217949347 | COMFORTMAKER | Q5H9V24*K*AAA* | ESH5X36M12A* | *97CTN0601716A* | Split System | 23600 | 16 | 9.5 | 1.92 | R-454B | 650
217947212 | COMFORTMAKER | N5H9V24*K*AAA* | ESH5X30M12A* | *97CTN0802120A* | Split System | 23600 | 16 | 9.5 | 1.92 | R-454B | 650
217947204 | COMFORTMAKER | Q5H9V24*K*AAA* | ESH5X30M12A* | *96CTN0802120B* | Split System | 23600 | 16 | 9.5 | 1.92 | R-454B | 650
217948844 | COMFORTMAKER | Q5H9V24*K*AAA* | ESH5X30M12A* | *80CTL1102120B* | Split System | 23600 | 16 | 9.5 | 1.92 | R-454B | 650
217947197 | COMFORTMAKER | N5H9V24*K*AAA* | ESH5X30M12A* | *96CTN0802120B* | Split System | 23600 | 16 | 9.5 | 1.92 | R-454B | 650
217948837 | COMFORTMAKER | N5H9V24*K*AAA* | ESH5X30M12A* | *80CTL1102120B* | Split System | 23600 | 16 | 9.5 | 1.92 | R-454B | 650
217947219 | COMFORTMAKER | Q5H9V24*K*AAA* | ESH5X30M12A* | *97CTN0802120A* | Split System | 23600 | 16 | 9.5 | 1.92 | R-454B | 650
217947182 | COMFORTMAKER | N5H9V24*K*AAA* | ESH5X30M12A* | *96VSN1002120B* | Split System | 23600 | 16 | 9.5 | 1.94 | R-454B | 650
217947189 | COMFORTMAKER | Q5H9V24*K*AAA* | ESH5X30M12A* | *96VSN1002120B* | Split System | 23600 | 16 | 9.5 | 1.94 | R-454B | 650
217947641 | DAY & NIGHT | Q5H9V24*K*AAA* | ESH5X24M12A* | *96CTN0801714B* | Split System | 23200 | 16 | 9.5 | 1.92 | R-454B | 650
217947634 | DAY & NIGHT | N5H9V24*K*AAA* | ESH5X24M12A* | *96CTN0801714B* | Split System | 23200 | 16 | 9.5 | 1.92 | R-454B | 650
217944544 | DAY & NIGHT | Q5H9V24*K*AAA* | ESH5X30M12A* | *80CTL0902120B* | Split System | 23600 | 16 | 9.5 | 1.92 | R-454B | 650
217944537 | DAY & NIGHT | N5H9V24*K*AAA* | ESH5X30M12A* | *80CTL0902120B* | Split System | 23600 | 16 | 9.5 | 1.92 | R-454B | 650
217948175 | DAY & NIGHT | N5H9V24*K*AAA* | ESH5X30M12A* | *80CTL1352422B* | Split System | 23600 | 16 | 9.5 | 1.92 | R-454B | 650
217949341 | DAY & NIGHT | N5H9V24*K*AAA* | ESH5X36M12A* | *97CTN0601716A* | Split System | 23600 | 16 | 9.5 | 1.92 | R-454B | 650
217949348 | DAY & NIGHT | Q5H9V24*K*AAA* | ESH5X36M12A* | *97CTN0601716A* | Split System | 23600 | 16 | 9.5 | 1.92 | R-454B | 650
217948182 | DAY & NIGHT | Q5H9V24*K*AAA* | ESH5X30M12A* | *80CTL1352422B* | Split System | 23600 | 16 | 9.5 | 1.92 | R-454B | 650
217947198 | DAY & NIGHT | N5H9V24*K*AAA* | ESH5X30M12A* | *96CTN0802120B* | Split System | 23600 | 16 | 9.5 | 1.92 | R-454B | 650
217947213 | DAY & NIGHT | N5H9V24*K*AAA* | ESH5X30M12A* | *97CTN0802120A* | Split System | 23600 | 16 | 9.5 | 1.92 | R-454B | 650
217947205 | DAY & NIGHT | Q5H9V24*K*AAA* | ESH5X30M12A* | *96CTN0802120B* | Split System | 23600 | 16 | 9.5 | 1.92 | R-454B | 650
217948838 | DAY & NIGHT | N5H9V24*K*AAA* | ESH5X30M12A* | *80CTL1102120B* | Split System | 23600 | 16 | 9.5 | 1.92 | R-454B | 650
217947220 | DAY & NIGHT | Q5H9V24*K*AAA* | ESH5X30M12A* | *97CTN0802120A* | Split System | 23600 | 16 | 9.5 | 1.92 | R-454B | 650
217948845 | DAY & NIGHT | Q5H9V24*K*AAA* | ESH5X30M12A* | *80CTL1102120B* | Split System | 23600 | 16 | 9.5 | 1.92 | R-454B | 650
217947190 | DAY & NIGHT | Q5H9V24*K*AAA* | ESH5X30M12A* | *96VSN1002120B* | Split System | 23600 | 16 | 9.5 | 1.94 | R-454B | 650
217947183 | DAY & NIGHT | N5H9V24*K*AAA* | ESH5X30M12A* | *96VSN1002120B* | Split System | 23600 | 16 | 9.5 | 1.94 | R-454B | 650
217947642 | HEIL | Q5H9V24*K*AAA* | ESH5X24M12A* | *96CTN0801714B* | Split System | 23200 | 16 | 9.5 | 1.92 | R-454B | 650
217947635 | HEIL | N5H9V24*K*AAA* | ESH5X24M12A* | *96CTN0801714B* | Split System | 23200 | 16 | 9.5 | 1.92 | R-454B | 650
217944545 | HEIL | Q5H9V24*K*AAA* | ESH5X30M12A* | *80CTL0902120B* | Split System | 23600 | 16 | 9.5 | 1.92 | R-454B | 650
217944538 | HEIL | N5H9V24*K*AAA* | ESH5X30M12A* | *80CTL0902120B* | Split System | 23600 | 16 | 9.5 | 1.92 | R-454B | 650
217948183 | HEIL | Q5H9V24*K*AAA* | ESH5X30M12A* | *80CTL1352422B* | Split System | 23600 | 16 | 9.5 | 1.92 | R-454B | 650
217948176 | HEIL | N5H9V24*K*AAA* | ESH5X30M12A* | *80CTL1352422B* | Split System | 23600 | 16 | 9.5 | 1.92 | R-454B | 650
217949342 | HEIL | N5H9V24*K*AAA* | ESH5X36M12A* | *97CTN0601716A* | Split System | 23600 | 16 | 9.5 | 1.92 | R-454B | 650
217949349 | HEIL | Q5H9V24*K*AAA* | ESH5X36M12A* | *97CTN0601716A* | Split System | 23600 | 16 | 9.5 | 1.92 | R-454B | 650
217947214 | HEIL | N5H9V24*K*AAA* | ESH5X30M12A* | *97CTN0802120A* | Split System | 23600 | 16 | 9.5 | 1.92 | R-454B | 650
217947221 | HEIL | Q5H9V24*K*AAA* | ESH5X30M12A* | *97CTN0802120A* | Split System | 23600 | 16 | 9.5 | 1.92 | R-454B | 650
217947206 | HEIL | Q5H9V24*K*AAA* | ESH5X30M12A* | *96CTN0802120B* | Split System | 23600 | 16 | 9.5 | 1.92 | R-454B | 650
217947199 | HEIL | N5H9V24*K*AAA* | ESH5X30M12A* | *96CTN0802120B* | Split System | 23600 | 16 | 9.5 | 1.92 | R-454B | 650
217948839 | HEIL | N5H9V24*K*AAA* | ESH5X30M12A* | *80CTL1102120B* | Split System | 23600 | 16 | 9.5 | 1.92 | R-454B | 650
217948846 | HEIL | Q5H9V24*K*AAA* | ESH5X30M12A* | *80CTL1102120B* | Split System | 23600 | 16 | 9.5 | 1.92 | R-454B | 650
217947191 | HEIL | Q5H9V24*K*AAA* | ESH5X30M12A* | *96VSN1002120B* | Split System | 23600 | 16 | 9.5 | 1.94 | R-454B | 650
217947184 | HEIL | N5H9V24*K*AAA* | ESH5X30M12A* | *96VSN1002120B* | Split System | 23600 | 16 | 9.5 | 1.94 | R-454B | 650
217947636 | KEEPRITE | N5H9V24*K*AAA* | ESH5X24M12A* | *96CTN0801714B* | Split System | 23200 | 16 | 9.5 | 1.92 | R-454B | 650
217947643 | KEEPRITE | Q5H9V24*K*AAA* | ESH5X24M12A* | *96CTN0801714B* | Split System | 23200 | 16 | 9.5 | 1.92 | R-454B | 650
217944546 | KEEPRITE | Q5H9V24*K*AAA* | ESH5X30M12A* | *80CTL0902120B* | Split System | 23600 | 16 | 9.5 | 1.92 | R-454B | 650
217944539 | KEEPRITE | N5H9V24*K*AAA* | ESH5X30M12A* | *80CTL0902120B* | Split System | 23600 | 16 | 9.5 | 1.92 | R-454B | 650
217948184 | KEEPRITE | Q5H9V24*K*AAA* | ESH5X30M12A* | *80CTL1352422B* | Split System | 23600 | 16 | 9.5 | 1.92 | R-454B | 650
217949343 | KEEPRITE | N5H9V24*K*AAA* | ESH5X36M12A* | *97CTN0601716A* | Split System | 23600 | 16 | 9.5 | 1.92 | R-454B | 650
217949350 | KEEPRITE | Q5H9V24*K*AAA* | ESH5X36M12A* | *97CTN0601716A* | Split System | 23600 | 16 | 9.5 | 1.92 | R-454B | 650
217948177 | KEEPRITE | N5H9V24*K*AAA* | ESH5X30M12A* | *80CTL1352422B* | Split System | 23600 | 16 | 9.5 | 1.92 | R-454B | 650
217947207 | KEEPRITE | Q5H9V24*K*AAA* | ESH5X30M12A* | *96CTN0802120B* | Split System | 23600 | 16 | 9.5 | 1.92 | R-454B | 650
217947200 | KEEPRITE | N5H9V24*K*AAA* | ESH5X30M12A* | *96CTN0802120B* | Split System | 23600 | 16 | 9.5 | 1.92 | R-454B | 650
217948847 | KEEPRITE | Q5H9V24*K*AAA* | ESH5X30M12A* | *80CTL1102120B* | Split System | 23600 | 16 | 9.5 | 1.92 | R-454B | 650
217947215 | KEEPRITE | N5H9V24*K*AAA* | ESH5X30M12A* | *97CTN0802120A* | Split System | 23600 | 16 | 9.5 | 1.92 | R-454B | 650
217947222 | KEEPRITE | Q5H9V24*K*AAA* | ESH5X30M12A* | *97CTN0802120A* | Split System | 23600 | 16 | 9.5 | 1.92 | R-454B | 650
217948840 | KEEPRITE | N5H9V24*K*AAA* | ESH5X30M12A* | *80CTL1102120B* | Split System | 23600 | 16 | 9.5 | 1.92 | R-454B | 650
217947192 | KEEPRITE | Q5H9V24*K*AAA* | ESH5X30M12A* | *96VSN1002120B* | Split System | 23600 | 16 | 9.5 | 1.94 | R-454B | 650
217947185 | KEEPRITE | N5H9V24*K*AAA* | ESH5X30M12A* | *96VSN1002120B* | Split System | 23600 | 16 | 9.5 | 1.94 | R-454B | 650
217947637 | TEMPSTAR | N5H9V24*K*AAA* | ESH5X24M12A* | *96CTN0801714B* | Split System | 23200 | 16 | 9.5 | 1.92 | R-454B | 650
217947644 | TEMPSTAR | Q5H9V24*K*AAA* | ESH5X24M12A* | *96CTN0801714B* | Split System | 23200 | 16 | 9.5 | 1.92 | R-454B | 650
217944540 | TEMPSTAR | N5H9V24*K*AAA* | ESH5X30M12A* | *80CTL0902120B* | Split System | 23600 | 16 | 9.5 | 1.92 | R-454B | 650
217944547 | TEMPSTAR | Q5H9V24*K*AAA* | ESH5X30M12A* | *80CTL0902120B* | Split System | 23600 | 16 | 9.5 | 1.92 | R-454B | 650
217948185 | TEMPSTAR | Q5H9V24*K*AAA* | ESH5X30M12A* | *80CTL1352422B* | Split System | 23600 | 16 | 9.5 | 1.92 | R-454B | 650
217949344 | TEMPSTAR | N5H9V24*K*AAA* | ESH5X36M12A* | *97CTN0601716A* | Split System | 23600 | 16 | 9.5 | 1.92 | R-454B | 650
217948178 | TEMPSTAR | N5H9V24*K*AAA* | ESH5X30M12A* | *80CTL1352422B* | Split System | 23600 | 16 | 9.5 | 1.92 | R-454B | 650
217949351 | TEMPSTAR | Q5H9V24*K*AAA* | ESH5X36M12A* | *97CTN0601716A* | Split System | 23600 | 16 | 9.5 | 1.92 | R-454B | 650
217947201 | TEMPSTAR | N5H9V24*K*AAA* | ESH5X30M12A* | *96CTN0802120B* | Split System | 23600 | 16 | 9.5 | 1.92 | R-454B | 650
217947208 | TEMPSTAR | Q5H9V24*K*AAA* | ESH5X30M12A* | *96CTN0802120B* | Split System | 23600 | 16 | 9.5 | 1.92 | R-454B | 650
217947216 | TEMPSTAR | N5H9V24*K*AAA* | ESH5X30M12A* | *97CTN0802120A* | Split System | 23600 | 16 | 9.5 | 1.92 | R-454B | 650
217948841 | TEMPSTAR | N5H9V24*K*AAA* | ESH5X30M12A* | *80CTL1102120B* | Split System | 23600 | 16 | 9.5 | 1.92 | R-454B | 650
217948848 | TEMPSTAR | Q5H9V24*K*AAA* | ESH5X30M12A* | *80CTL1102120B* | Split System | 23600 | 16 | 9.5 | 1.92 | R-454B | 650
217947223 | TEMPSTAR | Q5H9V24*K*AAA* | ESH5X30M12A* | *97CTN0802120A* | Split System | 23600 | 16 | 9.5 | 1.92 | R-454B | 650
217947193 | TEMPSTAR | Q5H9V24*K*AAA* | ESH5X30M12A* | *96VSN1002120B* | Split System | 23600 | 16 | 9.5 | 1.94 | R-454B | 650
217947186 | TEMPSTAR | N5H9V24*K*AAA* | ESH5X30M12A* | *96VSN1002120B* | Split System | 23600 | 16 | 9.5 | 1.94 | R-454B | 650
218018806 | ACIQ | N5H9V24*K*AAA* | EA*5X24M17A* | *95MSU0401712A* | Split System | 23200 | 16.5 | 9.5 | 1.92 | R-454B | 650
218019410 | ACIQ | N5H9V24*K*AAA* | EA*5X24M17A* | *97CTN0601716A* | Split System | 23200 | 16.5 | 9.5 | 1.92 | R-454B | 650
218020504 | ACIQ | N5H9V24*K*AAA* | ESH5X24M12A* | *80MSU0401712A* | Split System | 23400 | 16.5 | 9.5 | 1.92 | R-454B | 650
218018707 | ACIQ | N5H9V24*K*AAA* | ESH5X24M12A* | *80MSU0802120A* | Split System | 23400 | 16.5 | 9.5 | 1.92 | R-454B | 650
218019073 | ACIQ | N5H9V24*K*AAA* | ESH5X30M12A* | *80VTL0701716B* | Split System | 23400 | 16.5 | 9.5 | 1.92 | R-454B | 650
218020585 | ACIQ | N5H9V24*K*AAA* | ESH5X24M12A* | *80CSU0401712B* | Split System | 23400 | 16.5 | 9.5 | 1.92 | R-454B | 650
218019013 | ACIQ | N5H9V24*K*AAA* | ESH5X30M12A* | *80CTL0901716B* | Split System | 23400 | 16.5 | 9.5 | 1.92 | R-454B | 650
218020601 | ACIQ | N5H9V24*K*AAA* | ESH5X24M12A* | *80CSU0601716B* | Split System | 23400 | 16.5 | 9.5 | 1.92 | R-454B | 650
218018724 | ACIQ | N5H9V24*K*AAA* | ESH5X30M12A* | *97CTN0801716A* | Split System | 23400 | 16.5 | 9.5 | 1.92 | R-454B | 650
218019074 | ACIQ | N5H9V24*K*AAA* | ESH5X30M12A* | *96CTN0801714B* | Split System | 23600 | 16.5 | 9.5 | 1.92 | R-454B | 650
218020656 | ACIQ | N5H9V24*K*AAA* | ESH5X36M12A* | *97CMN0801714B* | Split System | 23800 | 16.5 | 9.5 | 1.92 | R-454B | 650
218020530 | ACIQ | N5H9V24*K*AAA* | ESH5X30M12A* | *96VTN0802120B* | Split System | 23800 | 16.5 | 9.5 | 1.92 | R-454B | 650
218020654 | ACIQ | N5H9V24*K*AAA* | ESH5X30M12A* | *97VTN1202422A* | Split System | 23800 | 16.5 | 9.5 | 1.92 | R-454B | 650
218020532 | ACIQ | N5H9V24*K*AAA* | ESH5X30M12A* | *97VTN0802120A* | Split System | 23800 | 16.5 | 9.5 | 1.92 | R-454B | 650
218020527 | ACIQ | N5H9V24*K*AAA* | ESH5X30M12A* | *96VSN0802120B* | Split System | 23800 | 16.5 | 9.5 | 1.92 | R-454B | 650
218020650 | ACIQ | N5H9V24*K*AAA* | ESH5X30M12A* | *96VTN1202422B* | Split System | 23800 | 16.5 | 9.5 | 1.92 | R-454B | 650
218018484 | ACIQ | N5H9V24*K*AAA* | ESH5X30M12A* | *80VSL0901716B* | Split System | 23400 | 16.5 | 9.5 | 1.94 | R-454B | 650
218018501 | ACIQ | N5H9V24*K*AAA* | ESH5X30M12A* | *95MSU0601716A* | Split System | 23400 | 16.5 | 9.5 | 1.94 | R-454B | 650
218020592 | ACIQ | N5H9V24*K*AAA* | EA*5X30M17A* | OLV098A12* | Split System | 23400 | 16.5 | 9.5 | 1.94 | R-454B | 650
218019412 | ACIQ | N5H9V24*K*AAA* | EA*5X30M17A* | OMV098J12* | Split System | 23600 | 16.5 | 9.5 | 1.94 | R-454B | 650
217947023 | AIRQUEST | Q5H9V24*K*AAA* | EA*5X24M17A* | *95MSU0401712A* | Split System | 23200 | 16.5 | 9.5 | 1.92 | R-454B | 650
217947016 | AIRQUEST | N5H9V24*K*AAA* | EA*5X24M17A* | *95MSU0401712A* | Split System | 23200 | 16.5 | 9.5 | 1.92 | R-454B | 650
217951509 | AIRQUEST | N5H9V24*K*AAA* | EA*5X24M17A* | *97CTN0601716A* | Split System | 23200 | 16.5 | 9.5 | 1.92 | R-454B | 650
217951516 | AIRQUEST | Q5H9V24*K*AAA* | EA*5X24M17A* | *97CTN0601716A* | Split System | 23200 | 16.5 | 9.5 | 1.92 | R-454B | 650
217944504 | AIRQUEST | N5H9V24*K*AAA* | ESH5X24M12A* | *80MSU0401712A* | Split System | 23400 | 16.5 | 9.5 | 1.92 | R-454B | 650
217944511 | AIRQUEST | Q5H9V24*K*AAA* | ESH5X24M12A* | *80MSU0401712A* | Split System | 23400 | 16.5 | 9.5 | 1.92 | R-454B | 650
217946759 | AIRQUEST | N5H9V24*K*AAA* | ESH5X24M12A* | *80MSU0802120A* | Split System | 23400 | 16.5 | 9.5 | 1.92 | R-454B | 650
217946766 | AIRQUEST | Q5H9V24*K*AAA* | ESH5X24M12A* | *80MSU0802120A* | Split System | 23400 | 16.5 | 9.5 | 1.92 | R-454B | 650
217945346 | AIRQUEST | N5H9V24*K*AAA* | ESH5X24M12A* | *80CSU0601716B* | Split System | 23400 | 16.5 | 9.5 | 1.92 | R-454B | 650
217945217 | AIRQUEST | Q5H9V24*K*AAA* | ESH5X24M12A* | *80CSU0401712B* | Split System | 23400 | 16.5 | 9.5 | 1.92 | R-454B | 650
217945210 | AIRQUEST | N5H9V24*K*AAA* | ESH5X24M12A* | *80CSU0401712B* | Split System | 23400 | 16.5 | 9.5 | 1.92 | R-454B | 650
217945353 | AIRQUEST | Q5H9V24*K*AAA* | ESH5X24M12A* | *80CSU0601716B* | Split System | 23400 | 16.5 | 9.5 | 1.92 | R-454B | 650
217948362 | AIRQUEST | Q5H9V24*K*AAA* | ESH5X30M12A* | *80VTL0701716B* | Split System | 23400 | 16.5 | 9.5 | 1.92 | R-454B | 650
217948355 | AIRQUEST | N5H9V24*K*AAA* | ESH5X30M12A* | *80VTL0701716B* | Split System | 23400 | 16.5 | 9.5 | 1.92 | R-454B | 650
217947842 | AIRQUEST | N5H9V24*K*AAA* | ESH5X30M12A* | *80CTL0901716B* | Split System | 23400 | 16.5 | 9.5 | 1.92 | R-454B | 650
217947849 | AIRQUEST | Q5H9V24*K*AAA* | ESH5X30M12A* | *80CTL0901716B* | Split System | 23400 | 16.5 | 9.5 | 1.92 | R-454B | 650
217946796 | AIRQUEST | Q5H9V24*K*AAA* | ESH5X30M12A* | *97CTN0801716A* | Split System | 23400 | 16.5 | 9.5 | 1.92 | R-454B | 650
217946789 | AIRQUEST | N5H9V24*K*AAA* | ESH5X30M12A* | *97CTN0801716A* | Split System | 23400 | 16.5 | 9.5 | 1.92 | R-454B | 650
217948370 | AIRQUEST | N5H9V24*K*AAA* | ESH5X30M12A* | *96CTN0801714B* | Split System | 23600 | 16.5 | 9.5 | 1.92 | R-454B | 650
217948377 | AIRQUEST | Q5H9V24*K*AAA* | ESH5X30M12A* | *96CTN0801714B* | Split System | 23600 | 16.5 | 9.5 | 1.92 | R-454B | 650
217945834 | AIRQUEST | Q5H9V24*K*AAA* | ESH5X36M12A* | *97CMN0801714B* | Split System | 23800 | 16.5 | 9.5 | 1.92 | R-454B | 650
217945827 | AIRQUEST | N5H9V24*K*AAA* | ESH5X36M12A* | *97CMN0801714B* | Split System | 23800 | 16.5 | 9.5 | 1.92 | R-454B | 650
217945819 | AIRQUEST | Q5H9V24*K*AAA* | ESH5X30M12A* | *97VTN1202422A* | Split System | 23800 | 16.5 | 9.5 | 1.92 | R-454B | 650
217945789 | AIRQUEST | Q5H9V24*K*AAA* | ESH5X30M12A* | *96VTN1202422B* | Split System | 23800 | 16.5 | 9.5 | 1.92 | R-454B | 650
217945812 | AIRQUEST | N5H9V24*K*AAA* | ESH5X30M12A* | *97VTN1202422A* | Split System | 23800 | 16.5 | 9.5 | 1.92 | R-454B | 650
217944730 | AIRQUEST | N5H9V24*K*AAA* | ESH5X30M12A* | *96VTN0802120B* | Split System | 23800 | 16.5 | 9.5 | 1.92 | R-454B | 650
217944700 | AIRQUEST | N5H9V24*K*AAA* | ESH5X30M12A* | *96VSN0802120B* | Split System | 23800 | 16.5 | 9.5 | 1.92 | R-454B | 650
217944707 | AIRQUEST | Q5H9V24*K*AAA* | ESH5X30M12A* | *96VSN0802120B* | Split System | 23800 | 16.5 | 9.5 | 1.92 | R-454B | 650
217944737 | AIRQUEST | Q5H9V24*K*AAA* | ESH5X30M12A* | *96VTN0802120B* | Split System | 23800 | 16.5 | 9.5 | 1.92 | R-454B | 650
217944745 | AIRQUEST | N5H9V24*K*AAA* | ESH5X30M12A* | *97VTN0802120A* | Split System | 23800 | 16.5 | 9.5 | 1.92 | R-454B | 650
217944752 | AIRQUEST | Q5H9V24*K*AAA* | ESH5X30M12A* | *97VTN0802120A* | Split System | 23800 | 16.5 | 9.5 | 1.92 | R-454B | 650
217945782 | AIRQUEST | N5H9V24*K*AAA* | ESH5X30M12A* | *96VTN1202422B* | Split System | 23800 | 16.5 | 9.5 | 1.92 | R-454B | 650
217946173 | AIRQUEST | N5H9V24*K*AAA* | ESH5X30M12A* | *80VSL0901716B* | Split System | 23400 | 16.5 | 9.5 | 1.94 | R-454B | 650
217946180 | AIRQUEST | Q5H9V24*K*AAA* | ESH5X30M12A* | *80VSL0901716B* | Split System | 23400 | 16.5 | 9.5 | 1.94 | R-454B | 650
217946219 | AIRQUEST | N5H9V24*K*AAA* | ESH5X30M12A* | *95MSU0601716A* | Split System | 23400 | 16.5 | 9.5 | 1.94 | R-454B | 650
217946226 | AIRQUEST | Q5H9V24*K*AAA* | ESH5X30M12A* | *95MSU0601716A* | Split System | 23400 | 16.5 | 9.5 | 1.94 | R-454B | 650
217945270 | AIRQUEST | N5H9V24*K*AAA* | EA*5X30M17A* | OLV098A12* | Split System | 23400 | 16.5 | 9.5 | 1.94 | R-454B | 650
217945277 | AIRQUEST | Q5H9V24*K*AAA* | EA*5X30M17A* | OLV098A12* | Split System | 23400 | 16.5 | 9.5 | 1.94 | R-454B | 650
217951524 | AIRQUEST | N5H9V24*K*AAA* | EA*5X30M17A* | OMV098J12* | Split System | 23600 | 16.5 | 9.5 | 1.94 | R-454B | 650
217951531 | AIRQUEST | Q5H9V24*K*AAA* | EA*5X30M17A* | OMV098J12* | Split System | 23600 | 16.5 | 9.5 | 1.94 | R-454B | 650
217947015 | ARCOAIRE | N5H9V24*K*AAA* | EA*5X24M17A* | *95MSU0401712A* | Split System | 23200 | 16.5 | 9.5 | 1.92 | R-454B | 650
217947022 | ARCOAIRE | Q5H9V24*K*AAA* | EA*5X24M17A* | *95MSU0401712A* | Split System | 23200 | 16.5 | 9.5 | 1.92 | R-454B | 650
217951508 | ARCOAIRE | N5H9V24*K*AAA* | EA*5X24M17A* | *97CTN0601716A* | Split System | 23200 | 16.5 | 9.5 | 1.92 | R-454B | 650
217951515 | ARCOAIRE | Q5H9V24*K*AAA* | EA*5X24M17A* | *97CTN0601716A* | Split System | 23200 | 16.5 | 9.5 | 1.92 | R-454B | 650
217944503 | ARCOAIRE | N5H9V24*K*AAA* | ESH5X24M12A* | *80MSU0401712A* | Split System | 23400 | 16.5 | 9.5 | 1.92 | R-454B | 650
217946765 | ARCOAIRE | Q5H9V24*K*AAA* | ESH5X24M12A* | *80MSU0802120A* | Split System | 23400 | 16.5 | 9.5 | 1.92 | R-454B | 650
217946758 | ARCOAIRE | N5H9V24*K*AAA* | ESH5X24M12A* | *80MSU0802120A* | Split System | 23400 | 16.5 | 9.5 | 1.92 | R-454B | 650
217944510 | ARCOAIRE | Q5H9V24*K*AAA* | ESH5X24M12A* | *80MSU0401712A* | Split System | 23400 | 16.5 | 9.5 | 1.92 | R-454B | 650
217945352 | ARCOAIRE | Q5H9V24*K*AAA* | ESH5X24M12A* | *80CSU0601716B* | Split System | 23400 | 16.5 | 9.5 | 1.92 | R-454B | 650
217945345 | ARCOAIRE | N5H9V24*K*AAA* | ESH5X24M12A* | *80CSU0601716B* | Split System | 23400 | 16.5 | 9.5 | 1.92 | R-454B | 650
217945216 | ARCOAIRE | Q5H9V24*K*AAA* | ESH5X24M12A* | *80CSU0401712B* | Split System | 23400 | 16.5 | 9.5 | 1.92 | R-454B | 650
217948354 | ARCOAIRE | N5H9V24*K*AAA* | ESH5X30M12A* | *80VTL0701716B* | Split System | 23400 | 16.5 | 9.5 | 1.92 | R-454B | 650
217948361 | ARCOAIRE | Q5H9V24*K*AAA* | ESH5X30M12A* | *80VTL0701716B* | Split System | 23400 | 16.5 | 9.5 | 1.92 | R-454B | 650
217945209 | ARCOAIRE | N5H9V24*K*AAA* | ESH5X24M12A* | *80CSU0401712B* | Split System | 23400 | 16.5 | 9.5 | 1.92 | R-454B | 650
217947848 | ARCOAIRE | Q5H9V24*K*AAA* | ESH5X30M12A* | *80CTL0901716B* | Split System | 23400 | 16.5 | 9.5 | 1.92 | R-454B | 650
217947841 | ARCOAIRE | N5H9V24*K*AAA* | ESH5X30M12A* | *80CTL0901716B* | Split System | 23400 | 16.5 | 9.5 | 1.92 | R-454B | 650
217946795 | ARCOAIRE | Q5H9V24*K*AAA* | ESH5X30M12A* | *97CTN0801716A* | Split System | 23400 | 16.5 | 9.5 | 1.92 | R-454B | 650
217946788 | ARCOAIRE | N5H9V24*K*AAA* | ESH5X30M12A* | *97CTN0801716A* | Split System | 23400 | 16.5 | 9.5 | 1.92 | R-454B | 650
217948376 | ARCOAIRE | Q5H9V24*K*AAA* | ESH5X30M12A* | *96CTN0801714B* | Split System | 23600 | 16.5 | 9.5 | 1.92 | R-454B | 650
217948369 | ARCOAIRE | N5H9V24*K*AAA* | ESH5X30M12A* | *96CTN0801714B* | Split System | 23600 | 16.5 | 9.5 | 1.92 | R-454B | 650
217945833 | ARCOAIRE | Q5H9V24*K*AAA* | ESH5X36M12A* | *97CMN0801714B* | Split System | 23800 | 16.5 | 9.5 | 1.92 | R-454B | 650
217945826 | ARCOAIRE | N5H9V24*K*AAA* | ESH5X36M12A* | *97CMN0801714B* | Split System | 23800 | 16.5 | 9.5 | 1.92 | R-454B | 650
217944699 | ARCOAIRE | N5H9V24*K*AAA* | ESH5X30M12A* | *96VSN0802120B* | Split System | 23800 | 16.5 | 9.5 | 1.92 | R-454B | 650
217944744 | ARCOAIRE | N5H9V24*K*AAA* | ESH5X30M12A* | *97VTN0802120A* | Split System | 23800 | 16.5 | 9.5 | 1.92 | R-454B | 650
217944729 | ARCOAIRE | N5H9V24*K*AAA* | ESH5X30M12A* | *96VTN0802120B* | Split System | 23800 | 16.5 | 9.5 | 1.92 | R-454B | 650
217944751 | ARCOAIRE | Q5H9V24*K*AAA* | ESH5X30M12A* | *97VTN0802120A* | Split System | 23800 | 16.5 | 9.5 | 1.92 | R-454B | 650
217945818 | ARCOAIRE | Q5H9V24*K*AAA* | ESH5X30M12A* | *97VTN1202422A* | Split System | 23800 | 16.5 | 9.5 | 1.92 | R-454B | 650
217945788 | ARCOAIRE | Q5H9V24*K*AAA* | ESH5X30M12A* | *96VTN1202422B* | Split System | 23800 | 16.5 | 9.5 | 1.92 | R-454B | 650
217944736 | ARCOAIRE | Q5H9V24*K*AAA* | ESH5X30M12A* | *96VTN0802120B* | Split System | 23800 | 16.5 | 9.5 | 1.92 | R-454B | 650
217944706 | ARCOAIRE | Q5H9V24*K*AAA* | ESH5X30M12A* | *96VSN0802120B* | Split System | 23800 | 16.5 | 9.5 | 1.92 | R-454B | 650
217945781 | ARCOAIRE | N5H9V24*K*AAA* | ESH5X30M12A* | *96VTN1202422B* | Split System | 23800 | 16.5 | 9.5 | 1.92 | R-454B | 650
217945811 | ARCOAIRE | N5H9V24*K*AAA* | ESH5X30M12A* | *97VTN1202422A* | Split System | 23800 | 16.5 | 9.5 | 1.92 | R-454B | 650
217946172 | ARCOAIRE | N5H9V24*K*AAA* | ESH5X30M12A* | *80VSL0901716B* | Split System | 23400 | 16.5 | 9.5 | 1.94 | R-454B | 650
217946225 | ARCOAIRE | Q5H9V24*K*AAA* | ESH5X30M12A* | *95MSU0601716A* | Split System | 23400 | 16.5 | 9.5 | 1.94 | R-454B | 650
217946218 | ARCOAIRE | N5H9V24*K*AAA* | ESH5X30M12A* | *95MSU0601716A* | Split System | 23400 | 16.5 | 9.5 | 1.94 | R-454B | 650
217946179 | ARCOAIRE | Q5H9V24*K*AAA* | ESH5X30M12A* | *80VSL0901716B* | Split System | 23400 | 16.5 | 9.5 | 1.94 | R-454B | 650
217945269 | ARCOAIRE | N5H9V24*K*AAA* | EA*5X30M17A* | OLV098A12* | Split System | 23400 | 16.5 | 9.5 | 1.94 | R-454B | 650
217945276 | ARCOAIRE | Q5H9V24*K*AAA* | EA*5X30M17A* | OLV098A12* | Split System | 23400 | 16.5 | 9.5 | 1.94 | R-454B | 650
217951530 | ARCOAIRE | Q5H9V24*K*AAA* | EA*5X30M17A* | OMV098J12* | Split System | 23600 | 16.5 | 9.5 | 1.94 | R-454B | 650
217951523 | ARCOAIRE | N5H9V24*K*AAA* | EA*5X30M17A* | OMV098J12* | Split System | 23600 | 16.5 | 9.5 | 1.94 | R-454B | 650
217947014 | BRYANT HEATING AND COOLING SYSTEMS | 249VAN024**AA* | CAA**2417AM* | 935SB36040M17*** | Split System | 23200 | 16.5 | 9.5 | 1.92 | R-454B | 650
217951507 | BRYANT HEATING AND COOLING SYSTEMS | 249VAN024**AA* | CAA**2417AM* | 987TA48060C17*** | Split System | 23200 | 16.5 | 9.5 | 1.92 | R-454B | 650
217944502 | BRYANT HEATING AND COOLING SYSTEMS | 249VAN024**AA* | CSAH*2412AM* | 83*SB36040M17*** | Split System | 23400 | 16.5 | 9.5 | 1.92 | R-454B | 650
217946757 | BRYANT HEATING AND COOLING SYSTEMS | 249VAN024**AA* | CSAH*2412AM* | 83*SB60080M21*** | Split System | 23400 | 16.5 | 9.5 | 1.92 | R-454B | 650
217945344 | BRYANT HEATING AND COOLING SYSTEMS | 249VAN024**AA* | CSAH*2412AM* | 83*CB48060C17*** | Split System | 23400 | 16.5 | 9.5 | 1.92 | R-454B | 650
217947840 | BRYANT HEATING AND COOLING SYSTEMS | 249VAN024**AA* | CSAH*3012AM* | 88*TB48090C17*** | Split System | 23400 | 16.5 | 9.5 | 1.92 | R-454B | 650
217948353 | BRYANT HEATING AND COOLING SYSTEMS | 249VAN024**AA* | CSAH*3012AM* | 82*TB48070V17*** | Split System | 23400 | 16.5 | 9.5 | 1.92 | R-454B | 650
217945208 | BRYANT HEATING AND COOLING SYSTEMS | 249VAN024**AA* | CSAH*2412AM* | 83*CB36040C17*** | Split System | 23400 | 16.5 | 9.5 | 1.92 | R-454B | 650
217946787 | BRYANT HEATING AND COOLING SYSTEMS | 249VAN024**AA* | CSAH*3012AM* | 987TA48080C17*** | Split System | 23400 | 16.5 | 9.5 | 1.92 | R-454B | 650
217948368 | BRYANT HEATING AND COOLING SYSTEMS | 249VAN024**AA* | CSAH*3012AM* | 986TD42080C17*** | Split System | 23600 | 16.5 | 9.5 | 1.92 | R-454B | 650
217945825 | BRYANT HEATING AND COOLING SYSTEMS | 249VAN024**AA* | CSAH*3612AM* | 987MC42080C17*** | Split System | 23800 | 16.5 | 9.5 | 1.92 | R-454B | 650
217945780 | BRYANT HEATING AND COOLING SYSTEMS | 249VAN024**AA* | CSAH*3012AM* | 926TC66120V24*** | Split System | 23800 | 16.5 | 9.5 | 1.92 | R-454B | 650
217944698 | BRYANT HEATING AND COOLING SYSTEMS | 249VAN024**AA* | CSAH*3012AM* | 926SB60080V21*** | Split System | 23800 | 16.5 | 9.5 | 1.92 | R-454B | 650
217944743 | BRYANT HEATING AND COOLING SYSTEMS | 249VAN024**AA* | CSAH*3012AM* | 927TA60080V21*** | Split System | 23800 | 16.5 | 9.5 | 1.92 | R-454B | 650
217944728 | BRYANT HEATING AND COOLING SYSTEMS | 249VAN024**AA* | CSAH*3012AM* | 926TC60080V21*** | Split System | 23800 | 16.5 | 9.5 | 1.92 | R-454B | 650
217945810 | BRYANT HEATING AND COOLING SYSTEMS | 249VAN024**AA* | CSAH*3012AM* | 927TA66120V24*** | Split System | 23800 | 16.5 | 9.5 | 1.92 | R-454B | 650
217946217 | BRYANT HEATING AND COOLING SYSTEMS | 249VAN024**AA* | CSAH*3012AM* | 935SB48060M17*** | Split System | 23400 | 16.5 | 9.5 | 1.94 | R-454B | 650
217946171 | BRYANT HEATING AND COOLING SYSTEMS | 249VAN024**AA* | CSAH*3012AM* | 82*SB48090V17*** | Split System | 23400 | 16.5 | 9.5 | 1.94 | R-454B | 650
217946186 | BRYANT HEATING AND COOLING SYSTEMS | 249VAN024**AA* | CSAH*3012AM* | 82*TB48090V17*** | Split System | 23400 | 16.5 | 9.5 | 1.94 | R-454B | 650
217945268 | BRYANT HEATING AND COOLING SYSTEMS | 249VAN024**AA* | CAA**3017AM* | OVLAAB036098 | Split System | 23400 | 16.5 | 9.5 | 1.94 | R-454B | 650
217951522 | BRYANT HEATING AND COOLING SYSTEMS | 249VAN024**AA* | CAA**3017AM* | OVMAAB036098 | Split System | 23600 | 16.5 | 9.5 | 1.94 | R-454B | 650
217947017 | COMFORTMAKER | N5H9V24*K*AAA* | EA*5X24M17A* | *95MSU0401712A* | Split System | 23200 | 16.5 | 9.5 | 1.92 | R-454B | 650
217947024 | COMFORTMAKER | Q5H9V24*K*AAA* | EA*5X24M17A* | *95MSU0401712A* | Split System | 23200 | 16.5 | 9.5 | 1.92 | R-454B | 650
217951510 | COMFORTMAKER | N5H9V24*K*AAA* | EA*5X24M17A* | *97CTN0601716A* | Split System | 23200 | 16.5 | 9.5 | 1.92 | R-454B | 650
217951517 | COMFORTMAKER | Q5H9V24*K*AAA* | EA*5X24M17A* | *97CTN0601716A* | Split System | 23200 | 16.5 | 9.5 | 1.92 | R-454B | 650
217944512 | COMFORTMAKER | Q5H9V24*K*AAA* | ESH5X24M12A* | *80MSU0401712A* | Split System | 23400 | 16.5 | 9.5 | 1.92 | R-454B | 650
217946767 | COMFORTMAKER | Q5H9V24*K*AAA* | ESH5X24M12A* | *80MSU0802120A* | Split System | 23400 | 16.5 | 9.5 | 1.92 | R-454B | 650
217944505 | COMFORTMAKER | N5H9V24*K*AAA* | ESH5X24M12A* | *80MSU0401712A* | Split System | 23400 | 16.5 | 9.5 | 1.92 | R-454B | 650
217946760 | COMFORTMAKER | N5H9V24*K*AAA* | ESH5X24M12A* | *80MSU0802120A* | Split System | 23400 | 16.5 | 9.5 | 1.92 | R-454B | 650
217945354 | COMFORTMAKER | Q5H9V24*K*AAA* | ESH5X24M12A* | *80CSU0601716B* | Split System | 23400 | 16.5 | 9.5 | 1.92 | R-454B | 650
217945347 | COMFORTMAKER | N5H9V24*K*AAA* | ESH5X24M12A* | *80CSU0601716B* | Split System | 23400 | 16.5 | 9.5 | 1.92 | R-454B | 650
217945211 | COMFORTMAKER | N5H9V24*K*AAA* | ESH5X24M12A* | *80CSU0401712B* | Split System | 23400 | 16.5 | 9.5 | 1.92 | R-454B | 650
217945218 | COMFORTMAKER | Q5H9V24*K*AAA* | ESH5X24M12A* | *80CSU0401712B* | Split System | 23400 | 16.5 | 9.5 | 1.92 | R-454B | 650
217947843 | COMFORTMAKER | N5H9V24*K*AAA* | ESH5X30M12A* | *80CTL0901716B* | Split System | 23400 | 16.5 | 9.5 | 1.92 | R-454B | 650
217947850 | COMFORTMAKER | Q5H9V24*K*AAA* | ESH5X30M12A* | *80CTL0901716B* | Split System | 23400 | 16.5 | 9.5 | 1.92 | R-454B | 650
217948356 | COMFORTMAKER | N5H9V24*K*AAA* | ESH5X30M12A* | *80VTL0701716B* | Split System | 23400 | 16.5 | 9.5 | 1.92 | R-454B | 650
217948363 | COMFORTMAKER | Q5H9V24*K*AAA* | ESH5X30M12A* | *80VTL0701716B* | Split System | 23400 | 16.5 | 9.5 | 1.92 | R-454B | 650
217946797 | COMFORTMAKER | Q5H9V24*K*AAA* | ESH5X30M12A* | *97CTN0801716A* | Split System | 23400 | 16.5 | 9.5 | 1.92 | R-454B | 650
217946790 | COMFORTMAKER | N5H9V24*K*AAA* | ESH5X30M12A* | *97CTN0801716A* | Split System | 23400 | 16.5 | 9.5 | 1.92 | R-454B | 650
217948371 | COMFORTMAKER | N5H9V24*K*AAA* | ESH5X30M12A* | *96CTN0801714B* | Split System | 23600 | 16.5 | 9.5 | 1.92 | R-454B | 650
217948378 | COMFORTMAKER | Q5H9V24*K*AAA* | ESH5X30M12A* | *96CTN0801714B* | Split System | 23600 | 16.5 | 9.5 | 1.92 | R-454B | 650
217945828 | COMFORTMAKER | N5H9V24*K*AAA* | ESH5X36M12A* | *97CMN0801714B* | Split System | 23800 | 16.5 | 9.5 | 1.92 | R-454B | 650
217945835 | COMFORTMAKER | Q5H9V24*K*AAA* | ESH5X36M12A* | *97CMN0801714B* | Split System | 23800 | 16.5 | 9.5 | 1.92 | R-454B | 650
217944701 | COMFORTMAKER | N5H9V24*K*AAA* | ESH5X30M12A* | *96VSN0802120B* | Split System | 23800 | 16.5 | 9.5 | 1.92 | R-454B | 650
217944708 | COMFORTMAKER | Q5H9V24*K*AAA* | ESH5X30M12A* | *96VSN0802120B* | Split System | 23800 | 16.5 | 9.5 | 1.92 | R-454B | 650
217944731 | COMFORTMAKER | N5H9V24*K*AAA* | ESH5X30M12A* | *96VTN0802120B* | Split System | 23800 | 16.5 | 9.5 | 1.92 | R-454B | 650
217944746 | COMFORTMAKER | N5H9V24*K*AAA* | ESH5X30M12A* | *97VTN0802120A* | Split System | 23800 | 16.5 | 9.5 | 1.92 | R-454B | 650
217944753 | COMFORTMAKER | Q5H9V24*K*AAA* | ESH5X30M12A* | *97VTN0802120A* | Split System | 23800 | 16.5 | 9.5 | 1.92 | R-454B | 650
217945783 | COMFORTMAKER | N5H9V24*K*AAA* | ESH5X30M12A* | *96VTN1202422B* | Split System | 23800 | 16.5 | 9.5 | 1.92 | R-454B | 650
217944738 | COMFORTMAKER | Q5H9V24*K*AAA* | ESH5X30M12A* | *96VTN0802120B* | Split System | 23800 | 16.5 | 9.5 | 1.92 | R-454B | 650
217945790 | COMFORTMAKER | Q5H9V24*K*AAA* | ESH5X30M12A* | *96VTN1202422B* | Split System | 23800 | 16.5 | 9.5 | 1.92 | R-454B | 650
217945820 | COMFORTMAKER | Q5H9V24*K*AAA* | ESH5X30M12A* | *97VTN1202422A* | Split System | 23800 | 16.5 | 9.5 | 1.92 | R-454B | 650
217945813 | COMFORTMAKER | N5H9V24*K*AAA* | ESH5X30M12A* | *97VTN1202422A* | Split System | 23800 | 16.5 | 9.5 | 1.92 | R-454B | 650
217946181 | COMFORTMAKER | Q5H9V24*K*AAA* | ESH5X30M12A* | *80VSL0901716B* | Split System | 23400 | 16.5 | 9.5 | 1.94 | R-454B | 650
217946227 | COMFORTMAKER | Q5H9V24*K*AAA* | ESH5X30M12A* | *95MSU0601716A* | Split System | 23400 | 16.5 | 9.5 | 1.94 | R-454B | 650
217946220 | COMFORTMAKER | N5H9V24*K*AAA* | ESH5X30M12A* | *95MSU0601716A* | Split System | 23400 | 16.5 | 9.5 | 1.94 | R-454B | 650
217946174 | COMFORTMAKER | N5H9V24*K*AAA* | ESH5X30M12A* | *80VSL0901716B* | Split System | 23400 | 16.5 | 9.5 | 1.94 | R-454B | 650
217945278 | COMFORTMAKER | Q5H9V24*K*AAA* | EA*5X30M17A* | OLV098A12* | Split System | 23400 | 16.5 | 9.5 | 1.94 | R-454B | 650
217945271 | COMFORTMAKER | N5H9V24*K*AAA* | EA*5X30M17A* | OLV098A12* | Split System | 23400 | 16.5 | 9.5 | 1.94 | R-454B | 650
217951532 | COMFORTMAKER | Q5H9V24*K*AAA* | EA*5X30M17A* | OMV098J12* | Split System | 23600 | 16.5 | 9.5 | 1.94 | R-454B | 650
217951525 | COMFORTMAKER | N5H9V24*K*AAA* | EA*5X30M17A* | OMV098J12* | Split System | 23600 | 16.5 | 9.5 | 1.94 | R-454B | 650
217947025 | DAY & NIGHT | Q5H9V24*K*AAA* | EA*5X24M17A* | *95MSU0401712A* | Split System | 23200 | 16.5 | 9.5 | 1.92 | R-454B | 650
217947018 | DAY & NIGHT | N5H9V24*K*AAA* | EA*5X24M17A* | *95MSU0401712A* | Split System | 23200 | 16.5 | 9.5 | 1.92 | R-454B | 650
217951518 | DAY & NIGHT | Q5H9V24*K*AAA* | EA*5X24M17A* | *97CTN0601716A* | Split System | 23200 | 16.5 | 9.5 | 1.92 | R-454B | 650
217951511 | DAY & NIGHT | N5H9V24*K*AAA* | EA*5X24M17A* | *97CTN0601716A* | Split System | 23200 | 16.5 | 9.5 | 1.92 | R-454B | 650
217944506 | DAY & NIGHT | N5H9V24*K*AAA* | ESH5X24M12A* | *80MSU0401712A* | Split System | 23400 | 16.5 | 9.5 | 1.92 | R-454B | 650
217944513 | DAY & NIGHT | Q5H9V24*K*AAA* | ESH5X24M12A* | *80MSU0401712A* | Split System | 23400 | 16.5 | 9.5 | 1.92 | R-454B | 650
217946768 | DAY & NIGHT | Q5H9V24*K*AAA* | ESH5X24M12A* | *80MSU0802120A* | Split System | 23400 | 16.5 | 9.5 | 1.92 | R-454B | 650
217946761 | DAY & NIGHT | N5H9V24*K*AAA* | ESH5X24M12A* | *80MSU0802120A* | Split System | 23400 | 16.5 | 9.5 | 1.92 | R-454B | 650
217945212 | DAY & NIGHT | N5H9V24*K*AAA* | ESH5X24M12A* | *80CSU0401712B* | Split System | 23400 | 16.5 | 9.5 | 1.92 | R-454B | 650
217945219 | DAY & NIGHT | Q5H9V24*K*AAA* | ESH5X24M12A* | *80CSU0401712B* | Split System | 23400 | 16.5 | 9.5 | 1.92 | R-454B | 650
217945348 | DAY & NIGHT | N5H9V24*K*AAA* | ESH5X24M12A* | *80CSU0601716B* | Split System | 23400 | 16.5 | 9.5 | 1.92 | R-454B | 650
217947844 | DAY & NIGHT | N5H9V24*K*AAA* | ESH5X30M12A* | *80CTL0901716B* | Split System | 23400 | 16.5 | 9.5 | 1.92 | R-454B | 650
217947851 | DAY & NIGHT | Q5H9V24*K*AAA* | ESH5X30M12A* | *80CTL0901716B* | Split System | 23400 | 16.5 | 9.5 | 1.92 | R-454B | 650
217948364 | DAY & NIGHT | Q5H9V24*K*AAA* | ESH5X30M12A* | *80VTL0701716B* | Split System | 23400 | 16.5 | 9.5 | 1.92 | R-454B | 650
217945355 | DAY & NIGHT | Q5H9V24*K*AAA* | ESH5X24M12A* | *80CSU0601716B* | Split System | 23400 | 16.5 | 9.5 | 1.92 | R-454B | 650
217948357 | DAY & NIGHT | N5H9V24*K*AAA* | ESH5X30M12A* | *80VTL0701716B* | Split System | 23400 | 16.5 | 9.5 | 1.92 | R-454B | 650
217946791 | DAY & NIGHT | N5H9V24*K*AAA* | ESH5X30M12A* | *97CTN0801716A* | Split System | 23400 | 16.5 | 9.5 | 1.92 | R-454B | 650
217946798 | DAY & NIGHT | Q5H9V24*K*AAA* | ESH5X30M12A* | *97CTN0801716A* | Split System | 23400 | 16.5 | 9.5 | 1.92 | R-454B | 650
217948379 | DAY & NIGHT | Q5H9V24*K*AAA* | ESH5X30M12A* | *96CTN0801714B* | Split System | 23600 | 16.5 | 9.5 | 1.92 | R-454B | 650
217948372 | DAY & NIGHT | N5H9V24*K*AAA* | ESH5X30M12A* | *96CTN0801714B* | Split System | 23600 | 16.5 | 9.5 | 1.92 | R-454B | 650
217945836 | DAY & NIGHT | Q5H9V24*K*AAA* | ESH5X36M12A* | *97CMN0801714B* | Split System | 23800 | 16.5 | 9.5 | 1.92 | R-454B | 650
217945829 | DAY & NIGHT | N5H9V24*K*AAA* | ESH5X36M12A* | *97CMN0801714B* | Split System | 23800 | 16.5 | 9.5 | 1.92 | R-454B | 650
217945814 | DAY & NIGHT | N5H9V24*K*AAA* | ESH5X30M12A* | *97VTN1202422A* | Split System | 23800 | 16.5 | 9.5 | 1.92 | R-454B | 650
217944747 | DAY & NIGHT | N5H9V24*K*AAA* | ESH5X30M12A* | *97VTN0802120A* | Split System | 23800 | 16.5 | 9.5 | 1.92 | R-454B | 650
217944709 | DAY & NIGHT | Q5H9V24*K*AAA* | ESH5X30M12A* | *96VSN0802120B* | Split System | 23800 | 16.5 | 9.5 | 1.92 | R-454B | 650
217944739 | DAY & NIGHT | Q5H9V24*K*AAA* | ESH5X30M12A* | *96VTN0802120B* | Split System | 23800 | 16.5 | 9.5 | 1.92 | R-454B | 650
217945791 | DAY & NIGHT | Q5H9V24*K*AAA* | ESH5X30M12A* | *96VTN1202422B* | Split System | 23800 | 16.5 | 9.5 | 1.92 | R-454B | 650
217944754 | DAY & NIGHT | Q5H9V24*K*AAA* | ESH5X30M12A* | *97VTN0802120A* | Split System | 23800 | 16.5 | 9.5 | 1.92 | R-454B | 650
217944732 | DAY & NIGHT | N5H9V24*K*AAA* | ESH5X30M12A* | *96VTN0802120B* | Split System | 23800 | 16.5 | 9.5 | 1.92 | R-454B | 650
217944702 | DAY & NIGHT | N5H9V24*K*AAA* | ESH5X30M12A* | *96VSN0802120B* | Split System | 23800 | 16.5 | 9.5 | 1.92 | R-454B | 650
217945784 | DAY & NIGHT | N5H9V24*K*AAA* | ESH5X30M12A* | *96VTN1202422B* | Split System | 23800 | 16.5 | 9.5 | 1.92 | R-454B | 650
217945821 | DAY & NIGHT | Q5H9V24*K*AAA* | ESH5X30M12A* | *97VTN1202422A* | Split System | 23800 | 16.5 | 9.5 | 1.92 | R-454B | 650
217946221 | DAY & NIGHT | N5H9V24*K*AAA* | ESH5X30M12A* | *95MSU0601716A* | Split System | 23400 | 16.5 | 9.5 | 1.94 | R-454B | 650
217946228 | DAY & NIGHT | Q5H9V24*K*AAA* | ESH5X30M12A* | *95MSU0601716A* | Split System | 23400 | 16.5 | 9.5 | 1.94 | R-454B | 650
217946182 | DAY & NIGHT | Q5H9V24*K*AAA* | ESH5X30M12A* | *80VSL0901716B* | Split System | 23400 | 16.5 | 9.5 | 1.94 | R-454B | 650
217946175 | DAY & NIGHT | N5H9V24*K*AAA* | ESH5X30M12A* | *80VSL0901716B* | Split System | 23400 | 16.5 | 9.5 | 1.94 | R-454B | 650
217945272 | DAY & NIGHT | N5H9V24*K*AAA* | EA*5X30M17A* | OLV098A12* | Split System | 23400 | 16.5 | 9.5 | 1.94 | R-454B | 650
217945279 | DAY & NIGHT | Q5H9V24*K*AAA* | EA*5X30M17A* | OLV098A12* | Split System | 23400 | 16.5 | 9.5 | 1.94 | R-454B | 650
217951526 | DAY & NIGHT | N5H9V24*K*AAA* | EA*5X30M17A* | OMV098J12* | Split System | 23600 | 16.5 | 9.5 | 1.94 | R-454B | 650
217951533 | DAY & NIGHT | Q5H9V24*K*AAA* | EA*5X30M17A* | OMV098J12* | Split System | 23600 | 16.5 | 9.5 | 1.94 | R-454B | 650
217947019 | HEIL | N5H9V24*K*AAA* | EA*5X24M17A* | *95MSU0401712A* | Split System | 23200 | 16.5 | 9.5 | 1.92 | R-454B | 650
217951512 | HEIL | N5H9V24*K*AAA* | EA*5X24M17A* | *97CTN0601716A* | Split System | 23200 | 16.5 | 9.5 | 1.92 | R-454B | 650
217951519 | HEIL | Q5H9V24*K*AAA* | EA*5X24M17A* | *97CTN0601716A* | Split System | 23200 | 16.5 | 9.5 | 1.92 | R-454B | 650
217947026 | HEIL | Q5H9V24*K*AAA* | EA*5X24M17A* | *95MSU0401712A* | Split System | 23200 | 16.5 | 9.5 | 1.92 | R-454B | 650
217944514 | HEIL | Q5H9V24*K*AAA* | ESH5X24M12A* | *80MSU0401712A* | Split System | 23400 | 16.5 | 9.5 | 1.92 | R-454B | 650
217944507 | HEIL | N5H9V24*K*AAA* | ESH5X24M12A* | *80MSU0401712A* | Split System | 23400 | 16.5 | 9.5 | 1.92 | R-454B | 650
217946762 | HEIL | N5H9V24*K*AAA* | ESH5X24M12A* | *80MSU0802120A* | Split System | 23400 | 16.5 | 9.5 | 1.92 | R-454B | 650
217946769 | HEIL | Q5H9V24*K*AAA* | ESH5X24M12A* | *80MSU0802120A* | Split System | 23400 | 16.5 | 9.5 | 1.92 | R-454B | 650
217945349 | HEIL | N5H9V24*K*AAA* | ESH5X24M12A* | *80CSU0601716B* | Split System | 23400 | 16.5 | 9.5 | 1.92 | R-454B | 650
217945213 | HEIL | N5H9V24*K*AAA* | ESH5X24M12A* | *80CSU0401712B* | Split System | 23400 | 16.5 | 9.5 | 1.92 | R-454B | 650
217945356 | HEIL | Q5H9V24*K*AAA* | ESH5X24M12A* | *80CSU0601716B* | Split System | 23400 | 16.5 | 9.5 | 1.92 | R-454B | 650
217945220 | HEIL | Q5H9V24*K*AAA* | ESH5X24M12A* | *80CSU0401712B* | Split System | 23400 | 16.5 | 9.5 | 1.92 | R-454B | 650
217948358 | HEIL | N5H9V24*K*AAA* | ESH5X30M12A* | *80VTL0701716B* | Split System | 23400 | 16.5 | 9.5 | 1.92 | R-454B | 650
217948365 | HEIL | Q5H9V24*K*AAA* | ESH5X30M12A* | *80VTL0701716B* | Split System | 23400 | 16.5 | 9.5 | 1.92 | R-454B | 650
217947845 | HEIL | N5H9V24*K*AAA* | ESH5X30M12A* | *80CTL0901716B* | Split System | 23400 | 16.5 | 9.5 | 1.92 | R-454B | 650
217947852 | HEIL | Q5H9V24*K*AAA* | ESH5X30M12A* | *80CTL0901716B* | Split System | 23400 | 16.5 | 9.5 | 1.92 | R-454B | 650
217946792 | HEIL | N5H9V24*K*AAA* | ESH5X30M12A* | *97CTN0801716A* | Split System | 23400 | 16.5 | 9.5 | 1.92 | R-454B | 650
217946799 | HEIL | Q5H9V24*K*AAA* | ESH5X30M12A* | *97CTN0801716A* | Split System | 23400 | 16.5 | 9.5 | 1.92 | R-454B | 650
217948380 | HEIL | Q5H9V24*K*AAA* | ESH5X30M12A* | *96CTN0801714B* | Split System | 23600 | 16.5 | 9.5 | 1.92 | R-454B | 650
217948373 | HEIL | N5H9V24*K*AAA* | ESH5X30M12A* | *96CTN0801714B* | Split System | 23600 | 16.5 | 9.5 | 1.92 | R-454B | 650
217945837 | HEIL | Q5H9V24*K*AAA* | ESH5X36M12A* | *97CMN0801714B* | Split System | 23800 | 16.5 | 9.5 | 1.92 | R-454B | 650
217945830 | HEIL | N5H9V24*K*AAA* | ESH5X36M12A* | *97CMN0801714B* | Split System | 23800 | 16.5 | 9.5 | 1.92 | R-454B | 650
217944733 | HEIL | N5H9V24*K*AAA* | ESH5X30M12A* | *96VTN0802120B* | Split System | 23800 | 16.5 | 9.5 | 1.92 | R-454B | 650
217944710 | HEIL | Q5H9V24*K*AAA* | ESH5X30M12A* | *96VSN0802120B* | Split System | 23800 | 16.5 | 9.5 | 1.92 | R-454B | 650
217945785 | HEIL | N5H9V24*K*AAA* | ESH5X30M12A* | *96VTN1202422B* | Split System | 23800 | 16.5 | 9.5 | 1.92 | R-454B | 650
217944748 | HEIL | N5H9V24*K*AAA* | ESH5X30M12A* | *97VTN0802120A* | Split System | 23800 | 16.5 | 9.5 | 1.92 | R-454B | 650
217944740 | HEIL | Q5H9V24*K*AAA* | ESH5X30M12A* | *96VTN0802120B* | Split System | 23800 | 16.5 | 9.5 | 1.92 | R-454B | 650
217945792 | HEIL | Q5H9V24*K*AAA* | ESH5X30M12A* | *96VTN1202422B* | Split System | 23800 | 16.5 | 9.5 | 1.92 | R-454B | 650
217944755 | HEIL | Q5H9V24*K*AAA* | ESH5X30M12A* | *97VTN0802120A* | Split System | 23800 | 16.5 | 9.5 | 1.92 | R-454B | 650
217944703 | HEIL | N5H9V24*K*AAA* | ESH5X30M12A* | *96VSN0802120B* | Split System | 23800 | 16.5 | 9.5 | 1.92 | R-454B | 650
217945822 | HEIL | Q5H9V24*K*AAA* | ESH5X30M12A* | *97VTN1202422A* | Split System | 23800 | 16.5 | 9.5 | 1.92 | R-454B | 650
217945815 | HEIL | N5H9V24*K*AAA* | ESH5X30M12A* | *97VTN1202422A* | Split System | 23800 | 16.5 | 9.5 | 1.92 | R-454B | 650
217946229 | HEIL | Q5H9V24*K*AAA* | ESH5X30M12A* | *95MSU0601716A* | Split System | 23400 | 16.5 | 9.5 | 1.94 | R-454B | 650
217946183 | HEIL | Q5H9V24*K*AAA* | ESH5X30M12A* | *80VSL0901716B* | Split System | 23400 | 16.5 | 9.5 | 1.94 | R-454B | 650
217946222 | HEIL | N5H9V24*K*AAA* | ESH5X30M12A* | *95MSU0601716A* | Split System | 23400 | 16.5 | 9.5 | 1.94 | R-454B | 650
217946176 | HEIL | N5H9V24*K*AAA* | ESH5X30M12A* | *80VSL0901716B* | Split System | 23400 | 16.5 | 9.5 | 1.94 | R-454B | 650
217945280 | HEIL | Q5H9V24*K*AAA* | EA*5X30M17A* | OLV098A12* | Split System | 23400 | 16.5 | 9.5 | 1.94 | R-454B | 650
217945273 | HEIL | N5H9V24*K*AAA* | EA*5X30M17A* | OLV098A12* | Split System | 23400 | 16.5 | 9.5 | 1.94 | R-454B | 650
217951534 | HEIL | Q5H9V24*K*AAA* | EA*5X30M17A* | OMV098J12* | Split System | 23600 | 16.5 | 9.5 | 1.94 | R-454B | 650
217951527 | HEIL | N5H9V24*K*AAA* | EA*5X30M17A* | OMV098J12* | Split System | 23600 | 16.5 | 9.5 | 1.94 | R-454B | 650
217947027 | KEEPRITE | Q5H9V24*K*AAA* | EA*5X24M17A* | *95MSU0401712A* | Split System | 23200 | 16.5 | 9.5 | 1.92 | R-454B | 650
217947020 | KEEPRITE | N5H9V24*K*AAA* | EA*5X24M17A* | *95MSU0401712A* | Split System | 23200 | 16.5 | 9.5 | 1.92 | R-454B | 650
217951520 | KEEPRITE | Q5H9V24*K*AAA* | EA*5X24M17A* | *97CTN0601716A* | Split System | 23200 | 16.5 | 9.5 | 1.92 | R-454B | 650
217951513 | KEEPRITE | N5H9V24*K*AAA* | EA*5X24M17A* | *97CTN0601716A* | Split System | 23200 | 16.5 | 9.5 | 1.92 | R-454B | 650
217944508 | KEEPRITE | N5H9V24*K*AAA* | ESH5X24M12A* | *80MSU0401712A* | Split System | 23400 | 16.5 | 9.5 | 1.92 | R-454B | 650
217946763 | KEEPRITE | N5H9V24*K*AAA* | ESH5X24M12A* | *80MSU0802120A* | Split System | 23400 | 16.5 | 9.5 | 1.92 | R-454B | 650
217946770 | KEEPRITE | Q5H9V24*K*AAA* | ESH5X24M12A* | *80MSU0802120A* | Split System | 23400 | 16.5 | 9.5 | 1.92 | R-454B | 650
217944515 | KEEPRITE | Q5H9V24*K*AAA* | ESH5X24M12A* | *80MSU0401712A* | Split System | 23400 | 16.5 | 9.5 | 1.92 | R-454B | 650
217945350 | KEEPRITE | N5H9V24*K*AAA* | ESH5X24M12A* | *80CSU0601716B* | Split System | 23400 | 16.5 | 9.5 | 1.92 | R-454B | 650
217945214 | KEEPRITE | N5H9V24*K*AAA* | ESH5X24M12A* | *80CSU0401712B* | Split System | 23400 | 16.5 | 9.5 | 1.92 | R-454B | 650
217948359 | KEEPRITE | N5H9V24*K*AAA* | ESH5X30M12A* | *80VTL0701716B* | Split System | 23400 | 16.5 | 9.5 | 1.92 | R-454B | 650
217945357 | KEEPRITE | Q5H9V24*K*AAA* | ESH5X24M12A* | *80CSU0601716B* | Split System | 23400 | 16.5 | 9.5 | 1.92 | R-454B | 650
217945221 | KEEPRITE | Q5H9V24*K*AAA* | ESH5X24M12A* | *80CSU0401712B* | Split System | 23400 | 16.5 | 9.5 | 1.92 | R-454B | 650
217947853 | KEEPRITE | Q5H9V24*K*AAA* | ESH5X30M12A* | *80CTL0901716B* | Split System | 23400 | 16.5 | 9.5 | 1.92 | R-454B | 650
217947846 | KEEPRITE | N5H9V24*K*AAA* | ESH5X30M12A* | *80CTL0901716B* | Split System | 23400 | 16.5 | 9.5 | 1.92 | R-454B | 650
217948366 | KEEPRITE | Q5H9V24*K*AAA* | ESH5X30M12A* | *80VTL0701716B* | Split System | 23400 | 16.5 | 9.5 | 1.92 | R-454B | 650
217946793 | KEEPRITE | N5H9V24*K*AAA* | ESH5X30M12A* | *97CTN0801716A* | Split System | 23400 | 16.5 | 9.5 | 1.92 | R-454B | 650
217946800 | KEEPRITE | Q5H9V24*K*AAA* | ESH5X30M12A* | *97CTN0801716A* | Split System | 23400 | 16.5 | 9.5 | 1.92 | R-454B | 650
217948374 | KEEPRITE | N5H9V24*K*AAA* | ESH5X30M12A* | *96CTN0801714B* | Split System | 23600 | 16.5 | 9.5 | 1.92 | R-454B | 650
217948381 | KEEPRITE | Q5H9V24*K*AAA* | ESH5X30M12A* | *96CTN0801714B* | Split System | 23600 | 16.5 | 9.5 | 1.92 | R-454B | 650
217945831 | KEEPRITE | N5H9V24*K*AAA* | ESH5X36M12A* | *97CMN0801714B* | Split System | 23800 | 16.5 | 9.5 | 1.92 | R-454B | 650
217945838 | KEEPRITE | Q5H9V24*K*AAA* | ESH5X36M12A* | *97CMN0801714B* | Split System | 23800 | 16.5 | 9.5 | 1.92 | R-454B | 650
217944749 | KEEPRITE | N5H9V24*K*AAA* | ESH5X30M12A* | *97VTN0802120A* | Split System | 23800 | 16.5 | 9.5 | 1.92 | R-454B | 650
217944734 | KEEPRITE | N5H9V24*K*AAA* | ESH5X30M12A* | *96VTN0802120B* | Split System | 23800 | 16.5 | 9.5 | 1.92 | R-454B | 650
217944704 | KEEPRITE | N5H9V24*K*AAA* | ESH5X30M12A* | *96VSN0802120B* | Split System | 23800 | 16.5 | 9.5 | 1.92 | R-454B | 650
217944741 | KEEPRITE | Q5H9V24*K*AAA* | ESH5X30M12A* | *96VTN0802120B* | Split System | 23800 | 16.5 | 9.5 | 1.92 | R-454B | 650
217944711 | KEEPRITE | Q5H9V24*K*AAA* | ESH5X30M12A* | *96VSN0802120B* | Split System | 23800 | 16.5 | 9.5 | 1.92 | R-454B | 650
217944756 | KEEPRITE | Q5H9V24*K*AAA* | ESH5X30M12A* | *97VTN0802120A* | Split System | 23800 | 16.5 | 9.5 | 1.92 | R-454B | 650
217945793 | KEEPRITE | Q5H9V24*K*AAA* | ESH5X30M12A* | *96VTN1202422B* | Split System | 23800 | 16.5 | 9.5 | 1.92 | R-454B | 650
217945823 | KEEPRITE | Q5H9V24*K*AAA* | ESH5X30M12A* | *97VTN1202422A* | Split System | 23800 | 16.5 | 9.5 | 1.92 | R-454B | 650
217945816 | KEEPRITE | N5H9V24*K*AAA* | ESH5X30M12A* | *97VTN1202422A* | Split System | 23800 | 16.5 | 9.5 | 1.92 | R-454B | 650
217945786 | KEEPRITE | N5H9V24*K*AAA* | ESH5X30M12A* | *96VTN1202422B* | Split System | 23800 | 16.5 | 9.5 | 1.92 | R-454B | 650
217946230 | KEEPRITE | Q5H9V24*K*AAA* | ESH5X30M12A* | *95MSU0601716A* | Split System | 23400 | 16.5 | 9.5 | 1.94 | R-454B | 650
217946184 | KEEPRITE | Q5H9V24*K*AAA* | ESH5X30M12A* | *80VSL0901716B* | Split System | 23400 | 16.5 | 9.5 | 1.94 | R-454B | 650
217946177 | KEEPRITE | N5H9V24*K*AAA* | ESH5X30M12A* | *80VSL0901716B* | Split System | 23400 | 16.5 | 9.5 | 1.94 | R-454B | 650
217946223 | KEEPRITE | N5H9V24*K*AAA* | ESH5X30M12A* | *95MSU0601716A* | Split System | 23400 | 16.5 | 9.5 | 1.94 | R-454B | 650
217945281 | KEEPRITE | Q5H9V24*K*AAA* | EA*5X30M17A* | OLV098A12* | Split System | 23400 | 16.5 | 9.5 | 1.94 | R-454B | 650
217945274 | KEEPRITE | N5H9V24*K*AAA* | EA*5X30M17A* | OLV098A12* | Split System | 23400 | 16.5 | 9.5 | 1.94 | R-454B | 650
217951528 | KEEPRITE | N5H9V24*K*AAA* | EA*5X30M17A* | OMV098J12* | Split System | 23600 | 16.5 | 9.5 | 1.94 | R-454B | 650
217951535 | KEEPRITE | Q5H9V24*K*AAA* | EA*5X30M17A* | OMV098J12* | Split System | 23600 | 16.5 | 9.5 | 1.94 | R-454B | 650
217947028 | TEMPSTAR | Q5H9V24*K*AAA* | EA*5X24M17A* | *95MSU0401712A* | Split System | 23200 | 16.5 | 9.5 | 1.92 | R-454B | 650
217947021 | TEMPSTAR | N5H9V24*K*AAA* | EA*5X24M17A* | *95MSU0401712A* | Split System | 23200 | 16.5 | 9.5 | 1.92 | R-454B | 650
217951521 | TEMPSTAR | Q5H9V24*K*AAA* | EA*5X24M17A* | *97CTN0601716A* | Split System | 23200 | 16.5 | 9.5 | 1.92 | R-454B | 650
217951514 | TEMPSTAR | N5H9V24*K*AAA* | EA*5X24M17A* | *97CTN0601716A* | Split System | 23200 | 16.5 | 9.5 | 1.92 | R-454B | 650
217944516 | TEMPSTAR | Q5H9V24*K*AAA* | ESH5X24M12A* | *80MSU0401712A* | Split System | 23400 | 16.5 | 9.5 | 1.92 | R-454B | 650
217944509 | TEMPSTAR | N5H9V24*K*AAA* | ESH5X24M12A* | *80MSU0401712A* | Split System | 23400 | 16.5 | 9.5 | 1.92 | R-454B | 650
217946771 | TEMPSTAR | Q5H9V24*K*AAA* | ESH5X24M12A* | *80MSU0802120A* | Split System | 23400 | 16.5 | 9.5 | 1.92 | R-454B | 650
217946764 | TEMPSTAR | N5H9V24*K*AAA* | ESH5X24M12A* | *80MSU0802120A* | Split System | 23400 | 16.5 | 9.5 | 1.92 | R-454B | 650
217945351 | TEMPSTAR | N5H9V24*K*AAA* | ESH5X24M12A* | *80CSU0601716B* | Split System | 23400 | 16.5 | 9.5 | 1.92 | R-454B | 650
217945222 | TEMPSTAR | Q5H9V24*K*AAA* | ESH5X24M12A* | *80CSU0401712B* | Split System | 23400 | 16.5 | 9.5 | 1.92 | R-454B | 650
217945215 | TEMPSTAR | N5H9V24*K*AAA* | ESH5X24M12A* | *80CSU0401712B* | Split System | 23400 | 16.5 | 9.5 | 1.92 | R-454B | 650
217945358 | TEMPSTAR | Q5H9V24*K*AAA* | ESH5X24M12A* | *80CSU0601716B* | Split System | 23400 | 16.5 | 9.5 | 1.92 | R-454B | 650
217948360 | TEMPSTAR | N5H9V24*K*AAA* | ESH5X30M12A* | *80VTL0701716B* | Split System | 23400 | 16.5 | 9.5 | 1.92 | R-454B | 650
217947854 | TEMPSTAR | Q5H9V24*K*AAA* | ESH5X30M12A* | *80CTL0901716B* | Split System | 23400 | 16.5 | 9.5 | 1.92 | R-454B | 650
217947847 | TEMPSTAR | N5H9V24*K*AAA* | ESH5X30M12A* | *80CTL0901716B* | Split System | 23400 | 16.5 | 9.5 | 1.92 | R-454B | 650
217948367 | TEMPSTAR | Q5H9V24*K*AAA* | ESH5X30M12A* | *80VTL0701716B* | Split System | 23400 | 16.5 | 9.5 | 1.92 | R-454B | 650
217946801 | TEMPSTAR | Q5H9V24*K*AAA* | ESH5X30M12A* | *97CTN0801716A* | Split System | 23400 | 16.5 | 9.5 | 1.92 | R-454B | 650
217946794 | TEMPSTAR | N5H9V24*K*AAA* | ESH5X30M12A* | *97CTN0801716A* | Split System | 23400 | 16.5 | 9.5 | 1.92 | R-454B | 650
217948375 | TEMPSTAR | N5H9V24*K*AAA* | ESH5X30M12A* | *96CTN0801714B* | Split System | 23600 | 16.5 | 9.5 | 1.92 | R-454B | 650
217948382 | TEMPSTAR | Q5H9V24*K*AAA* | ESH5X30M12A* | *96CTN0801714B* | Split System | 23600 | 16.5 | 9.5 | 1.92 | R-454B | 650
217945832 | TEMPSTAR | N5H9V24*K*AAA* | ESH5X36M12A* | *97CMN0801714B* | Split System | 23800 | 16.5 | 9.5 | 1.92 | R-454B | 650
217945839 | TEMPSTAR | Q5H9V24*K*AAA* | ESH5X36M12A* | *97CMN0801714B* | Split System | 23800 | 16.5 | 9.5 | 1.92 | R-454B | 650
217944742 | TEMPSTAR | Q5H9V24*K*AAA* | ESH5X30M12A* | *96VTN0802120B* | Split System | 23800 | 16.5 | 9.5 | 1.92 | R-454B | 650
217944750 | TEMPSTAR | N5H9V24*K*AAA* | ESH5X30M12A* | *97VTN0802120A* | Split System | 23800 | 16.5 | 9.5 | 1.92 | R-454B | 650
217944712 | TEMPSTAR | Q5H9V24*K*AAA* | ESH5X30M12A* | *96VSN0802120B* | Split System | 23800 | 16.5 | 9.5 | 1.92 | R-454B | 650
217945794 | TEMPSTAR | Q5H9V24*K*AAA* | ESH5X30M12A* | *96VTN1202422B* | Split System | 23800 | 16.5 | 9.5 | 1.92 | R-454B | 650
217944705 | TEMPSTAR | N5H9V24*K*AAA* | ESH5X30M12A* | *96VSN0802120B* | Split System | 23800 | 16.5 | 9.5 | 1.92 | R-454B | 650
217944757 | TEMPSTAR | Q5H9V24*K*AAA* | ESH5X30M12A* | *97VTN0802120A* | Split System | 23800 | 16.5 | 9.5 | 1.92 | R-454B | 650
217945817 | TEMPSTAR | N5H9V24*K*AAA* | ESH5X30M12A* | *97VTN1202422A* | Split System | 23800 | 16.5 | 9.5 | 1.92 | R-454B | 650
217945824 | TEMPSTAR | Q5H9V24*K*AAA* | ESH5X30M12A* | *97VTN1202422A* | Split System | 23800 | 16.5 | 9.5 | 1.92 | R-454B | 650
217944735 | TEMPSTAR | N5H9V24*K*AAA* | ESH5X30M12A* | *96VTN0802120B* | Split System | 23800 | 16.5 | 9.5 | 1.92 | R-454B | 650
217945787 | TEMPSTAR | N5H9V24*K*AAA* | ESH5X30M12A* | *96VTN1202422B* | Split System | 23800 | 16.5 | 9.5 | 1.92 | R-454B | 650
217946185 | TEMPSTAR | Q5H9V24*K*AAA* | ESH5X30M12A* | *80VSL0901716B* | Split System | 23400 | 16.5 | 9.5 | 1.94 | R-454B | 650
217946178 | TEMPSTAR | N5H9V24*K*AAA* | ESH5X30M12A* | *80VSL0901716B* | Split System | 23400 | 16.5 | 9.5 | 1.94 | R-454B | 650
217946231 | TEMPSTAR | Q5H9V24*K*AAA* | ESH5X30M12A* | *95MSU0601716A* | Split System | 23400 | 16.5 | 9.5 | 1.94 | R-454B | 650
217946224 | TEMPSTAR | N5H9V24*K*AAA* | ESH5X30M12A* | *95MSU0601716A* | Split System | 23400 | 16.5 | 9.5 | 1.94 | R-454B | 650
217945282 | TEMPSTAR | Q5H9V24*K*AAA* | EA*5X30M17A* | OLV098A12* | Split System | 23400 | 16.5 | 9.5 | 1.94 | R-454B | 650
217945275 | TEMPSTAR | N5H9V24*K*AAA* | EA*5X30M17A* | OLV098A12* | Split System | 23400 | 16.5 | 9.5 | 1.94 | R-454B | 650
217951529 | TEMPSTAR | N5H9V24*K*AAA* | EA*5X30M17A* | OMV098J12* | Split System | 23600 | 16.5 | 9.5 | 1.94 | R-454B | 650
217951536 | TEMPSTAR | Q5H9V24*K*AAA* | EA*5X30M17A* | OMV098J12* | Split System | 23600 | 16.5 | 9.5 | 1.94 | R-454B | 650
218019022 | ACIQ | N5H9V24*K*AAA* | EA*5X30M14A* | *96VTN0601412B* | Split System | 23000 | 17 | 9.5 | 1.9 | R-454B | 650
218019020 | ACIQ | N5H9V24*K*AAA* | EA*5X30M14A* | *96VSN0601412B* | Split System | 23000 | 17 | 9.5 | 1.9 | R-454B | 650
218018437 | ACIQ | N5H9V24*K*AAA* | EA*5X24M14A* | *96VSN0601412B* | Split System | 23000 | 17 | 9.5 | 1.92 | R-454B | 650
218019317 | ACIQ | N5H9V24*K*AAA* | EA*5X24M17A* | *96VSN0601716B* | Split System | 23200 | 17 | 9.5 | 1.92 | R-454B | 650
218019318 | ACIQ | N5H9V24*K*AAA* | EA*5X24M17A* | *96VTN0601716B* | Split System | 23200 | 17 | 9.5 | 1.92 | R-454B | 650
218019320 | ACIQ | N5H9V24*K*AAA* | EA*5X24M17A* | *97VTN0601716A* | Split System | 23200 | 17 | 9.5 | 1.92 | R-454B | 650
218019362 | ACIQ | N5H9V24*K*AAA* | EA*5X24M17A* | *97CTN0801716A* | Split System | 23200 | 17 | 9.5 | 1.92 | R-454B | 650
218020584 | ACIQ | N5H9V24*K*AAA* | EA*5X24M17A* | *96CTN0601714B* | Split System | 23200 | 17 | 9.5 | 1.92 | R-454B | 650
218018452 | ACIQ | N5H9V24*K*AAA* | EA*5X36M17A* | *96VSN0401712B* | Split System | 23200 | 17 | 9.5 | 1.92 | R-454B | 650
218018457 | ACIQ | N5H9V24*K*AAA* | EA*5X36M17A* | *96VTN0401712B* | Split System | 23200 | 17 | 9.5 | 1.92 | R-454B | 650
218019209 | ACIQ | N5H9V24*K*AAA* | EA*5X30M17A* | *96VTN0601412B* | Split System | 23400 | 17 | 9.5 | 1.92 | R-454B | 650
218019322 | ACIQ | N5H9V24*K*AAA* | EA*5X30M17A* | *95MSU0401712A* | Split System | 23400 | 17 | 9.5 | 1.92 | R-454B | 650
218019207 | ACIQ | N5H9V24*K*AAA* | EA*5X30M17A* | *96VSN0601412B* | Split System | 23400 | 17 | 9.5 | 1.92 | R-454B | 650
218019366 | ACIQ | N5H9V24*K*AAA* | EA*5X30M17A* | *80CTL0451712B* | Split System | 23400 | 17 | 9.5 | 1.92 | R-454B | 650
218019361 | ACIQ | N5H9V24*K*AAA* | EA*5X24M17A* | *95CSU0601716B* | Split System | 23400 | 17 | 9.5 | 1.92 | R-454B | 650
218019364 | ACIQ | N5H9V24*K*AAA* | EA*5X24M17A* | OMV112K14A | Split System | 23400 | 17 | 9.5 | 1.92 | R-454B | 650
218018808 | ACIQ | N5H9V24*K*AAA* | EA*5X36M17A* | OMV098J12* | Split System | 23600 | 17 | 9.5 | 1.92 | R-454B | 650
218019245 | ACIQ | N5H9V24*K*AAA* | ESH5X36M12A* | *96VTN0601716B* | Split System | 23800 | 17 | 9.5 | 1.92 | R-454B | 650
218019247 | ACIQ | N5H9V24*K*AAA* | ESH5X36M12A* | *97VTN0601716A* | Split System | 23800 | 17 | 9.5 | 1.92 | R-454B | 650
218019242 | ACIQ | N5H9V24*K*AAA* | ESH5X36M12A* | *96VSN0601716B* | Split System | 23800 | 17 | 9.5 | 1.92 | R-454B | 650
218018542 | ACIQ | N5H9V24*K*AAA* | ESH5X36M12A* | *80CTL0701716B* | Split System | 23800 | 17 | 9.5 | 1.92 | R-454B | 650
218019026 | ACIQ | N5H9V24*K*AAA* | EA*5X37M17A* | *96VTN0401410B* | Split System | 23800 | 17 | 9.5 | 1.92 | R-454B | 650
218019433 | ACIQ | N5H9V24*K*AAA* | ESH5X30M12A* | OMV098J12* | Split System | 23800 | 17 | 9.5 | 1.92 | R-454B | 650
218018779 | ACIQ | N5H9V24*K*AAA* | ESH5X36M12A* | *96VSN0801716B* | Split System | 24000 | 17 | 9.5 | 1.92 | R-454B | 650
218018789 | ACIQ | N5H9V24*K*AAA* | ESH5X36M12A* | *96VTN0801716B* | Split System | 24000 | 17 | 9.5 | 1.92 | R-454B | 650
218018795 | ACIQ | N5H9V24*K*AAA* | ESH5X36M12A* | *97VTN0801716A* | Split System | 24000 | 17 | 9.5 | 1.92 | R-454B | 650
217947910 | AIRQUEST | Q5H9V24*K*AAA* | EA*5X30M14A* | *96VSN0601412B* | Split System | 23000 | 17 | 9.5 | 1.9 | R-454B | 650
217947903 | AIRQUEST | N5H9V24*K*AAA* | EA*5X30M14A* | *96VSN0601412B* | Split System | 23000 | 17 | 9.5 | 1.9 | R-454B | 650
217947925 | AIRQUEST | Q5H9V24*K*AAA* | EA*5X30M14A* | *96VTN0601412B* | Split System | 23000 | 17 | 9.5 | 1.9 | R-454B | 650
217947918 | AIRQUEST | N5H9V24*K*AAA* | EA*5X30M14A* | *96VTN0601412B* | Split System | 23000 | 17 | 9.5 | 1.9 | R-454B | 650
217946053 | AIRQUEST | N5H9V24*K*AAA* | EA*5X24M14A* | *96VTN0601412B* | Split System | 23000 | 17 | 9.5 | 1.92 | R-454B | 650
217946045 | AIRQUEST | Q5H9V24*K*AAA* | EA*5X24M14A* | *96VSN0601412B* | Split System | 23000 | 17 | 9.5 | 1.92 | R-454B | 650
217946038 | AIRQUEST | N5H9V24*K*AAA* | EA*5X24M14A* | *96VSN0601412B* | Split System | 23000 | 17 | 9.5 | 1.92 | R-454B | 650
217946060 | AIRQUEST | Q5H9V24*K*AAA* | EA*5X24M14A* | *96VTN0601412B* | Split System | 23000 | 17 | 9.5 | 1.92 | R-454B | 650
217945195 | AIRQUEST | N5H9V24*K*AAA* | EA*5X24M17A* | *96CTN0601714B* | Split System | 23200 | 17 | 9.5 | 1.92 | R-454B | 650
217945202 | AIRQUEST | Q5H9V24*K*AAA* | EA*5X24M17A* | *96CTN0601714B* | Split System | 23200 | 17 | 9.5 | 1.92 | R-454B | 650
217951008 | AIRQUEST | N5H9V24*K*AAA* | EA*5X24M17A* | *97CTN0801716A* | Split System | 23200 | 17 | 9.5 | 1.92 | R-454B | 650
217950625 | AIRQUEST | Q5H9V24*K*AAA* | EA*5X24M17A* | *96VSN0601716B* | Split System | 23200 | 17 | 9.5 | 1.92 | R-454B | 650
217950618 | AIRQUEST | N5H9V24*K*AAA* | EA*5X24M17A* | *96VSN0601716B* | Split System | 23200 | 17 | 9.5 | 1.92 | R-454B | 650
217950640 | AIRQUEST | Q5H9V24*K*AAA* | EA*5X24M17A* | *96VTN0601716B* | Split System | 23200 | 17 | 9.5 | 1.92 | R-454B | 650
217950648 | AIRQUEST | N5H9V24*K*AAA* | EA*5X24M17A* | *97VTN0601716A* | Split System | 23200 | 17 | 9.5 | 1.92 | R-454B | 650
217951015 | AIRQUEST | Q5H9V24*K*AAA* | EA*5X24M17A* | *97CTN0801716A* | Split System | 23200 | 17 | 9.5 | 1.92 | R-454B | 650
217950655 | AIRQUEST | Q5H9V24*K*AAA* | EA*5X24M17A* | *97VTN0601716A* | Split System | 23200 | 17 | 9.5 | 1.92 | R-454B | 650
217950633 | AIRQUEST | N5H9V24*K*AAA* | EA*5X24M17A* | *96VTN0601716B* | Split System | 23200 | 17 | 9.5 | 1.92 | R-454B | 650
217946083 | AIRQUEST | N5H9V24*K*AAA* | EA*5X36M17A* | *96VTN0401712B* | Split System | 23200 | 17 | 9.5 | 1.92 | R-454B | 650
217946068 | AIRQUEST | N5H9V24*K*AAA* | EA*5X36M17A* | *96VSN0401712B* | Split System | 23200 | 17 | 9.5 | 1.92 | R-454B | 650
217946075 | AIRQUEST | Q5H9V24*K*AAA* | EA*5X36M17A* | *96VSN0401712B* | Split System | 23200 | 17 | 9.5 | 1.92 | R-454B | 650
217946090 | AIRQUEST | Q5H9V24*K*AAA* | EA*5X36M17A* | *96VTN0401712B* | Split System | 23200 | 17 | 9.5 | 1.92 | R-454B | 650
217949595 | AIRQUEST | N5H9V24*K*AAA* | EA*5X30M17A* | *96VTN0601412B* | Split System | 23400 | 17 | 9.5 | 1.92 | R-454B | 650
217950670 | AIRQUEST | Q5H9V24*K*AAA* | EA*5X30M17A* | *95MSU0401712A* | Split System | 23400 | 17 | 9.5 | 1.92 | R-454B | 650
217949580 | AIRQUEST | N5H9V24*K*AAA* | EA*5X30M17A* | *96VSN0601412B* | Split System | 23400 | 17 | 9.5 | 1.92 | R-454B | 650
217949587 | AIRQUEST | Q5H9V24*K*AAA* | EA*5X30M17A* | *96VSN0601412B* | Split System | 23400 | 17 | 9.5 | 1.92 | R-454B | 650
217950663 | AIRQUEST | N5H9V24*K*AAA* | EA*5X30M17A* | *95MSU0401712A* | Split System | 23400 | 17 | 9.5 | 1.92 | R-454B | 650
217949602 | AIRQUEST | Q5H9V24*K*AAA* | EA*5X30M17A* | *96VTN0601412B* | Split System | 23400 | 17 | 9.5 | 1.92 | R-454B | 650
217950993 | AIRQUEST | N5H9V24*K*AAA* | EA*5X24M17A* | *95CSU0601716B* | Split System | 23400 | 17 | 9.5 | 1.92 | R-454B | 650
217951045 | AIRQUEST | Q5H9V24*K*AAA* | EA*5X30M17A* | *80CTL0451712B* | Split System | 23400 | 17 | 9.5 | 1.92 | R-454B | 650
217951038 | AIRQUEST | N5H9V24*K*AAA* | EA*5X30M17A* | *80CTL0451712B* | Split System | 23400 | 17 | 9.5 | 1.92 | R-454B | 650
217951000 | AIRQUEST | Q5H9V24*K*AAA* | EA*5X24M17A* | *95CSU0601716B* | Split System | 23400 | 17 | 9.5 | 1.92 | R-454B | 650
217951023 | AIRQUEST | N5H9V24*K*AAA* | EA*5X24M17A* | OMV112K14A | Split System | 23400 | 17 | 9.5 | 1.92 | R-454B | 650
217951030 | AIRQUEST | Q5H9V24*K*AAA* | EA*5X24M17A* | OMV112K14A | Split System | 23400 | 17 | 9.5 | 1.92 | R-454B | 650
217947038 | AIRQUEST | Q5H9V24*K*AAA* | EA*5X36M17A* | OMV098J12* | Split System | 23600 | 17 | 9.5 | 1.92 | R-454B | 650
217947031 | AIRQUEST | N5H9V24*K*AAA* | EA*5X36M17A* | OMV098J12* | Split System | 23600 | 17 | 9.5 | 1.92 | R-454B | 650
217946331 | AIRQUEST | Q5H9V24*K*AAA* | ESH5X36M12A* | *80CTL0701716B* | Split System | 23800 | 17 | 9.5 | 1.92 | R-454B | 650
217949881 | AIRQUEST | N5H9V24*K*AAA* | ESH5X36M12A* | *96VSN0601716B* | Split System | 23800 | 17 | 9.5 | 1.92 | R-454B | 650
217949923 | AIRQUEST | N5H9V24*K*AAA* | ESH5X36M12A* | *96VTN0601716B* | Split System | 23800 | 17 | 9.5 | 1.92 | R-454B | 650
217949888 | AIRQUEST | Q5H9V24*K*AAA* | ESH5X36M12A* | *96VSN0601716B* | Split System | 23800 | 17 | 9.5 | 1.92 | R-454B | 650
217949933 | AIRQUEST | Q5H9V24*K*AAA* | ESH5X36M12A* | *96VTN0601716B* | Split System | 23800 | 17 | 9.5 | 1.92 | R-454B | 650
217949961 | AIRQUEST | Q5H9V24*K*AAA* | ESH5X36M12A* | *97VTN0601716A* | Split System | 23800 | 17 | 9.5 | 1.92 | R-454B | 650
217946324 | AIRQUEST | N5H9V24*K*AAA* | ESH5X36M12A* | *80CTL0701716B* | Split System | 23800 | 17 | 9.5 | 1.92 | R-454B | 650
217949948 | AIRQUEST | N5H9V24*K*AAA* | ESH5X36M12A* | *97VTN0601716A* | Split System | 23800 | 17 | 9.5 | 1.92 | R-454B | 650
217947948 | AIRQUEST | N5H9V24*K*AAA* | EA*5X37M17A* | *96VTN0401410B* | Split System | 23800 | 17 | 9.5 | 1.92 | R-454B | 650
217947955 | AIRQUEST | Q5H9V24*K*AAA* | EA*5X37M17A* | *96VTN0401410B* | Split System | 23800 | 17 | 9.5 | 1.92 | R-454B | 650
217952488 | AIRQUEST | N5H9V24*K*AAA* | ESH5X30M12A* | OMV098J12* | Split System | 23800 | 17 | 9.5 | 1.92 | R-454B | 650
217952495 | AIRQUEST | Q5H9V24*K*AAA* | ESH5X30M12A* | OMV098J12* | Split System | 23800 | 17 | 9.5 | 1.92 | R-454B | 650
217946971 | AIRQUEST | N5H9V24*K*AAA* | ESH5X36M12A* | *96VSN0801716B* | Split System | 24000 | 17 | 9.5 | 1.92 | R-454B | 650
217946986 | AIRQUEST | N5H9V24*K*AAA* | ESH5X36M12A* | *96VTN0801716B* | Split System | 24000 | 17 | 9.5 | 1.92 | R-454B | 650
217947001 | AIRQUEST | N5H9V24*K*AAA* | ESH5X36M12A* | *97VTN0801716A* | Split System | 24000 | 17 | 9.5 | 1.92 | R-454B | 650
217946978 | AIRQUEST | Q5H9V24*K*AAA* | ESH5X36M12A* | *96VSN0801716B* | Split System | 24000 | 17 | 9.5 | 1.92 | R-454B | 650
217947008 | AIRQUEST | Q5H9V24*K*AAA* | ESH5X36M12A* | *97VTN0801716A* | Split System | 24000 | 17 | 9.5 | 1.92 | R-454B | 650
217946993 | AIRQUEST | Q5H9V24*K*AAA* | ESH5X36M12A* | *96VTN0801716B* | Split System | 24000 | 17 | 9.5 | 1.92 | R-454B | 650
217947909 | ARCOAIRE | Q5H9V24*K*AAA* | EA*5X30M14A* | *96VSN0601412B* | Split System | 23000 | 17 | 9.5 | 1.9 | R-454B | 650
217947902 | ARCOAIRE | N5H9V24*K*AAA* | EA*5X30M14A* | *96VSN0601412B* | Split System | 23000 | 17 | 9.5 | 1.9 | R-454B | 650
217947917 | ARCOAIRE | N5H9V24*K*AAA* | EA*5X30M14A* | *96VTN0601412B* | Split System | 23000 | 17 | 9.5 | 1.9 | R-454B | 650
217947924 | ARCOAIRE | Q5H9V24*K*AAA* | EA*5X30M14A* | *96VTN0601412B* | Split System | 23000 | 17 | 9.5 | 1.9 | R-454B | 650
217946037 | ARCOAIRE | N5H9V24*K*AAA* | EA*5X24M14A* | *96VSN0601412B* | Split System | 23000 | 17 | 9.5 | 1.92 | R-454B | 650
217946052 | ARCOAIRE | N5H9V24*K*AAA* | EA*5X24M14A* | *96VTN0601412B* | Split System | 23000 | 17 | 9.5 | 1.92 | R-454B | 650
217946059 | ARCOAIRE | Q5H9V24*K*AAA* | EA*5X24M14A* | *96VTN0601412B* | Split System | 23000 | 17 | 9.5 | 1.92 | R-454B | 650
217946044 | ARCOAIRE | Q5H9V24*K*AAA* | EA*5X24M14A* | *96VSN0601412B* | Split System | 23000 | 17 | 9.5 | 1.92 | R-454B | 650
217945194 | ARCOAIRE | N5H9V24*K*AAA* | EA*5X24M17A* | *96CTN0601714B* | Split System | 23200 | 17 | 9.5 | 1.92 | R-454B | 650
217945201 | ARCOAIRE | Q5H9V24*K*AAA* | EA*5X24M17A* | *96CTN0601714B* | Split System | 23200 | 17 | 9.5 | 1.92 | R-454B | 650
217950617 | ARCOAIRE | N5H9V24*K*AAA* | EA*5X24M17A* | *96VSN0601716B* | Split System | 23200 | 17 | 9.5 | 1.92 | R-454B | 650
217950632 | ARCOAIRE | N5H9V24*K*AAA* | EA*5X24M17A* | *96VTN0601716B* | Split System | 23200 | 17 | 9.5 | 1.92 | R-454B | 650
217951007 | ARCOAIRE | N5H9V24*K*AAA* | EA*5X24M17A* | *97CTN0801716A* | Split System | 23200 | 17 | 9.5 | 1.92 | R-454B | 650
217950647 | ARCOAIRE | N5H9V24*K*AAA* | EA*5X24M17A* | *97VTN0601716A* | Split System | 23200 | 17 | 9.5 | 1.92 | R-454B | 650
217951014 | ARCOAIRE | Q5H9V24*K*AAA* | EA*5X24M17A* | *97CTN0801716A* | Split System | 23200 | 17 | 9.5 | 1.92 | R-454B | 650
217950639 | ARCOAIRE | Q5H9V24*K*AAA* | EA*5X24M17A* | *96VTN0601716B* | Split System | 23200 | 17 | 9.5 | 1.92 | R-454B | 650
217950654 | ARCOAIRE | Q5H9V24*K*AAA* | EA*5X24M17A* | *97VTN0601716A* | Split System | 23200 | 17 | 9.5 | 1.92 | R-454B | 650
217950624 | ARCOAIRE | Q5H9V24*K*AAA* | EA*5X24M17A* | *96VSN0601716B* | Split System | 23200 | 17 | 9.5 | 1.92 | R-454B | 650
217946089 | ARCOAIRE | Q5H9V24*K*AAA* | EA*5X36M17A* | *96VTN0401712B* | Split System | 23200 | 17 | 9.5 | 1.92 | R-454B | 650
217946067 | ARCOAIRE | N5H9V24*K*AAA* | EA*5X36M17A* | *96VSN0401712B* | Split System | 23200 | 17 | 9.5 | 1.92 | R-454B | 650
217946082 | ARCOAIRE | N5H9V24*K*AAA* | EA*5X36M17A* | *96VTN0401712B* | Split System | 23200 | 17 | 9.5 | 1.92 | R-454B | 650
217946074 | ARCOAIRE | Q5H9V24*K*AAA* | EA*5X36M17A* | *96VSN0401712B* | Split System | 23200 | 17 | 9.5 | 1.92 | R-454B | 650
217950669 | ARCOAIRE | Q5H9V24*K*AAA* | EA*5X30M17A* | *95MSU0401712A* | Split System | 23400 | 17 | 9.5 | 1.92 | R-454B | 650
217949586 | ARCOAIRE | Q5H9V24*K*AAA* | EA*5X30M17A* | *96VSN0601412B* | Split System | 23400 | 17 | 9.5 | 1.92 | R-454B | 650
217949594 | ARCOAIRE | N5H9V24*K*AAA* | EA*5X30M17A* | *96VTN0601412B* | Split System | 23400 | 17 | 9.5 | 1.92 | R-454B | 650
217950662 | ARCOAIRE | N5H9V24*K*AAA* | EA*5X30M17A* | *95MSU0401712A* | Split System | 23400 | 17 | 9.5 | 1.92 | R-454B | 650
217949601 | ARCOAIRE | Q5H9V24*K*AAA* | EA*5X30M17A* | *96VTN0601412B* | Split System | 23400 | 17 | 9.5 | 1.92 | R-454B | 650
217949579 | ARCOAIRE | N5H9V24*K*AAA* | EA*5X30M17A* | *96VSN0601412B* | Split System | 23400 | 17 | 9.5 | 1.92 | R-454B | 650
217950999 | ARCOAIRE | Q5H9V24*K*AAA* | EA*5X24M17A* | *95CSU0601716B* | Split System | 23400 | 17 | 9.5 | 1.92 | R-454B | 650
217951044 | ARCOAIRE | Q5H9V24*K*AAA* | EA*5X30M17A* | *80CTL0451712B* | Split System | 23400 | 17 | 9.5 | 1.92 | R-454B | 650
217950992 | ARCOAIRE | N5H9V24*K*AAA* | EA*5X24M17A* | *95CSU0601716B* | Split System | 23400 | 17 | 9.5 | 1.92 | R-454B | 650
217951037 | ARCOAIRE | N5H9V24*K*AAA* | EA*5X30M17A* | *80CTL0451712B* | Split System | 23400 | 17 | 9.5 | 1.92 | R-454B | 650
217951029 | ARCOAIRE | Q5H9V24*K*AAA* | EA*5X24M17A* | OMV112K14A | Split System | 23400 | 17 | 9.5 | 1.92 | R-454B | 650
217951022 | ARCOAIRE | N5H9V24*K*AAA* | EA*5X24M17A* | OMV112K14A | Split System | 23400 | 17 | 9.5 | 1.92 | R-454B | 650
217947030 | ARCOAIRE | N5H9V24*K*AAA* | EA*5X36M17A* | OMV098J12* | Split System | 23600 | 17 | 9.5 | 1.92 | R-454B | 650
217947037 | ARCOAIRE | Q5H9V24*K*AAA* | EA*5X36M17A* | OMV098J12* | Split System | 23600 | 17 | 9.5 | 1.92 | R-454B | 650
217946323 | ARCOAIRE | N5H9V24*K*AAA* | ESH5X36M12A* | *80CTL0701716B* | Split System | 23800 | 17 | 9.5 | 1.92 | R-454B | 650
217946330 | ARCOAIRE | Q5H9V24*K*AAA* | ESH5X36M12A* | *80CTL0701716B* | Split System | 23800 | 17 | 9.5 | 1.92 | R-454B | 650
217949880 | ARCOAIRE | N5H9V24*K*AAA* | ESH5X36M12A* | *96VSN0601716B* | Split System | 23800 | 17 | 9.5 | 1.92 | R-454B | 650
217949932 | ARCOAIRE | Q5H9V24*K*AAA* | ESH5X36M12A* | *96VTN0601716B* | Split System | 23800 | 17 | 9.5 | 1.92 | R-454B | 650
217949959 | ARCOAIRE | Q5H9V24*K*AAA* | ESH5X36M12A* | *97VTN0601716A* | Split System | 23800 | 17 | 9.5 | 1.92 | R-454B | 650
217949946 | ARCOAIRE | N5H9V24*K*AAA* | ESH5X36M12A* | *97VTN0601716A* | Split System | 23800 | 17 | 9.5 | 1.92 | R-454B | 650
217949921 | ARCOAIRE | N5H9V24*K*AAA* | ESH5X36M12A* | *96VTN0601716B* | Split System | 23800 | 17 | 9.5 | 1.92 | R-454B | 650
217949887 | ARCOAIRE | Q5H9V24*K*AAA* | ESH5X36M12A* | *96VSN0601716B* | Split System | 23800 | 17 | 9.5 | 1.92 | R-454B | 650
217947947 | ARCOAIRE | N5H9V24*K*AAA* | EA*5X37M17A* | *96VTN0401410B* | Split System | 23800 | 17 | 9.5 | 1.92 | R-454B | 650
217947954 | ARCOAIRE | Q5H9V24*K*AAA* | EA*5X37M17A* | *96VTN0401410B* | Split System | 23800 | 17 | 9.5 | 1.92 | R-454B | 650
217952494 | ARCOAIRE | Q5H9V24*K*AAA* | ESH5X30M12A* | OMV098J12* | Split System | 23800 | 17 | 9.5 | 1.92 | R-454B | 650
217952487 | ARCOAIRE | N5H9V24*K*AAA* | ESH5X30M12A* | OMV098J12* | Split System | 23800 | 17 | 9.5 | 1.92 | R-454B | 650
217947000 | ARCOAIRE | N5H9V24*K*AAA* | ESH5X36M12A* | *97VTN0801716A* | Split System | 24000 | 17 | 9.5 | 1.92 | R-454B | 650
217947007 | ARCOAIRE | Q5H9V24*K*AAA* | ESH5X36M12A* | *97VTN0801716A* | Split System | 24000 | 17 | 9.5 | 1.92 | R-454B | 650
217946970 | ARCOAIRE | N5H9V24*K*AAA* | ESH5X36M12A* | *96VSN0801716B* | Split System | 24000 | 17 | 9.5 | 1.92 | R-454B | 650
217946977 | ARCOAIRE | Q5H9V24*K*AAA* | ESH5X36M12A* | *96VSN0801716B* | Split System | 24000 | 17 | 9.5 | 1.92 | R-454B | 650
217946992 | ARCOAIRE | Q5H9V24*K*AAA* | ESH5X36M12A* | *96VTN0801716B* | Split System | 24000 | 17 | 9.5 | 1.92 | R-454B | 650
217946985 | ARCOAIRE | N5H9V24*K*AAA* | ESH5X36M12A* | *96VTN0801716B* | Split System | 24000 | 17 | 9.5 | 1.92 | R-454B | 650
217947901 | BRYANT HEATING AND COOLING SYSTEMS | 249VAN024**AA* | CAA**3014AM* | 926SB36060V14*** | Split System | 23000 | 17 | 9.5 | 1.9 | R-454B | 650
217947916 | BRYANT HEATING AND COOLING SYSTEMS | 249VAN024**AA* | CAA**3014AM* | 926TC36060V14*** | Split System | 23000 | 17 | 9.5 | 1.9 | R-454B | 650
217946036 | BRYANT HEATING AND COOLING SYSTEMS | 249VAN024**AA* | CAA**2414AM* | 926SB36060V14*** | Split System | 23000 | 17 | 9.5 | 1.92 | R-454B | 650
217946051 | BRYANT HEATING AND COOLING SYSTEMS | 249VAN024**AA* | CAA**2414AM* | 926TC36060V14*** | Split System | 23000 | 17 | 9.5 | 1.92 | R-454B | 650
217945193 | BRYANT HEATING AND COOLING SYSTEMS | 249VAN024**AA* | CAA**2417AM* | 986TD42060C17*** | Split System | 23200 | 17 | 9.5 | 1.92 | R-454B | 650
217951006 | BRYANT HEATING AND COOLING SYSTEMS | 249VAN024**AA* | CAA**2417AM* | 987TA48080C17*** | Split System | 23200 | 17 | 9.5 | 1.92 | R-454B | 650
217950616 | BRYANT HEATING AND COOLING SYSTEMS | 249VAN024**AA* | CAA**2417AM* | 926SB48060V17*** | Split System | 23200 | 17 | 9.5 | 1.92 | R-454B | 650
217950631 | BRYANT HEATING AND COOLING SYSTEMS | 249VAN024**AA* | CAA**2417AM* | 926TC48060V17*** | Split System | 23200 | 17 | 9.5 | 1.92 | R-454B | 650
217950646 | BRYANT HEATING AND COOLING SYSTEMS | 249VAN024**AA* | CAA**2417AM* | 927TA48060V17*** | Split System | 23200 | 17 | 9.5 | 1.92 | R-454B | 650
217946066 | BRYANT HEATING AND COOLING SYSTEMS | 249VAN024**AA* | CAA**3617AM* | 926SB36040V17*** | Split System | 23200 | 17 | 9.5 | 1.92 | R-454B | 650
217946081 | BRYANT HEATING AND COOLING SYSTEMS | 249VAN024**AA* | CAA**3617AM* | 926TC36040V17*** | Split System | 23200 | 17 | 9.5 | 1.92 | R-454B | 650
217949578 | BRYANT HEATING AND COOLING SYSTEMS | 249VAN024**AA* | CAA**3017AM* | 926SB36060V14*** | Split System | 23400 | 17 | 9.5 | 1.92 | R-454B | 650
217949593 | BRYANT HEATING AND COOLING SYSTEMS | 249VAN024**AA* | CAA**3017AM* | 926TC36060V14*** | Split System | 23400 | 17 | 9.5 | 1.92 | R-454B | 650
217950661 | BRYANT HEATING AND COOLING SYSTEMS | 249VAN024**AA* | CAA**3017AM* | 935SB36040M17*** | Split System | 23400 | 17 | 9.5 | 1.92 | R-454B | 650
217950991 | BRYANT HEATING AND COOLING SYSTEMS | 249VAN024**AA* | CAA**2417AM* | 935CB48060C17*** | Split System | 23400 | 17 | 9.5 | 1.92 | R-454B | 650
217951036 | BRYANT HEATING AND COOLING SYSTEMS | 249VAN024**AA* | CAA**3017AM* | 88*TB36045C17*** | Split System | 23400 | 17 | 9.5 | 1.92 | R-454B | 650
217951021 | BRYANT HEATING AND COOLING SYSTEMS | 249VAN024**AA* | CAA**2417AM* | OVMAAB042112 | Split System | 23400 | 17 | 9.5 | 1.92 | R-454B | 650
217947029 | BRYANT HEATING AND COOLING SYSTEMS | 249VAN024**AA* | CAA**3617AM* | OVMAAB036098 | Split System | 23600 | 17 | 9.5 | 1.92 | R-454B | 650
217946322 | BRYANT HEATING AND COOLING SYSTEMS | 249VAN024**AA* | CSAH*3612AM* | 88*TB48070C17*** | Split System | 23800 | 17 | 9.5 | 1.92 | R-454B | 650
217949944 | BRYANT HEATING AND COOLING SYSTEMS | 249VAN024**AA* | CSAH*3612AM* | 927TA48060V17*** | Split System | 23800 | 17 | 9.5 | 1.92 | R-454B | 650
217949918 | BRYANT HEATING AND COOLING SYSTEMS | 249VAN024**AA* | CSAH*3612AM* | 926TC48060V17*** | Split System | 23800 | 17 | 9.5 | 1.92 | R-454B | 650
217949879 | BRYANT HEATING AND COOLING SYSTEMS | 249VAN024**AA* | CSAH*3612AM* | 926SB48060V17*** | Split System | 23800 | 17 | 9.5 | 1.92 | R-454B | 650
217947946 | BRYANT HEATING AND COOLING SYSTEMS | 249VAN024**AA* | CAA**3717AM* | 926TC30040V14*** | Split System | 23800 | 17 | 9.5 | 1.92 | R-454B | 650
217952486 | BRYANT HEATING AND COOLING SYSTEMS | 249VAN024**AA* | CSAH*3012AM* | OVMAAB036098 | Split System | 23800 | 17 | 9.5 | 1.92 | R-454B | 650
217946969 | BRYANT HEATING AND COOLING SYSTEMS | 249VAN024**AA* | CSAH*3612AM* | 926SB48080V17*** | Split System | 24000 | 17 | 9.5 | 1.92 | R-454B | 650
217946984 | BRYANT HEATING AND COOLING SYSTEMS | 249VAN024**AA* | CSAH*3612AM* | 926TC48080V17*** | Split System | 24000 | 17 | 9.5 | 1.92 | R-454B | 650
217946999 | BRYANT HEATING AND COOLING SYSTEMS | 249VAN024**AA* | CSAH*3612AM* | 927TA48080V17*** | Split System | 24000 | 17 | 9.5 | 1.92 | R-454B | 650
217952485 | CARRIER | 27VPA924A*030* | CSAH*3012AM* | OVMAAB036098 | Split System | 23800 | 17 | 9.5 | 1.92 | R-454B | 650
217947911 | COMFORTMAKER | Q5H9V24*K*AAA* | EA*5X30M14A* | *96VSN0601412B* | Split System | 23000 | 17 | 9.5 | 1.9 | R-454B | 650
217947926 | COMFORTMAKER | Q5H9V24*K*AAA* | EA*5X30M14A* | *96VTN0601412B* | Split System | 23000 | 17 | 9.5 | 1.9 | R-454B | 650
217947919 | COMFORTMAKER | N5H9V24*K*AAA* | EA*5X30M14A* | *96VTN0601412B* | Split System | 23000 | 17 | 9.5 | 1.9 | R-454B | 650
217947904 | COMFORTMAKER | N5H9V24*K*AAA* | EA*5X30M14A* | *96VSN0601412B* | Split System | 23000 | 17 | 9.5 | 1.9 | R-454B | 650
217946046 | COMFORTMAKER | Q5H9V24*K*AAA* | EA*5X24M14A* | *96VSN0601412B* | Split System | 23000 | 17 | 9.5 | 1.92 | R-454B | 650
217946039 | COMFORTMAKER | N5H9V24*K*AAA* | EA*5X24M14A* | *96VSN0601412B* | Split System | 23000 | 17 | 9.5 | 1.92 | R-454B | 650
217946054 | COMFORTMAKER | N5H9V24*K*AAA* | EA*5X24M14A* | *96VTN0601412B* | Split System | 23000 | 17 | 9.5 | 1.92 | R-454B | 650
217946061 | COMFORTMAKER | Q5H9V24*K*AAA* | EA*5X24M14A* | *96VTN0601412B* | Split System | 23000 | 17 | 9.5 | 1.92 | R-454B | 650
217945203 | COMFORTMAKER | Q5H9V24*K*AAA* | EA*5X24M17A* | *96CTN0601714B* | Split System | 23200 | 17 | 9.5 | 1.92 | R-454B | 650
217945196 | COMFORTMAKER | N5H9V24*K*AAA* | EA*5X24M17A* | *96CTN0601714B* | Split System | 23200 | 17 | 9.5 | 1.92 | R-454B | 650
217950649 | COMFORTMAKER | N5H9V24*K*AAA* | EA*5X24M17A* | *97VTN0601716A* | Split System | 23200 | 17 | 9.5 | 1.92 | R-454B | 650
217950626 | COMFORTMAKER | Q5H9V24*K*AAA* | EA*5X24M17A* | *96VSN0601716B* | Split System | 23200 | 17 | 9.5 | 1.92 | R-454B | 650
217950641 | COMFORTMAKER | Q5H9V24*K*AAA* | EA*5X24M17A* | *96VTN0601716B* | Split System | 23200 | 17 | 9.5 | 1.92 | R-454B | 650
217950634 | COMFORTMAKER | N5H9V24*K*AAA* | EA*5X24M17A* | *96VTN0601716B* | Split System | 23200 | 17 | 9.5 | 1.92 | R-454B | 650
217951009 | COMFORTMAKER | N5H9V24*K*AAA* | EA*5X24M17A* | *97CTN0801716A* | Split System | 23200 | 17 | 9.5 | 1.92 | R-454B | 650
217951016 | COMFORTMAKER | Q5H9V24*K*AAA* | EA*5X24M17A* | *97CTN0801716A* | Split System | 23200 | 17 | 9.5 | 1.92 | R-454B | 650
217950656 | COMFORTMAKER | Q5H9V24*K*AAA* | EA*5X24M17A* | *97VTN0601716A* | Split System | 23200 | 17 | 9.5 | 1.92 | R-454B | 650
217950619 | COMFORTMAKER | N5H9V24*K*AAA* | EA*5X24M17A* | *96VSN0601716B* | Split System | 23200 | 17 | 9.5 | 1.92 | R-454B | 650
217946084 | COMFORTMAKER | N5H9V24*K*AAA* | EA*5X36M17A* | *96VTN0401712B* | Split System | 23200 | 17 | 9.5 | 1.92 | R-454B | 650
217946069 | COMFORTMAKER | N5H9V24*K*AAA* | EA*5X36M17A* | *96VSN0401712B* | Split System | 23200 | 17 | 9.5 | 1.92 | R-454B | 650
217946076 | COMFORTMAKER | Q5H9V24*K*AAA* | EA*5X36M17A* | *96VSN0401712B* | Split System | 23200 | 17 | 9.5 | 1.92 | R-454B | 650
217946091 | COMFORTMAKER | Q5H9V24*K*AAA* | EA*5X36M17A* | *96VTN0401712B* | Split System | 23200 | 17 | 9.5 | 1.92 | R-454B | 650
217949596 | COMFORTMAKER | N5H9V24*K*AAA* | EA*5X30M17A* | *96VTN0601412B* | Split System | 23400 | 17 | 9.5 | 1.92 | R-454B | 650
217949603 | COMFORTMAKER | Q5H9V24*K*AAA* | EA*5X30M17A* | *96VTN0601412B* | Split System | 23400 | 17 | 9.5 | 1.92 | R-454B | 650
217950664 | COMFORTMAKER | N5H9V24*K*AAA* | EA*5X30M17A* | *95MSU0401712A* | Split System | 23400 | 17 | 9.5 | 1.92 | R-454B | 650
217950671 | COMFORTMAKER | Q5H9V24*K*AAA* | EA*5X30M17A* | *95MSU0401712A* | Split System | 23400 | 17 | 9.5 | 1.92 | R-454B | 650
217949581 | COMFORTMAKER | N5H9V24*K*AAA* | EA*5X30M17A* | *96VSN0601412B* | Split System | 23400 | 17 | 9.5 | 1.92 | R-454B | 650
217949588 | COMFORTMAKER | Q5H9V24*K*AAA* | EA*5X30M17A* | *96VSN0601412B* | Split System | 23400 | 17 | 9.5 | 1.92 | R-454B | 650
217951046 | COMFORTMAKER | Q5H9V24*K*AAA* | EA*5X30M17A* | *80CTL0451712B* | Split System | 23400 | 17 | 9.5 | 1.92 | R-454B | 650
217950994 | COMFORTMAKER | N5H9V24*K*AAA* | EA*5X24M17A* | *95CSU0601716B* | Split System | 23400 | 17 | 9.5 | 1.92 | R-454B | 650
217951039 | COMFORTMAKER | N5H9V24*K*AAA* | EA*5X30M17A* | *80CTL0451712B* | Split System | 23400 | 17 | 9.5 | 1.92 | R-454B | 650
217951001 | COMFORTMAKER | Q5H9V24*K*AAA* | EA*5X24M17A* | *95CSU0601716B* | Split System | 23400 | 17 | 9.5 | 1.92 | R-454B | 650
217951031 | COMFORTMAKER | Q5H9V24*K*AAA* | EA*5X24M17A* | OMV112K14A | Split System | 23400 | 17 | 9.5 | 1.92 | R-454B | 650
217951024 | COMFORTMAKER | N5H9V24*K*AAA* | EA*5X24M17A* | OMV112K14A | Split System | 23400 | 17 | 9.5 | 1.92 | R-454B | 650
217947032 | COMFORTMAKER | N5H9V24*K*AAA* | EA*5X36M17A* | OMV098J12* | Split System | 23600 | 17 | 9.5 | 1.92 | R-454B | 650
217947039 | COMFORTMAKER | Q5H9V24*K*AAA* | EA*5X36M17A* | OMV098J12* | Split System | 23600 | 17 | 9.5 | 1.92 | R-454B | 650
217946332 | COMFORTMAKER | Q5H9V24*K*AAA* | ESH5X36M12A* | *80CTL0701716B* | Split System | 23800 | 17 | 9.5 | 1.92 | R-454B | 650
217946325 | COMFORTMAKER | N5H9V24*K*AAA* | ESH5X36M12A* | *80CTL0701716B* | Split System | 23800 | 17 | 9.5 | 1.92 | R-454B | 650
217949924 | COMFORTMAKER | N5H9V24*K*AAA* | ESH5X36M12A* | *96VTN0601716B* | Split System | 23800 | 17 | 9.5 | 1.92 | R-454B | 650
217949882 | COMFORTMAKER | N5H9V24*K*AAA* | ESH5X36M12A* | *96VSN0601716B* | Split System | 23800 | 17 | 9.5 | 1.92 | R-454B | 650
217949889 | COMFORTMAKER | Q5H9V24*K*AAA* | ESH5X36M12A* | *96VSN0601716B* | Split System | 23800 | 17 | 9.5 | 1.92 | R-454B | 650
217949963 | COMFORTMAKER | Q5H9V24*K*AAA* | ESH5X36M12A* | *97VTN0601716A* | Split System | 23800 | 17 | 9.5 | 1.92 | R-454B | 650
217949950 | COMFORTMAKER | N5H9V24*K*AAA* | ESH5X36M12A* | *97VTN0601716A* | Split System | 23800 | 17 | 9.5 | 1.92 | R-454B | 650
217949935 | COMFORTMAKER | Q5H9V24*K*AAA* | ESH5X36M12A* | *96VTN0601716B* | Split System | 23800 | 17 | 9.5 | 1.92 | R-454B | 650
217947956 | COMFORTMAKER | Q5H9V24*K*AAA* | EA*5X37M17A* | *96VTN0401410B* | Split System | 23800 | 17 | 9.5 | 1.92 | R-454B | 650
217947949 | COMFORTMAKER | N5H9V24*K*AAA* | EA*5X37M17A* | *96VTN0401410B* | Split System | 23800 | 17 | 9.5 | 1.92 | R-454B | 650
217952496 | COMFORTMAKER | Q5H9V24*K*AAA* | ESH5X30M12A* | OMV098J12* | Split System | 23800 | 17 | 9.5 | 1.92 | R-454B | 650
217952489 | COMFORTMAKER | N5H9V24*K*AAA* | ESH5X30M12A* | OMV098J12* | Split System | 23800 | 17 | 9.5 | 1.92 | R-454B | 650
217946987 | COMFORTMAKER | N5H9V24*K*AAA* | ESH5X36M12A* | *96VTN0801716B* | Split System | 24000 | 17 | 9.5 | 1.92 | R-454B | 650
217946972 | COMFORTMAKER | N5H9V24*K*AAA* | ESH5X36M12A* | *96VSN0801716B* | Split System | 24000 | 17 | 9.5 | 1.92 | R-454B | 650
217946979 | COMFORTMAKER | Q5H9V24*K*AAA* | ESH5X36M12A* | *96VSN0801716B* | Split System | 24000 | 17 | 9.5 | 1.92 | R-454B | 650
217946994 | COMFORTMAKER | Q5H9V24*K*AAA* | ESH5X36M12A* | *96VTN0801716B* | Split System | 24000 | 17 | 9.5 | 1.92 | R-454B | 650
217947002 | COMFORTMAKER | N5H9V24*K*AAA* | ESH5X36M12A* | *97VTN0801716A* | Split System | 24000 | 17 | 9.5 | 1.92 | R-454B | 650
217947009 | COMFORTMAKER | Q5H9V24*K*AAA* | ESH5X36M12A* | *97VTN0801716A* | Split System | 24000 | 17 | 9.5 | 1.92 | R-454B | 650
217947927 | DAY & NIGHT | Q5H9V24*K*AAA* | EA*5X30M14A* | *96VTN0601412B* | Split System | 23000 | 17 | 9.5 | 1.9 | R-454B | 650
217947912 | DAY & NIGHT | Q5H9V24*K*AAA* | EA*5X30M14A* | *96VSN0601412B* | Split System | 23000 | 17 | 9.5 | 1.9 | R-454B | 650
217947905 | DAY & NIGHT | N5H9V24*K*AAA* | EA*5X30M14A* | *96VSN0601412B* | Split System | 23000 | 17 | 9.5 | 1.9 | R-454B | 650
217947920 | DAY & NIGHT | N5H9V24*K*AAA* | EA*5X30M14A* | *96VTN0601412B* | Split System | 23000 | 17 | 9.5 | 1.9 | R-454B | 650
217946055 | DAY & NIGHT | N5H9V24*K*AAA* | EA*5X24M14A* | *96VTN0601412B* | Split System | 23000 | 17 | 9.5 | 1.92 | R-454B | 650
217946062 | DAY & NIGHT | Q5H9V24*K*AAA* | EA*5X24M14A* | *96VTN0601412B* | Split System | 23000 | 17 | 9.5 | 1.92 | R-454B | 650
217946047 | DAY & NIGHT | Q5H9V24*K*AAA* | EA*5X24M14A* | *96VSN0601412B* | Split System | 23000 | 17 | 9.5 | 1.92 | R-454B | 650
217946040 | DAY & NIGHT | N5H9V24*K*AAA* | EA*5X24M14A* | *96VSN0601412B* | Split System | 23000 | 17 | 9.5 | 1.92 | R-454B | 650
217945197 | DAY & NIGHT | N5H9V24*K*AAA* | EA*5X24M17A* | *96CTN0601714B* | Split System | 23200 | 17 | 9.5 | 1.92 | R-454B | 650
217945204 | DAY & NIGHT | Q5H9V24*K*AAA* | EA*5X24M17A* | *96CTN0601714B* | Split System | 23200 | 17 | 9.5 | 1.92 | R-454B | 650
217951017 | DAY & NIGHT | Q5H9V24*K*AAA* | EA*5X24M17A* | *97CTN0801716A* | Split System | 23200 | 17 | 9.5 | 1.92 | R-454B | 650
217950642 | DAY & NIGHT | Q5H9V24*K*AAA* | EA*5X24M17A* | *96VTN0601716B* | Split System | 23200 | 17 | 9.5 | 1.92 | R-454B | 650
217950635 | DAY & NIGHT | N5H9V24*K*AAA* | EA*5X24M17A* | *96VTN0601716B* | Split System | 23200 | 17 | 9.5 | 1.92 | R-454B | 650
217950657 | DAY & NIGHT | Q5H9V24*K*AAA* | EA*5X24M17A* | *97VTN0601716A* | Split System | 23200 | 17 | 9.5 | 1.92 | R-454B | 650
217950627 | DAY & NIGHT | Q5H9V24*K*AAA* | EA*5X24M17A* | *96VSN0601716B* | Split System | 23200 | 17 | 9.5 | 1.92 | R-454B | 650
217950650 | DAY & NIGHT | N5H9V24*K*AAA* | EA*5X24M17A* | *97VTN0601716A* | Split System | 23200 | 17 | 9.5 | 1.92 | R-454B | 650
217950620 | DAY & NIGHT | N5H9V24*K*AAA* | EA*5X24M17A* | *96VSN0601716B* | Split System | 23200 | 17 | 9.5 | 1.92 | R-454B | 650
217951010 | DAY & NIGHT | N5H9V24*K*AAA* | EA*5X24M17A* | *97CTN0801716A* | Split System | 23200 | 17 | 9.5 | 1.92 | R-454B | 650
217946085 | DAY & NIGHT | N5H9V24*K*AAA* | EA*5X36M17A* | *96VTN0401712B* | Split System | 23200 | 17 | 9.5 | 1.92 | R-454B | 650
217946092 | DAY & NIGHT | Q5H9V24*K*AAA* | EA*5X36M17A* | *96VTN0401712B* | Split System | 23200 | 17 | 9.5 | 1.92 | R-454B | 650
217946070 | DAY & NIGHT | N5H9V24*K*AAA* | EA*5X36M17A* | *96VSN0401712B* | Split System | 23200 | 17 | 9.5 | 1.92 | R-454B | 650
217946077 | DAY & NIGHT | Q5H9V24*K*AAA* | EA*5X36M17A* | *96VSN0401712B* | Split System | 23200 | 17 | 9.5 | 1.92 | R-454B | 650
217949604 | DAY & NIGHT | Q5H9V24*K*AAA* | EA*5X30M17A* | *96VTN0601412B* | Split System | 23400 | 17 | 9.5 | 1.92 | R-454B | 650
217949597 | DAY & NIGHT | N5H9V24*K*AAA* | EA*5X30M17A* | *96VTN0601412B* | Split System | 23400 | 17 | 9.5 | 1.92 | R-454B | 650
217949582 | DAY & NIGHT | N5H9V24*K*AAA* | EA*5X30M17A* | *96VSN0601412B* | Split System | 23400 | 17 | 9.5 | 1.92 | R-454B | 650
217949589 | DAY & NIGHT | Q5H9V24*K*AAA* | EA*5X30M17A* | *96VSN0601412B* | Split System | 23400 | 17 | 9.5 | 1.92 | R-454B | 650
217950665 | DAY & NIGHT | N5H9V24*K*AAA* | EA*5X30M17A* | *95MSU0401712A* | Split System | 23400 | 17 | 9.5 | 1.92 | R-454B | 650
217950672 | DAY & NIGHT | Q5H9V24*K*AAA* | EA*5X30M17A* | *95MSU0401712A* | Split System | 23400 | 17 | 9.5 | 1.92 | R-454B | 650
217951047 | DAY & NIGHT | Q5H9V24*K*AAA* | EA*5X30M17A* | *80CTL0451712B* | Split System | 23400 | 17 | 9.5 | 1.92 | R-454B | 650
217951002 | DAY & NIGHT | Q5H9V24*K*AAA* | EA*5X24M17A* | *95CSU0601716B* | Split System | 23400 | 17 | 9.5 | 1.92 | R-454B | 650
217951040 | DAY & NIGHT | N5H9V24*K*AAA* | EA*5X30M17A* | *80CTL0451712B* | Split System | 23400 | 17 | 9.5 | 1.92 | R-454B | 650
217950995 | DAY & NIGHT | N5H9V24*K*AAA* | EA*5X24M17A* | *95CSU0601716B* | Split System | 23400 | 17 | 9.5 | 1.92 | R-454B | 650
217951032 | DAY & NIGHT | Q5H9V24*K*AAA* | EA*5X24M17A* | OMV112K14A | Split System | 23400 | 17 | 9.5 | 1.92 | R-454B | 650
217951025 | DAY & NIGHT | N5H9V24*K*AAA* | EA*5X24M17A* | OMV112K14A | Split System | 23400 | 17 | 9.5 | 1.92 | R-454B | 650
217947033 | DAY & NIGHT | N5H9V24*K*AAA* | EA*5X36M17A* | OMV098J12* | Split System | 23600 | 17 | 9.5 | 1.92 | R-454B | 650
217947040 | DAY & NIGHT | Q5H9V24*K*AAA* | EA*5X36M17A* | OMV098J12* | Split System | 23600 | 17 | 9.5 | 1.92 | R-454B | 650
217946333 | DAY & NIGHT | Q5H9V24*K*AAA* | ESH5X36M12A* | *80CTL0701716B* | Split System | 23800 | 17 | 9.5 | 1.92 | R-454B | 650
217949890 | DAY & NIGHT | Q5H9V24*K*AAA* | ESH5X36M12A* | *96VSN0601716B* | Split System | 23800 | 17 | 9.5 | 1.92 | R-454B | 650
217949883 | DAY & NIGHT | N5H9V24*K*AAA* | ESH5X36M12A* | *96VSN0601716B* | Split System | 23800 | 17 | 9.5 | 1.92 | R-454B | 650
217949964 | DAY & NIGHT | Q5H9V24*K*AAA* | ESH5X36M12A* | *97VTN0601716A* | Split System | 23800 | 17 | 9.5 | 1.92 | R-454B | 650
217949937 | DAY & NIGHT | Q5H9V24*K*AAA* | ESH5X36M12A* | *96VTN0601716B* | Split System | 23800 | 17 | 9.5 | 1.92 | R-454B | 650
217949926 | DAY & NIGHT | N5H9V24*K*AAA* | ESH5X36M12A* | *96VTN0601716B* | Split System | 23800 | 17 | 9.5 | 1.92 | R-454B | 650
217946326 | DAY & NIGHT | N5H9V24*K*AAA* | ESH5X36M12A* | *80CTL0701716B* | Split System | 23800 | 17 | 9.5 | 1.92 | R-454B | 650
217949952 | DAY & NIGHT | N5H9V24*K*AAA* | ESH5X36M12A* | *97VTN0601716A* | Split System | 23800 | 17 | 9.5 | 1.92 | R-454B | 650
217947950 | DAY & NIGHT | N5H9V24*K*AAA* | EA*5X37M17A* | *96VTN0401410B* | Split System | 23800 | 17 | 9.5 | 1.92 | R-454B | 650
217947957 | DAY & NIGHT | Q5H9V24*K*AAA* | EA*5X37M17A* | *96VTN0401410B* | Split System | 23800 | 17 | 9.5 | 1.92 | R-454B | 650
217952497 | DAY & NIGHT | Q5H9V24*K*AAA* | ESH5X30M12A* | OMV098J12* | Split System | 23800 | 17 | 9.5 | 1.92 | R-454B | 650
217952490 | DAY & NIGHT | N5H9V24*K*AAA* | ESH5X30M12A* | OMV098J12* | Split System | 23800 | 17 | 9.5 | 1.92 | R-454B | 650
217946980 | DAY & NIGHT | Q5H9V24*K*AAA* | ESH5X36M12A* | *96VSN0801716B* | Split System | 24000 | 17 | 9.5 | 1.92 | R-454B | 650
217946988 | DAY & NIGHT | N5H9V24*K*AAA* | ESH5X36M12A* | *96VTN0801716B* | Split System | 24000 | 17 | 9.5 | 1.92 | R-454B | 650
217947003 | DAY & NIGHT | N5H9V24*K*AAA* | ESH5X36M12A* | *97VTN0801716A* | Split System | 24000 | 17 | 9.5 | 1.92 | R-454B | 650
217946973 | DAY & NIGHT | N5H9V24*K*AAA* | ESH5X36M12A* | *96VSN0801716B* | Split System | 24000 | 17 | 9.5 | 1.92 | R-454B | 650
217946995 | DAY & NIGHT | Q5H9V24*K*AAA* | ESH5X36M12A* | *96VTN0801716B* | Split System | 24000 | 17 | 9.5 | 1.92 | R-454B | 650
217947010 | DAY & NIGHT | Q5H9V24*K*AAA* | ESH5X36M12A* | *97VTN0801716A* | Split System | 24000 | 17 | 9.5 | 1.92 | R-454B | 650
217947906 | HEIL | N5H9V24*K*AAA* | EA*5X30M14A* | *96VSN0601412B* | Split System | 23000 | 17 | 9.5 | 1.9 | R-454B | 650
217947921 | HEIL | N5H9V24*K*AAA* | EA*5X30M14A* | *96VTN0601412B* | Split System | 23000 | 17 | 9.5 | 1.9 | R-454B | 650
217947928 | HEIL | Q5H9V24*K*AAA* | EA*5X30M14A* | *96VTN0601412B* | Split System | 23000 | 17 | 9.5 | 1.9 | R-454B | 650
217947913 | HEIL | Q5H9V24*K*AAA* | EA*5X30M14A* | *96VSN0601412B* | Split System | 23000 | 17 | 9.5 | 1.9 | R-454B | 650
217946048 | HEIL | Q5H9V24*K*AAA* | EA*5X24M14A* | *96VSN0601412B* | Split System | 23000 | 17 | 9.5 | 1.92 | R-454B | 650
217946063 | HEIL | Q5H9V24*K*AAA* | EA*5X24M14A* | *96VTN0601412B* | Split System | 23000 | 17 | 9.5 | 1.92 | R-454B | 650
217946056 | HEIL | N5H9V24*K*AAA* | EA*5X24M14A* | *96VTN0601412B* | Split System | 23000 | 17 | 9.5 | 1.92 | R-454B | 650
217946041 | HEIL | N5H9V24*K*AAA* | EA*5X24M14A* | *96VSN0601412B* | Split System | 23000 | 17 | 9.5 | 1.92 | R-454B | 650
217945198 | HEIL | N5H9V24*K*AAA* | EA*5X24M17A* | *96CTN0601714B* | Split System | 23200 | 17 | 9.5 | 1.92 | R-454B | 650
217945205 | HEIL | Q5H9V24*K*AAA* | EA*5X24M17A* | *96CTN0601714B* | Split System | 23200 | 17 | 9.5 | 1.92 | R-454B | 650
217950651 | HEIL | N5H9V24*K*AAA* | EA*5X24M17A* | *97VTN0601716A* | Split System | 23200 | 17 | 9.5 | 1.92 | R-454B | 650
217950658 | HEIL | Q5H9V24*K*AAA* | EA*5X24M17A* | *97VTN0601716A* | Split System | 23200 | 17 | 9.5 | 1.92 | R-454B | 650
217950628 | HEIL | Q5H9V24*K*AAA* | EA*5X24M17A* | *96VSN0601716B* | Split System | 23200 | 17 | 9.5 | 1.92 | R-454B | 650
217950621 | HEIL | N5H9V24*K*AAA* | EA*5X24M17A* | *96VSN0601716B* | Split System | 23200 | 17 | 9.5 | 1.92 | R-454B | 650
217950643 | HEIL | Q5H9V24*K*AAA* | EA*5X24M17A* | *96VTN0601716B* | Split System | 23200 | 17 | 9.5 | 1.92 | R-454B | 650
217950636 | HEIL | N5H9V24*K*AAA* | EA*5X24M17A* | *96VTN0601716B* | Split System | 23200 | 17 | 9.5 | 1.92 | R-454B | 650
217951018 | HEIL | Q5H9V24*K*AAA* | EA*5X24M17A* | *97CTN0801716A* | Split System | 23200 | 17 | 9.5 | 1.92 | R-454B | 650
217951011 | HEIL | N5H9V24*K*AAA* | EA*5X24M17A* | *97CTN0801716A* | Split System | 23200 | 17 | 9.5 | 1.92 | R-454B | 650
217946071 | HEIL | N5H9V24*K*AAA* | EA*5X36M17A* | *96VSN0401712B* | Split System | 23200 | 17 | 9.5 | 1.92 | R-454B | 650
217946078 | HEIL | Q5H9V24*K*AAA* | EA*5X36M17A* | *96VSN0401712B* | Split System | 23200 | 17 | 9.5 | 1.92 | R-454B | 650
217946086 | HEIL | N5H9V24*K*AAA* | EA*5X36M17A* | *96VTN0401712B* | Split System | 23200 | 17 | 9.5 | 1.92 | R-454B | 650
217946093 | HEIL | Q5H9V24*K*AAA* | EA*5X36M17A* | *96VTN0401712B* | Split System | 23200 | 17 | 9.5 | 1.92 | R-454B | 650
217949590 | HEIL | Q5H9V24*K*AAA* | EA*5X30M17A* | *96VSN0601412B* | Split System | 23400 | 17 | 9.5 | 1.92 | R-454B | 650
217949598 | HEIL | N5H9V24*K*AAA* | EA*5X30M17A* | *96VTN0601412B* | Split System | 23400 | 17 | 9.5 | 1.92 | R-454B | 650
217949583 | HEIL | N5H9V24*K*AAA* | EA*5X30M17A* | *96VSN0601412B* | Split System | 23400 | 17 | 9.5 | 1.92 | R-454B | 650
217949605 | HEIL | Q5H9V24*K*AAA* | EA*5X30M17A* | *96VTN0601412B* | Split System | 23400 | 17 | 9.5 | 1.92 | R-454B | 650
217950666 | HEIL | N5H9V24*K*AAA* | EA*5X30M17A* | *95MSU0401712A* | Split System | 23400 | 17 | 9.5 | 1.92 | R-454B | 650
217950673 | HEIL | Q5H9V24*K*AAA* | EA*5X30M17A* | *95MSU0401712A* | Split System | 23400 | 17 | 9.5 | 1.92 | R-454B | 650
217951003 | HEIL | Q5H9V24*K*AAA* | EA*5X24M17A* | *95CSU0601716B* | Split System | 23400 | 17 | 9.5 | 1.92 | R-454B | 650
217950996 | HEIL | N5H9V24*K*AAA* | EA*5X24M17A* | *95CSU0601716B* | Split System | 23400 | 17 | 9.5 | 1.92 | R-454B | 650
217951041 | HEIL | N5H9V24*K*AAA* | EA*5X30M17A* | *80CTL0451712B* | Split System | 23400 | 17 | 9.5 | 1.92 | R-454B | 650
217951048 | HEIL | Q5H9V24*K*AAA* | EA*5X30M17A* | *80CTL0451712B* | Split System | 23400 | 17 | 9.5 | 1.92 | R-454B | 650
217951033 | HEIL | Q5H9V24*K*AAA* | EA*5X24M17A* | OMV112K14A | Split System | 23400 | 17 | 9.5 | 1.92 | R-454B | 650
217951026 | HEIL | N5H9V24*K*AAA* | EA*5X24M17A* | OMV112K14A | Split System | 23400 | 17 | 9.5 | 1.92 | R-454B | 650
217947034 | HEIL | N5H9V24*K*AAA* | EA*5X36M17A* | OMV098J12* | Split System | 23600 | 17 | 9.5 | 1.92 | R-454B | 650
217947041 | HEIL | Q5H9V24*K*AAA* | EA*5X36M17A* | OMV098J12* | Split System | 23600 | 17 | 9.5 | 1.92 | R-454B | 650
217946334 | HEIL | Q5H9V24*K*AAA* | ESH5X36M12A* | *80CTL0701716B* | Split System | 23800 | 17 | 9.5 | 1.92 | R-454B | 650
217946327 | HEIL | N5H9V24*K*AAA* | ESH5X36M12A* | *80CTL0701716B* | Split System | 23800 | 17 | 9.5 | 1.92 | R-454B | 650
217949891 | HEIL | Q5H9V24*K*AAA* | ESH5X36M12A* | *96VSN0601716B* | Split System | 23800 | 17 | 9.5 | 1.92 | R-454B | 650
217949939 | HEIL | Q5H9V24*K*AAA* | ESH5X36M12A* | *96VTN0601716B* | Split System | 23800 | 17 | 9.5 | 1.92 | R-454B | 650
217949927 | HEIL | N5H9V24*K*AAA* | ESH5X36M12A* | *96VTN0601716B* | Split System | 23800 | 17 | 9.5 | 1.92 | R-454B | 650
217949884 | HEIL | N5H9V24*K*AAA* | ESH5X36M12A* | *96VSN0601716B* | Split System | 23800 | 17 | 9.5 | 1.92 | R-454B | 650
217949954 | HEIL | N5H9V24*K*AAA* | ESH5X36M12A* | *97VTN0601716A* | Split System | 23800 | 17 | 9.5 | 1.92 | R-454B | 650
217949966 | HEIL | Q5H9V24*K*AAA* | ESH5X36M12A* | *97VTN0601716A* | Split System | 23800 | 17 | 9.5 | 1.92 | R-454B | 650
217947958 | HEIL | Q5H9V24*K*AAA* | EA*5X37M17A* | *96VTN0401410B* | Split System | 23800 | 17 | 9.5 | 1.92 | R-454B | 650
217947951 | HEIL | N5H9V24*K*AAA* | EA*5X37M17A* | *96VTN0401410B* | Split System | 23800 | 17 | 9.5 | 1.92 | R-454B | 650
217952491 | HEIL | N5H9V24*K*AAA* | ESH5X30M12A* | OMV098J12* | Split System | 23800 | 17 | 9.5 | 1.92 | R-454B | 650
217952498 | HEIL | Q5H9V24*K*AAA* | ESH5X30M12A* | OMV098J12* | Split System | 23800 | 17 | 9.5 | 1.92 | R-454B | 650
217946989 | HEIL | N5H9V24*K*AAA* | ESH5X36M12A* | *96VTN0801716B* | Split System | 24000 | 17 | 9.5 | 1.92 | R-454B | 650
217947011 | HEIL | Q5H9V24*K*AAA* | ESH5X36M12A* | *97VTN0801716A* | Split System | 24000 | 17 | 9.5 | 1.92 | R-454B | 650
217946981 | HEIL | Q5H9V24*K*AAA* | ESH5X36M12A* | *96VSN0801716B* | Split System | 24000 | 17 | 9.5 | 1.92 | R-454B | 650
217946996 | HEIL | Q5H9V24*K*AAA* | ESH5X36M12A* | *96VTN0801716B* | Split System | 24000 | 17 | 9.5 | 1.92 | R-454B | 650
217946974 | HEIL | N5H9V24*K*AAA* | ESH5X36M12A* | *96VSN0801716B* | Split System | 24000 | 17 | 9.5 | 1.92 | R-454B | 650
217947004 | HEIL | N5H9V24*K*AAA* | ESH5X36M12A* | *97VTN0801716A* | Split System | 24000 | 17 | 9.5 | 1.92 | R-454B | 650
217947922 | KEEPRITE | N5H9V24*K*AAA* | EA*5X30M14A* | *96VTN0601412B* | Split System | 23000 | 17 | 9.5 | 1.9 | R-454B | 650
217947929 | KEEPRITE | Q5H9V24*K*AAA* | EA*5X30M14A* | *96VTN0601412B* | Split System | 23000 | 17 | 9.5 | 1.9 | R-454B | 650
217947914 | KEEPRITE | Q5H9V24*K*AAA* | EA*5X30M14A* | *96VSN0601412B* | Split System | 23000 | 17 | 9.5 | 1.9 | R-454B | 650
217947907 | KEEPRITE | N5H9V24*K*AAA* | EA*5X30M14A* | *96VSN0601412B* | Split System | 23000 | 17 | 9.5 | 1.9 | R-454B | 650
217946064 | KEEPRITE | Q5H9V24*K*AAA* | EA*5X24M14A* | *96VTN0601412B* | Split System | 23000 | 17 | 9.5 | 1.92 | R-454B | 650
217946049 | KEEPRITE | Q5H9V24*K*AAA* | EA*5X24M14A* | *96VSN0601412B* | Split System | 23000 | 17 | 9.5 | 1.92 | R-454B | 650
217946042 | KEEPRITE | N5H9V24*K*AAA* | EA*5X24M14A* | *96VSN0601412B* | Split System | 23000 | 17 | 9.5 | 1.92 | R-454B | 650
217946057 | KEEPRITE | N5H9V24*K*AAA* | EA*5X24M14A* | *96VTN0601412B* | Split System | 23000 | 17 | 9.5 | 1.92 | R-454B | 650
217945199 | KEEPRITE | N5H9V24*K*AAA* | EA*5X24M17A* | *96CTN0601714B* | Split System | 23200 | 17 | 9.5 | 1.92 | R-454B | 650
217945206 | KEEPRITE | Q5H9V24*K*AAA* | EA*5X24M17A* | *96CTN0601714B* | Split System | 23200 | 17 | 9.5 | 1.92 | R-454B | 650
217951019 | KEEPRITE | Q5H9V24*K*AAA* | EA*5X24M17A* | *97CTN0801716A* | Split System | 23200 | 17 | 9.5 | 1.92 | R-454B | 650
217950652 | KEEPRITE | N5H9V24*K*AAA* | EA*5X24M17A* | *97VTN0601716A* | Split System | 23200 | 17 | 9.5 | 1.92 | R-454B | 650
217950644 | KEEPRITE | Q5H9V24*K*AAA* | EA*5X24M17A* | *96VTN0601716B* | Split System | 23200 | 17 | 9.5 | 1.92 | R-454B | 650
217951012 | KEEPRITE | N5H9V24*K*AAA* | EA*5X24M17A* | *97CTN0801716A* | Split System | 23200 | 17 | 9.5 | 1.92 | R-454B | 650
217950637 | KEEPRITE | N5H9V24*K*AAA* | EA*5X24M17A* | *96VTN0601716B* | Split System | 23200 | 17 | 9.5 | 1.92 | R-454B | 650
217950659 | KEEPRITE | Q5H9V24*K*AAA* | EA*5X24M17A* | *97VTN0601716A* | Split System | 23200 | 17 | 9.5 | 1.92 | R-454B | 650
217950622 | KEEPRITE | N5H9V24*K*AAA* | EA*5X24M17A* | *96VSN0601716B* | Split System | 23200 | 17 | 9.5 | 1.92 | R-454B | 650
217950629 | KEEPRITE | Q5H9V24*K*AAA* | EA*5X24M17A* | *96VSN0601716B* | Split System | 23200 | 17 | 9.5 | 1.92 | R-454B | 650
217946087 | KEEPRITE | N5H9V24*K*AAA* | EA*5X36M17A* | *96VTN0401712B* | Split System | 23200 | 17 | 9.5 | 1.92 | R-454B | 650
217946079 | KEEPRITE | Q5H9V24*K*AAA* | EA*5X36M17A* | *96VSN0401712B* | Split System | 23200 | 17 | 9.5 | 1.92 | R-454B | 650
217946094 | KEEPRITE | Q5H9V24*K*AAA* | EA*5X36M17A* | *96VTN0401712B* | Split System | 23200 | 17 | 9.5 | 1.92 | R-454B | 650
217946072 | KEEPRITE | N5H9V24*K*AAA* | EA*5X36M17A* | *96VSN0401712B* | Split System | 23200 | 17 | 9.5 | 1.92 | R-454B | 650
217949599 | KEEPRITE | N5H9V24*K*AAA* | EA*5X30M17A* | *96VTN0601412B* | Split System | 23400 | 17 | 9.5 | 1.92 | R-454B | 650
217949606 | KEEPRITE | Q5H9V24*K*AAA* | EA*5X30M17A* | *96VTN0601412B* | Split System | 23400 | 17 | 9.5 | 1.92 | R-454B | 650
217950667 | KEEPRITE | N5H9V24*K*AAA* | EA*5X30M17A* | *95MSU0401712A* | Split System | 23400 | 17 | 9.5 | 1.92 | R-454B | 650
217949591 | KEEPRITE | Q5H9V24*K*AAA* | EA*5X30M17A* | *96VSN0601412B* | Split System | 23400 | 17 | 9.5 | 1.92 | R-454B | 650
217949584 | KEEPRITE | N5H9V24*K*AAA* | EA*5X30M17A* | *96VSN0601412B* | Split System | 23400 | 17 | 9.5 | 1.92 | R-454B | 650
217950674 | KEEPRITE | Q5H9V24*K*AAA* | EA*5X30M17A* | *95MSU0401712A* | Split System | 23400 | 17 | 9.5 | 1.92 | R-454B | 650
217951042 | KEEPRITE | N5H9V24*K*AAA* | EA*5X30M17A* | *80CTL0451712B* | Split System | 23400 | 17 | 9.5 | 1.92 | R-454B | 650
217950997 | KEEPRITE | N5H9V24*K*AAA* | EA*5X24M17A* | *95CSU0601716B* | Split System | 23400 | 17 | 9.5 | 1.92 | R-454B | 650
217951049 | KEEPRITE | Q5H9V24*K*AAA* | EA*5X30M17A* | *80CTL0451712B* | Split System | 23400 | 17 | 9.5 | 1.92 | R-454B | 650
217951004 | KEEPRITE | Q5H9V24*K*AAA* | EA*5X24M17A* | *95CSU0601716B* | Split System | 23400 | 17 | 9.5 | 1.92 | R-454B | 650
217951027 | KEEPRITE | N5H9V24*K*AAA* | EA*5X24M17A* | OMV112K14A | Split System | 23400 | 17 | 9.5 | 1.92 | R-454B | 650
217951034 | KEEPRITE | Q5H9V24*K*AAA* | EA*5X24M17A* | OMV112K14A | Split System | 23400 | 17 | 9.5 | 1.92 | R-454B | 650
217947042 | KEEPRITE | Q5H9V24*K*AAA* | EA*5X36M17A* | OMV098J12* | Split System | 23600 | 17 | 9.5 | 1.92 | R-454B | 650
217947035 | KEEPRITE | N5H9V24*K*AAA* | EA*5X36M17A* | OMV098J12* | Split System | 23600 | 17 | 9.5 | 1.92 | R-454B | 650
217946335 | KEEPRITE | Q5H9V24*K*AAA* | ESH5X36M12A* | *80CTL0701716B* | Split System | 23800 | 17 | 9.5 | 1.92 | R-454B | 650
217946328 | KEEPRITE | N5H9V24*K*AAA* | ESH5X36M12A* | *80CTL0701716B* | Split System | 23800 | 17 | 9.5 | 1.92 | R-454B | 650
217949967 | KEEPRITE | Q5H9V24*K*AAA* | ESH5X36M12A* | *97VTN0601716A* | Split System | 23800 | 17 | 9.5 | 1.92 | R-454B | 650
217949892 | KEEPRITE | Q5H9V24*K*AAA* | ESH5X36M12A* | *96VSN0601716B* | Split System | 23800 | 17 | 9.5 | 1.92 | R-454B | 650
217949929 | KEEPRITE | N5H9V24*K*AAA* | ESH5X36M12A* | *96VTN0601716B* | Split System | 23800 | 17 | 9.5 | 1.92 | R-454B | 650
217949956 | KEEPRITE | N5H9V24*K*AAA* | ESH5X36M12A* | *97VTN0601716A* | Split System | 23800 | 17 | 9.5 | 1.92 | R-454B | 650
217949941 | KEEPRITE | Q5H9V24*K*AAA* | ESH5X36M12A* | *96VTN0601716B* | Split System | 23800 | 17 | 9.5 | 1.92 | R-454B | 650
217949885 | KEEPRITE | N5H9V24*K*AAA* | ESH5X36M12A* | *96VSN0601716B* | Split System | 23800 | 17 | 9.5 | 1.92 | R-454B | 650
217947952 | KEEPRITE | N5H9V24*K*AAA* | EA*5X37M17A* | *96VTN0401410B* | Split System | 23800 | 17 | 9.5 | 1.92 | R-454B | 650
217947959 | KEEPRITE | Q5H9V24*K*AAA* | EA*5X37M17A* | *96VTN0401410B* | Split System | 23800 | 17 | 9.5 | 1.92 | R-454B | 650
217952492 | KEEPRITE | N5H9V24*K*AAA* | ESH5X30M12A* | OMV098J12* | Split System | 23800 | 17 | 9.5 | 1.92 | R-454B | 650
217952499 | KEEPRITE | Q5H9V24*K*AAA* | ESH5X30M12A* | OMV098J12* | Split System | 23800 | 17 | 9.5 | 1.92 | R-454B | 650
217947005 | KEEPRITE | N5H9V24*K*AAA* | ESH5X36M12A* | *97VTN0801716A* | Split System | 24000 | 17 | 9.5 | 1.92 | R-454B | 650
217946975 | KEEPRITE | N5H9V24*K*AAA* | ESH5X36M12A* | *96VSN0801716B* | Split System | 24000 | 17 | 9.5 | 1.92 | R-454B | 650
217947012 | KEEPRITE | Q5H9V24*K*AAA* | ESH5X36M12A* | *97VTN0801716A* | Split System | 24000 | 17 | 9.5 | 1.92 | R-454B | 650
217946990 | KEEPRITE | N5H9V24*K*AAA* | ESH5X36M12A* | *96VTN0801716B* | Split System | 24000 | 17 | 9.5 | 1.92 | R-454B | 650
217946997 | KEEPRITE | Q5H9V24*K*AAA* | ESH5X36M12A* | *96VTN0801716B* | Split System | 24000 | 17 | 9.5 | 1.92 | R-454B | 650
217946982 | KEEPRITE | Q5H9V24*K*AAA* | ESH5X36M12A* | *96VSN0801716B* | Split System | 24000 | 17 | 9.5 | 1.92 | R-454B | 650
217947908 | TEMPSTAR | N5H9V24*K*AAA* | EA*5X30M14A* | *96VSN0601412B* | Split System | 23000 | 17 | 9.5 | 1.9 | R-454B | 650
217947915 | TEMPSTAR | Q5H9V24*K*AAA* | EA*5X30M14A* | *96VSN0601412B* | Split System | 23000 | 17 | 9.5 | 1.9 | R-454B | 650
217947930 | TEMPSTAR | Q5H9V24*K*AAA* | EA*5X30M14A* | *96VTN0601412B* | Split System | 23000 | 17 | 9.5 | 1.9 | R-454B | 650
217947923 | TEMPSTAR | N5H9V24*K*AAA* | EA*5X30M14A* | *96VTN0601412B* | Split System | 23000 | 17 | 9.5 | 1.9 | R-454B | 650
217946043 | TEMPSTAR | N5H9V24*K*AAA* | EA*5X24M14A* | *96VSN0601412B* | Split System | 23000 | 17 | 9.5 | 1.92 | R-454B | 650
217946065 | TEMPSTAR | Q5H9V24*K*AAA* | EA*5X24M14A* | *96VTN0601412B* | Split System | 23000 | 17 | 9.5 | 1.92 | R-454B | 650
217946050 | TEMPSTAR | Q5H9V24*K*AAA* | EA*5X24M14A* | *96VSN0601412B* | Split System | 23000 | 17 | 9.5 | 1.92 | R-454B | 650
217946058 | TEMPSTAR | N5H9V24*K*AAA* | EA*5X24M14A* | *96VTN0601412B* | Split System | 23000 | 17 | 9.5 | 1.92 | R-454B | 650
217945207 | TEMPSTAR | Q5H9V24*K*AAA* | EA*5X24M17A* | *96CTN0601714B* | Split System | 23200 | 17 | 9.5 | 1.92 | R-454B | 650
217945200 | TEMPSTAR | N5H9V24*K*AAA* | EA*5X24M17A* | *96CTN0601714B* | Split System | 23200 | 17 | 9.5 | 1.92 | R-454B | 650
217950660 | TEMPSTAR | Q5H9V24*K*AAA* | EA*5X24M17A* | *97VTN0601716A* | Split System | 23200 | 17 | 9.5 | 1.92 | R-454B | 650
217950630 | TEMPSTAR | Q5H9V24*K*AAA* | EA*5X24M17A* | *96VSN0601716B* | Split System | 23200 | 17 | 9.5 | 1.92 | R-454B | 650
217950638 | TEMPSTAR | N5H9V24*K*AAA* | EA*5X24M17A* | *96VTN0601716B* | Split System | 23200 | 17 | 9.5 | 1.92 | R-454B | 650
217950653 | TEMPSTAR | N5H9V24*K*AAA* | EA*5X24M17A* | *97VTN0601716A* | Split System | 23200 | 17 | 9.5 | 1.92 | R-454B | 650
217951020 | TEMPSTAR | Q5H9V24*K*AAA* | EA*5X24M17A* | *97CTN0801716A* | Split System | 23200 | 17 | 9.5 | 1.92 | R-454B | 650
217950645 | TEMPSTAR | Q5H9V24*K*AAA* | EA*5X24M17A* | *96VTN0601716B* | Split System | 23200 | 17 | 9.5 | 1.92 | R-454B | 650
217951013 | TEMPSTAR | N5H9V24*K*AAA* | EA*5X24M17A* | *97CTN0801716A* | Split System | 23200 | 17 | 9.5 | 1.92 | R-454B | 650
217950623 | TEMPSTAR | N5H9V24*K*AAA* | EA*5X24M17A* | *96VSN0601716B* | Split System | 23200 | 17 | 9.5 | 1.92 | R-454B | 650
217946080 | TEMPSTAR | Q5H9V24*K*AAA* | EA*5X36M17A* | *96VSN0401712B* | Split System | 23200 | 17 | 9.5 | 1.92 | R-454B | 650
217946088 | TEMPSTAR | N5H9V24*K*AAA* | EA*5X36M17A* | *96VTN0401712B* | Split System | 23200 | 17 | 9.5 | 1.92 | R-454B | 650
217946095 | TEMPSTAR | Q5H9V24*K*AAA* | EA*5X36M17A* | *96VTN0401712B* | Split System | 23200 | 17 | 9.5 | 1.92 | R-454B | 650
217946073 | TEMPSTAR | N5H9V24*K*AAA* | EA*5X36M17A* | *96VSN0401712B* | Split System | 23200 | 17 | 9.5 | 1.92 | R-454B | 650
217949592 | TEMPSTAR | Q5H9V24*K*AAA* | EA*5X30M17A* | *96VSN0601412B* | Split System | 23400 | 17 | 9.5 | 1.92 | R-454B | 650
217949607 | TEMPSTAR | Q5H9V24*K*AAA* | EA*5X30M17A* | *96VTN0601412B* | Split System | 23400 | 17 | 9.5 | 1.92 | R-454B | 650
217950668 | TEMPSTAR | N5H9V24*K*AAA* | EA*5X30M17A* | *95MSU0401712A* | Split System | 23400 | 17 | 9.5 | 1.92 | R-454B | 650
217950675 | TEMPSTAR | Q5H9V24*K*AAA* | EA*5X30M17A* | *95MSU0401712A* | Split System | 23400 | 17 | 9.5 | 1.92 | R-454B | 650
217949585 | TEMPSTAR | N5H9V24*K*AAA* | EA*5X30M17A* | *96VSN0601412B* | Split System | 23400 | 17 | 9.5 | 1.92 | R-454B | 650
217949600 | TEMPSTAR | N5H9V24*K*AAA* | EA*5X30M17A* | *96VTN0601412B* | Split System | 23400 | 17 | 9.5 | 1.92 | R-454B | 650
217950998 | TEMPSTAR | N5H9V24*K*AAA* | EA*5X24M17A* | *95CSU0601716B* | Split System | 23400 | 17 | 9.5 | 1.92 | R-454B | 650
217951043 | TEMPSTAR | N5H9V24*K*AAA* | EA*5X30M17A* | *80CTL0451712B* | Split System | 23400 | 17 | 9.5 | 1.92 | R-454B | 650
217951005 | TEMPSTAR | Q5H9V24*K*AAA* | EA*5X24M17A* | *95CSU0601716B* | Split System | 23400 | 17 | 9.5 | 1.92 | R-454B | 650
217951050 | TEMPSTAR | Q5H9V24*K*AAA* | EA*5X30M17A* | *80CTL0451712B* | Split System | 23400 | 17 | 9.5 | 1.92 | R-454B | 650
217951028 | TEMPSTAR | N5H9V24*K*AAA* | EA*5X24M17A* | OMV112K14A | Split System | 23400 | 17 | 9.5 | 1.92 | R-454B | 650
217951035 | TEMPSTAR | Q5H9V24*K*AAA* | EA*5X24M17A* | OMV112K14A | Split System | 23400 | 17 | 9.5 | 1.92 | R-454B | 650
217947043 | TEMPSTAR | Q5H9V24*K*AAA* | EA*5X36M17A* | OMV098J12* | Split System | 23600 | 17 | 9.5 | 1.92 | R-454B | 650
217947036 | TEMPSTAR | N5H9V24*K*AAA* | EA*5X36M17A* | OMV098J12* | Split System | 23600 | 17 | 9.5 | 1.92 | R-454B | 650
217946329 | TEMPSTAR | N5H9V24*K*AAA* | ESH5X36M12A* | *80CTL0701716B* | Split System | 23800 | 17 | 9.5 | 1.92 | R-454B | 650
217949958 | TEMPSTAR | N5H9V24*K*AAA* | ESH5X36M12A* | *97VTN0601716A* | Split System | 23800 | 17 | 9.5 | 1.92 | R-454B | 650
217946336 | TEMPSTAR | Q5H9V24*K*AAA* | ESH5X36M12A* | *80CTL0701716B* | Split System | 23800 | 17 | 9.5 | 1.92 | R-454B | 650
217949931 | TEMPSTAR | N5H9V24*K*AAA* | ESH5X36M12A* | *96VTN0601716B* | Split System | 23800 | 17 | 9.5 | 1.92 | R-454B | 650
217949893 | TEMPSTAR | Q5H9V24*K*AAA* | ESH5X36M12A* | *96VSN0601716B* | Split System | 23800 | 17 | 9.5 | 1.92 | R-454B | 650
217949886 | TEMPSTAR | N5H9V24*K*AAA* | ESH5X36M12A* | *96VSN0601716B* | Split System | 23800 | 17 | 9.5 | 1.92 | R-454B | 650
217949943 | TEMPSTAR | Q5H9V24*K*AAA* | ESH5X36M12A* | *96VTN0601716B* | Split System | 23800 | 17 | 9.5 | 1.92 | R-454B | 650
217949970 | TEMPSTAR | Q5H9V24*K*AAA* | ESH5X36M12A* | *97VTN0601716A* | Split System | 23800 | 17 | 9.5 | 1.92 | R-454B | 650
217947953 | TEMPSTAR | N5H9V24*K*AAA* | EA*5X37M17A* | *96VTN0401410B* | Split System | 23800 | 17 | 9.5 | 1.92 | R-454B | 650
217947960 | TEMPSTAR | Q5H9V24*K*AAA* | EA*5X37M17A* | *96VTN0401410B* | Split System | 23800 | 17 | 9.5 | 1.92 | R-454B | 650
217952500 | TEMPSTAR | Q5H9V24*K*AAA* | ESH5X30M12A* | OMV098J12* | Split System | 23800 | 17 | 9.5 | 1.92 | R-454B | 650
217952493 | TEMPSTAR | N5H9V24*K*AAA* | ESH5X30M12A* | OMV098J12* | Split System | 23800 | 17 | 9.5 | 1.92 | R-454B | 650
217946991 | TEMPSTAR | N5H9V24*K*AAA* | ESH5X36M12A* | *96VTN0801716B* | Split System | 24000 | 17 | 9.5 | 1.92 | R-454B | 650
217946976 | TEMPSTAR | N5H9V24*K*AAA* | ESH5X36M12A* | *96VSN0801716B* | Split System | 24000 | 17 | 9.5 | 1.92 | R-454B | 650
217947013 | TEMPSTAR | Q5H9V24*K*AAA* | ESH5X36M12A* | *97VTN0801716A* | Split System | 24000 | 17 | 9.5 | 1.92 | R-454B | 650
217946983 | TEMPSTAR | Q5H9V24*K*AAA* | ESH5X36M12A* | *96VSN0801716B* | Split System | 24000 | 17 | 9.5 | 1.92 | R-454B | 650
217947006 | TEMPSTAR | N5H9V24*K*AAA* | ESH5X36M12A* | *97VTN0801716A* | Split System | 24000 | 17 | 9.5 | 1.92 | R-454B | 650
217946998 | TEMPSTAR | Q5H9V24*K*AAA* | ESH5X36M12A* | *96VTN0801716B* | Split System | 24000 | 17 | 9.5 | 1.92 | R-454B | 650
218019197 | ACIQ | N5H9V24*K*AAA* | EA*5X30M17A* | OMV112K14A | Split System | 23600 | 17.5 | 9.5 | 1.92 | R-454B | 650
217949497 | AIRQUEST | Q5H9V24*K*AAA* | EA*5X30M17A* | OMV112K14A | Split System | 23600 | 17.5 | 9.5 | 1.92 | R-454B | 650
217949490 | AIRQUEST | N5H9V24*K*AAA* | EA*5X30M17A* | OMV112K14A | Split System | 23600 | 17.5 | 9.5 | 1.92 | R-454B | 650
217949489 | ARCOAIRE | N5H9V24*K*AAA* | EA*5X30M17A* | OMV112K14A | Split System | 23600 | 17.5 | 9.5 | 1.92 | R-454B | 650
217949496 | ARCOAIRE | Q5H9V24*K*AAA* | EA*5X30M17A* | OMV112K14A | Split System | 23600 | 17.5 | 9.5 | 1.92 | R-454B | 650
217949488 | BRYANT HEATING AND COOLING SYSTEMS | 249VAN024**AA* | CAA**3017AM* | OVMAAB042112 | Split System | 23600 | 17.5 | 9.5 | 1.92 | R-454B | 650
217949491 | COMFORTMAKER | N5H9V24*K*AAA* | EA*5X30M17A* | OMV112K14A | Split System | 23600 | 17.5 | 9.5 | 1.92 | R-454B | 650
217949498 | COMFORTMAKER | Q5H9V24*K*AAA* | EA*5X30M17A* | OMV112K14A | Split System | 23600 | 17.5 | 9.5 | 1.92 | R-454B | 650
217949492 | DAY & NIGHT | N5H9V24*K*AAA* | EA*5X30M17A* | OMV112K14A | Split System | 23600 | 17.5 | 9.5 | 1.92 | R-454B | 650
217949499 | DAY & NIGHT | Q5H9V24*K*AAA* | EA*5X30M17A* | OMV112K14A | Split System | 23600 | 17.5 | 9.5 | 1.92 | R-454B | 650
217949493 | HEIL | N5H9V24*K*AAA* | EA*5X30M17A* | OMV112K14A | Split System | 23600 | 17.5 | 9.5 | 1.92 | R-454B | 650
217949500 | HEIL | Q5H9V24*K*AAA* | EA*5X30M17A* | OMV112K14A | Split System | 23600 | 17.5 | 9.5 | 1.92 | R-454B | 650
217949501 | KEEPRITE | Q5H9V24*K*AAA* | EA*5X30M17A* | OMV112K14A | Split System | 23600 | 17.5 | 9.5 | 1.92 | R-454B | 650
217949494 | KEEPRITE | N5H9V24*K*AAA* | EA*5X30M17A* | OMV112K14A | Split System | 23600 | 17.5 | 9.5 | 1.92 | R-454B | 650
217949495 | TEMPSTAR | N5H9V24*K*AAA* | EA*5X30M17A* | OMV112K14A | Split System | 23600 | 17.5 | 9.5 | 1.92 | R-454B | 650
217949502 | TEMPSTAR | Q5H9V24*K*AAA* | EA*5X30M17A* | OMV112K14A | Split System | 23600 | 17.5 | 9.5 | 1.92 | R-454B | 650
218407001 | AIRQUEST | B5H3V24*K*AAA* | ESH5X36M12A*+WALLCON | *80CTL0901716B* | Split System | 22800 | 19.5 | 9.5 | 1.96 | R-454B | 650
218407065 | AIRQUEST | B5H3V24*K*AAA* | ESH5X36M12A*+WALLCON | *97CTN0801716A* | Split System | 22800 | 19.5 | 9.5 | 1.96 | R-454B | 650
218407041 | AIRQUEST | B5H3V24*K*AAA* | ESH5X36M12A*+WALLCON | *96CTN0601714B* | Split System | 22800 | 19.5 | 9.5 | 1.96 | R-454B | 650
218406993 | AIRQUEST | B5H3V24*K*AAA* | ESH5X36M12A*+WALLCON | *80CTL0701716B* | Split System | 22800 | 19.5 | 9.5 | 1.98 | R-454B | 650
218407049 | AIRQUEST | B5H3V24*K*AAA* | ESH5X36M12A*+WALLCON | *96CTN0801714B* | Split System | 22800 | 19.5 | 9.5 | 1.98 | R-454B | 650
218407009 | AIRQUEST | B5H3V24*K*AAA* | ESH5X36M12A*+WALLCON | *95CSU0601716B* | Split System | 22800 | 19.5 | 9.5 | 1.98 | R-454B | 650
218407025 | AIRQUEST | B5H3V24*K*AAA* | ESH5X36M12A*+WALLCON | *97CMN0801714B* | Split System | 22800 | 19.5 | 9.5 | 1.98 | R-454B | 650
218407105 | AIRQUEST | B5H3V24*K*AAA* | ESH5X42M12A*+WALLCON | *80CTL0701716B* | Split System | 23000 | 19.5 | 9.5 | 1.98 | R-454B | 650
218407121 | AIRQUEST | B5H3V24*K*AAA* | ESH5X42M12A*+WALLCON | *95CSU0601716B* | Split System | 23000 | 19.5 | 9.5 | 1.98 | R-454B | 650
218407137 | AIRQUEST | B5H3V24*K*AAA* | ESH5X42M12A*+WALLCON | *97CMN0801714B* | Split System | 23000 | 19.5 | 9.5 | 1.98 | R-454B | 650
218407177 | AIRQUEST | B5H3V24*K*AAA* | ESH5X42M12A*+WALLCON | *97CTN0801716A* | Split System | 23000 | 19.5 | 9.5 | 1.98 | R-454B | 650
218407153 | AIRQUEST | B5H3V24*K*AAA* | ESH5X42M12A*+WALLCON | *96CTN0601714B* | Split System | 23000 | 19.5 | 9.5 | 1.98 | R-454B | 650
218407129 | AIRQUEST | B5H3V24*K*AAA* | ESH5X42M12A*+WALLCON | *97CMN0601714B* | Split System | 23000 | 19.5 | 9.5 | 1.98 | R-454B | 650
218407042 | ARCOAIRE | B5H3V24*K*AAA* | ESH5X36M12A*+WALLCON | *96CTN0601714B* | Split System | 22800 | 19.5 | 9.5 | 1.96 | R-454B | 650
218407002 | ARCOAIRE | B5H3V24*K*AAA* | ESH5X36M12A*+WALLCON | *80CTL0901716B* | Split System | 22800 | 19.5 | 9.5 | 1.96 | R-454B | 650
218407066 | ARCOAIRE | B5H3V24*K*AAA* | ESH5X36M12A*+WALLCON | *97CTN0801716A* | Split System | 22800 | 19.5 | 9.5 | 1.96 | R-454B | 650
218406994 | ARCOAIRE | B5H3V24*K*AAA* | ESH5X36M12A*+WALLCON | *80CTL0701716B* | Split System | 22800 | 19.5 | 9.5 | 1.98 | R-454B | 650
218407050 | ARCOAIRE | B5H3V24*K*AAA* | ESH5X36M12A*+WALLCON | *96CTN0801714B* | Split System | 22800 | 19.5 | 9.5 | 1.98 | R-454B | 650
218407026 | ARCOAIRE | B5H3V24*K*AAA* | ESH5X36M12A*+WALLCON | *97CMN0801714B* | Split System | 22800 | 19.5 | 9.5 | 1.98 | R-454B | 650
218407010 | ARCOAIRE | B5H3V24*K*AAA* | ESH5X36M12A*+WALLCON | *95CSU0601716B* | Split System | 22800 | 19.5 | 9.5 | 1.98 | R-454B | 650
218407138 | ARCOAIRE | B5H3V24*K*AAA* | ESH5X42M12A*+WALLCON | *97CMN0801714B* | Split System | 23000 | 19.5 | 9.5 | 1.98 | R-454B | 650
218407178 | ARCOAIRE | B5H3V24*K*AAA* | ESH5X42M12A*+WALLCON | *97CTN0801716A* | Split System | 23000 | 19.5 | 9.5 | 1.98 | R-454B | 650
218407130 | ARCOAIRE | B5H3V24*K*AAA* | ESH5X42M12A*+WALLCON | *97CMN0601714B* | Split System | 23000 | 19.5 | 9.5 | 1.98 | R-454B | 650
217624582 | BRYANT HEATING AND COOLING SYSTEMS | 293VAN024**AA* | CSAH*4212AM*+UI | 935CB48060C17*** | Split System | 23000 | 19.5 | 9.5 | 1.98 | R-454B | 650
218407003 | COMFORTMAKER | B5H3V24*K*AAA* | ESH5X36M12A*+WALLCON | *80CTL0901716B* | Split System | 22800 | 19.5 | 9.5 | 1.96 | R-454B | 650
218407067 | COMFORTMAKER | B5H3V24*K*AAA* | ESH5X36M12A*+WALLCON | *97CTN0801716A* | Split System | 22800 | 19.5 | 9.5 | 1.96 | R-454B | 650
218407043 | COMFORTMAKER | B5H3V24*K*AAA* | ESH5X36M12A*+WALLCON | *96CTN0601714B* | Split System | 22800 | 19.5 | 9.5 | 1.96 | R-454B | 650
218407051 | COMFORTMAKER | B5H3V24*K*AAA* | ESH5X36M12A*+WALLCON | *96CTN0801714B* | Split System | 22800 | 19.5 | 9.5 | 1.98 | R-454B | 650
218406995 | COMFORTMAKER | B5H3V24*K*AAA* | ESH5X36M12A*+WALLCON | *80CTL0701716B* | Split System | 22800 | 19.5 | 9.5 | 1.98 | R-454B | 650
218407011 | COMFORTMAKER | B5H3V24*K*AAA* | ESH5X36M12A*+WALLCON | *95CSU0601716B* | Split System | 22800 | 19.5 | 9.5 | 1.98 | R-454B | 650
218407027 | COMFORTMAKER | B5H3V24*K*AAA* | ESH5X36M12A*+WALLCON | *97CMN0801714B* | Split System | 22800 | 19.5 | 9.5 | 1.98 | R-454B | 650
218407107 | COMFORTMAKER | B5H3V24*K*AAA* | ESH5X42M12A*+WALLCON | *80CTL0701716B* | Split System | 23000 | 19.5 | 9.5 | 1.98 | R-454B | 650
218407179 | COMFORTMAKER | B5H3V24*K*AAA* | ESH5X42M12A*+WALLCON | *97CTN0801716A* | Split System | 23000 | 19.5 | 9.5 | 1.98 | R-454B | 650
218407155 | COMFORTMAKER | B5H3V24*K*AAA* | ESH5X42M12A*+WALLCON | *96CTN0601714B* | Split System | 23000 | 19.5 | 9.5 | 1.98 | R-454B | 650
218407123 | COMFORTMAKER | B5H3V24*K*AAA* | ESH5X42M12A*+WALLCON | *95CSU0601716B* | Split System | 23000 | 19.5 | 9.5 | 1.98 | R-454B | 650
218407139 | COMFORTMAKER | B5H3V24*K*AAA* | ESH5X42M12A*+WALLCON | *97CMN0801714B* | Split System | 23000 | 19.5 | 9.5 | 1.98 | R-454B | 650
218407131 | COMFORTMAKER | B5H3V24*K*AAA* | ESH5X42M12A*+WALLCON | *97CMN0601714B* | Split System | 23000 | 19.5 | 9.5 | 1.98 | R-454B | 650
218407068 | DAY & NIGHT | B5H3V24*K*AAA* | ESH5X36M12A*+WALLCON | *97CTN0801716A* | Split System | 22800 | 19.5 | 9.5 | 1.96 | R-454B | 650
218407044 | DAY & NIGHT | B5H3V24*K*AAA* | ESH5X36M12A*+WALLCON | *96CTN0601714B* | Split System | 22800 | 19.5 | 9.5 | 1.96 | R-454B | 650
218407004 | DAY & NIGHT | B5H3V24*K*AAA* | ESH5X36M12A*+WALLCON | *80CTL0901716B* | Split System | 22800 | 19.5 | 9.5 | 1.96 | R-454B | 650
218407052 | DAY & NIGHT | B5H3V24*K*AAA* | ESH5X36M12A*+WALLCON | *96CTN0801714B* | Split System | 22800 | 19.5 | 9.5 | 1.98 | R-454B | 650
218406996 | DAY & NIGHT | B5H3V24*K*AAA* | ESH5X36M12A*+WALLCON | *80CTL0701716B* | Split System | 22800 | 19.5 | 9.5 | 1.98 | R-454B | 650
218407012 | DAY & NIGHT | B5H3V24*K*AAA* | ESH5X36M12A*+WALLCON | *95CSU0601716B* | Split System | 22800 | 19.5 | 9.5 | 1.98 | R-454B | 650
218407028 | DAY & NIGHT | B5H3V24*K*AAA* | ESH5X36M12A*+WALLCON | *97CMN0801714B* | Split System | 22800 | 19.5 | 9.5 | 1.98 | R-454B | 650
218407108 | DAY & NIGHT | B5H3V24*K*AAA* | ESH5X42M12A*+WALLCON | *80CTL0701716B* | Split System | 23000 | 19.5 | 9.5 | 1.98 | R-454B | 650
218407180 | DAY & NIGHT | B5H3V24*K*AAA* | ESH5X42M12A*+WALLCON | *97CTN0801716A* | Split System | 23000 | 19.5 | 9.5 | 1.98 | R-454B | 650
218407124 | DAY & NIGHT | B5H3V24*K*AAA* | ESH5X42M12A*+WALLCON | *95CSU0601716B* | Split System | 23000 | 19.5 | 9.5 | 1.98 | R-454B | 650
218407156 | DAY & NIGHT | B5H3V24*K*AAA* | ESH5X42M12A*+WALLCON | *96CTN0601714B* | Split System | 23000 | 19.5 | 9.5 | 1.98 | R-454B | 650
218407140 | DAY & NIGHT | B5H3V24*K*AAA* | ESH5X42M12A*+WALLCON | *97CMN0801714B* | Split System | 23000 | 19.5 | 9.5 | 1.98 | R-454B | 650
218407132 | DAY & NIGHT | B5H3V24*K*AAA* | ESH5X42M12A*+WALLCON | *97CMN0601714B* | Split System | 23000 | 19.5 | 9.5 | 1.98 | R-454B | 650
218407000 | HEIL | B5H3V24*K*AAA* | ESH5X36M12A*+WALLCON | *80CTL0901716B* | Split System | 22800 | 19.5 | 9.5 | 1.96 | R-454B | 650
218407064 | HEIL | B5H3V24*K*AAA* | ESH5X36M12A*+WALLCON | *97CTN0801716A* | Split System | 22800 | 19.5 | 9.5 | 1.96 | R-454B | 650
218406992 | HEIL | B5H3V24*K*AAA* | ESH5X36M12A*+WALLCON | *80CTL0701716B* | Split System | 22800 | 19.5 | 9.5 | 1.98 | R-454B | 650
218407048 | HEIL | B5H3V24*K*AAA* | ESH5X36M12A*+WALLCON | *96CTN0801714B* | Split System | 22800 | 19.5 | 9.5 | 1.98 | R-454B | 650
218407008 | HEIL | B5H3V24*K*AAA* | ESH5X36M12A*+WALLCON | *95CSU0601716B* | Split System | 22800 | 19.5 | 9.5 | 1.98 | R-454B | 650
218407024 | HEIL | B5H3V24*K*AAA* | ESH5X36M12A*+WALLCON | *97CMN0801714B* | Split System | 22800 | 19.5 | 9.5 | 1.98 | R-454B | 650
218407176 | HEIL | B5H3V24*K*AAA* | ESH5X42M12A*+WALLCON | *97CTN0801716A* | Split System | 23000 | 19.5 | 9.5 | 1.98 | R-454B | 650
218407120 | HEIL | B5H3V24*K*AAA* | ESH5X42M12A*+WALLCON | *95CSU0601716B* | Split System | 23000 | 19.5 | 9.5 | 1.98 | R-454B | 650
218407152 | HEIL | B5H3V24*K*AAA* | ESH5X42M12A*+WALLCON | *96CTN0601714B* | Split System | 23000 | 19.5 | 9.5 | 1.98 | R-454B | 650
218407136 | HEIL | B5H3V24*K*AAA* | ESH5X42M12A*+WALLCON | *97CMN0801714B* | Split System | 23000 | 19.5 | 9.5 | 1.98 | R-454B | 650
218407128 | HEIL | B5H3V24*K*AAA* | ESH5X42M12A*+WALLCON | *97CMN0601714B* | Split System | 23000 | 19.5 | 9.5 | 1.98 | R-454B | 650
218407069 | KEEPRITE | B5H3V24*K*AAA* | ESH5X36M12A*+WALLCON | *97CTN0801716A* | Split System | 22800 | 19.5 | 9.5 | 1.96 | R-454B | 650
218407045 | KEEPRITE | B5H3V24*K*AAA* | ESH5X36M12A*+WALLCON | *96CTN0601714B* | Split System | 22800 | 19.5 | 9.5 | 1.96 | R-454B | 650
218406997 | KEEPRITE | B5H3V24*K*AAA* | ESH5X36M12A*+WALLCON | *80CTL0701716B* | Split System | 22800 | 19.5 | 9.5 | 1.98 | R-454B | 650
218407053 | KEEPRITE | B5H3V24*K*AAA* | ESH5X36M12A*+WALLCON | *96CTN0801714B* | Split System | 22800 | 19.5 | 9.5 | 1.98 | R-454B | 650
218407013 | KEEPRITE | B5H3V24*K*AAA* | ESH5X36M12A*+WALLCON | *95CSU0601716B* | Split System | 22800 | 19.5 | 9.5 | 1.98 | R-454B | 650
218407109 | KEEPRITE | B5H3V24*K*AAA* | ESH5X42M12A*+WALLCON | *80CTL0701716B* | Split System | 23000 | 19.5 | 9.5 | 1.98 | R-454B | 650
218407181 | KEEPRITE | B5H3V24*K*AAA* | ESH5X42M12A*+WALLCON | *97CTN0801716A* | Split System | 23000 | 19.5 | 9.5 | 1.98 | R-454B | 650
218407141 | KEEPRITE | B5H3V24*K*AAA* | ESH5X42M12A*+WALLCON | *97CMN0801714B* | Split System | 23000 | 19.5 | 9.5 | 1.98 | R-454B | 650
218407125 | KEEPRITE | B5H3V24*K*AAA* | ESH5X42M12A*+WALLCON | *95CSU0601716B* | Split System | 23000 | 19.5 | 9.5 | 1.98 | R-454B | 650
218407157 | KEEPRITE | B5H3V24*K*AAA* | ESH5X42M12A*+WALLCON | *96CTN0601714B* | Split System | 23000 | 19.5 | 9.5 | 1.98 | R-454B | 650
218407133 | KEEPRITE | B5H3V24*K*AAA* | ESH5X42M12A*+WALLCON | *97CMN0601714B* | Split System | 23000 | 19.5 | 9.5 | 1.98 | R-454B | 650
218407007 | TEMPSTAR | B5H3V24*K*AAA* | ESH5X36M12A*+WALLCON | *80CTL0901716B* | Split System | 22800 | 19.5 | 9.5 | 1.96 | R-454B | 650
218407071 | TEMPSTAR | B5H3V24*K*AAA* | ESH5X36M12A*+WALLCON | *97CTN0801716A* | Split System | 22800 | 19.5 | 9.5 | 1.96 | R-454B | 650
218407047 | TEMPSTAR | B5H3V24*K*AAA* | ESH5X36M12A*+WALLCON | *96CTN0601714B* | Split System | 22800 | 19.5 | 9.5 | 1.96 | R-454B | 650
218406999 | TEMPSTAR | B5H3V24*K*AAA* | ESH5X36M12A*+WALLCON | *80CTL0701716B* | Split System | 22800 | 19.5 | 9.5 | 1.98 | R-454B | 650
218407055 | TEMPSTAR | B5H3V24*K*AAA* | ESH5X36M12A*+WALLCON | *96CTN0801714B* | Split System | 22800 | 19.5 | 9.5 | 1.98 | R-454B | 650
218407031 | TEMPSTAR | B5H3V24*K*AAA* | ESH5X36M12A*+WALLCON | *97CMN0801714B* | Split System | 22800 | 19.5 | 9.5 | 1.98 | R-454B | 650
218407015 | TEMPSTAR | B5H3V24*K*AAA* | ESH5X36M12A*+WALLCON | *95CSU0601716B* | Split System | 22800 | 19.5 | 9.5 | 1.98 | R-454B | 650
218407111 | TEMPSTAR | B5H3V24*K*AAA* | ESH5X42M12A*+WALLCON | *80CTL0701716B* | Split System | 23000 | 19.5 | 9.5 | 1.98 | R-454B | 650
218407127 | TEMPSTAR | B5H3V24*K*AAA* | ESH5X42M12A*+WALLCON | *95CSU0601716B* | Split System | 23000 | 19.5 | 9.5 | 1.98 | R-454B | 650
218407143 | TEMPSTAR | B5H3V24*K*AAA* | ESH5X42M12A*+WALLCON | *97CMN0801714B* | Split System | 23000 | 19.5 | 9.5 | 1.98 | R-454B | 650
218407159 | TEMPSTAR | B5H3V24*K*AAA* | ESH5X42M12A*+WALLCON | *96CTN0601714B* | Split System | 23000 | 19.5 | 9.5 | 1.98 | R-454B | 650
218407183 | TEMPSTAR | B5H3V24*K*AAA* | ESH5X42M12A*+WALLCON | *97CTN0801716A* | Split System | 23000 | 19.5 | 9.5 | 1.98 | R-454B | 650
218407135 | TEMPSTAR | B5H3V24*K*AAA* | ESH5X42M12A*+WALLCON | *97CMN0601714B* | Split System | 23000 | 19.5 | 9.5 | 1.98 | R-454B | 650
218406985 | AIRQUEST | B5H3V24*K*AAA* | ESH5X36M12A*+WALLCON | *80CTL0701412B* | Split System | 22800 | 20 | 9.5 | 1.96 | R-454B | 650
218407161 | AIRQUEST | B5H3V24*K*AAA* | ESH5X42M12A*+WALLCON | *96CTN0801714B* | Split System | 23000 | 20 | 9.5 | 1.96 | R-454B | 650
218406969 | AIRQUEST | B5H3V24*K*AAA* | ESH5X36M12A*+WALLCON | *80CSU0601716B* | Split System | 23000 | 20 | 9.5 | 1.96 | R-454B | 650
218406849 | AIRQUEST | B5H3V24*K*AAA* | ESH5X30M12A*+WALLCON | *80CSU0401712B* | Split System | 22600 | 20 | 9.5 | 1.98 | R-454B | 650
218406857 | AIRQUEST | B5H3V24*K*AAA* | ESH5X30M12A*+WALLCON | *80CSU0601716B* | Split System | 22600 | 20 | 9.5 | 1.98 | R-454B | 650
218407113 | AIRQUEST | B5H3V24*K*AAA* | ESH5X42M12A*+WALLCON | *80CTL0901716B* | Split System | 23000 | 20 | 9.5 | 1.98 | R-454B | 650
218406986 | ARCOAIRE | B5H3V24*K*AAA* | ESH5X36M12A*+WALLCON | *80CTL0701412B* | Split System | 22800 | 20 | 9.5 | 1.96 | R-454B | 650
218407162 | ARCOAIRE | B5H3V24*K*AAA* | ESH5X42M12A*+WALLCON | *96CTN0801714B* | Split System | 23000 | 20 | 9.5 | 1.96 | R-454B | 650
218407098 | ARCOAIRE | B5H3V24*K*AAA* | ESH5X42M12A*+WALLCON | *80CTL0701412B* | Split System | 23000 | 20 | 9.5 | 1.96 | R-454B | 650
218406970 | ARCOAIRE | B5H3V24*K*AAA* | ESH5X36M12A*+WALLCON | *80CSU0601716B* | Split System | 23000 | 20 | 9.5 | 1.96 | R-454B | 650
218406858 | ARCOAIRE | B5H3V24*K*AAA* | ESH5X30M12A*+WALLCON | *80CSU0601716B* | Split System | 22600 | 20 | 9.5 | 1.98 | R-454B | 650
218406850 | ARCOAIRE | B5H3V24*K*AAA* | ESH5X30M12A*+WALLCON | *80CSU0401712B* | Split System | 22600 | 20 | 9.5 | 1.98 | R-454B | 650
218407114 | ARCOAIRE | B5H3V24*K*AAA* | ESH5X42M12A*+WALLCON | *80CTL0901716B* | Split System | 23000 | 20 | 9.5 | 1.98 | R-454B | 650
217624575 | CARRIER | 27VNA324A*030* | CSAH*4212AM*+UI | 58TN*B070C14**12 | Split System | 23000 | 20 | 9.5 | 1.96 | R-454B | 650
218406987 | COMFORTMAKER | B5H3V24*K*AAA* | ESH5X36M12A*+WALLCON | *80CTL0701412B* | Split System | 22800 | 20 | 9.5 | 1.96 | R-454B | 650
218407099 | COMFORTMAKER | B5H3V24*K*AAA* | ESH5X42M12A*+WALLCON | *80CTL0701412B* | Split System | 23000 | 20 | 9.5 | 1.96 | R-454B | 650
218407163 | COMFORTMAKER | B5H3V24*K*AAA* | ESH5X42M12A*+WALLCON | *96CTN0801714B* | Split System | 23000 | 20 | 9.5 | 1.96 | R-454B | 650
218406851 | COMFORTMAKER | B5H3V24*K*AAA* | ESH5X30M12A*+WALLCON | *80CSU0401712B* | Split System | 22600 | 20 | 9.5 | 1.98 | R-454B | 650
218406859 | COMFORTMAKER | B5H3V24*K*AAA* | ESH5X30M12A*+WALLCON | *80CSU0601716B* | Split System | 22600 | 20 | 9.5 | 1.98 | R-454B | 650
218407115 | COMFORTMAKER | B5H3V24*K*AAA* | ESH5X42M12A*+WALLCON | *80CTL0901716B* | Split System | 23000 | 20 | 9.5 | 1.98 | R-454B | 650
218407100 | DAY & NIGHT | B5H3V24*K*AAA* | ESH5X42M12A*+WALLCON | *80CTL0701412B* | Split System | 23000 | 20 | 9.5 | 1.96 | R-454B | 650
218407164 | DAY & NIGHT | B5H3V24*K*AAA* | ESH5X42M12A*+WALLCON | *96CTN0801714B* | Split System | 23000 | 20 | 9.5 | 1.96 | R-454B | 650
218406860 | DAY & NIGHT | B5H3V24*K*AAA* | ESH5X30M12A*+WALLCON | *80CSU0601716B* | Split System | 22600 | 20 | 9.5 | 1.98 | R-454B | 650
218406852 | DAY & NIGHT | B5H3V24*K*AAA* | ESH5X30M12A*+WALLCON | *80CSU0401712B* | Split System | 22600 | 20 | 9.5 | 1.98 | R-454B | 650
218407116 | DAY & NIGHT | B5H3V24*K*AAA* | ESH5X42M12A*+WALLCON | *80CTL0901716B* | Split System | 23000 | 20 | 9.5 | 1.98 | R-454B | 650
218406984 | HEIL | B5H3V24*K*AAA* | ESH5X36M12A*+WALLCON | *80CTL0701412B* | Split System | 22800 | 20 | 9.5 | 1.96 | R-454B | 650
218407160 | HEIL | B5H3V24*K*AAA* | ESH5X42M12A*+WALLCON | *96CTN0801714B* | Split System | 23000 | 20 | 9.5 | 1.96 | R-454B | 650
218407096 | HEIL | B5H3V24*K*AAA* | ESH5X42M12A*+WALLCON | *80CTL0701412B* | Split System | 23000 | 20 | 9.5 | 1.96 | R-454B | 650
218406968 | HEIL | B5H3V24*K*AAA* | ESH5X36M12A*+WALLCON | *80CSU0601716B* | Split System | 23000 | 20 | 9.5 | 1.96 | R-454B | 650
218406856 | HEIL | B5H3V24*K*AAA* | ESH5X30M12A*+WALLCON | *80CSU0601716B* | Split System | 22600 | 20 | 9.5 | 1.98 | R-454B | 650
218406848 | HEIL | B5H3V24*K*AAA* | ESH5X30M12A*+WALLCON | *80CSU0401712B* | Split System | 22600 | 20 | 9.5 | 1.98 | R-454B | 650
218407112 | HEIL | B5H3V24*K*AAA* | ESH5X42M12A*+WALLCON | *80CTL0901716B* | Split System | 23000 | 20 | 9.5 | 1.98 | R-454B | 650
218406989 | KEEPRITE | B5H3V24*K*AAA* | ESH5X36M12A*+WALLCON | *80CTL0701412B* | Split System | 22800 | 20 | 9.5 | 1.96 | R-454B | 650
218407165 | KEEPRITE | B5H3V24*K*AAA* | ESH5X42M12A*+WALLCON | *96CTN0801714B* | Split System | 23000 | 20 | 9.5 | 1.96 | R-454B | 650
218407101 | KEEPRITE | B5H3V24*K*AAA* | ESH5X42M12A*+WALLCON | *80CTL0701412B* | Split System | 23000 | 20 | 9.5 | 1.96 | R-454B | 650
218406973 | KEEPRITE | B5H3V24*K*AAA* | ESH5X36M12A*+WALLCON | *80CSU0601716B* | Split System | 23000 | 20 | 9.5 | 1.96 | R-454B | 650
218406853 | KEEPRITE | B5H3V24*K*AAA* | ESH5X30M12A*+WALLCON | *80CSU0401712B* | Split System | 22600 | 20 | 9.5 | 1.98 | R-454B | 650
218406861 | KEEPRITE | B5H3V24*K*AAA* | ESH5X30M12A*+WALLCON | *80CSU0601716B* | Split System | 22600 | 20 | 9.5 | 1.98 | R-454B | 650
218407117 | KEEPRITE | B5H3V24*K*AAA* | ESH5X42M12A*+WALLCON | *80CTL0901716B* | Split System | 23000 | 20 | 9.5 | 1.98 | R-454B | 650
218406991 | TEMPSTAR | B5H3V24*K*AAA* | ESH5X36M12A*+WALLCON | *80CTL0701412B* | Split System | 22800 | 20 | 9.5 | 1.96 | R-454B | 650
218407103 | TEMPSTAR | B5H3V24*K*AAA* | ESH5X42M12A*+WALLCON | *80CTL0701412B* | Split System | 23000 | 20 | 9.5 | 1.96 | R-454B | 650
218407167 | TEMPSTAR | B5H3V24*K*AAA* | ESH5X42M12A*+WALLCON | *96CTN0801714B* | Split System | 23000 | 20 | 9.5 | 1.96 | R-454B | 650
218406975 | TEMPSTAR | B5H3V24*K*AAA* | ESH5X36M12A*+WALLCON | *80CSU0601716B* | Split System | 23000 | 20 | 9.5 | 1.96 | R-454B | 650
218406863 | TEMPSTAR | B5H3V24*K*AAA* | ESH5X30M12A*+WALLCON | *80CSU0601716B* | Split System | 22600 | 20 | 9.5 | 1.98 | R-454B | 650
218406855 | TEMPSTAR | B5H3V24*K*AAA* | ESH5X30M12A*+WALLCON | *80CSU0401712B* | Split System | 22600 | 20 | 9.5 | 1.98 | R-454B | 650
218407119 | TEMPSTAR | B5H3V24*K*AAA* | ESH5X42M12A*+WALLCON | *80CTL0901716B* | Split System | 23000 | 20 | 9.5 | 1.98 | R-454B | 650
218406169 | AIRQUEST | B5H3V24*K*AAA* | EA*5X30M17A*+WALLCON | *80CTL0701412B* | Split System | 22200 | 20.5 | 9.5 | 1.96 | R-454B | 650
218406233 | AIRQUEST | B5H3V24*K*AAA* | EA*5X30M17A*+WALLCON | *96CTN0801714B* | Split System | 22200 | 20.5 | 9.5 | 1.96 | R-454B | 650
218405929 | AIRQUEST | B5H3V24*K*AAA* | EA*5X24M17A*+WALLCON | *80CSU0601716B* | Split System | 22200 | 20.5 | 9.5 | 1.96 | R-454B | 650
218406609 | AIRQUEST | B5H3V24*K*AAA* | EA*5X42M21A*+WALLCON | *97CMN0601714B* | Split System | 22400 | 20.5 | 9.5 | 1.96 | R-454B | 650
218406337 | AIRQUEST | B5H3V24*K*AAA* | EA*5X36M17A*+WALLCON | *96CTN0801714B* | Split System | 22400 | 20.5 | 9.5 | 1.96 | R-454B | 650
218406289 | AIRQUEST | B5H3V24*K*AAA* | EA*5X36M17A*+WALLCON | *80CTL0701716B* | Split System | 22400 | 20.5 | 9.5 | 1.96 | R-454B | 650
218406305 | AIRQUEST | B5H3V24*K*AAA* | EA*5X36M17A*+WALLCON | *95CSU0601716B* | Split System | 22400 | 20.5 | 9.5 | 1.96 | R-454B | 650
218406585 | AIRQUEST | B5H3V24*K*AAA* | EA*5X42M21A*+WALLCON | *80CTL0701716B* | Split System | 22600 | 20.5 | 9.5 | 1.96 | R-454B | 650
218406409 | AIRQUEST | B5H3V24*K*AAA* | EA*5X37M17A*+WALLCON | *97CMN0601714B* | Split System | 23000 | 20.5 | 9.5 | 1.96 | R-454B | 650
218405921 | AIRQUEST | B5H3V24*K*AAA* | EA*5X24M17A*+WALLCON | *80CSU0401712B* | Split System | 22200 | 20.5 | 9.5 | 1.98 | R-454B | 650
218406601 | AIRQUEST | B5H3V24*K*AAA* | EA*5X42M21A*+WALLCON | *95CSU0601716B* | Split System | 22600 | 20.5 | 9.5 | 1.98 | R-454B | 650
218406649 | AIRQUEST | B5H3V24*K*AAA* | EA*5X42M21A*+WALLCON | *97CTN0801716A* | Split System | 22600 | 20.5 | 9.5 | 1.98 | R-454B | 650
218406625 | AIRQUEST | B5H3V24*K*AAA* | EA*5X42M21A*+WALLCON | *96CTN0601714B* | Split System | 22600 | 20.5 | 9.5 | 1.98 | R-454B | 650
218406617 | AIRQUEST | B5H3V24*K*AAA* | EA*5X42M21A*+WALLCON | *97CMN0801714B* | Split System | 22600 | 20.5 | 9.5 | 1.98 | R-454B | 650
218406170 | ARCOAIRE | B5H3V24*K*AAA* | EA*5X30M17A*+WALLCON | *80CTL0701412B* | Split System | 22200 | 20.5 | 9.5 | 1.96 | R-454B | 650
218406234 | ARCOAIRE | B5H3V24*K*AAA* | EA*5X30M17A*+WALLCON | *96CTN0801714B* | Split System | 22200 | 20.5 | 9.5 | 1.96 | R-454B | 650
218405930 | ARCOAIRE | B5H3V24*K*AAA* | EA*5X24M17A*+WALLCON | *80CSU0601716B* | Split System | 22200 | 20.5 | 9.5 | 1.96 | R-454B | 650
218406610 | ARCOAIRE | B5H3V24*K*AAA* | EA*5X42M21A*+WALLCON | *97CMN0601714B* | Split System | 22400 | 20.5 | 9.5 | 1.96 | R-454B | 650
218406290 | ARCOAIRE | B5H3V24*K*AAA* | EA*5X36M17A*+WALLCON | *80CTL0701716B* | Split System | 22400 | 20.5 | 9.5 | 1.96 | R-454B | 650
218406338 | ARCOAIRE | B5H3V24*K*AAA* | EA*5X36M17A*+WALLCON | *96CTN0801714B* | Split System | 22400 | 20.5 | 9.5 | 1.96 | R-454B | 650
218406306 | ARCOAIRE | B5H3V24*K*AAA* | EA*5X36M17A*+WALLCON | *95CSU0601716B* | Split System | 22400 | 20.5 | 9.5 | 1.96 | R-454B | 650
218406586 | ARCOAIRE | B5H3V24*K*AAA* | EA*5X42M21A*+WALLCON | *80CTL0701716B* | Split System | 22600 | 20.5 | 9.5 | 1.96 | R-454B | 650
218406410 | ARCOAIRE | B5H3V24*K*AAA* | EA*5X37M17A*+WALLCON | *97CMN0601714B* | Split System | 23000 | 20.5 | 9.5 | 1.96 | R-454B | 650
218405922 | ARCOAIRE | B5H3V24*K*AAA* | EA*5X24M17A*+WALLCON | *80CSU0401712B* | Split System | 22200 | 20.5 | 9.5 | 1.98 | R-454B | 650
218406626 | ARCOAIRE | B5H3V24*K*AAA* | EA*5X42M21A*+WALLCON | *96CTN0601714B* | Split System | 22600 | 20.5 | 9.5 | 1.98 | R-454B | 650
218406602 | ARCOAIRE | B5H3V24*K*AAA* | EA*5X42M21A*+WALLCON | *95CSU0601716B* | Split System | 22600 | 20.5 | 9.5 | 1.98 | R-454B | 650
218406618 | ARCOAIRE | B5H3V24*K*AAA* | EA*5X42M21A*+WALLCON | *97CMN0801714B* | Split System | 22600 | 20.5 | 9.5 | 1.98 | R-454B | 650
218406650 | ARCOAIRE | B5H3V24*K*AAA* | EA*5X42M21A*+WALLCON | *97CTN0801716A* | Split System | 22600 | 20.5 | 9.5 | 1.98 | R-454B | 650
217624457 | CARRIER | 27VNA324A*030* | CAA**4221AM*+UI | 59TN6C060C17**14 | Split System | 22600 | 20.5 | 9.5 | 1.98 | R-454B | 650
218406171 | COMFORTMAKER | B5H3V24*K*AAA* | EA*5X30M17A*+WALLCON | *80CTL0701412B* | Split System | 22200 | 20.5 | 9.5 | 1.96 | R-454B | 650
218406235 | COMFORTMAKER | B5H3V24*K*AAA* | EA*5X30M17A*+WALLCON | *96CTN0801714B* | Split System | 22200 | 20.5 | 9.5 | 1.96 | R-454B | 650
218405931 | COMFORTMAKER | B5H3V24*K*AAA* | EA*5X24M17A*+WALLCON | *80CSU0601716B* | Split System | 22200 | 20.5 | 9.5 | 1.96 | R-454B | 650
218406339 | COMFORTMAKER | B5H3V24*K*AAA* | EA*5X36M17A*+WALLCON | *96CTN0801714B* | Split System | 22400 | 20.5 | 9.5 | 1.96 | R-454B | 650
218406291 | COMFORTMAKER | B5H3V24*K*AAA* | EA*5X36M17A*+WALLCON | *80CTL0701716B* | Split System | 22400 | 20.5 | 9.5 | 1.96 | R-454B | 650
218406307 | COMFORTMAKER | B5H3V24*K*AAA* | EA*5X36M17A*+WALLCON | *95CSU0601716B* | Split System | 22400 | 20.5 | 9.5 | 1.96 | R-454B | 650
218406587 | COMFORTMAKER | B5H3V24*K*AAA* | EA*5X42M21A*+WALLCON | *80CTL0701716B* | Split System | 22600 | 20.5 | 9.5 | 1.96 | R-454B | 650
218406411 | COMFORTMAKER | B5H3V24*K*AAA* | EA*5X37M17A*+WALLCON | *97CMN0601714B* | Split System | 23000 | 20.5 | 9.5 | 1.96 | R-454B | 650
218405923 | COMFORTMAKER | B5H3V24*K*AAA* | EA*5X24M17A*+WALLCON | *80CSU0401712B* | Split System | 22200 | 20.5 | 9.5 | 1.98 | R-454B | 650
218406627 | COMFORTMAKER | B5H3V24*K*AAA* | EA*5X42M21A*+WALLCON | *96CTN0601714B* | Split System | 22600 | 20.5 | 9.5 | 1.98 | R-454B | 650
218406651 | COMFORTMAKER | B5H3V24*K*AAA* | EA*5X42M21A*+WALLCON | *97CTN0801716A* | Split System | 22600 | 20.5 | 9.5 | 1.98 | R-454B | 650
218406619 | COMFORTMAKER | B5H3V24*K*AAA* | EA*5X42M21A*+WALLCON | *97CMN0801714B* | Split System | 22600 | 20.5 | 9.5 | 1.98 | R-454B | 650
218406172 | DAY & NIGHT | B5H3V24*K*AAA* | EA*5X30M17A*+WALLCON | *80CTL0701412B* | Split System | 22200 | 20.5 | 9.5 | 1.96 | R-454B | 650
218406236 | DAY & NIGHT | B5H3V24*K*AAA* | EA*5X30M17A*+WALLCON | *96CTN0801714B* | Split System | 22200 | 20.5 | 9.5 | 1.96 | R-454B | 650
218405932 | DAY & NIGHT | B5H3V24*K*AAA* | EA*5X24M17A*+WALLCON | *80CSU0601716B* | Split System | 22200 | 20.5 | 9.5 | 1.96 | R-454B | 650
218406612 | DAY & NIGHT | B5H3V24*K*AAA* | EA*5X42M21A*+WALLCON | *97CMN0601714B* | Split System | 22400 | 20.5 | 9.5 | 1.96 | R-454B | 650
218406292 | DAY & NIGHT | B5H3V24*K*AAA* | EA*5X36M17A*+WALLCON | *80CTL0701716B* | Split System | 22400 | 20.5 | 9.5 | 1.96 | R-454B | 650
218406340 | DAY & NIGHT | B5H3V24*K*AAA* | EA*5X36M17A*+WALLCON | *96CTN0801714B* | Split System | 22400 | 20.5 | 9.5 | 1.96 | R-454B | 650
218406308 | DAY & NIGHT | B5H3V24*K*AAA* | EA*5X36M17A*+WALLCON | *95CSU0601716B* | Split System | 22400 | 20.5 | 9.5 | 1.96 | R-454B | 650
218406588 | DAY & NIGHT | B5H3V24*K*AAA* | EA*5X42M21A*+WALLCON | *80CTL0701716B* | Split System | 22600 | 20.5 | 9.5 | 1.96 | R-454B | 650
218406412 | DAY & NIGHT | B5H3V24*K*AAA* | EA*5X37M17A*+WALLCON | *97CMN0601714B* | Split System | 23000 | 20.5 | 9.5 | 1.96 | R-454B | 650
218405924 | DAY & NIGHT | B5H3V24*K*AAA* | EA*5X24M17A*+WALLCON | *80CSU0401712B* | Split System | 22200 | 20.5 | 9.5 | 1.98 | R-454B | 650
218406188 | DAY & NIGHT | B5H3V24*K*AAA* | EA*5X30M17A*+WALLCON | *80CTL0901716B* | Split System | 22400 | 20.5 | 9.5 | 1.98 | R-454B | 650
218406628 | DAY & NIGHT | B5H3V24*K*AAA* | EA*5X42M21A*+WALLCON | *96CTN0601714B* | Split System | 22600 | 20.5 | 9.5 | 1.98 | R-454B | 650
218406620 | DAY & NIGHT | B5H3V24*K*AAA* | EA*5X42M21A*+WALLCON | *97CMN0801714B* | Split System | 22600 | 20.5 | 9.5 | 1.98 | R-454B | 650
218406652 | DAY & NIGHT | B5H3V24*K*AAA* | EA*5X42M21A*+WALLCON | *97CTN0801716A* | Split System | 22600 | 20.5 | 9.5 | 1.98 | R-454B | 650
218406604 | DAY & NIGHT | B5H3V24*K*AAA* | EA*5X42M21A*+WALLCON | *95CSU0601716B* | Split System | 22600 | 20.5 | 9.5 | 1.98 | R-454B | 650
218406232 | HEIL | B5H3V24*K*AAA* | EA*5X30M17A*+WALLCON | *96CTN0801714B* | Split System | 22200 | 20.5 | 9.5 | 1.96 | R-454B | 650
218405928 | HEIL | B5H3V24*K*AAA* | EA*5X24M17A*+WALLCON | *80CSU0601716B* | Split System | 22200 | 20.5 | 9.5 | 1.96 | R-454B | 650
218406608 | HEIL | B5H3V24*K*AAA* | EA*5X42M21A*+WALLCON | *97CMN0601714B* | Split System | 22400 | 20.5 | 9.5 | 1.96 | R-454B | 650
218406288 | HEIL | B5H3V24*K*AAA* | EA*5X36M17A*+WALLCON | *80CTL0701716B* | Split System | 22400 | 20.5 | 9.5 | 1.96 | R-454B | 650
218406336 | HEIL | B5H3V24*K*AAA* | EA*5X36M17A*+WALLCON | *96CTN0801714B* | Split System | 22400 | 20.5 | 9.5 | 1.96 | R-454B | 650
218406304 | HEIL | B5H3V24*K*AAA* | EA*5X36M17A*+WALLCON | *95CSU0601716B* | Split System | 22400 | 20.5 | 9.5 | 1.96 | R-454B | 650
218406584 | HEIL | B5H3V24*K*AAA* | EA*5X42M21A*+WALLCON | *80CTL0701716B* | Split System | 22600 | 20.5 | 9.5 | 1.96 | R-454B | 650
218406408 | HEIL | B5H3V24*K*AAA* | EA*5X37M17A*+WALLCON | *97CMN0601714B* | Split System | 23000 | 20.5 | 9.5 | 1.96 | R-454B | 650
218406184 | HEIL | B5H3V24*K*AAA* | EA*5X30M17A*+WALLCON | *80CTL0901716B* | Split System | 22400 | 20.5 | 9.5 | 1.98 | R-454B | 650
218406624 | HEIL | B5H3V24*K*AAA* | EA*5X42M21A*+WALLCON | *96CTN0601714B* | Split System | 22600 | 20.5 | 9.5 | 1.98 | R-454B | 650
218406648 | HEIL | B5H3V24*K*AAA* | EA*5X42M21A*+WALLCON | *97CTN0801716A* | Split System | 22600 | 20.5 | 9.5 | 1.98 | R-454B | 650
218406616 | HEIL | B5H3V24*K*AAA* | EA*5X42M21A*+WALLCON | *97CMN0801714B* | Split System | 22600 | 20.5 | 9.5 | 1.98 | R-454B | 650
218406600 | HEIL | B5H3V24*K*AAA* | EA*5X42M21A*+WALLCON | *95CSU0601716B* | Split System | 22600 | 20.5 | 9.5 | 1.98 | R-454B | 650
218406173 | KEEPRITE | B5H3V24*K*AAA* | EA*5X30M17A*+WALLCON | *80CTL0701412B* | Split System | 22200 | 20.5 | 9.5 | 1.96 | R-454B | 650
218406237 | KEEPRITE | B5H3V24*K*AAA* | EA*5X30M17A*+WALLCON | *96CTN0801714B* | Split System | 22200 | 20.5 | 9.5 | 1.96 | R-454B | 650
218405933 | KEEPRITE | B5H3V24*K*AAA* | EA*5X24M17A*+WALLCON | *80CSU0601716B* | Split System | 22200 | 20.5 | 9.5 | 1.96 | R-454B | 650
218406613 | KEEPRITE | B5H3V24*K*AAA* | EA*5X42M21A*+WALLCON | *97CMN0601714B* | Split System | 22400 | 20.5 | 9.5 | 1.96 | R-454B | 650
218406341 | KEEPRITE | B5H3V24*K*AAA* | EA*5X36M17A*+WALLCON | *96CTN0801714B* | Split System | 22400 | 20.5 | 9.5 | 1.96 | R-454B | 650
218406293 | KEEPRITE | B5H3V24*K*AAA* | EA*5X36M17A*+WALLCON | *80CTL0701716B* | Split System | 22400 | 20.5 | 9.5 | 1.96 | R-454B | 650
218406309 | KEEPRITE | B5H3V24*K*AAA* | EA*5X36M17A*+WALLCON | *95CSU0601716B* | Split System | 22400 | 20.5 | 9.5 | 1.96 | R-454B | 650
218406589 | KEEPRITE | B5H3V24*K*AAA* | EA*5X42M21A*+WALLCON | *80CTL0701716B* | Split System | 22600 | 20.5 | 9.5 | 1.96 | R-454B | 650
218406413 | KEEPRITE | B5H3V24*K*AAA* | EA*5X37M17A*+WALLCON | *97CMN0601714B* | Split System | 23000 | 20.5 | 9.5 | 1.96 | R-454B | 650
218405925 | KEEPRITE | B5H3V24*K*AAA* | EA*5X24M17A*+WALLCON | *80CSU0401712B* | Split System | 22200 | 20.5 | 9.5 | 1.98 | R-454B | 650
218406189 | KEEPRITE | B5H3V24*K*AAA* | EA*5X30M17A*+WALLCON | *80CTL0901716B* | Split System | 22400 | 20.5 | 9.5 | 1.98 | R-454B | 650
218406629 | KEEPRITE | B5H3V24*K*AAA* | EA*5X42M21A*+WALLCON | *96CTN0601714B* | Split System | 22600 | 20.5 | 9.5 | 1.98 | R-454B | 650
218406605 | KEEPRITE | B5H3V24*K*AAA* | EA*5X42M21A*+WALLCON | *95CSU0601716B* | Split System | 22600 | 20.5 | 9.5 | 1.98 | R-454B | 650
218406621 | KEEPRITE | B5H3V24*K*AAA* | EA*5X42M21A*+WALLCON | *97CMN0801714B* | Split System | 22600 | 20.5 | 9.5 | 1.98 | R-454B | 650
218406653 | KEEPRITE | B5H3V24*K*AAA* | EA*5X42M21A*+WALLCON | *97CTN0801716A* | Split System | 22600 | 20.5 | 9.5 | 1.98 | R-454B | 650
218406175 | TEMPSTAR | B5H3V24*K*AAA* | EA*5X30M17A*+WALLCON | *80CTL0701412B* | Split System | 22200 | 20.5 | 9.5 | 1.96 | R-454B | 650
218406239 | TEMPSTAR | B5H3V24*K*AAA* | EA*5X30M17A*+WALLCON | *96CTN0801714B* | Split System | 22200 | 20.5 | 9.5 | 1.96 | R-454B | 650
218405935 | TEMPSTAR | B5H3V24*K*AAA* | EA*5X24M17A*+WALLCON | *80CSU0601716B* | Split System | 22200 | 20.5 | 9.5 | 1.96 | R-454B | 650
218406615 | TEMPSTAR | B5H3V24*K*AAA* | EA*5X42M21A*+WALLCON | *97CMN0601714B* | Split System | 22400 | 20.5 | 9.5 | 1.96 | R-454B | 650
218406295 | TEMPSTAR | B5H3V24*K*AAA* | EA*5X36M17A*+WALLCON | *80CTL0701716B* | Split System | 22400 | 20.5 | 9.5 | 1.96 | R-454B | 650
218406343 | TEMPSTAR | B5H3V24*K*AAA* | EA*5X36M17A*+WALLCON | *96CTN0801714B* | Split System | 22400 | 20.5 | 9.5 | 1.96 | R-454B | 650
218406311 | TEMPSTAR | B5H3V24*K*AAA* | EA*5X36M17A*+WALLCON | *95CSU0601716B* | Split System | 22400 | 20.5 | 9.5 | 1.96 | R-454B | 650
218406591 | TEMPSTAR | B5H3V24*K*AAA* | EA*5X42M21A*+WALLCON | *80CTL0701716B* | Split System | 22600 | 20.5 | 9.5 | 1.96 | R-454B | 650
218406415 | TEMPSTAR | B5H3V24*K*AAA* | EA*5X37M17A*+WALLCON | *97CMN0601714B* | Split System | 23000 | 20.5 | 9.5 | 1.96 | R-454B | 650
218405927 | TEMPSTAR | B5H3V24*K*AAA* | EA*5X24M17A*+WALLCON | *80CSU0401712B* | Split System | 22200 | 20.5 | 9.5 | 1.98 | R-454B | 650
218406191 | TEMPSTAR | B5H3V24*K*AAA* | EA*5X30M17A*+WALLCON | *80CTL0901716B* | Split System | 22400 | 20.5 | 9.5 | 1.98 | R-454B | 650
218406655 | TEMPSTAR | B5H3V24*K*AAA* | EA*5X42M21A*+WALLCON | *97CTN0801716A* | Split System | 22600 | 20.5 | 9.5 | 1.98 | R-454B | 650
218406607 | TEMPSTAR | B5H3V24*K*AAA* | EA*5X42M21A*+WALLCON | *95CSU0601716B* | Split System | 22600 | 20.5 | 9.5 | 1.98 | R-454B | 650
218406623 | TEMPSTAR | B5H3V24*K*AAA* | EA*5X42M21A*+WALLCON | *97CMN0801714B* | Split System | 22600 | 20.5 | 9.5 | 1.98 | R-454B | 650
218406631 | TEMPSTAR | B5H3V24*K*AAA* | EA*5X42M21A*+WALLCON | *96CTN0601714B* | Split System | 22600 | 20.5 | 9.5 | 1.98 | R-454B | 650
218406145 | AIRQUEST | B5H3V24*K*AAA* | EA*5X30M17A*+WALLCON | *80CSU0401712B* | Split System | 22400 | 21 | 9.5 | 1.96 | R-454B | 650
218406281 | AIRQUEST | B5H3V24*K*AAA* | EA*5X36M17A*+WALLCON | *80CTL0701412B* | Split System | 22400 | 21 | 9.5 | 1.96 | R-454B | 650
218406153 | AIRQUEST | B5H3V24*K*AAA* | EA*5X30M17A*+WALLCON | *80CSU0601716B* | Split System | 22400 | 21 | 9.5 | 1.96 | R-454B | 650
218406593 | AIRQUEST | B5H3V24*K*AAA* | EA*5X42M21A*+WALLCON | *80CTL0901716B* | Split System | 22600 | 21 | 9.5 | 1.96 | R-454B | 650
218406633 | AIRQUEST | B5H3V24*K*AAA* | EA*5X42M21A*+WALLCON | *96CTN0801714B* | Split System | 22600 | 21 | 9.5 | 1.96 | R-454B | 650
218406265 | AIRQUEST | B5H3V24*K*AAA* | EA*5X36M17A*+WALLCON | *80CSU0601716B* | Split System | 22400 | 21 | 9.5 | 1.98 | R-454B | 650
218406257 | AIRQUEST | B5H3V24*K*AAA* | EA*5X36M17A*+WALLCON | *80CSU0401712B* | Split System | 22400 | 21 | 9.5 | 1.98 | R-454B | 650
218406298 | ARCOAIRE | B5H3V24*K*AAA* | EA*5X36M17A*+WALLCON | *80CTL0901716B* | Split System | 22400 | 21 | 9.5 | 1.96 | R-454B | 650
218406146 | ARCOAIRE | B5H3V24*K*AAA* | EA*5X30M17A*+WALLCON | *80CSU0401712B* | Split System | 22400 | 21 | 9.5 | 1.96 | R-454B | 650
218406282 | ARCOAIRE | B5H3V24*K*AAA* | EA*5X36M17A*+WALLCON | *80CTL0701412B* | Split System | 22400 | 21 | 9.5 | 1.96 | R-454B | 650
218406154 | ARCOAIRE | B5H3V24*K*AAA* | EA*5X30M17A*+WALLCON | *80CSU0601716B* | Split System | 22400 | 21 | 9.5 | 1.96 | R-454B | 650
218406594 | ARCOAIRE | B5H3V24*K*AAA* | EA*5X42M21A*+WALLCON | *80CTL0901716B* | Split System | 22600 | 21 | 9.5 | 1.96 | R-454B | 650
218406634 | ARCOAIRE | B5H3V24*K*AAA* | EA*5X42M21A*+WALLCON | *96CTN0801714B* | Split System | 22600 | 21 | 9.5 | 1.96 | R-454B | 650
218406258 | ARCOAIRE | B5H3V24*K*AAA* | EA*5X36M17A*+WALLCON | *80CSU0401712B* | Split System | 22400 | 21 | 9.5 | 1.98 | R-454B | 650
218406266 | ARCOAIRE | B5H3V24*K*AAA* | EA*5X36M17A*+WALLCON | *80CSU0601716B* | Split System | 22400 | 21 | 9.5 | 1.98 | R-454B | 650
217624366 | BRYANT HEATING AND COOLING SYSTEMS | 293VAN024**AA* | CAA**3617AM*+UI | 83*CB36040C17*** | Split System | 22400 | 21 | 9.5 | 1.98 | R-454B | 650
217624371 | CARRIER | 27VNA324A*030* | CAA**3617AM*+UI | 58TN*B070C14**12 | Split System | 22400 | 21 | 9.5 | 1.96 | R-454B | 650
218406299 | COMFORTMAKER | B5H3V24*K*AAA* | EA*5X36M17A*+WALLCON | *80CTL0901716B* | Split System | 22400 | 21 | 9.5 | 1.96 | R-454B | 650
218406147 | COMFORTMAKER | B5H3V24*K*AAA* | EA*5X30M17A*+WALLCON | *80CSU0401712B* | Split System | 22400 | 21 | 9.5 | 1.96 | R-454B | 650
218406283 | COMFORTMAKER | B5H3V24*K*AAA* | EA*5X36M17A*+WALLCON | *80CTL0701412B* | Split System | 22400 | 21 | 9.5 | 1.96 | R-454B | 650
218406155 | COMFORTMAKER | B5H3V24*K*AAA* | EA*5X30M17A*+WALLCON | *80CSU0601716B* | Split System | 22400 | 21 | 9.5 | 1.96 | R-454B | 650
218406595 | COMFORTMAKER | B5H3V24*K*AAA* | EA*5X42M21A*+WALLCON | *80CTL0901716B* | Split System | 22600 | 21 | 9.5 | 1.96 | R-454B | 650
218406635 | COMFORTMAKER | B5H3V24*K*AAA* | EA*5X42M21A*+WALLCON | *96CTN0801714B* | Split System | 22600 | 21 | 9.5 | 1.96 | R-454B | 650
218406259 | COMFORTMAKER | B5H3V24*K*AAA* | EA*5X36M17A*+WALLCON | *80CSU0401712B* | Split System | 22400 | 21 | 9.5 | 1.98 | R-454B | 650
218406267 | COMFORTMAKER | B5H3V24*K*AAA* | EA*5X36M17A*+WALLCON | *80CSU0601716B* | Split System | 22400 | 21 | 9.5 | 1.98 | R-454B | 650
218406300 | DAY & NIGHT | B5H3V24*K*AAA* | EA*5X36M17A*+WALLCON | *80CTL0901716B* | Split System | 22400 | 21 | 9.5 | 1.96 | R-454B | 650
218406148 | DAY & NIGHT | B5H3V24*K*AAA* | EA*5X30M17A*+WALLCON | *80CSU0401712B* | Split System | 22400 | 21 | 9.5 | 1.96 | R-454B | 650
218406284 | DAY & NIGHT | B5H3V24*K*AAA* | EA*5X36M17A*+WALLCON | *80CTL0701412B* | Split System | 22400 | 21 | 9.5 | 1.96 | R-454B | 650
218406156 | DAY & NIGHT | B5H3V24*K*AAA* | EA*5X30M17A*+WALLCON | *80CSU0601716B* | Split System | 22400 | 21 | 9.5 | 1.96 | R-454B | 650
218406596 | DAY & NIGHT | B5H3V24*K*AAA* | EA*5X42M21A*+WALLCON | *80CTL0901716B* | Split System | 22600 | 21 | 9.5 | 1.96 | R-454B | 650
218406260 | DAY & NIGHT | B5H3V24*K*AAA* | EA*5X36M17A*+WALLCON | *80CSU0401712B* | Split System | 22400 | 21 | 9.5 | 1.98 | R-454B | 650
218406268 | DAY & NIGHT | B5H3V24*K*AAA* | EA*5X36M17A*+WALLCON | *80CSU0601716B* | Split System | 22400 | 21 | 9.5 | 1.98 | R-454B | 650
218406280 | HEIL | B5H3V24*K*AAA* | EA*5X36M17A*+WALLCON | *80CTL0701412B* | Split System | 22400 | 21 | 9.5 | 1.96 | R-454B | 650
218406152 | HEIL | B5H3V24*K*AAA* | EA*5X30M17A*+WALLCON | *80CSU0601716B* | Split System | 22400 | 21 | 9.5 | 1.96 | R-454B | 650
218406592 | HEIL | B5H3V24*K*AAA* | EA*5X42M21A*+WALLCON | *80CTL0901716B* | Split System | 22600 | 21 | 9.5 | 1.96 | R-454B | 650
218406632 | HEIL | B5H3V24*K*AAA* | EA*5X42M21A*+WALLCON | *96CTN0801714B* | Split System | 22600 | 21 | 9.5 | 1.96 | R-454B | 650
218406264 | HEIL | B5H3V24*K*AAA* | EA*5X36M17A*+WALLCON | *80CSU0601716B* | Split System | 22400 | 21 | 9.5 | 1.98 | R-454B | 650
218406256 | HEIL | B5H3V24*K*AAA* | EA*5X36M17A*+WALLCON | *80CSU0401712B* | Split System | 22400 | 21 | 9.5 | 1.98 | R-454B | 650
218406301 | KEEPRITE | B5H3V24*K*AAA* | EA*5X36M17A*+WALLCON | *80CTL0901716B* | Split System | 22400 | 21 | 9.5 | 1.96 | R-454B | 650
218406285 | KEEPRITE | B5H3V24*K*AAA* | EA*5X36M17A*+WALLCON | *80CTL0701412B* | Split System | 22400 | 21 | 9.5 | 1.96 | R-454B | 650
218406149 | KEEPRITE | B5H3V24*K*AAA* | EA*5X30M17A*+WALLCON | *80CSU0401712B* | Split System | 22400 | 21 | 9.5 | 1.96 | R-454B | 650
218406157 | KEEPRITE | B5H3V24*K*AAA* | EA*5X30M17A*+WALLCON | *80CSU0601716B* | Split System | 22400 | 21 | 9.5 | 1.96 | R-454B | 650
218406597 | KEEPRITE | B5H3V24*K*AAA* | EA*5X42M21A*+WALLCON | *80CTL0901716B* | Split System | 22600 | 21 | 9.5 | 1.96 | R-454B | 650
218406261 | KEEPRITE | B5H3V24*K*AAA* | EA*5X36M17A*+WALLCON | *80CSU0401712B* | Split System | 22400 | 21 | 9.5 | 1.98 | R-454B | 650
218406303 | TEMPSTAR | B5H3V24*K*AAA* | EA*5X36M17A*+WALLCON | *80CTL0901716B* | Split System | 22400 | 21 | 9.5 | 1.96 | R-454B | 650
218406151 | TEMPSTAR | B5H3V24*K*AAA* | EA*5X30M17A*+WALLCON | *80CSU0401712B* | Split System | 22400 | 21 | 9.5 | 1.96 | R-454B | 650
218406159 | TEMPSTAR | B5H3V24*K*AAA* | EA*5X30M17A*+WALLCON | *80CSU0601716B* | Split System | 22400 | 21 | 9.5 | 1.96 | R-454B | 650
218406599 | TEMPSTAR | B5H3V24*K*AAA* | EA*5X42M21A*+WALLCON | *80CTL0901716B* | Split System | 22600 | 21 | 9.5 | 1.96 | R-454B | 650
218406639 | TEMPSTAR | B5H3V24*K*AAA* | EA*5X42M21A*+WALLCON | *96CTN0801714B* | Split System | 22600 | 21 | 9.5 | 1.96 | R-454B | 650
218406263 | TEMPSTAR | B5H3V24*K*AAA* | EA*5X36M17A*+WALLCON | *80CSU0401712B* | Split System | 22400 | 21 | 9.5 | 1.98 | R-454B | 650
218406271 | TEMPSTAR | B5H3V24*K*AAA* | EA*5X36M17A*+WALLCON | *80CSU0601716B* | Split System | 22400 | 21 | 9.5 | 1.98 | R-454B | 650
218405881 | AIRQUEST | B5H3V36*K*AAA* | FCMA5B60L0D*+WALLCON |  | Split System | 35000 | 22 | 9.5 | 2.1 | R-454B | 650
218405882 | ARCOAIRE | B5H3V36*K*AAA* | FCMA5B60L0D*+WALLCON |  | Split System | 35000 | 22 | 9.5 | 2.1 | R-454B | 650
218405883 | COMFORTMAKER | B5H3V36*K*AAA* | FCMA5B60L0D*+WALLCON |  | Split System | 35000 | 22 | 9.5 | 2.1 | R-454B | 650
218405884 | DAY & NIGHT | B5H3V36*K*AAA* | FCMA5B60L0D*+WALLCON |  | Split System | 35000 | 22 | 9.5 | 2.1 | R-454B | 650
218405880 | HEIL | B5H3V36*K*AAA* | FCMA5B60L0D*+WALLCON |  | Split System | 35000 | 22 | 9.5 | 2.1 | R-454B | 650
218405885 | KEEPRITE | B5H3V36*K*AAA* | FCMA5B60L0D*+WALLCON |  | Split System | 35000 | 22 | 9.5 | 2.1 | R-454B | 650
218405887 | TEMPSTAR | B5H3V36*K*AAA* | FCMA5B60L0D*+WALLCON |  | Split System | 35000 | 22 | 9.5 | 2.1 | R-454B | 650
217642520 | GE | NS21H24MA5-**A | NCU[C,U]30BT5*-**+TDR | NF97U045V3B* | Split System | 23000 | 19.5 | 9.5 | 2.1 | R-454B | 650
218018879 | ACIQ | N5H9V24*K*AAA* | ESH5X30M12A* | *97VTN1002120A* | Split System | 23400 | 16 | 9.5 | 1.92 | R-454B | 650
218018875 | ACIQ | N5H9V24*K*AAA* | ESH5X30M12A* | *96VTN1002120B* | Split System | 23400 | 16 | 9.5 | 1.92 | R-454B | 650
218020618 | ACIQ | N5H9V24*K*AAA* | ESH5X36M12A* | *80CTL0451712B* | Split System | 23600 | 16 | 9.5 | 1.92 | R-454B | 650
218020587 | ACIQ | N5H9V24*K*AAA* | ESH5X36M12A* | *97CMN0602120B* | Split System | 23800 | 16 | 9.5 | 1.92 | R-454B | 650
218020509 | ACIQ | N5H9V24*K*AAA* | ESH5X30M12A* | *97CMN0802120B* | Split System | 23600 | 16 | 9.5 | 1.94 | R-454B | 650
218018886 | ACIQ | N5H9V24*K*AAA* | ESH5X36M12A* | *80CTL1352422B* | Split System | 23800 | 16 | 9.5 | 1.94 | R-454B | 650
217947226 | AIRQUEST | N5H9V24*K*AAA* | ESH5X30M12A* | *96VTN1002120B* | Split System | 23400 | 16 | 9.5 | 1.92 | R-454B | 650
217947241 | AIRQUEST | N5H9V24*K*AAA* | ESH5X30M12A* | *97VTN1002120A* | Split System | 23400 | 16 | 9.5 | 1.92 | R-454B | 650
217947248 | AIRQUEST | Q5H9V24*K*AAA* | ESH5X30M12A* | *97VTN1002120A* | Split System | 23400 | 16 | 9.5 | 1.92 | R-454B | 650
217947233 | AIRQUEST | Q5H9V24*K*AAA* | ESH5X30M12A* | *96VTN1002120B* | Split System | 23400 | 16 | 9.5 | 1.92 | R-454B | 650
217945496 | AIRQUEST | N5H9V24*K*AAA* | ESH5X36M12A* | *80CTL0451712B* | Split System | 23600 | 16 | 9.5 | 1.92 | R-454B | 650
217945503 | AIRQUEST | Q5H9V24*K*AAA* | ESH5X36M12A* | *80CTL0451712B* | Split System | 23600 | 16 | 9.5 | 1.92 | R-454B | 650
217945225 | AIRQUEST | N5H9V24*K*AAA* | ESH5X36M12A* | *97CMN0602120B* | Split System | 23800 | 16 | 9.5 | 1.92 | R-454B | 650
217945232 | AIRQUEST | Q5H9V24*K*AAA* | ESH5X36M12A* | *97CMN0602120B* | Split System | 23800 | 16 | 9.5 | 1.92 | R-454B | 650
217944550 | AIRQUEST | N5H9V24*K*AAA* | ESH5X30M12A* | *97CMN0802120B* | Split System | 23600 | 16 | 9.5 | 1.94 | R-454B | 650
217944557 | AIRQUEST | Q5H9V24*K*AAA* | ESH5X30M12A* | *97CMN0802120B* | Split System | 23600 | 16 | 9.5 | 1.94 | R-454B | 650
217947263 | AIRQUEST | Q5H9V24*K*AAA* | ESH5X36M12A* | *80CTL1352422B* | Split System | 23800 | 16 | 9.5 | 1.94 | R-454B | 650
217947256 | AIRQUEST | N5H9V24*K*AAA* | ESH5X36M12A* | *80CTL1352422B* | Split System | 23800 | 16 | 9.5 | 1.94 | R-454B | 650
217947232 | ARCOAIRE | Q5H9V24*K*AAA* | ESH5X30M12A* | *96VTN1002120B* | Split System | 23400 | 16 | 9.5 | 1.92 | R-454B | 650
217947225 | ARCOAIRE | N5H9V24*K*AAA* | ESH5X30M12A* | *96VTN1002120B* | Split System | 23400 | 16 | 9.5 | 1.92 | R-454B | 650
217947240 | ARCOAIRE | N5H9V24*K*AAA* | ESH5X30M12A* | *97VTN1002120A* | Split System | 23400 | 16 | 9.5 | 1.92 | R-454B | 650
217947247 | ARCOAIRE | Q5H9V24*K*AAA* | ESH5X30M12A* | *97VTN1002120A* | Split System | 23400 | 16 | 9.5 | 1.92 | R-454B | 650
217945502 | ARCOAIRE | Q5H9V24*K*AAA* | ESH5X36M12A* | *80CTL0451712B* | Split System | 23600 | 16 | 9.5 | 1.92 | R-454B | 650
217945495 | ARCOAIRE | N5H9V24*K*AAA* | ESH5X36M12A* | *80CTL0451712B* | Split System | 23600 | 16 | 9.5 | 1.92 | R-454B | 650
217945224 | ARCOAIRE | N5H9V24*K*AAA* | ESH5X36M12A* | *97CMN0602120B* | Split System | 23800 | 16 | 9.5 | 1.92 | R-454B | 650
217945231 | ARCOAIRE | Q5H9V24*K*AAA* | ESH5X36M12A* | *97CMN0602120B* | Split System | 23800 | 16 | 9.5 | 1.92 | R-454B | 650
217944556 | ARCOAIRE | Q5H9V24*K*AAA* | ESH5X30M12A* | *97CMN0802120B* | Split System | 23600 | 16 | 9.5 | 1.94 | R-454B | 650
217944549 | ARCOAIRE | N5H9V24*K*AAA* | ESH5X30M12A* | *97CMN0802120B* | Split System | 23600 | 16 | 9.5 | 1.94 | R-454B | 650
217947255 | ARCOAIRE | N5H9V24*K*AAA* | ESH5X36M12A* | *80CTL1352422B* | Split System | 23800 | 16 | 9.5 | 1.94 | R-454B | 650
217947262 | ARCOAIRE | Q5H9V24*K*AAA* | ESH5X36M12A* | *80CTL1352422B* | Split System | 23800 | 16 | 9.5 | 1.94 | R-454B | 650
217947239 | BRYANT HEATING AND COOLING SYSTEMS | 249VAN024**AA* | CSAH*3012AM* | 927TA60100V21*** | Split System | 23400 | 16 | 9.5 | 1.92 | R-454B | 650
217947224 | BRYANT HEATING AND COOLING SYSTEMS | 249VAN024**AA* | CSAH*3012AM* | 926TC60100V21*** | Split System | 23400 | 16 | 9.5 | 1.92 | R-454B | 650
217945494 | BRYANT HEATING AND COOLING SYSTEMS | 249VAN024**AA* | CSAH*3612AM* | 88*TB36045C17*** | Split System | 23600 | 16 | 9.5 | 1.92 | R-454B | 650
217945223 | BRYANT HEATING AND COOLING SYSTEMS | 249VAN024**AA* | CSAH*3612AM* | 987MC60060C21*** | Split System | 23800 | 16 | 9.5 | 1.92 | R-454B | 650
217944548 | BRYANT HEATING AND COOLING SYSTEMS | 249VAN024**AA* | CSAH*3012AM* | 987MC60080C21*** | Split System | 23600 | 16 | 9.5 | 1.94 | R-454B | 650
217947254 | BRYANT HEATING AND COOLING SYSTEMS | 249VAN024**AA* | CSAH*3612AM* | 88*TB66135C24*** | Split System | 23800 | 16 | 9.5 | 1.94 | R-454B | 650
217947234 | COMFORTMAKER | Q5H9V24*K*AAA* | ESH5X30M12A* | *96VTN1002120B* | Split System | 23400 | 16 | 9.5 | 1.92 | R-454B | 650
217947249 | COMFORTMAKER | Q5H9V24*K*AAA* | ESH5X30M12A* | *97VTN1002120A* | Split System | 23400 | 16 | 9.5 | 1.92 | R-454B | 650
217947242 | COMFORTMAKER | N5H9V24*K*AAA* | ESH5X30M12A* | *97VTN1002120A* | Split System | 23400 | 16 | 9.5 | 1.92 | R-454B | 650
217947227 | COMFORTMAKER | N5H9V24*K*AAA* | ESH5X30M12A* | *96VTN1002120B* | Split System | 23400 | 16 | 9.5 | 1.92 | R-454B | 650
217945497 | COMFORTMAKER | N5H9V24*K*AAA* | ESH5X36M12A* | *80CTL0451712B* | Split System | 23600 | 16 | 9.5 | 1.92 | R-454B | 650
217945504 | COMFORTMAKER | Q5H9V24*K*AAA* | ESH5X36M12A* | *80CTL0451712B* | Split System | 23600 | 16 | 9.5 | 1.92 | R-454B | 650
217945226 | COMFORTMAKER | N5H9V24*K*AAA* | ESH5X36M12A* | *97CMN0602120B* | Split System | 23800 | 16 | 9.5 | 1.92 | R-454B | 650
217945233 | COMFORTMAKER | Q5H9V24*K*AAA* | ESH5X36M12A* | *97CMN0602120B* | Split System | 23800 | 16 | 9.5 | 1.92 | R-454B | 650
217944551 | COMFORTMAKER | N5H9V24*K*AAA* | ESH5X30M12A* | *97CMN0802120B* | Split System | 23600 | 16 | 9.5 | 1.94 | R-454B | 650
217944558 | COMFORTMAKER | Q5H9V24*K*AAA* | ESH5X30M12A* | *97CMN0802120B* | Split System | 23600 | 16 | 9.5 | 1.94 | R-454B | 650
217947257 | COMFORTMAKER | N5H9V24*K*AAA* | ESH5X36M12A* | *80CTL1352422B* | Split System | 23800 | 16 | 9.5 | 1.94 | R-454B | 650
217947264 | COMFORTMAKER | Q5H9V24*K*AAA* | ESH5X36M12A* | *80CTL1352422B* | Split System | 23800 | 16 | 9.5 | 1.94 | R-454B | 650
217947243 | DAY & NIGHT | N5H9V24*K*AAA* | ESH5X30M12A* | *97VTN1002120A* | Split System | 23400 | 16 | 9.5 | 1.92 | R-454B | 650
217947250 | DAY & NIGHT | Q5H9V24*K*AAA* | ESH5X30M12A* | *97VTN1002120A* | Split System | 23400 | 16 | 9.5 | 1.92 | R-454B | 650
217947228 | DAY & NIGHT | N5H9V24*K*AAA* | ESH5X30M12A* | *96VTN1002120B* | Split System | 23400 | 16 | 9.5 | 1.92 | R-454B | 650
217947235 | DAY & NIGHT | Q5H9V24*K*AAA* | ESH5X30M12A* | *96VTN1002120B* | Split System | 23400 | 16 | 9.5 | 1.92 | R-454B | 650
217945505 | DAY & NIGHT | Q5H9V24*K*AAA* | ESH5X36M12A* | *80CTL0451712B* | Split System | 23600 | 16 | 9.5 | 1.92 | R-454B | 650
217945498 | DAY & NIGHT | N5H9V24*K*AAA* | ESH5X36M12A* | *80CTL0451712B* | Split System | 23600 | 16 | 9.5 | 1.92 | R-454B | 650
217945234 | DAY & NIGHT | Q5H9V24*K*AAA* | ESH5X36M12A* | *97CMN0602120B* | Split System | 23800 | 16 | 9.5 | 1.92 | R-454B | 650
217945227 | DAY & NIGHT | N5H9V24*K*AAA* | ESH5X36M12A* | *97CMN0602120B* | Split System | 23800 | 16 | 9.5 | 1.92 | R-454B | 650
217944559 | DAY & NIGHT | Q5H9V24*K*AAA* | ESH5X30M12A* | *97CMN0802120B* | Split System | 23600 | 16 | 9.5 | 1.94 | R-454B | 650
217944552 | DAY & NIGHT | N5H9V24*K*AAA* | ESH5X30M12A* | *97CMN0802120B* | Split System | 23600 | 16 | 9.5 | 1.94 | R-454B | 650
217947258 | DAY & NIGHT | N5H9V24*K*AAA* | ESH5X36M12A* | *80CTL1352422B* | Split System | 23800 | 16 | 9.5 | 1.94 | R-454B | 650
217947265 | DAY & NIGHT | Q5H9V24*K*AAA* | ESH5X36M12A* | *80CTL1352422B* | Split System | 23800 | 16 | 9.5 | 1.94 | R-454B | 650
217947236 | HEIL | Q5H9V24*K*AAA* | ESH5X30M12A* | *96VTN1002120B* | Split System | 23400 | 16 | 9.5 | 1.92 | R-454B | 650
217947244 | HEIL | N5H9V24*K*AAA* | ESH5X30M12A* | *97VTN1002120A* | Split System | 23400 | 16 | 9.5 | 1.92 | R-454B | 650
217947251 | HEIL | Q5H9V24*K*AAA* | ESH5X30M12A* | *97VTN1002120A* | Split System | 23400 | 16 | 9.5 | 1.92 | R-454B | 650
217947229 | HEIL | N5H9V24*K*AAA* | ESH5X30M12A* | *96VTN1002120B* | Split System | 23400 | 16 | 9.5 | 1.92 | R-454B | 650
217945506 | HEIL | Q5H9V24*K*AAA* | ESH5X36M12A* | *80CTL0451712B* | Split System | 23600 | 16 | 9.5 | 1.92 | R-454B | 650
217945499 | HEIL | N5H9V24*K*AAA* | ESH5X36M12A* | *80CTL0451712B* | Split System | 23600 | 16 | 9.5 | 1.92 | R-454B | 650
217945228 | HEIL | N5H9V24*K*AAA* | ESH5X36M12A* | *97CMN0602120B* | Split System | 23800 | 16 | 9.5 | 1.92 | R-454B | 650
217945235 | HEIL | Q5H9V24*K*AAA* | ESH5X36M12A* | *97CMN0602120B* | Split System | 23800 | 16 | 9.5 | 1.92 | R-454B | 650
217944560 | HEIL | Q5H9V24*K*AAA* | ESH5X30M12A* | *97CMN0802120B* | Split System | 23600 | 16 | 9.5 | 1.94 | R-454B | 650
217944553 | HEIL | N5H9V24*K*AAA* | ESH5X30M12A* | *97CMN0802120B* | Split System | 23600 | 16 | 9.5 | 1.94 | R-454B | 650
217947259 | HEIL | N5H9V24*K*AAA* | ESH5X36M12A* | *80CTL1352422B* | Split System | 23800 | 16 | 9.5 | 1.94 | R-454B | 650
217947266 | HEIL | Q5H9V24*K*AAA* | ESH5X36M12A* | *80CTL1352422B* | Split System | 23800 | 16 | 9.5 | 1.94 | R-454B | 650
217947237 | KEEPRITE | Q5H9V24*K*AAA* | ESH5X30M12A* | *96VTN1002120B* | Split System | 23400 | 16 | 9.5 | 1.92 | R-454B | 650
217947230 | KEEPRITE | N5H9V24*K*AAA* | ESH5X30M12A* | *96VTN1002120B* | Split System | 23400 | 16 | 9.5 | 1.92 | R-454B | 650
217947252 | KEEPRITE | Q5H9V24*K*AAA* | ESH5X30M12A* | *97VTN1002120A* | Split System | 23400 | 16 | 9.5 | 1.92 | R-454B | 650
217947245 | KEEPRITE | N5H9V24*K*AAA* | ESH5X30M12A* | *97VTN1002120A* | Split System | 23400 | 16 | 9.5 | 1.92 | R-454B | 650
217945507 | KEEPRITE | Q5H9V24*K*AAA* | ESH5X36M12A* | *80CTL0451712B* | Split System | 23600 | 16 | 9.5 | 1.92 | R-454B | 650
217945500 | KEEPRITE | N5H9V24*K*AAA* | ESH5X36M12A* | *80CTL0451712B* | Split System | 23600 | 16 | 9.5 | 1.92 | R-454B | 650
217945229 | KEEPRITE | N5H9V24*K*AAA* | ESH5X36M12A* | *97CMN0602120B* | Split System | 23800 | 16 | 9.5 | 1.92 | R-454B | 650
217945236 | KEEPRITE | Q5H9V24*K*AAA* | ESH5X36M12A* | *97CMN0602120B* | Split System | 23800 | 16 | 9.5 | 1.92 | R-454B | 650
217944554 | KEEPRITE | N5H9V24*K*AAA* | ESH5X30M12A* | *97CMN0802120B* | Split System | 23600 | 16 | 9.5 | 1.94 | R-454B | 650
217944561 | KEEPRITE | Q5H9V24*K*AAA* | ESH5X30M12A* | *97CMN0802120B* | Split System | 23600 | 16 | 9.5 | 1.94 | R-454B | 650
217947260 | KEEPRITE | N5H9V24*K*AAA* | ESH5X36M12A* | *80CTL1352422B* | Split System | 23800 | 16 | 9.5 | 1.94 | R-454B | 650
217947267 | KEEPRITE | Q5H9V24*K*AAA* | ESH5X36M12A* | *80CTL1352422B* | Split System | 23800 | 16 | 9.5 | 1.94 | R-454B | 650
217947231 | TEMPSTAR | N5H9V24*K*AAA* | ESH5X30M12A* | *96VTN1002120B* | Split System | 23400 | 16 | 9.5 | 1.92 | R-454B | 650
217947246 | TEMPSTAR | N5H9V24*K*AAA* | ESH5X30M12A* | *97VTN1002120A* | Split System | 23400 | 16 | 9.5 | 1.92 | R-454B | 650
217947238 | TEMPSTAR | Q5H9V24*K*AAA* | ESH5X30M12A* | *96VTN1002120B* | Split System | 23400 | 16 | 9.5 | 1.92 | R-454B | 650
217947253 | TEMPSTAR | Q5H9V24*K*AAA* | ESH5X30M12A* | *97VTN1002120A* | Split System | 23400 | 16 | 9.5 | 1.92 | R-454B | 650
217945508 | TEMPSTAR | Q5H9V24*K*AAA* | ESH5X36M12A* | *80CTL0451712B* | Split System | 23600 | 16 | 9.5 | 1.92 | R-454B | 650
217945501 | TEMPSTAR | N5H9V24*K*AAA* | ESH5X36M12A* | *80CTL0451712B* | Split System | 23600 | 16 | 9.5 | 1.92 | R-454B | 650
217945237 | TEMPSTAR | Q5H9V24*K*AAA* | ESH5X36M12A* | *97CMN0602120B* | Split System | 23800 | 16 | 9.5 | 1.92 | R-454B | 650
217945230 | TEMPSTAR | N5H9V24*K*AAA* | ESH5X36M12A* | *97CMN0602120B* | Split System | 23800 | 16 | 9.5 | 1.92 | R-454B | 650
217944555 | TEMPSTAR | N5H9V24*K*AAA* | ESH5X30M12A* | *97CMN0802120B* | Split System | 23600 | 16 | 9.5 | 1.94 | R-454B | 650
217944562 | TEMPSTAR | Q5H9V24*K*AAA* | ESH5X30M12A* | *97CMN0802120B* | Split System | 23600 | 16 | 9.5 | 1.94 | R-454B | 650
217947268 | TEMPSTAR | Q5H9V24*K*AAA* | ESH5X36M12A* | *80CTL1352422B* | Split System | 23800 | 16 | 9.5 | 1.94 | R-454B | 650
217947261 | TEMPSTAR | N5H9V24*K*AAA* | ESH5X36M12A* | *80CTL1352422B* | Split System | 23800 | 16 | 9.5 | 1.94 | R-454B | 650
218018496 | ACIQ | N5H9V24*K*AAA* | ESH5X30M12A* | *96VSN1202422B* | Split System | 23400 | 16.5 | 9.5 | 1.92 | R-454B | 650
218019223 | ACIQ | N5H9V24*K*AAA* | ESH5X30M12A* | *97CTN1202422A* | Split System | 23600 | 16.5 | 9.5 | 1.92 | R-454B | 650
218019132 | ACIQ | N5H9V24*K*AAA* | ESH5X30M12A* | *80CSU0601716B* | Split System | 23600 | 16.5 | 9.5 | 1.92 | R-454B | 650
218019221 | ACIQ | N5H9V24*K*AAA* | ESH5X30M12A* | *96CTN1202422B* | Split System | 23600 | 16.5 | 9.5 | 1.92 | R-454B | 650
218020594 | ACIQ | N5H9V24*K*AAA* | ESH5X30M12A* | *80VSL0701412B* | Split System | 23600 | 16.5 | 9.5 | 1.92 | R-454B | 650
218020518 | ACIQ | N5H9V24*K*AAA* | ESH5X30M12A* | *80VSL0451412B* | Split System | 23600 | 16.5 | 9.5 | 1.92 | R-454B | 650
218020525 | ACIQ | N5H9V24*K*AAA* | ESH5X30M12A* | *80VTL0451412B* | Split System | 23600 | 16.5 | 9.5 | 1.92 | R-454B | 650
218020533 | ACIQ | N5H9V24*K*AAA* | ESH5X36M12A* | *97CMN1002122B* | Split System | 23800 | 16.5 | 9.5 | 1.92 | R-454B | 650
218020535 | ACIQ | N5H9V24*K*AAA* | ESH5X36M12A* | *96CTN1002122B* | Split System | 23800 | 16.5 | 9.5 | 1.92 | R-454B | 650
218020538 | ACIQ | N5H9V24*K*AAA* | ESH5X36M12A* | *97CTN1002122A* | Split System | 23800 | 16.5 | 9.5 | 1.92 | R-454B | 650
218020536 | ACIQ | N5H9V24*K*AAA* | ESH5X36M12A* | *97CTN0801716A* | Split System | 23800 | 16.5 | 9.5 | 1.92 | R-454B | 650
218019027 | ACIQ | N5H9V24*K*AAA* | ESH5X30M12A* | *80MSU0802120A* | Split System | 23800 | 16.5 | 9.5 | 1.92 | R-454B | 650
218020659 | ACIQ | N5H9V24*K*AAA* | ESH5X36M12A* | *96CTN0601714B* | Split System | 23800 | 16.5 | 9.5 | 1.92 | R-454B | 650
218020649 | ACIQ | N5H9V24*K*AAA* | ESH5X30M12A* | *96VTN1002122B* | Split System | 23800 | 16.5 | 9.5 | 1.92 | R-454B | 650
218020652 | ACIQ | N5H9V24*K*AAA* | ESH5X30M12A* | *97VTN1002122A* | Split System | 23800 | 16.5 | 9.5 | 1.92 | R-454B | 650
218020661 | ACIQ | N5H9V24*K*AAA* | ESH5X36M12A* | *96VTN1002120B* | Split System | 24000 | 16.5 | 9.5 | 1.92 | R-454B | 650
218020657 | ACIQ | N5H9V24*K*AAA* | ESH5X36M12A* | *96VSN1002120B* | Split System | 24000 | 16.5 | 9.5 | 1.92 | R-454B | 650
218020523 | ACIQ | N5H9V24*K*AAA* | ESH5X30M12A* | *80CTL0701412B* | Split System | 23600 | 16.5 | 9.5 | 1.94 | R-454B | 650
218019228 | ACIQ | N5H9V24*K*AAA* | ESH5X36M12A* | *97CMN1202422B* | Split System | 23800 | 16.5 | 9.5 | 1.94 | R-454B | 650
218019136 | ACIQ | N5H9V24*K*AAA* | ESH5X36M12A* | *97CMN0802120B* | Split System | 23800 | 16.5 | 9.5 | 1.94 | R-454B | 650
218019076 | ACIQ | N5H9V24*K*AAA* | ESH5X36M12A* | *96CTN1202422B* | Split System | 23800 | 16.5 | 9.5 | 1.94 | R-454B | 650
218019078 | ACIQ | N5H9V24*K*AAA* | ESH5X36M12A* | *97CTN1202422A* | Split System | 23800 | 16.5 | 9.5 | 1.94 | R-454B | 650
218018506 | ACIQ | N5H9V24*K*AAA* | ESH5X36M12A* | *95CSU1002122B* | Split System | 24000 | 16.5 | 9.5 | 1.94 | R-454B | 650
217946211 | AIRQUEST | Q5H9V24*K*AAA* | ESH5X30M12A* | *96VSN1202422B* | Split System | 23400 | 16.5 | 9.5 | 1.92 | R-454B | 650
217946204 | AIRQUEST | N5H9V24*K*AAA* | ESH5X30M12A* | *96VSN1202422B* | Split System | 23400 | 16.5 | 9.5 | 1.92 | R-454B | 650
217946774 | AIRQUEST | N5H9V24*K*AAA* | ESH5X30M12A* | *80CSU0802120B* | Split System | 23600 | 16.5 | 9.5 | 1.92 | R-454B | 650
217946781 | AIRQUEST | Q5H9V24*K*AAA* | ESH5X30M12A* | *80CSU0802120B* | Split System | 23600 | 16.5 | 9.5 | 1.92 | R-454B | 650
217949708 | AIRQUEST | Q5H9V24*K*AAA* | ESH5X30M12A* | *96CTN1202422B* | Split System | 23600 | 16.5 | 9.5 | 1.92 | R-454B | 650
217949723 | AIRQUEST | Q5H9V24*K*AAA* | ESH5X30M12A* | *97CTN1202422A* | Split System | 23600 | 16.5 | 9.5 | 1.92 | R-454B | 650
217949716 | AIRQUEST | N5H9V24*K*AAA* | ESH5X30M12A* | *97CTN1202422A* | Split System | 23600 | 16.5 | 9.5 | 1.92 | R-454B | 650
217948881 | AIRQUEST | N5H9V24*K*AAA* | ESH5X30M12A* | *80CSU0601716B* | Split System | 23600 | 16.5 | 9.5 | 1.92 | R-454B | 650
217949701 | AIRQUEST | N5H9V24*K*AAA* | ESH5X30M12A* | *96CTN1202422B* | Split System | 23600 | 16.5 | 9.5 | 1.92 | R-454B | 650
217948888 | AIRQUEST | Q5H9V24*K*AAA* | ESH5X30M12A* | *80CSU0601716B* | Split System | 23600 | 16.5 | 9.5 | 1.92 | R-454B | 650
217944685 | AIRQUEST | N5H9V24*K*AAA* | ESH5X30M12A* | *80VTL0451412B* | Split System | 23600 | 16.5 | 9.5 | 1.92 | R-454B | 650
217945292 | AIRQUEST | Q5H9V24*K*AAA* | ESH5X30M12A* | *80VSL0701412B* | Split System | 23600 | 16.5 | 9.5 | 1.92 | R-454B | 650
217944625 | AIRQUEST | N5H9V24*K*AAA* | ESH5X30M12A* | *80VSL0451412B* | Split System | 23600 | 16.5 | 9.5 | 1.92 | R-454B | 650
217945285 | AIRQUEST | N5H9V24*K*AAA* | ESH5X30M12A* | *80VSL0701412B* | Split System | 23600 | 16.5 | 9.5 | 1.92 | R-454B | 650
217944632 | AIRQUEST | Q5H9V24*K*AAA* | ESH5X30M12A* | *80VSL0451412B* | Split System | 23600 | 16.5 | 9.5 | 1.92 | R-454B | 650
217944692 | AIRQUEST | Q5H9V24*K*AAA* | ESH5X30M12A* | *80VTL0451412B* | Split System | 23600 | 16.5 | 9.5 | 1.92 | R-454B | 650
217944760 | AIRQUEST | N5H9V24*K*AAA* | ESH5X36M12A* | *97CMN1002122B* | Split System | 23800 | 16.5 | 9.5 | 1.92 | R-454B | 650
217944782 | AIRQUEST | Q5H9V24*K*AAA* | ESH5X36M12A* | *96CTN1002122B* | Split System | 23800 | 16.5 | 9.5 | 1.92 | R-454B | 650
217944767 | AIRQUEST | Q5H9V24*K*AAA* | ESH5X36M12A* | *97CMN1002122B* | Split System | 23800 | 16.5 | 9.5 | 1.92 | R-454B | 650
217944812 | AIRQUEST | Q5H9V24*K*AAA* | ESH5X36M12A* | *97CTN1002122A* | Split System | 23800 | 16.5 | 9.5 | 1.92 | R-454B | 650
217944805 | AIRQUEST | N5H9V24*K*AAA* | ESH5X36M12A* | *97CTN1002122A* | Split System | 23800 | 16.5 | 9.5 | 1.92 | R-454B | 650
217944775 | AIRQUEST | N5H9V24*K*AAA* | ESH5X36M12A* | *96CTN1002122B* | Split System | 23800 | 16.5 | 9.5 | 1.92 | R-454B | 650
217944790 | AIRQUEST | N5H9V24*K*AAA* | ESH5X36M12A* | *97CTN0801716A* | Split System | 23800 | 16.5 | 9.5 | 1.92 | R-454B | 650
217945864 | AIRQUEST | Q5H9V24*K*AAA* | ESH5X36M12A* | *96CTN0601714B* | Split System | 23800 | 16.5 | 9.5 | 1.92 | R-454B | 650
217945857 | AIRQUEST | N5H9V24*K*AAA* | ESH5X36M12A* | *96CTN0601714B* | Split System | 23800 | 16.5 | 9.5 | 1.92 | R-454B | 650
217944797 | AIRQUEST | Q5H9V24*K*AAA* | ESH5X36M12A* | *97CTN0801716A* | Split System | 23800 | 16.5 | 9.5 | 1.92 | R-454B | 650
217947970 | AIRQUEST | Q5H9V24*K*AAA* | ESH5X30M12A* | *80MSU0802120A* | Split System | 23800 | 16.5 | 9.5 | 1.92 | R-454B | 650
217947963 | AIRQUEST | N5H9V24*K*AAA* | ESH5X30M12A* | *80MSU0802120A* | Split System | 23800 | 16.5 | 9.5 | 1.92 | R-454B | 650
217945767 | AIRQUEST | N5H9V24*K*AAA* | ESH5X30M12A* | *96VTN1002122B* | Split System | 23800 | 16.5 | 9.5 | 1.92 | R-454B | 650
217945797 | AIRQUEST | N5H9V24*K*AAA* | ESH5X30M12A* | *97VTN1002122A* | Split System | 23800 | 16.5 | 9.5 | 1.92 | R-454B | 650
217945804 | AIRQUEST | Q5H9V24*K*AAA* | ESH5X30M12A* | *97VTN1002122A* | Split System | 23800 | 16.5 | 9.5 | 1.92 | R-454B | 650
217945774 | AIRQUEST | Q5H9V24*K*AAA* | ESH5X30M12A* | *96VTN1002122B* | Split System | 23800 | 16.5 | 9.5 | 1.92 | R-454B | 650
217945872 | AIRQUEST | N5H9V24*K*AAA* | ESH5X36M12A* | *96VTN1002120B* | Split System | 24000 | 16.5 | 9.5 | 1.92 | R-454B | 650
217945879 | AIRQUEST | Q5H9V24*K*AAA* | ESH5X36M12A* | *96VTN1002120B* | Split System | 24000 | 16.5 | 9.5 | 1.92 | R-454B | 650
217945842 | AIRQUEST | N5H9V24*K*AAA* | ESH5X36M12A* | *96VSN1002120B* | Split System | 24000 | 16.5 | 9.5 | 1.92 | R-454B | 650
217945849 | AIRQUEST | Q5H9V24*K*AAA* | ESH5X36M12A* | *96VSN1002120B* | Split System | 24000 | 16.5 | 9.5 | 1.92 | R-454B | 650
217944670 | AIRQUEST | N5H9V24*K*AAA* | ESH5X30M12A* | *80CTL0701412B* | Split System | 23600 | 16.5 | 9.5 | 1.94 | R-454B | 650
217944677 | AIRQUEST | Q5H9V24*K*AAA* | ESH5X30M12A* | *80CTL0701412B* | Split System | 23600 | 16.5 | 9.5 | 1.94 | R-454B | 650
217949761 | AIRQUEST | N5H9V24*K*AAA* | ESH5X36M12A* | *97CMN1202422B* | Split System | 23800 | 16.5 | 9.5 | 1.94 | R-454B | 650
217949768 | AIRQUEST | Q5H9V24*K*AAA* | ESH5X36M12A* | *97CMN1202422B* | Split System | 23800 | 16.5 | 9.5 | 1.94 | R-454B | 650
217948392 | AIRQUEST | Q5H9V24*K*AAA* | ESH5X36M12A* | *96CTN1202422B* | Split System | 23800 | 16.5 | 9.5 | 1.94 | R-454B | 650
217948385 | AIRQUEST | N5H9V24*K*AAA* | ESH5X36M12A* | *96CTN1202422B* | Split System | 23800 | 16.5 | 9.5 | 1.94 | R-454B | 650
217948911 | AIRQUEST | N5H9V24*K*AAA* | ESH5X36M12A* | *97CMN0802120B* | Split System | 23800 | 16.5 | 9.5 | 1.94 | R-454B | 650
217948400 | AIRQUEST | N5H9V24*K*AAA* | ESH5X36M12A* | *97CTN1202422A* | Split System | 23800 | 16.5 | 9.5 | 1.94 | R-454B | 650
217948918 | AIRQUEST | Q5H9V24*K*AAA* | ESH5X36M12A* | *97CMN0802120B* | Split System | 23800 | 16.5 | 9.5 | 1.94 | R-454B | 650
217948407 | AIRQUEST | Q5H9V24*K*AAA* | ESH5X36M12A* | *97CTN1202422A* | Split System | 23800 | 16.5 | 9.5 | 1.94 | R-454B | 650
217946234 | AIRQUEST | N5H9V24*K*AAA* | ESH5X36M12A* | *95CSU1002122B* | Split System | 24000 | 16.5 | 9.5 | 1.94 | R-454B | 650
217946241 | AIRQUEST | Q5H9V24*K*AAA* | ESH5X36M12A* | *95CSU1002122B* | Split System | 24000 | 16.5 | 9.5 | 1.94 | R-454B | 650
217946203 | ARCOAIRE | N5H9V24*K*AAA* | ESH5X30M12A* | *96VSN1202422B* | Split System | 23400 | 16.5 | 9.5 | 1.92 | R-454B | 650
217946210 | ARCOAIRE | Q5H9V24*K*AAA* | ESH5X30M12A* | *96VSN1202422B* | Split System | 23400 | 16.5 | 9.5 | 1.92 | R-454B | 650
217946773 | ARCOAIRE | N5H9V24*K*AAA* | ESH5X30M12A* | *80CSU0802120B* | Split System | 23600 | 16.5 | 9.5 | 1.92 | R-454B | 650
217946780 | ARCOAIRE | Q5H9V24*K*AAA* | ESH5X30M12A* | *80CSU0802120B* | Split System | 23600 | 16.5 | 9.5 | 1.92 | R-454B | 650
217949722 | ARCOAIRE | Q5H9V24*K*AAA* | ESH5X30M12A* | *97CTN1202422A* | Split System | 23600 | 16.5 | 9.5 | 1.92 | R-454B | 650
217949707 | ARCOAIRE | Q5H9V24*K*AAA* | ESH5X30M12A* | *96CTN1202422B* | Split System | 23600 | 16.5 | 9.5 | 1.92 | R-454B | 650
217948880 | ARCOAIRE | N5H9V24*K*AAA* | ESH5X30M12A* | *80CSU0601716B* | Split System | 23600 | 16.5 | 9.5 | 1.92 | R-454B | 650
217948887 | ARCOAIRE | Q5H9V24*K*AAA* | ESH5X30M12A* | *80CSU0601716B* | Split System | 23600 | 16.5 | 9.5 | 1.92 | R-454B | 650
217949700 | ARCOAIRE | N5H9V24*K*AAA* | ESH5X30M12A* | *96CTN1202422B* | Split System | 23600 | 16.5 | 9.5 | 1.92 | R-454B | 650
217949715 | ARCOAIRE | N5H9V24*K*AAA* | ESH5X30M12A* | *97CTN1202422A* | Split System | 23600 | 16.5 | 9.5 | 1.92 | R-454B | 650
217944624 | ARCOAIRE | N5H9V24*K*AAA* | ESH5X30M12A* | *80VSL0451412B* | Split System | 23600 | 16.5 | 9.5 | 1.92 | R-454B | 650
217944684 | ARCOAIRE | N5H9V24*K*AAA* | ESH5X30M12A* | *80VTL0451412B* | Split System | 23600 | 16.5 | 9.5 | 1.92 | R-454B | 650
217945284 | ARCOAIRE | N5H9V24*K*AAA* | ESH5X30M12A* | *80VSL0701412B* | Split System | 23600 | 16.5 | 9.5 | 1.92 | R-454B | 650
217944691 | ARCOAIRE | Q5H9V24*K*AAA* | ESH5X30M12A* | *80VTL0451412B* | Split System | 23600 | 16.5 | 9.5 | 1.92 | R-454B | 650
217944631 | ARCOAIRE | Q5H9V24*K*AAA* | ESH5X30M12A* | *80VSL0451412B* | Split System | 23600 | 16.5 | 9.5 | 1.92 | R-454B | 650
217945291 | ARCOAIRE | Q5H9V24*K*AAA* | ESH5X30M12A* | *80VSL0701412B* | Split System | 23600 | 16.5 | 9.5 | 1.92 | R-454B | 650
217944774 | ARCOAIRE | N5H9V24*K*AAA* | ESH5X36M12A* | *96CTN1002122B* | Split System | 23800 | 16.5 | 9.5 | 1.92 | R-454B | 650
217944781 | ARCOAIRE | Q5H9V24*K*AAA* | ESH5X36M12A* | *96CTN1002122B* | Split System | 23800 | 16.5 | 9.5 | 1.92 | R-454B | 650
217944804 | ARCOAIRE | N5H9V24*K*AAA* | ESH5X36M12A* | *97CTN1002122A* | Split System | 23800 | 16.5 | 9.5 | 1.92 | R-454B | 650
217944759 | ARCOAIRE | N5H9V24*K*AAA* | ESH5X36M12A* | *97CMN1002122B* | Split System | 23800 | 16.5 | 9.5 | 1.92 | R-454B | 650
217944811 | ARCOAIRE | Q5H9V24*K*AAA* | ESH5X36M12A* | *97CTN1002122A* | Split System | 23800 | 16.5 | 9.5 | 1.92 | R-454B | 650
217944766 | ARCOAIRE | Q5H9V24*K*AAA* | ESH5X36M12A* | *97CMN1002122B* | Split System | 23800 | 16.5 | 9.5 | 1.92 | R-454B | 650
217945856 | ARCOAIRE | N5H9V24*K*AAA* | ESH5X36M12A* | *96CTN0601714B* | Split System | 23800 | 16.5 | 9.5 | 1.92 | R-454B | 650
217944789 | ARCOAIRE | N5H9V24*K*AAA* | ESH5X36M12A* | *97CTN0801716A* | Split System | 23800 | 16.5 | 9.5 | 1.92 | R-454B | 650
217944796 | ARCOAIRE | Q5H9V24*K*AAA* | ESH5X36M12A* | *97CTN0801716A* | Split System | 23800 | 16.5 | 9.5 | 1.92 | R-454B | 650
217945863 | ARCOAIRE | Q5H9V24*K*AAA* | ESH5X36M12A* | *96CTN0601714B* | Split System | 23800 | 16.5 | 9.5 | 1.92 | R-454B | 650
217947969 | ARCOAIRE | Q5H9V24*K*AAA* | ESH5X30M12A* | *80MSU0802120A* | Split System | 23800 | 16.5 | 9.5 | 1.92 | R-454B | 650
217947962 | ARCOAIRE | N5H9V24*K*AAA* | ESH5X30M12A* | *80MSU0802120A* | Split System | 23800 | 16.5 | 9.5 | 1.92 | R-454B | 650
217945803 | ARCOAIRE | Q5H9V24*K*AAA* | ESH5X30M12A* | *97VTN1002122A* | Split System | 23800 | 16.5 | 9.5 | 1.92 | R-454B | 650
217945773 | ARCOAIRE | Q5H9V24*K*AAA* | ESH5X30M12A* | *96VTN1002122B* | Split System | 23800 | 16.5 | 9.5 | 1.92 | R-454B | 650
217945766 | ARCOAIRE | N5H9V24*K*AAA* | ESH5X30M12A* | *96VTN1002122B* | Split System | 23800 | 16.5 | 9.5 | 1.92 | R-454B | 650
217945796 | ARCOAIRE | N5H9V24*K*AAA* | ESH5X30M12A* | *97VTN1002122A* | Split System | 23800 | 16.5 | 9.5 | 1.92 | R-454B | 650
217945871 | ARCOAIRE | N5H9V24*K*AAA* | ESH5X36M12A* | *96VTN1002120B* | Split System | 24000 | 16.5 | 9.5 | 1.92 | R-454B | 650
217945878 | ARCOAIRE | Q5H9V24*K*AAA* | ESH5X36M12A* | *96VTN1002120B* | Split System | 24000 | 16.5 | 9.5 | 1.92 | R-454B | 650
217945848 | ARCOAIRE | Q5H9V24*K*AAA* | ESH5X36M12A* | *96VSN1002120B* | Split System | 24000 | 16.5 | 9.5 | 1.92 | R-454B | 650
217945841 | ARCOAIRE | N5H9V24*K*AAA* | ESH5X36M12A* | *96VSN1002120B* | Split System | 24000 | 16.5 | 9.5 | 1.92 | R-454B | 650
217944676 | ARCOAIRE | Q5H9V24*K*AAA* | ESH5X30M12A* | *80CTL0701412B* | Split System | 23600 | 16.5 | 9.5 | 1.94 | R-454B | 650
217944669 | ARCOAIRE | N5H9V24*K*AAA* | ESH5X30M12A* | *80CTL0701412B* | Split System | 23600 | 16.5 | 9.5 | 1.94 | R-454B | 650
217949767 | ARCOAIRE | Q5H9V24*K*AAA* | ESH5X36M12A* | *97CMN1202422B* | Split System | 23800 | 16.5 | 9.5 | 1.94 | R-454B | 650
217949760 | ARCOAIRE | N5H9V24*K*AAA* | ESH5X36M12A* | *97CMN1202422B* | Split System | 23800 | 16.5 | 9.5 | 1.94 | R-454B | 650
217948384 | ARCOAIRE | N5H9V24*K*AAA* | ESH5X36M12A* | *96CTN1202422B* | Split System | 23800 | 16.5 | 9.5 | 1.94 | R-454B | 650
217948391 | ARCOAIRE | Q5H9V24*K*AAA* | ESH5X36M12A* | *96CTN1202422B* | Split System | 23800 | 16.5 | 9.5 | 1.94 | R-454B | 650
217948406 | ARCOAIRE | Q5H9V24*K*AAA* | ESH5X36M12A* | *97CTN1202422A* | Split System | 23800 | 16.5 | 9.5 | 1.94 | R-454B | 650
217948910 | ARCOAIRE | N5H9V24*K*AAA* | ESH5X36M12A* | *97CMN0802120B* | Split System | 23800 | 16.5 | 9.5 | 1.94 | R-454B | 650
217948399 | ARCOAIRE | N5H9V24*K*AAA* | ESH5X36M12A* | *97CTN1202422A* | Split System | 23800 | 16.5 | 9.5 | 1.94 | R-454B | 650
217948917 | ARCOAIRE | Q5H9V24*K*AAA* | ESH5X36M12A* | *97CMN0802120B* | Split System | 23800 | 16.5 | 9.5 | 1.94 | R-454B | 650
217946233 | ARCOAIRE | N5H9V24*K*AAA* | ESH5X36M12A* | *95CSU1002122B* | Split System | 24000 | 16.5 | 9.5 | 1.94 | R-454B | 650
217946240 | ARCOAIRE | Q5H9V24*K*AAA* | ESH5X36M12A* | *95CSU1002122B* | Split System | 24000 | 16.5 | 9.5 | 1.94 | R-454B | 650
217946202 | BRYANT HEATING AND COOLING SYSTEMS | 249VAN024**AA* | CSAH*3012AM* | 926SB66120V24*** | Split System | 23400 | 16.5 | 9.5 | 1.92 | R-454B | 650
217946772 | BRYANT HEATING AND COOLING SYSTEMS | 249VAN024**AA* | CSAH*3012AM* | 83*CB60080C21*** | Split System | 23600 | 16.5 | 9.5 | 1.92 | R-454B | 650
217948879 | BRYANT HEATING AND COOLING SYSTEMS | 249VAN024**AA* | CSAH*3012AM* | 83*CB48060C17*** | Split System | 23600 | 16.5 | 9.5 | 1.92 | R-454B | 650
217949714 | BRYANT HEATING AND COOLING SYSTEMS | 249VAN024**AA* | CSAH*3012AM* | 987TA66120C24*** | Split System | 23600 | 16.5 | 9.5 | 1.92 | R-454B | 650
217949699 | BRYANT HEATING AND COOLING SYSTEMS | 249VAN024**AA* | CSAH*3012AM* | 986TD66120C24*** | Split System | 23600 | 16.5 | 9.5 | 1.92 | R-454B | 650
217944683 | BRYANT HEATING AND COOLING SYSTEMS | 249VAN024**AA* | CSAH*3012AM* | 82*TB36045V14*** | Split System | 23600 | 16.5 | 9.5 | 1.92 | R-454B | 650
217945283 | BRYANT HEATING AND COOLING SYSTEMS | 249VAN024**AA* | CSAH*3012AM* | 82*SB36070V14*** | Split System | 23600 | 16.5 | 9.5 | 1.92 | R-454B | 650
217944623 | BRYANT HEATING AND COOLING SYSTEMS | 249VAN024**AA* | CSAH*3012AM* | 82*SB36045V14*** | Split System | 23600 | 16.5 | 9.5 | 1.92 | R-454B | 650
217945313 | BRYANT HEATING AND COOLING SYSTEMS | 249VAN024**AA* | CSAH*3012AM* | 82*TB36070V14*** | Split System | 23600 | 16.5 | 9.5 | 1.92 | R-454B | 650
217944803 | BRYANT HEATING AND COOLING SYSTEMS | 249VAN024**AA* | CSAH*3612AM* | 987TA66100C21*** | Split System | 23800 | 16.5 | 9.5 | 1.92 | R-454B | 650
217944758 | BRYANT HEATING AND COOLING SYSTEMS | 249VAN024**AA* | CSAH*3612AM* | 987MC66100C21*** | Split System | 23800 | 16.5 | 9.5 | 1.92 | R-454B | 650
217944773 | BRYANT HEATING AND COOLING SYSTEMS | 249VAN024**AA* | CSAH*3612AM* | 986TD66100C21*** | Split System | 23800 | 16.5 | 9.5 | 1.92 | R-454B | 650
217945855 | BRYANT HEATING AND COOLING SYSTEMS | 249VAN024**AA* | CSAH*3612AM* | 986TD42060C17*** | Split System | 23800 | 16.5 | 9.5 | 1.92 | R-454B | 650
217947961 | BRYANT HEATING AND COOLING SYSTEMS | 249VAN024**AA* | CSAH*3012AM* | 83*SB60080M21*** | Split System | 23800 | 16.5 | 9.5 | 1.92 | R-454B | 650
217944788 | BRYANT HEATING AND COOLING SYSTEMS | 249VAN024**AA* | CSAH*3612AM* | 987TA48080C17*** | Split System | 23800 | 16.5 | 9.5 | 1.92 | R-454B | 650
217945795 | BRYANT HEATING AND COOLING SYSTEMS | 249VAN024**AA* | CSAH*3012AM* | 927TA66100V21*** | Split System | 23800 | 16.5 | 9.5 | 1.92 | R-454B | 650
217945765 | BRYANT HEATING AND COOLING SYSTEMS | 249VAN024**AA* | CSAH*3012AM* | 926TC66100V21*** | Split System | 23800 | 16.5 | 9.5 | 1.92 | R-454B | 650
217945870 | BRYANT HEATING AND COOLING SYSTEMS | 249VAN024**AA* | CSAH*3612AM* | 926TC60100V21*** | Split System | 24000 | 16.5 | 9.5 | 1.92 | R-454B | 650
217945840 | BRYANT HEATING AND COOLING SYSTEMS | 249VAN024**AA* | CSAH*3612AM* | 926SB60100V21*** | Split System | 24000 | 16.5 | 9.5 | 1.92 | R-454B | 650
217944668 | BRYANT HEATING AND COOLING SYSTEMS | 249VAN024**AA* | CSAH*3012AM* | 88*TB36070C14*** | Split System | 23600 | 16.5 | 9.5 | 1.94 | R-454B | 650
217949759 | BRYANT HEATING AND COOLING SYSTEMS | 249VAN024**AA* | CSAH*3612AM* | 987MC66120C24*** | Split System | 23800 | 16.5 | 9.5 | 1.94 | R-454B | 650
217948909 | BRYANT HEATING AND COOLING SYSTEMS | 249VAN024**AA* | CSAH*3612AM* | 987MC60080C21*** | Split System | 23800 | 16.5 | 9.5 | 1.94 | R-454B | 650
217948383 | BRYANT HEATING AND COOLING SYSTEMS | 249VAN024**AA* | CSAH*3612AM* | 986TD66120C24*** | Split System | 23800 | 16.5 | 9.5 | 1.94 | R-454B | 650
217948398 | BRYANT HEATING AND COOLING SYSTEMS | 249VAN024**AA* | CSAH*3612AM* | 987TA66120C24*** | Split System | 23800 | 16.5 | 9.5 | 1.94 | R-454B | 650
217946232 | BRYANT HEATING AND COOLING SYSTEMS | 249VAN024**AA* | CSAH*3612AM* | 935CB66100C21*** | Split System | 24000 | 16.5 | 9.5 | 1.94 | R-454B | 650
217946212 | COMFORTMAKER | Q5H9V24*K*AAA* | ESH5X30M12A* | *96VSN1202422B* | Split System | 23400 | 16.5 | 9.5 | 1.92 | R-454B | 650
217946205 | COMFORTMAKER | N5H9V24*K*AAA* | ESH5X30M12A* | *96VSN1202422B* | Split System | 23400 | 16.5 | 9.5 | 1.92 | R-454B | 650
217946775 | COMFORTMAKER | N5H9V24*K*AAA* | ESH5X30M12A* | *80CSU0802120B* | Split System | 23600 | 16.5 | 9.5 | 1.92 | R-454B | 650
217946782 | COMFORTMAKER | Q5H9V24*K*AAA* | ESH5X30M12A* | *80CSU0802120B* | Split System | 23600 | 16.5 | 9.5 | 1.92 | R-454B | 650
217949724 | COMFORTMAKER | Q5H9V24*K*AAA* | ESH5X30M12A* | *97CTN1202422A* | Split System | 23600 | 16.5 | 9.5 | 1.92 | R-454B | 650
217948882 | COMFORTMAKER | N5H9V24*K*AAA* | ESH5X30M12A* | *80CSU0601716B* | Split System | 23600 | 16.5 | 9.5 | 1.92 | R-454B | 650
217948889 | COMFORTMAKER | Q5H9V24*K*AAA* | ESH5X30M12A* | *80CSU0601716B* | Split System | 23600 | 16.5 | 9.5 | 1.92 | R-454B | 650
217949702 | COMFORTMAKER | N5H9V24*K*AAA* | ESH5X30M12A* | *96CTN1202422B* | Split System | 23600 | 16.5 | 9.5 | 1.92 | R-454B | 650
217949709 | COMFORTMAKER | Q5H9V24*K*AAA* | ESH5X30M12A* | *96CTN1202422B* | Split System | 23600 | 16.5 | 9.5 | 1.92 | R-454B | 650
217949717 | COMFORTMAKER | N5H9V24*K*AAA* | ESH5X30M12A* | *97CTN1202422A* | Split System | 23600 | 16.5 | 9.5 | 1.92 | R-454B | 650
217944633 | COMFORTMAKER | Q5H9V24*K*AAA* | ESH5X30M12A* | *80VSL0451412B* | Split System | 23600 | 16.5 | 9.5 | 1.92 | R-454B | 650
217945293 | COMFORTMAKER | Q5H9V24*K*AAA* | ESH5X30M12A* | *80VSL0701412B* | Split System | 23600 | 16.5 | 9.5 | 1.92 | R-454B | 650
217944686 | COMFORTMAKER | N5H9V24*K*AAA* | ESH5X30M12A* | *80VTL0451412B* | Split System | 23600 | 16.5 | 9.5 | 1.92 | R-454B | 650
217945286 | COMFORTMAKER | N5H9V24*K*AAA* | ESH5X30M12A* | *80VSL0701412B* | Split System | 23600 | 16.5 | 9.5 | 1.92 | R-454B | 650
217944693 | COMFORTMAKER | Q5H9V24*K*AAA* | ESH5X30M12A* | *80VTL0451412B* | Split System | 23600 | 16.5 | 9.5 | 1.92 | R-454B | 650
217944626 | COMFORTMAKER | N5H9V24*K*AAA* | ESH5X30M12A* | *80VSL0451412B* | Split System | 23600 | 16.5 | 9.5 | 1.92 | R-454B | 650
217944776 | COMFORTMAKER | N5H9V24*K*AAA* | ESH5X36M12A* | *96CTN1002122B* | Split System | 23800 | 16.5 | 9.5 | 1.92 | R-454B | 650
217944783 | COMFORTMAKER | Q5H9V24*K*AAA* | ESH5X36M12A* | *96CTN1002122B* | Split System | 23800 | 16.5 | 9.5 | 1.92 | R-454B | 650
217944806 | COMFORTMAKER | N5H9V24*K*AAA* | ESH5X36M12A* | *97CTN1002122A* | Split System | 23800 | 16.5 | 9.5 | 1.92 | R-454B | 650
217944813 | COMFORTMAKER | Q5H9V24*K*AAA* | ESH5X36M12A* | *97CTN1002122A* | Split System | 23800 | 16.5 | 9.5 | 1.92 | R-454B | 650
217944761 | COMFORTMAKER | N5H9V24*K*AAA* | ESH5X36M12A* | *97CMN1002122B* | Split System | 23800 | 16.5 | 9.5 | 1.92 | R-454B | 650
217944768 | COMFORTMAKER | Q5H9V24*K*AAA* | ESH5X36M12A* | *97CMN1002122B* | Split System | 23800 | 16.5 | 9.5 | 1.92 | R-454B | 650
217944798 | COMFORTMAKER | Q5H9V24*K*AAA* | ESH5X36M12A* | *97CTN0801716A* | Split System | 23800 | 16.5 | 9.5 | 1.92 | R-454B | 650
217944791 | COMFORTMAKER | N5H9V24*K*AAA* | ESH5X36M12A* | *97CTN0801716A* | Split System | 23800 | 16.5 | 9.5 | 1.92 | R-454B | 650
217945858 | COMFORTMAKER | N5H9V24*K*AAA* | ESH5X36M12A* | *96CTN0601714B* | Split System | 23800 | 16.5 | 9.5 | 1.92 | R-454B | 650
217945865 | COMFORTMAKER | Q5H9V24*K*AAA* | ESH5X36M12A* | *96CTN0601714B* | Split System | 23800 | 16.5 | 9.5 | 1.92 | R-454B | 650
217947964 | COMFORTMAKER | N5H9V24*K*AAA* | ESH5X30M12A* | *80MSU0802120A* | Split System | 23800 | 16.5 | 9.5 | 1.92 | R-454B | 650
217947971 | COMFORTMAKER | Q5H9V24*K*AAA* | ESH5X30M12A* | *80MSU0802120A* | Split System | 23800 | 16.5 | 9.5 | 1.92 | R-454B | 650
217945798 | COMFORTMAKER | N5H9V24*K*AAA* | ESH5X30M12A* | *97VTN1002122A* | Split System | 23800 | 16.5 | 9.5 | 1.92 | R-454B | 650
217945768 | COMFORTMAKER | N5H9V24*K*AAA* | ESH5X30M12A* | *96VTN1002122B* | Split System | 23800 | 16.5 | 9.5 | 1.92 | R-454B | 650
217945775 | COMFORTMAKER | Q5H9V24*K*AAA* | ESH5X30M12A* | *96VTN1002122B* | Split System | 23800 | 16.5 | 9.5 | 1.92 | R-454B | 650
217945805 | COMFORTMAKER | Q5H9V24*K*AAA* | ESH5X30M12A* | *97VTN1002122A* | Split System | 23800 | 16.5 | 9.5 | 1.92 | R-454B | 650
217945880 | COMFORTMAKER | Q5H9V24*K*AAA* | ESH5X36M12A* | *96VTN1002120B* | Split System | 24000 | 16.5 | 9.5 | 1.92 | R-454B | 650
217945873 | COMFORTMAKER | N5H9V24*K*AAA* | ESH5X36M12A* | *96VTN1002120B* | Split System | 24000 | 16.5 | 9.5 | 1.92 | R-454B | 650
217945850 | COMFORTMAKER | Q5H9V24*K*AAA* | ESH5X36M12A* | *96VSN1002120B* | Split System | 24000 | 16.5 | 9.5 | 1.92 | R-454B | 650
217945843 | COMFORTMAKER | N5H9V24*K*AAA* | ESH5X36M12A* | *96VSN1002120B* | Split System | 24000 | 16.5 | 9.5 | 1.92 | R-454B | 650
217944678 | COMFORTMAKER | Q5H9V24*K*AAA* | ESH5X30M12A* | *80CTL0701412B* | Split System | 23600 | 16.5 | 9.5 | 1.94 | R-454B | 650
217944671 | COMFORTMAKER | N5H9V24*K*AAA* | ESH5X30M12A* | *80CTL0701412B* | Split System | 23600 | 16.5 | 9.5 | 1.94 | R-454B | 650
217949762 | COMFORTMAKER | N5H9V24*K*AAA* | ESH5X36M12A* | *97CMN1202422B* | Split System | 23800 | 16.5 | 9.5 | 1.94 | R-454B | 650
217949769 | COMFORTMAKER | Q5H9V24*K*AAA* | ESH5X36M12A* | *97CMN1202422B* | Split System | 23800 | 16.5 | 9.5 | 1.94 | R-454B | 650
217948386 | COMFORTMAKER | N5H9V24*K*AAA* | ESH5X36M12A* | *96CTN1202422B* | Split System | 23800 | 16.5 | 9.5 | 1.94 | R-454B | 650
217948393 | COMFORTMAKER | Q5H9V24*K*AAA* | ESH5X36M12A* | *96CTN1202422B* | Split System | 23800 | 16.5 | 9.5 | 1.94 | R-454B | 650
217948408 | COMFORTMAKER | Q5H9V24*K*AAA* | ESH5X36M12A* | *97CTN1202422A* | Split System | 23800 | 16.5 | 9.5 | 1.94 | R-454B | 650
217948912 | COMFORTMAKER | N5H9V24*K*AAA* | ESH5X36M12A* | *97CMN0802120B* | Split System | 23800 | 16.5 | 9.5 | 1.94 | R-454B | 650
217948401 | COMFORTMAKER | N5H9V24*K*AAA* | ESH5X36M12A* | *97CTN1202422A* | Split System | 23800 | 16.5 | 9.5 | 1.94 | R-454B | 650
217948919 | COMFORTMAKER | Q5H9V24*K*AAA* | ESH5X36M12A* | *97CMN0802120B* | Split System | 23800 | 16.5 | 9.5 | 1.94 | R-454B | 650
217946242 | COMFORTMAKER | Q5H9V24*K*AAA* | ESH5X36M12A* | *95CSU1002122B* | Split System | 24000 | 16.5 | 9.5 | 1.94 | R-454B | 650
217946235 | COMFORTMAKER | N5H9V24*K*AAA* | ESH5X36M12A* | *95CSU1002122B* | Split System | 24000 | 16.5 | 9.5 | 1.94 | R-454B | 650
217946213 | DAY & NIGHT | Q5H9V24*K*AAA* | ESH5X30M12A* | *96VSN1202422B* | Split System | 23400 | 16.5 | 9.5 | 1.92 | R-454B | 650
217946206 | DAY & NIGHT | N5H9V24*K*AAA* | ESH5X30M12A* | *96VSN1202422B* | Split System | 23400 | 16.5 | 9.5 | 1.92 | R-454B | 650
217946783 | DAY & NIGHT | Q5H9V24*K*AAA* | ESH5X30M12A* | *80CSU0802120B* | Split System | 23600 | 16.5 | 9.5 | 1.92 | R-454B | 650
217946776 | DAY & NIGHT | N5H9V24*K*AAA* | ESH5X30M12A* | *80CSU0802120B* | Split System | 23600 | 16.5 | 9.5 | 1.92 | R-454B | 650
217949710 | DAY & NIGHT | Q5H9V24*K*AAA* | ESH5X30M12A* | *96CTN1202422B* | Split System | 23600 | 16.5 | 9.5 | 1.92 | R-454B | 650
217949725 | DAY & NIGHT | Q5H9V24*K*AAA* | ESH5X30M12A* | *97CTN1202422A* | Split System | 23600 | 16.5 | 9.5 | 1.92 | R-454B | 650
217948883 | DAY & NIGHT | N5H9V24*K*AAA* | ESH5X30M12A* | *80CSU0601716B* | Split System | 23600 | 16.5 | 9.5 | 1.92 | R-454B | 650
217949703 | DAY & NIGHT | N5H9V24*K*AAA* | ESH5X30M12A* | *96CTN1202422B* | Split System | 23600 | 16.5 | 9.5 | 1.92 | R-454B | 650
217949718 | DAY & NIGHT | N5H9V24*K*AAA* | ESH5X30M12A* | *97CTN1202422A* | Split System | 23600 | 16.5 | 9.5 | 1.92 | R-454B | 650
217948890 | DAY & NIGHT | Q5H9V24*K*AAA* | ESH5X30M12A* | *80CSU0601716B* | Split System | 23600 | 16.5 | 9.5 | 1.92 | R-454B | 650
217945287 | DAY & NIGHT | N5H9V24*K*AAA* | ESH5X30M12A* | *80VSL0701412B* | Split System | 23600 | 16.5 | 9.5 | 1.92 | R-454B | 650
217944627 | DAY & NIGHT | N5H9V24*K*AAA* | ESH5X30M12A* | *80VSL0451412B* | Split System | 23600 | 16.5 | 9.5 | 1.92 | R-454B | 650
217944694 | DAY & NIGHT | Q5H9V24*K*AAA* | ESH5X30M12A* | *80VTL0451412B* | Split System | 23600 | 16.5 | 9.5 | 1.92 | R-454B | 650
217945294 | DAY & NIGHT | Q5H9V24*K*AAA* | ESH5X30M12A* | *80VSL0701412B* | Split System | 23600 | 16.5 | 9.5 | 1.92 | R-454B | 650
217944634 | DAY & NIGHT | Q5H9V24*K*AAA* | ESH5X30M12A* | *80VSL0451412B* | Split System | 23600 | 16.5 | 9.5 | 1.92 | R-454B | 650
217944687 | DAY & NIGHT | N5H9V24*K*AAA* | ESH5X30M12A* | *80VTL0451412B* | Split System | 23600 | 16.5 | 9.5 | 1.92 | R-454B | 650
217944777 | DAY & NIGHT | N5H9V24*K*AAA* | ESH5X36M12A* | *96CTN1002122B* | Split System | 23800 | 16.5 | 9.5 | 1.92 | R-454B | 650
217944769 | DAY & NIGHT | Q5H9V24*K*AAA* | ESH5X36M12A* | *97CMN1002122B* | Split System | 23800 | 16.5 | 9.5 | 1.92 | R-454B | 650
217944814 | DAY & NIGHT | Q5H9V24*K*AAA* | ESH5X36M12A* | *97CTN1002122A* | Split System | 23800 | 16.5 | 9.5 | 1.92 | R-454B | 650
217944762 | DAY & NIGHT | N5H9V24*K*AAA* | ESH5X36M12A* | *97CMN1002122B* | Split System | 23800 | 16.5 | 9.5 | 1.92 | R-454B | 650
217944807 | DAY & NIGHT | N5H9V24*K*AAA* | ESH5X36M12A* | *97CTN1002122A* | Split System | 23800 | 16.5 | 9.5 | 1.92 | R-454B | 650
217944784 | DAY & NIGHT | Q5H9V24*K*AAA* | ESH5X36M12A* | *96CTN1002122B* | Split System | 23800 | 16.5 | 9.5 | 1.92 | R-454B | 650
217944792 | DAY & NIGHT | N5H9V24*K*AAA* | ESH5X36M12A* | *97CTN0801716A* | Split System | 23800 | 16.5 | 9.5 | 1.92 | R-454B | 650
217944799 | DAY & NIGHT | Q5H9V24*K*AAA* | ESH5X36M12A* | *97CTN0801716A* | Split System | 23800 | 16.5 | 9.5 | 1.92 | R-454B | 650
217945866 | DAY & NIGHT | Q5H9V24*K*AAA* | ESH5X36M12A* | *96CTN0601714B* | Split System | 23800 | 16.5 | 9.5 | 1.92 | R-454B | 650
217945859 | DAY & NIGHT | N5H9V24*K*AAA* | ESH5X36M12A* | *96CTN0601714B* | Split System | 23800 | 16.5 | 9.5 | 1.92 | R-454B | 650
217947972 | DAY & NIGHT | Q5H9V24*K*AAA* | ESH5X30M12A* | *80MSU0802120A* | Split System | 23800 | 16.5 | 9.5 | 1.92 | R-454B | 650
217947965 | DAY & NIGHT | N5H9V24*K*AAA* | ESH5X30M12A* | *80MSU0802120A* | Split System | 23800 | 16.5 | 9.5 | 1.92 | R-454B | 650
217945769 | DAY & NIGHT | N5H9V24*K*AAA* | ESH5X30M12A* | *96VTN1002122B* | Split System | 23800 | 16.5 | 9.5 | 1.92 | R-454B | 650
217945799 | DAY & NIGHT | N5H9V24*K*AAA* | ESH5X30M12A* | *97VTN1002122A* | Split System | 23800 | 16.5 | 9.5 | 1.92 | R-454B | 650
217945776 | DAY & NIGHT | Q5H9V24*K*AAA* | ESH5X30M12A* | *96VTN1002122B* | Split System | 23800 | 16.5 | 9.5 | 1.92 | R-454B | 650
217945806 | DAY & NIGHT | Q5H9V24*K*AAA* | ESH5X30M12A* | *97VTN1002122A* | Split System | 23800 | 16.5 | 9.5 | 1.92 | R-454B | 650
217945881 | DAY & NIGHT | Q5H9V24*K*AAA* | ESH5X36M12A* | *96VTN1002120B* | Split System | 24000 | 16.5 | 9.5 | 1.92 | R-454B | 650
217945874 | DAY & NIGHT | N5H9V24*K*AAA* | ESH5X36M12A* | *96VTN1002120B* | Split System | 24000 | 16.5 | 9.5 | 1.92 | R-454B | 650
217945844 | DAY & NIGHT | N5H9V24*K*AAA* | ESH5X36M12A* | *96VSN1002120B* | Split System | 24000 | 16.5 | 9.5 | 1.92 | R-454B | 650
217945851 | DAY & NIGHT | Q5H9V24*K*AAA* | ESH5X36M12A* | *96VSN1002120B* | Split System | 24000 | 16.5 | 9.5 | 1.92 | R-454B | 650
217944679 | DAY & NIGHT | Q5H9V24*K*AAA* | ESH5X30M12A* | *80CTL0701412B* | Split System | 23600 | 16.5 | 9.5 | 1.94 | R-454B | 650
217944672 | DAY & NIGHT | N5H9V24*K*AAA* | ESH5X30M12A* | *80CTL0701412B* | Split System | 23600 | 16.5 | 9.5 | 1.94 | R-454B | 650
217949763 | DAY & NIGHT | N5H9V24*K*AAA* | ESH5X36M12A* | *97CMN1202422B* | Split System | 23800 | 16.5 | 9.5 | 1.94 | R-454B | 650
217949770 | DAY & NIGHT | Q5H9V24*K*AAA* | ESH5X36M12A* | *97CMN1202422B* | Split System | 23800 | 16.5 | 9.5 | 1.94 | R-454B | 650
217948913 | DAY & NIGHT | N5H9V24*K*AAA* | ESH5X36M12A* | *97CMN0802120B* | Split System | 23800 | 16.5 | 9.5 | 1.94 | R-454B | 650
217948920 | DAY & NIGHT | Q5H9V24*K*AAA* | ESH5X36M12A* | *97CMN0802120B* | Split System | 23800 | 16.5 | 9.5 | 1.94 | R-454B | 650
217948409 | DAY & NIGHT | Q5H9V24*K*AAA* | ESH5X36M12A* | *97CTN1202422A* | Split System | 23800 | 16.5 | 9.5 | 1.94 | R-454B | 650
217948402 | DAY & NIGHT | N5H9V24*K*AAA* | ESH5X36M12A* | *97CTN1202422A* | Split System | 23800 | 16.5 | 9.5 | 1.94 | R-454B | 650
217948394 | DAY & NIGHT | Q5H9V24*K*AAA* | ESH5X36M12A* | *96CTN1202422B* | Split System | 23800 | 16.5 | 9.5 | 1.94 | R-454B | 650
217948387 | DAY & NIGHT | N5H9V24*K*AAA* | ESH5X36M12A* | *96CTN1202422B* | Split System | 23800 | 16.5 | 9.5 | 1.94 | R-454B | 650
217946236 | DAY & NIGHT | N5H9V24*K*AAA* | ESH5X36M12A* | *95CSU1002122B* | Split System | 24000 | 16.5 | 9.5 | 1.94 | R-454B | 650
217946243 | DAY & NIGHT | Q5H9V24*K*AAA* | ESH5X36M12A* | *95CSU1002122B* | Split System | 24000 | 16.5 | 9.5 | 1.94 | R-454B | 650
217946214 | HEIL | Q5H9V24*K*AAA* | ESH5X30M12A* | *96VSN1202422B* | Split System | 23400 | 16.5 | 9.5 | 1.92 | R-454B | 650
217946207 | HEIL | N5H9V24*K*AAA* | ESH5X30M12A* | *96VSN1202422B* | Split System | 23400 | 16.5 | 9.5 | 1.92 | R-454B | 650
217946784 | HEIL | Q5H9V24*K*AAA* | ESH5X30M12A* | *80CSU0802120B* | Split System | 23600 | 16.5 | 9.5 | 1.92 | R-454B | 650
217946777 | HEIL | N5H9V24*K*AAA* | ESH5X30M12A* | *80CSU0802120B* | Split System | 23600 | 16.5 | 9.5 | 1.92 | R-454B | 650
217949711 | HEIL | Q5H9V24*K*AAA* | ESH5X30M12A* | *96CTN1202422B* | Split System | 23600 | 16.5 | 9.5 | 1.92 | R-454B | 650
217949726 | HEIL | Q5H9V24*K*AAA* | ESH5X30M12A* | *97CTN1202422A* | Split System | 23600 | 16.5 | 9.5 | 1.92 | R-454B | 650
217949704 | HEIL | N5H9V24*K*AAA* | ESH5X30M12A* | *96CTN1202422B* | Split System | 23600 | 16.5 | 9.5 | 1.92 | R-454B | 650
217948891 | HEIL | Q5H9V24*K*AAA* | ESH5X30M12A* | *80CSU0601716B* | Split System | 23600 | 16.5 | 9.5 | 1.92 | R-454B | 650
217949719 | HEIL | N5H9V24*K*AAA* | ESH5X30M12A* | *97CTN1202422A* | Split System | 23600 | 16.5 | 9.5 | 1.92 | R-454B | 650
217948884 | HEIL | N5H9V24*K*AAA* | ESH5X30M12A* | *80CSU0601716B* | Split System | 23600 | 16.5 | 9.5 | 1.92 | R-454B | 650
217944635 | HEIL | Q5H9V24*K*AAA* | ESH5X30M12A* | *80VSL0451412B* | Split System | 23600 | 16.5 | 9.5 | 1.92 | R-454B | 650
217944695 | HEIL | Q5H9V24*K*AAA* | ESH5X30M12A* | *80VTL0451412B* | Split System | 23600 | 16.5 | 9.5 | 1.92 | R-454B | 650
217944628 | HEIL | N5H9V24*K*AAA* | ESH5X30M12A* | *80VSL0451412B* | Split System | 23600 | 16.5 | 9.5 | 1.92 | R-454B | 650
217944688 | HEIL | N5H9V24*K*AAA* | ESH5X30M12A* | *80VTL0451412B* | Split System | 23600 | 16.5 | 9.5 | 1.92 | R-454B | 650
217945295 | HEIL | Q5H9V24*K*AAA* | ESH5X30M12A* | *80VSL0701412B* | Split System | 23600 | 16.5 | 9.5 | 1.92 | R-454B | 650
217945288 | HEIL | N5H9V24*K*AAA* | ESH5X30M12A* | *80VSL0701412B* | Split System | 23600 | 16.5 | 9.5 | 1.92 | R-454B | 650
217944778 | HEIL | N5H9V24*K*AAA* | ESH5X36M12A* | *96CTN1002122B* | Split System | 23800 | 16.5 | 9.5 | 1.92 | R-454B | 650
217944808 | HEIL | N5H9V24*K*AAA* | ESH5X36M12A* | *97CTN1002122A* | Split System | 23800 | 16.5 | 9.5 | 1.92 | R-454B | 650
217944770 | HEIL | Q5H9V24*K*AAA* | ESH5X36M12A* | *97CMN1002122B* | Split System | 23800 | 16.5 | 9.5 | 1.92 | R-454B | 650
217944763 | HEIL | N5H9V24*K*AAA* | ESH5X36M12A* | *97CMN1002122B* | Split System | 23800 | 16.5 | 9.5 | 1.92 | R-454B | 650
217944815 | HEIL | Q5H9V24*K*AAA* | ESH5X36M12A* | *97CTN1002122A* | Split System | 23800 | 16.5 | 9.5 | 1.92 | R-454B | 650
217944785 | HEIL | Q5H9V24*K*AAA* | ESH5X36M12A* | *96CTN1002122B* | Split System | 23800 | 16.5 | 9.5 | 1.92 | R-454B | 650
217945867 | HEIL | Q5H9V24*K*AAA* | ESH5X36M12A* | *96CTN0601714B* | Split System | 23800 | 16.5 | 9.5 | 1.92 | R-454B | 650
217944793 | HEIL | N5H9V24*K*AAA* | ESH5X36M12A* | *97CTN0801716A* | Split System | 23800 | 16.5 | 9.5 | 1.92 | R-454B | 650
217944800 | HEIL | Q5H9V24*K*AAA* | ESH5X36M12A* | *97CTN0801716A* | Split System | 23800 | 16.5 | 9.5 | 1.92 | R-454B | 650
217947973 | HEIL | Q5H9V24*K*AAA* | ESH5X30M12A* | *80MSU0802120A* | Split System | 23800 | 16.5 | 9.5 | 1.92 | R-454B | 650
217945860 | HEIL | N5H9V24*K*AAA* | ESH5X36M12A* | *96CTN0601714B* | Split System | 23800 | 16.5 | 9.5 | 1.92 | R-454B | 650
217947966 | HEIL | N5H9V24*K*AAA* | ESH5X30M12A* | *80MSU0802120A* | Split System | 23800 | 16.5 | 9.5 | 1.92 | R-454B | 650
217945800 | HEIL | N5H9V24*K*AAA* | ESH5X30M12A* | *97VTN1002122A* | Split System | 23800 | 16.5 | 9.5 | 1.92 | R-454B | 650
217945770 | HEIL | N5H9V24*K*AAA* | ESH5X30M12A* | *96VTN1002122B* | Split System | 23800 | 16.5 | 9.5 | 1.92 | R-454B | 650
217945777 | HEIL | Q5H9V24*K*AAA* | ESH5X30M12A* | *96VTN1002122B* | Split System | 23800 | 16.5 | 9.5 | 1.92 | R-454B | 650
217945807 | HEIL | Q5H9V24*K*AAA* | ESH5X30M12A* | *97VTN1002122A* | Split System | 23800 | 16.5 | 9.5 | 1.92 | R-454B | 650
217945882 | HEIL | Q5H9V24*K*AAA* | ESH5X36M12A* | *96VTN1002120B* | Split System | 24000 | 16.5 | 9.5 | 1.92 | R-454B | 650
217945875 | HEIL | N5H9V24*K*AAA* | ESH5X36M12A* | *96VTN1002120B* | Split System | 24000 | 16.5 | 9.5 | 1.92 | R-454B | 650
217945845 | HEIL | N5H9V24*K*AAA* | ESH5X36M12A* | *96VSN1002120B* | Split System | 24000 | 16.5 | 9.5 | 1.92 | R-454B | 650
217945852 | HEIL | Q5H9V24*K*AAA* | ESH5X36M12A* | *96VSN1002120B* | Split System | 24000 | 16.5 | 9.5 | 1.92 | R-454B | 650
217944673 | HEIL | N5H9V24*K*AAA* | ESH5X30M12A* | *80CTL0701412B* | Split System | 23600 | 16.5 | 9.5 | 1.94 | R-454B | 650
217944680 | HEIL | Q5H9V24*K*AAA* | ESH5X30M12A* | *80CTL0701412B* | Split System | 23600 | 16.5 | 9.5 | 1.94 | R-454B | 650
217949764 | HEIL | N5H9V24*K*AAA* | ESH5X36M12A* | *97CMN1202422B* | Split System | 23800 | 16.5 | 9.5 | 1.94 | R-454B | 650
217949771 | HEIL | Q5H9V24*K*AAA* | ESH5X36M12A* | *97CMN1202422B* | Split System | 23800 | 16.5 | 9.5 | 1.94 | R-454B | 650
217948921 | HEIL | Q5H9V24*K*AAA* | ESH5X36M12A* | *97CMN0802120B* | Split System | 23800 | 16.5 | 9.5 | 1.94 | R-454B | 650
217948388 | HEIL | N5H9V24*K*AAA* | ESH5X36M12A* | *96CTN1202422B* | Split System | 23800 | 16.5 | 9.5 | 1.94 | R-454B | 650
217948410 | HEIL | Q5H9V24*K*AAA* | ESH5X36M12A* | *97CTN1202422A* | Split System | 23800 | 16.5 | 9.5 | 1.94 | R-454B | 650
217948403 | HEIL | N5H9V24*K*AAA* | ESH5X36M12A* | *97CTN1202422A* | Split System | 23800 | 16.5 | 9.5 | 1.94 | R-454B | 650
217948914 | HEIL | N5H9V24*K*AAA* | ESH5X36M12A* | *97CMN0802120B* | Split System | 23800 | 16.5 | 9.5 | 1.94 | R-454B | 650
217948395 | HEIL | Q5H9V24*K*AAA* | ESH5X36M12A* | *96CTN1202422B* | Split System | 23800 | 16.5 | 9.5 | 1.94 | R-454B | 650
217946244 | HEIL | Q5H9V24*K*AAA* | ESH5X36M12A* | *95CSU1002122B* | Split System | 24000 | 16.5 | 9.5 | 1.94 | R-454B | 650
217946237 | HEIL | N5H9V24*K*AAA* | ESH5X36M12A* | *95CSU1002122B* | Split System | 24000 | 16.5 | 9.5 | 1.94 | R-454B | 650
217946215 | KEEPRITE | Q5H9V24*K*AAA* | ESH5X30M12A* | *96VSN1202422B* | Split System | 23400 | 16.5 | 9.5 | 1.92 | R-454B | 650
217946208 | KEEPRITE | N5H9V24*K*AAA* | ESH5X30M12A* | *96VSN1202422B* | Split System | 23400 | 16.5 | 9.5 | 1.92 | R-454B | 650
217946785 | KEEPRITE | Q5H9V24*K*AAA* | ESH5X30M12A* | *80CSU0802120B* | Split System | 23600 | 16.5 | 9.5 | 1.92 | R-454B | 650
217946778 | KEEPRITE | N5H9V24*K*AAA* | ESH5X30M12A* | *80CSU0802120B* | Split System | 23600 | 16.5 | 9.5 | 1.92 | R-454B | 650
217948885 | KEEPRITE | N5H9V24*K*AAA* | ESH5X30M12A* | *80CSU0601716B* | Split System | 23600 | 16.5 | 9.5 | 1.92 | R-454B | 650
217949720 | KEEPRITE | N5H9V24*K*AAA* | ESH5X30M12A* | *97CTN1202422A* | Split System | 23600 | 16.5 | 9.5 | 1.92 | R-454B | 650
217948892 | KEEPRITE | Q5H9V24*K*AAA* | ESH5X30M12A* | *80CSU0601716B* | Split System | 23600 | 16.5 | 9.5 | 1.92 | R-454B | 650
217949712 | KEEPRITE | Q5H9V24*K*AAA* | ESH5X30M12A* | *96CTN1202422B* | Split System | 23600 | 16.5 | 9.5 | 1.92 | R-454B | 650
217949727 | KEEPRITE | Q5H9V24*K*AAA* | ESH5X30M12A* | *97CTN1202422A* | Split System | 23600 | 16.5 | 9.5 | 1.92 | R-454B | 650
217949705 | KEEPRITE | N5H9V24*K*AAA* | ESH5X30M12A* | *96CTN1202422B* | Split System | 23600 | 16.5 | 9.5 | 1.92 | R-454B | 650
217944696 | KEEPRITE | Q5H9V24*K*AAA* | ESH5X30M12A* | *80VTL0451412B* | Split System | 23600 | 16.5 | 9.5 | 1.92 | R-454B | 650
217945296 | KEEPRITE | Q5H9V24*K*AAA* | ESH5X30M12A* | *80VSL0701412B* | Split System | 23600 | 16.5 | 9.5 | 1.92 | R-454B | 650
217944636 | KEEPRITE | Q5H9V24*K*AAA* | ESH5X30M12A* | *80VSL0451412B* | Split System | 23600 | 16.5 | 9.5 | 1.92 | R-454B | 650
217944689 | KEEPRITE | N5H9V24*K*AAA* | ESH5X30M12A* | *80VTL0451412B* | Split System | 23600 | 16.5 | 9.5 | 1.92 | R-454B | 650
217944629 | KEEPRITE | N5H9V24*K*AAA* | ESH5X30M12A* | *80VSL0451412B* | Split System | 23600 | 16.5 | 9.5 | 1.92 | R-454B | 650
217945289 | KEEPRITE | N5H9V24*K*AAA* | ESH5X30M12A* | *80VSL0701412B* | Split System | 23600 | 16.5 | 9.5 | 1.92 | R-454B | 650
217944816 | KEEPRITE | Q5H9V24*K*AAA* | ESH5X36M12A* | *97CTN1002122A* | Split System | 23800 | 16.5 | 9.5 | 1.92 | R-454B | 650
217944786 | KEEPRITE | Q5H9V24*K*AAA* | ESH5X36M12A* | *96CTN1002122B* | Split System | 23800 | 16.5 | 9.5 | 1.92 | R-454B | 650
217944764 | KEEPRITE | N5H9V24*K*AAA* | ESH5X36M12A* | *97CMN1002122B* | Split System | 23800 | 16.5 | 9.5 | 1.92 | R-454B | 650
217944779 | KEEPRITE | N5H9V24*K*AAA* | ESH5X36M12A* | *96CTN1002122B* | Split System | 23800 | 16.5 | 9.5 | 1.92 | R-454B | 650
217944771 | KEEPRITE | Q5H9V24*K*AAA* | ESH5X36M12A* | *97CMN1002122B* | Split System | 23800 | 16.5 | 9.5 | 1.92 | R-454B | 650
217944809 | KEEPRITE | N5H9V24*K*AAA* | ESH5X36M12A* | *97CTN1002122A* | Split System | 23800 | 16.5 | 9.5 | 1.92 | R-454B | 650
217944801 | KEEPRITE | Q5H9V24*K*AAA* | ESH5X36M12A* | *97CTN0801716A* | Split System | 23800 | 16.5 | 9.5 | 1.92 | R-454B | 650
217944794 | KEEPRITE | N5H9V24*K*AAA* | ESH5X36M12A* | *97CTN0801716A* | Split System | 23800 | 16.5 | 9.5 | 1.92 | R-454B | 650
217945868 | KEEPRITE | Q5H9V24*K*AAA* | ESH5X36M12A* | *96CTN0601714B* | Split System | 23800 | 16.5 | 9.5 | 1.92 | R-454B | 650
217945861 | KEEPRITE | N5H9V24*K*AAA* | ESH5X36M12A* | *96CTN0601714B* | Split System | 23800 | 16.5 | 9.5 | 1.92 | R-454B | 650
217947974 | KEEPRITE | Q5H9V24*K*AAA* | ESH5X30M12A* | *80MSU0802120A* | Split System | 23800 | 16.5 | 9.5 | 1.92 | R-454B | 650
217947967 | KEEPRITE | N5H9V24*K*AAA* | ESH5X30M12A* | *80MSU0802120A* | Split System | 23800 | 16.5 | 9.5 | 1.92 | R-454B | 650
217945771 | KEEPRITE | N5H9V24*K*AAA* | ESH5X30M12A* | *96VTN1002122B* | Split System | 23800 | 16.5 | 9.5 | 1.92 | R-454B | 650
217945778 | KEEPRITE | Q5H9V24*K*AAA* | ESH5X30M12A* | *96VTN1002122B* | Split System | 23800 | 16.5 | 9.5 | 1.92 | R-454B | 650
217945801 | KEEPRITE | N5H9V24*K*AAA* | ESH5X30M12A* | *97VTN1002122A* | Split System | 23800 | 16.5 | 9.5 | 1.92 | R-454B | 650
217945808 | KEEPRITE | Q5H9V24*K*AAA* | ESH5X30M12A* | *97VTN1002122A* | Split System | 23800 | 16.5 | 9.5 | 1.92 | R-454B | 650
217945883 | KEEPRITE | Q5H9V24*K*AAA* | ESH5X36M12A* | *96VTN1002120B* | Split System | 24000 | 16.5 | 9.5 | 1.92 | R-454B | 650
217945876 | KEEPRITE | N5H9V24*K*AAA* | ESH5X36M12A* | *96VTN1002120B* | Split System | 24000 | 16.5 | 9.5 | 1.92 | R-454B | 650
217945846 | KEEPRITE | N5H9V24*K*AAA* | ESH5X36M12A* | *96VSN1002120B* | Split System | 24000 | 16.5 | 9.5 | 1.92 | R-454B | 650
217945853 | KEEPRITE | Q5H9V24*K*AAA* | ESH5X36M12A* | *96VSN1002120B* | Split System | 24000 | 16.5 | 9.5 | 1.92 | R-454B | 650
217944674 | KEEPRITE | N5H9V24*K*AAA* | ESH5X30M12A* | *80CTL0701412B* | Split System | 23600 | 16.5 | 9.5 | 1.94 | R-454B | 650
217944681 | KEEPRITE | Q5H9V24*K*AAA* | ESH5X30M12A* | *80CTL0701412B* | Split System | 23600 | 16.5 | 9.5 | 1.94 | R-454B | 650
217949772 | KEEPRITE | Q5H9V24*K*AAA* | ESH5X36M12A* | *97CMN1202422B* | Split System | 23800 | 16.5 | 9.5 | 1.94 | R-454B | 650
217949765 | KEEPRITE | N5H9V24*K*AAA* | ESH5X36M12A* | *97CMN1202422B* | Split System | 23800 | 16.5 | 9.5 | 1.94 | R-454B | 650
217948922 | KEEPRITE | Q5H9V24*K*AAA* | ESH5X36M12A* | *97CMN0802120B* | Split System | 23800 | 16.5 | 9.5 | 1.94 | R-454B | 650
217948404 | KEEPRITE | N5H9V24*K*AAA* | ESH5X36M12A* | *97CTN1202422A* | Split System | 23800 | 16.5 | 9.5 | 1.94 | R-454B | 650
217948389 | KEEPRITE | N5H9V24*K*AAA* | ESH5X36M12A* | *96CTN1202422B* | Split System | 23800 | 16.5 | 9.5 | 1.94 | R-454B | 650
217948396 | KEEPRITE | Q5H9V24*K*AAA* | ESH5X36M12A* | *96CTN1202422B* | Split System | 23800 | 16.5 | 9.5 | 1.94 | R-454B | 650
217948411 | KEEPRITE | Q5H9V24*K*AAA* | ESH5X36M12A* | *97CTN1202422A* | Split System | 23800 | 16.5 | 9.5 | 1.94 | R-454B | 650
217948915 | KEEPRITE | N5H9V24*K*AAA* | ESH5X36M12A* | *97CMN0802120B* | Split System | 23800 | 16.5 | 9.5 | 1.94 | R-454B | 650
217946245 | KEEPRITE | Q5H9V24*K*AAA* | ESH5X36M12A* | *95CSU1002122B* | Split System | 24000 | 16.5 | 9.5 | 1.94 | R-454B | 650
217946238 | KEEPRITE | N5H9V24*K*AAA* | ESH5X36M12A* | *95CSU1002122B* | Split System | 24000 | 16.5 | 9.5 | 1.94 | R-454B | 650
217946209 | TEMPSTAR | N5H9V24*K*AAA* | ESH5X30M12A* | *96VSN1202422B* | Split System | 23400 | 16.5 | 9.5 | 1.92 | R-454B | 650
217946216 | TEMPSTAR | Q5H9V24*K*AAA* | ESH5X30M12A* | *96VSN1202422B* | Split System | 23400 | 16.5 | 9.5 | 1.92 | R-454B | 650
217946786 | TEMPSTAR | Q5H9V24*K*AAA* | ESH5X30M12A* | *80CSU0802120B* | Split System | 23600 | 16.5 | 9.5 | 1.92 | R-454B | 650
217946779 | TEMPSTAR | N5H9V24*K*AAA* | ESH5X30M12A* | *80CSU0802120B* | Split System | 23600 | 16.5 | 9.5 | 1.92 | R-454B | 650
217948886 | TEMPSTAR | N5H9V24*K*AAA* | ESH5X30M12A* | *80CSU0601716B* | Split System | 23600 | 16.5 | 9.5 | 1.92 | R-454B | 650
217949706 | TEMPSTAR | N5H9V24*K*AAA* | ESH5X30M12A* | *96CTN1202422B* | Split System | 23600 | 16.5 | 9.5 | 1.92 | R-454B | 650
217949713 | TEMPSTAR | Q5H9V24*K*AAA* | ESH5X30M12A* | *96CTN1202422B* | Split System | 23600 | 16.5 | 9.5 | 1.92 | R-454B | 650
217949721 | TEMPSTAR | N5H9V24*K*AAA* | ESH5X30M12A* | *97CTN1202422A* | Split System | 23600 | 16.5 | 9.5 | 1.92 | R-454B | 650
217948893 | TEMPSTAR | Q5H9V24*K*AAA* | ESH5X30M12A* | *80CSU0601716B* | Split System | 23600 | 16.5 | 9.5 | 1.92 | R-454B | 650
217949728 | TEMPSTAR | Q5H9V24*K*AAA* | ESH5X30M12A* | *97CTN1202422A* | Split System | 23600 | 16.5 | 9.5 | 1.92 | R-454B | 650
217944697 | TEMPSTAR | Q5H9V24*K*AAA* | ESH5X30M12A* | *80VTL0451412B* | Split System | 23600 | 16.5 | 9.5 | 1.92 | R-454B | 650
217944637 | TEMPSTAR | Q5H9V24*K*AAA* | ESH5X30M12A* | *80VSL0451412B* | Split System | 23600 | 16.5 | 9.5 | 1.92 | R-454B | 650
217944630 | TEMPSTAR | N5H9V24*K*AAA* | ESH5X30M12A* | *80VSL0451412B* | Split System | 23600 | 16.5 | 9.5 | 1.92 | R-454B | 650
217944690 | TEMPSTAR | N5H9V24*K*AAA* | ESH5X30M12A* | *80VTL0451412B* | Split System | 23600 | 16.5 | 9.5 | 1.92 | R-454B | 650
217945297 | TEMPSTAR | Q5H9V24*K*AAA* | ESH5X30M12A* | *80VSL0701412B* | Split System | 23600 | 16.5 | 9.5 | 1.92 | R-454B | 650
217945290 | TEMPSTAR | N5H9V24*K*AAA* | ESH5X30M12A* | *80VSL0701412B* | Split System | 23600 | 16.5 | 9.5 | 1.92 | R-454B | 650
217944810 | TEMPSTAR | N5H9V24*K*AAA* | ESH5X36M12A* | *97CTN1002122A* | Split System | 23800 | 16.5 | 9.5 | 1.92 | R-454B | 650
217944817 | TEMPSTAR | Q5H9V24*K*AAA* | ESH5X36M12A* | *97CTN1002122A* | Split System | 23800 | 16.5 | 9.5 | 1.92 | R-454B | 650
217944765 | TEMPSTAR | N5H9V24*K*AAA* | ESH5X36M12A* | *97CMN1002122B* | Split System | 23800 | 16.5 | 9.5 | 1.92 | R-454B | 650
217944780 | TEMPSTAR | N5H9V24*K*AAA* | ESH5X36M12A* | *96CTN1002122B* | Split System | 23800 | 16.5 | 9.5 | 1.92 | R-454B | 650
217944787 | TEMPSTAR | Q5H9V24*K*AAA* | ESH5X36M12A* | *96CTN1002122B* | Split System | 23800 | 16.5 | 9.5 | 1.92 | R-454B | 650
217944772 | TEMPSTAR | Q5H9V24*K*AAA* | ESH5X36M12A* | *97CMN1002122B* | Split System | 23800 | 16.5 | 9.5 | 1.92 | R-454B | 650
217945869 | TEMPSTAR | Q5H9V24*K*AAA* | ESH5X36M12A* | *96CTN0601714B* | Split System | 23800 | 16.5 | 9.5 | 1.92 | R-454B | 650
217944795 | TEMPSTAR | N5H9V24*K*AAA* | ESH5X36M12A* | *97CTN0801716A* | Split System | 23800 | 16.5 | 9.5 | 1.92 | R-454B | 650
217945862 | TEMPSTAR | N5H9V24*K*AAA* | ESH5X36M12A* | *96CTN0601714B* | Split System | 23800 | 16.5 | 9.5 | 1.92 | R-454B | 650
217944802 | TEMPSTAR | Q5H9V24*K*AAA* | ESH5X36M12A* | *97CTN0801716A* | Split System | 23800 | 16.5 | 9.5 | 1.92 | R-454B | 650
217947968 | TEMPSTAR | N5H9V24*K*AAA* | ESH5X30M12A* | *80MSU0802120A* | Split System | 23800 | 16.5 | 9.5 | 1.92 | R-454B | 650
217947975 | TEMPSTAR | Q5H9V24*K*AAA* | ESH5X30M12A* | *80MSU0802120A* | Split System | 23800 | 16.5 | 9.5 | 1.92 | R-454B | 650
217945809 | TEMPSTAR | Q5H9V24*K*AAA* | ESH5X30M12A* | *97VTN1002122A* | Split System | 23800 | 16.5 | 9.5 | 1.92 | R-454B | 650
217945802 | TEMPSTAR | N5H9V24*K*AAA* | ESH5X30M12A* | *97VTN1002122A* | Split System | 23800 | 16.5 | 9.5 | 1.92 | R-454B | 650
217945772 | TEMPSTAR | N5H9V24*K*AAA* | ESH5X30M12A* | *96VTN1002122B* | Split System | 23800 | 16.5 | 9.5 | 1.92 | R-454B | 650
217945779 | TEMPSTAR | Q5H9V24*K*AAA* | ESH5X30M12A* | *96VTN1002122B* | Split System | 23800 | 16.5 | 9.5 | 1.92 | R-454B | 650
217945884 | TEMPSTAR | Q5H9V24*K*AAA* | ESH5X36M12A* | *96VTN1002120B* | Split System | 24000 | 16.5 | 9.5 | 1.92 | R-454B | 650
217945877 | TEMPSTAR | N5H9V24*K*AAA* | ESH5X36M12A* | *96VTN1002120B* | Split System | 24000 | 16.5 | 9.5 | 1.92 | R-454B | 650
217945847 | TEMPSTAR | N5H9V24*K*AAA* | ESH5X36M12A* | *96VSN1002120B* | Split System | 24000 | 16.5 | 9.5 | 1.92 | R-454B | 650
217945854 | TEMPSTAR | Q5H9V24*K*AAA* | ESH5X36M12A* | *96VSN1002120B* | Split System | 24000 | 16.5 | 9.5 | 1.92 | R-454B | 650
217944675 | TEMPSTAR | N5H9V24*K*AAA* | ESH5X30M12A* | *80CTL0701412B* | Split System | 23600 | 16.5 | 9.5 | 1.94 | R-454B | 650
217944682 | TEMPSTAR | Q5H9V24*K*AAA* | ESH5X30M12A* | *80CTL0701412B* | Split System | 23600 | 16.5 | 9.5 | 1.94 | R-454B | 650
217949773 | TEMPSTAR | Q5H9V24*K*AAA* | ESH5X36M12A* | *97CMN1202422B* | Split System | 23800 | 16.5 | 9.5 | 1.94 | R-454B | 650
217949766 | TEMPSTAR | N5H9V24*K*AAA* | ESH5X36M12A* | *97CMN1202422B* | Split System | 23800 | 16.5 | 9.5 | 1.94 | R-454B | 650
217948405 | TEMPSTAR | N5H9V24*K*AAA* | ESH5X36M12A* | *97CTN1202422A* | Split System | 23800 | 16.5 | 9.5 | 1.94 | R-454B | 650
217948412 | TEMPSTAR | Q5H9V24*K*AAA* | ESH5X36M12A* | *97CTN1202422A* | Split System | 23800 | 16.5 | 9.5 | 1.94 | R-454B | 650
217948390 | TEMPSTAR | N5H9V24*K*AAA* | ESH5X36M12A* | *96CTN1202422B* | Split System | 23800 | 16.5 | 9.5 | 1.94 | R-454B | 650
217948916 | TEMPSTAR | N5H9V24*K*AAA* | ESH5X36M12A* | *97CMN0802120B* | Split System | 23800 | 16.5 | 9.5 | 1.94 | R-454B | 650
217948397 | TEMPSTAR | Q5H9V24*K*AAA* | ESH5X36M12A* | *96CTN1202422B* | Split System | 23800 | 16.5 | 9.5 | 1.94 | R-454B | 650
217948923 | TEMPSTAR | Q5H9V24*K*AAA* | ESH5X36M12A* | *97CMN0802120B* | Split System | 23800 | 16.5 | 9.5 | 1.94 | R-454B | 650
217946239 | TEMPSTAR | N5H9V24*K*AAA* | ESH5X36M12A* | *95CSU1002122B* | Split System | 24000 | 16.5 | 9.5 | 1.94 | R-454B | 650
217946246 | TEMPSTAR | Q5H9V24*K*AAA* | ESH5X36M12A* | *95CSU1002122B* | Split System | 24000 | 16.5 | 9.5 | 1.94 | R-454B | 650
218019204 | ACIQ | N5H9V24*K*AAA* | F5MA5*24L*B* |  | Split System | 23200 | 17 | 9.5 | 1.9 | R-454B | 650
218018996 | ACIQ | N5H9V24*K*AAA* | EA*5X24M17A* | *80CSU0401712B* | Split System | 23200 | 17 | 9.5 | 1.9 | R-454B | 650
218019206 | ACIQ | N5H9V24*K*AAA* | EA*5X25M17A* | *96VTN0401410B* | Split System | 23800 | 17 | 9.5 | 1.9 | R-454B | 650
218019284 | ACIQ | N5H9V24*K*AAA* | EA*5X25M17A* | *96VSN0401410B* | Split System | 23800 | 17 | 9.5 | 1.9 | R-454B | 650
218019015 | ACIQ | N5H9V24*K*AAA* | EA*5X24M17A* | *96VSN0801716B* | Split System | 23200 | 17 | 9.5 | 1.92 | R-454B | 650
218019017 | ACIQ | N5H9V24*K*AAA* | EA*5X24M17A* | *96VTN0801716B* | Split System | 23200 | 17 | 9.5 | 1.92 | R-454B | 650
218019019 | ACIQ | N5H9V24*K*AAA* | EA*5X24M17A* | *97VTN0801716A* | Split System | 23200 | 17 | 9.5 | 1.92 | R-454B | 650
218019315 | ACIQ | N5H9V24*K*AAA* | EA*5X24M17A* | *97CMN0801714B* | Split System | 23200 | 17 | 9.5 | 1.92 | R-454B | 650
218020573 | ACIQ | N5H9V24*K*AAA* | EA*5X30M17A* | *80MSU0401712A* | Split System | 23400 | 17 | 9.5 | 1.92 | R-454B | 650
218019008 | ACIQ | N5H9V24*K*AAA* | EA*5X36M17A* | *95MSU0401712A* | Split System | 23400 | 17 | 9.5 | 1.92 | R-454B | 650
218019184 | ACIQ | N5H9V24*K*AAA* | ESH5X30M12A* | *80CSU0401712B* | Split System | 23600 | 17 | 9.5 | 1.92 | R-454B | 650
218020647 | ACIQ | N5H9V24*K*AAA* | ESH5X30M12A* | *80MSU0401712A* | Split System | 23600 | 17 | 9.5 | 1.92 | R-454B | 650
218019238 | ACIQ | N5H9V24*K*AAA* | ESH5X30M12A* | *80VTL1102122B* | Split System | 23600 | 17 | 9.5 | 1.92 | R-454B | 650
218020528 | ACIQ | N5H9V24*K*AAA* | ESH5X30M12A* | *95MSU1002120A* | Split System | 23600 | 17 | 9.5 | 1.92 | R-454B | 650
218018767 | ACIQ | N5H9V24*K*AAA* | ESH5X36M12A* | *80VSL0701412B* | Split System | 23800 | 17 | 9.5 | 1.92 | R-454B | 650
218018558 | ACIQ | N5H9V24*K*AAA* | ESH5X36M12A* | *96VSN0802120B* | Split System | 23800 | 17 | 9.5 | 1.92 | R-454B | 650
218018566 | ACIQ | N5H9V24*K*AAA* | ESH5X36M12A* | *96VTN0802120B* | Split System | 23800 | 17 | 9.5 | 1.92 | R-454B | 650
218018574 | ACIQ | N5H9V24*K*AAA* | ESH5X36M12A* | *97VTN0802120A* | Split System | 23800 | 17 | 9.5 | 1.92 | R-454B | 650
218019243 | ACIQ | N5H9V24*K*AAA* | ESH5X36M12A* | *95MSU0802120A* | Split System | 23800 | 17 | 9.5 | 1.92 | R-454B | 650
218019240 | ACIQ | N5H9V24*K*AAA* | ESH5X36M12A* | *97CMN0601714B* | Split System | 23800 | 17 | 9.5 | 1.92 | R-454B | 650
218018960 | ACIQ | N5H9V24*K*AAA* | ESH5X36M12A* | *96VTN1202422B* | Split System | 23800 | 17 | 9.5 | 1.92 | R-454B | 650
218018946 | ACIQ | N5H9V24*K*AAA* | ESH5X36M12A* | *80VSL0701716B* | Split System | 23800 | 17 | 9.5 | 1.92 | R-454B | 650
218019103 | ACIQ | N5H9V24*K*AAA* | ESH5X36M12A* | *80CTL0701412B* | Split System | 23800 | 17 | 9.5 | 1.92 | R-454B | 650
218018774 | ACIQ | N5H9V24*K*AAA* | ESH5X36M12A* | *80MSU1002120A* | Split System | 23800 | 17 | 9.5 | 1.92 | R-454B | 650
218018963 | ACIQ | N5H9V24*K*AAA* | ESH5X36M12A* | *97VTN1202422A* | Split System | 23800 | 17 | 9.5 | 1.92 | R-454B | 650
218018547 | ACIQ | N5H9V24*K*AAA* | ESH5X36M12A* | *80VTL0701716B* | Split System | 23800 | 17 | 9.5 | 1.92 | R-454B | 650
218019409 | ACIQ | N5H9V24*K*AAA* | EA*5X37M17A* | *96VTN0401712B* | Split System | 23800 | 17 | 9.5 | 1.92 | R-454B | 650
218019407 | ACIQ | N5H9V24*K*AAA* | EA*5X37M17A* | *96VSN0401712B* | Split System | 23800 | 17 | 9.5 | 1.92 | R-454B | 650
218019024 | ACIQ | N5H9V24*K*AAA* | EA*5X37M17A* | *96VSN0401410B* | Split System | 23800 | 17 | 9.5 | 1.92 | R-454B | 650
218020663 | ACIQ | N5H9V24*K*AAA* | ESH5X36M12A* | *97VTN1002120A* | Split System | 24000 | 17 | 9.5 | 1.92 | R-454B | 650
218019143 | ACIQ | N5H9V24*K*AAA* | ESH5X36M12A* | *95MSU1002120A* | Split System | 24000 | 17 | 9.5 | 1.92 | R-454B | 650
218019139 | ACIQ | N5H9V24*K*AAA* | ESH5X36M12A* | *80VTL1102122B* | Split System | 24000 | 17 | 9.5 | 1.92 | R-454B | 650
218019141 | ACIQ | N5H9V24*K*AAA* | ESH5X36M12A* | *96VSN1202422B* | Split System | 24000 | 17 | 9.5 | 1.92 | R-454B | 650
218020582 | ACIQ | N5H9V24*K*AAA* | ESH5X36M12A* | *80MSU0401712A* | Split System | 24000 | 17 | 9.5 | 1.92 | R-454B | 650
218019405 | ACIQ | N5H9V24*K*AAA* | EA*5X24M17A* | *80CTL0701716B* | Split System | 23200 | 17 | 9.5 | 1.94 | R-454B | 650
218019368 | ACIQ | N5H9V24*K*AAA* | EA*5X36M17A* | *96VSN0601412B* | Split System | 23400 | 17 | 9.5 | 1.94 | R-454B | 650
218019286 | ACIQ | N5H9V24*K*AAA* | EA*5X30M17A* | *97CMN0601714B* | Split System | 23400 | 17 | 9.5 | 1.94 | R-454B | 650
218019369 | ACIQ | N5H9V24*K*AAA* | EA*5X36M17A* | *96VTN0601412B* | Split System | 23400 | 17 | 9.5 | 1.94 | R-454B | 650
218018956 | ACIQ | N5H9V24*K*AAA* | ESH5X36M12A* | *95MSU0601716A* | Split System | 23800 | 17 | 9.5 | 1.94 | R-454B | 650
218019185 | ACIQ | N5H9V24*K*AAA* | ESH5X36M12A* | *80CTL0902120B* | Split System | 23800 | 17 | 9.5 | 1.94 | R-454B | 650
218018771 | ACIQ | N5H9V24*K*AAA* | ESH5X36M12A* | *80VSL0901716B* | Split System | 23800 | 17 | 9.5 | 1.94 | R-454B | 650
217949557 | AIRQUEST | Q5H9V24*K*AAA* | F5MA5*24L*B* |  | Split System | 23200 | 17 | 9.5 | 1.9 | R-454B | 650
217949550 | AIRQUEST | N5H9V24*K*AAA* | F5MA5*24L*B* |  | Split System | 23200 | 17 | 9.5 | 1.9 | R-454B | 650
217947699 | AIRQUEST | Q5H9V24*K*AAA* | EA*5X24M17A* | *80CSU0401712B* | Split System | 23200 | 17 | 9.5 | 1.9 | R-454B | 650
217947692 | AIRQUEST | N5H9V24*K*AAA* | EA*5X24M17A* | *80CSU0401712B* | Split System | 23200 | 17 | 9.5 | 1.9 | R-454B | 650
217949565 | AIRQUEST | N5H9V24*K*AAA* | EA*5X25M17A* | *96VTN0401410B* | Split System | 23800 | 17 | 9.5 | 1.9 | R-454B | 650
217950329 | AIRQUEST | N5H9V24*K*AAA* | EA*5X25M17A* | *96VSN0401410B* | Split System | 23800 | 17 | 9.5 | 1.9 | R-454B | 650
217950336 | AIRQUEST | Q5H9V24*K*AAA* | EA*5X25M17A* | *96VSN0401410B* | Split System | 23800 | 17 | 9.5 | 1.9 | R-454B | 650
217949572 | AIRQUEST | Q5H9V24*K*AAA* | EA*5X25M17A* | *96VTN0401410B* | Split System | 23800 | 17 | 9.5 | 1.9 | R-454B | 650
217947888 | AIRQUEST | N5H9V24*K*AAA* | EA*5X24M17A* | *97VTN0801716A* | Split System | 23200 | 17 | 9.5 | 1.92 | R-454B | 650
217947858 | AIRQUEST | N5H9V24*K*AAA* | EA*5X24M17A* | *96VSN0801716B* | Split System | 23200 | 17 | 9.5 | 1.92 | R-454B | 650
217947895 | AIRQUEST | Q5H9V24*K*AAA* | EA*5X24M17A* | *97VTN0801716A* | Split System | 23200 | 17 | 9.5 | 1.92 | R-454B | 650
217947865 | AIRQUEST | Q5H9V24*K*AAA* | EA*5X24M17A* | *96VSN0801716B* | Split System | 23200 | 17 | 9.5 | 1.92 | R-454B | 650
217947880 | AIRQUEST | Q5H9V24*K*AAA* | EA*5X24M17A* | *96VTN0801716B* | Split System | 23200 | 17 | 9.5 | 1.92 | R-454B | 650
217947873 | AIRQUEST | N5H9V24*K*AAA* | EA*5X24M17A* | *96VTN0801716B* | Split System | 23200 | 17 | 9.5 | 1.92 | R-454B | 650
217950610 | AIRQUEST | Q5H9V24*K*AAA* | EA*5X24M17A* | *97CMN0801714B* | Split System | 23200 | 17 | 9.5 | 1.92 | R-454B | 650
217950603 | AIRQUEST | N5H9V24*K*AAA* | EA*5X24M17A* | *97CMN0801714B* | Split System | 23200 | 17 | 9.5 | 1.92 | R-454B | 650
217945112 | AIRQUEST | Q5H9V24*K*AAA* | EA*5X30M17A* | *80MSU0401712A* | Split System | 23400 | 17 | 9.5 | 1.92 | R-454B | 650
217945105 | AIRQUEST | N5H9V24*K*AAA* | EA*5X30M17A* | *80MSU0401712A* | Split System | 23400 | 17 | 9.5 | 1.92 | R-454B | 650
217947804 | AIRQUEST | Q5H9V24*K*AAA* | EA*5X36M17A* | *95MSU0401712A* | Split System | 23400 | 17 | 9.5 | 1.92 | R-454B | 650
217947797 | AIRQUEST | N5H9V24*K*AAA* | EA*5X36M17A* | *95MSU0401712A* | Split System | 23400 | 17 | 9.5 | 1.92 | R-454B | 650
217949376 | AIRQUEST | Q5H9V24*K*AAA* | ESH5X30M12A* | *80CSU0401712B* | Split System | 23600 | 17 | 9.5 | 1.92 | R-454B | 650
217949369 | AIRQUEST | N5H9V24*K*AAA* | ESH5X30M12A* | *80CSU0401712B* | Split System | 23600 | 17 | 9.5 | 1.92 | R-454B | 650
217945752 | AIRQUEST | N5H9V24*K*AAA* | ESH5X30M12A* | *80MSU0401712A* | Split System | 23600 | 17 | 9.5 | 1.92 | R-454B | 650
217945759 | AIRQUEST | Q5H9V24*K*AAA* | ESH5X30M12A* | *80MSU0401712A* | Split System | 23600 | 17 | 9.5 | 1.92 | R-454B | 650
217944715 | AIRQUEST | N5H9V24*K*AAA* | ESH5X30M12A* | *95MSU1002120A* | Split System | 23600 | 17 | 9.5 | 1.92 | R-454B | 650
217944722 | AIRQUEST | Q5H9V24*K*AAA* | ESH5X30M12A* | *95MSU1002120A* | Split System | 23600 | 17 | 9.5 | 1.92 | R-454B | 650
217949851 | AIRQUEST | N5H9V24*K*AAA* | ESH5X30M12A* | *80VTL1102122B* | Split System | 23600 | 17 | 9.5 | 1.92 | R-454B | 650
217949858 | AIRQUEST | Q5H9V24*K*AAA* | ESH5X30M12A* | *80VTL1102122B* | Split System | 23600 | 17 | 9.5 | 1.92 | R-454B | 650
217946369 | AIRQUEST | N5H9V24*K*AAA* | ESH5X36M12A* | *96VSN0802120B* | Split System | 23800 | 17 | 9.5 | 1.92 | R-454B | 650
217946399 | AIRQUEST | N5H9V24*K*AAA* | ESH5X36M12A* | *97VTN0802120A* | Split System | 23800 | 17 | 9.5 | 1.92 | R-454B | 650
217946406 | AIRQUEST | Q5H9V24*K*AAA* | ESH5X36M12A* | *97VTN0802120A* | Split System | 23800 | 17 | 9.5 | 1.92 | R-454B | 650
217946931 | AIRQUEST | Q5H9V24*K*AAA* | ESH5X36M12A* | *80VSL0701412B* | Split System | 23800 | 17 | 9.5 | 1.92 | R-454B | 650
217946376 | AIRQUEST | Q5H9V24*K*AAA* | ESH5X36M12A* | *96VSN0802120B* | Split System | 23800 | 17 | 9.5 | 1.92 | R-454B | 650
217949908 | AIRQUEST | Q5H9V24*K*AAA* | ESH5X36M12A* | *95MSU0802120A* | Split System | 23800 | 17 | 9.5 | 1.92 | R-454B | 650
217946924 | AIRQUEST | N5H9V24*K*AAA* | ESH5X36M12A* | *80VSL0701412B* | Split System | 23800 | 17 | 9.5 | 1.92 | R-454B | 650
217946384 | AIRQUEST | N5H9V24*K*AAA* | ESH5X36M12A* | *96VTN0802120B* | Split System | 23800 | 17 | 9.5 | 1.92 | R-454B | 650
217949896 | AIRQUEST | N5H9V24*K*AAA* | ESH5X36M12A* | *95MSU0802120A* | Split System | 23800 | 17 | 9.5 | 1.92 | R-454B | 650
217946391 | AIRQUEST | Q5H9V24*K*AAA* | ESH5X36M12A* | *96VTN0802120B* | Split System | 23800 | 17 | 9.5 | 1.92 | R-454B | 650
217946339 | AIRQUEST | N5H9V24*K*AAA* | ESH5X36M12A* | *80VTL0701716B* | Split System | 23800 | 17 | 9.5 | 1.92 | R-454B | 650
217947556 | AIRQUEST | N5H9V24*K*AAA* | ESH5X36M12A* | *96VTN1202422B* | Split System | 23800 | 17 | 9.5 | 1.92 | R-454B | 650
217947571 | AIRQUEST | N5H9V24*K*AAA* | ESH5X36M12A* | *97VTN1202422A* | Split System | 23800 | 17 | 9.5 | 1.92 | R-454B | 650
217946346 | AIRQUEST | Q5H9V24*K*AAA* | ESH5X36M12A* | *80VTL0701716B* | Split System | 23800 | 17 | 9.5 | 1.92 | R-454B | 650
217947518 | AIRQUEST | Q5H9V24*K*AAA* | ESH5X36M12A* | *80VSL0701716B* | Split System | 23800 | 17 | 9.5 | 1.92 | R-454B | 650
217946954 | AIRQUEST | N5H9V24*K*AAA* | ESH5X36M12A* | *80MSU1002120A* | Split System | 23800 | 17 | 9.5 | 1.92 | R-454B | 650
217947563 | AIRQUEST | Q5H9V24*K*AAA* | ESH5X36M12A* | *96VTN1202422B* | Split System | 23800 | 17 | 9.5 | 1.92 | R-454B | 650
217946961 | AIRQUEST | Q5H9V24*K*AAA* | ESH5X36M12A* | *80MSU1002120A* | Split System | 23800 | 17 | 9.5 | 1.92 | R-454B | 650
217948625 | AIRQUEST | N5H9V24*K*AAA* | ESH5X36M12A* | *80CTL0701412B* | Split System | 23800 | 17 | 9.5 | 1.92 | R-454B | 650
217949873 | AIRQUEST | Q5H9V24*K*AAA* | ESH5X36M12A* | *97CMN0601714B* | Split System | 23800 | 17 | 9.5 | 1.92 | R-454B | 650
217949866 | AIRQUEST | N5H9V24*K*AAA* | ESH5X36M12A* | *97CMN0601714B* | Split System | 23800 | 17 | 9.5 | 1.92 | R-454B | 650
217947578 | AIRQUEST | Q5H9V24*K*AAA* | ESH5X36M12A* | *97VTN1202422A* | Split System | 23800 | 17 | 9.5 | 1.92 | R-454B | 650
217947511 | AIRQUEST | N5H9V24*K*AAA* | ESH5X36M12A* | *80VSL0701716B* | Split System | 23800 | 17 | 9.5 | 1.92 | R-454B | 650
217948632 | AIRQUEST | Q5H9V24*K*AAA* | ESH5X36M12A* | *80CTL0701412B* | Split System | 23800 | 17 | 9.5 | 1.92 | R-454B | 650
217951494 | AIRQUEST | N5H9V24*K*AAA* | EA*5X37M17A* | *96VTN0401712B* | Split System | 23800 | 17 | 9.5 | 1.92 | R-454B | 650
217947933 | AIRQUEST | N5H9V24*K*AAA* | EA*5X37M17A* | *96VSN0401410B* | Split System | 23800 | 17 | 9.5 | 1.92 | R-454B | 650
217951501 | AIRQUEST | Q5H9V24*K*AAA* | EA*5X37M17A* | *96VTN0401712B* | Split System | 23800 | 17 | 9.5 | 1.92 | R-454B | 650
217947940 | AIRQUEST | Q5H9V24*K*AAA* | EA*5X37M17A* | *96VSN0401410B* | Split System | 23800 | 17 | 9.5 | 1.92 | R-454B | 650
217951486 | AIRQUEST | Q5H9V24*K*AAA* | EA*5X37M17A* | *96VSN0401712B* | Split System | 23800 | 17 | 9.5 | 1.92 | R-454B | 650
217951479 | AIRQUEST | N5H9V24*K*AAA* | EA*5X37M17A* | *96VSN0401712B* | Split System | 23800 | 17 | 9.5 | 1.92 | R-454B | 650
217945887 | AIRQUEST | N5H9V24*K*AAA* | ESH5X36M12A* | *97VTN1002120A* | Split System | 24000 | 17 | 9.5 | 1.92 | R-454B | 650
217945894 | AIRQUEST | Q5H9V24*K*AAA* | ESH5X36M12A* | *97VTN1002120A* | Split System | 24000 | 17 | 9.5 | 1.92 | R-454B | 650
217945180 | AIRQUEST | N5H9V24*K*AAA* | ESH5X36M12A* | *80MSU0401712A* | Split System | 24000 | 17 | 9.5 | 1.92 | R-454B | 650
217945187 | AIRQUEST | Q5H9V24*K*AAA* | ESH5X36M12A* | *80MSU0401712A* | Split System | 24000 | 17 | 9.5 | 1.92 | R-454B | 650
217948978 | AIRQUEST | Q5H9V24*K*AAA* | ESH5X36M12A* | *95MSU1002120A* | Split System | 24000 | 17 | 9.5 | 1.92 | R-454B | 650
217948971 | AIRQUEST | N5H9V24*K*AAA* | ESH5X36M12A* | *95MSU1002120A* | Split System | 24000 | 17 | 9.5 | 1.92 | R-454B | 650
217948948 | AIRQUEST | Q5H9V24*K*AAA* | ESH5X36M12A* | *80VTL1102122B* | Split System | 24000 | 17 | 9.5 | 1.92 | R-454B | 650
217948941 | AIRQUEST | N5H9V24*K*AAA* | ESH5X36M12A* | *80VTL1102122B* | Split System | 24000 | 17 | 9.5 | 1.92 | R-454B | 650
217948963 | AIRQUEST | Q5H9V24*K*AAA* | ESH5X36M12A* | *96VSN1202422B* | Split System | 24000 | 17 | 9.5 | 1.92 | R-454B | 650
217948956 | AIRQUEST | N5H9V24*K*AAA* | ESH5X36M12A* | *96VSN1202422B* | Split System | 24000 | 17 | 9.5 | 1.92 | R-454B | 650
217951471 | AIRQUEST | Q5H9V24*K*AAA* | EA*5X24M17A* | *80CTL0701716B* | Split System | 23200 | 17 | 9.5 | 1.94 | R-454B | 650
217951464 | AIRQUEST | N5H9V24*K*AAA* | EA*5X24M17A* | *80CTL0701716B* | Split System | 23200 | 17 | 9.5 | 1.94 | R-454B | 650
217951053 | AIRQUEST | N5H9V24*K*AAA* | EA*5X36M17A* | *96VSN0601412B* | Split System | 23400 | 17 | 9.5 | 1.94 | R-454B | 650
217950351 | AIRQUEST | Q5H9V24*K*AAA* | EA*5X30M17A* | *97CMN0601714B* | Split System | 23400 | 17 | 9.5 | 1.94 | R-454B | 650
217951068 | AIRQUEST | N5H9V24*K*AAA* | EA*5X36M17A* | *96VTN0601412B* | Split System | 23400 | 17 | 9.5 | 1.94 | R-454B | 650
217951075 | AIRQUEST | Q5H9V24*K*AAA* | EA*5X36M17A* | *96VTN0601412B* | Split System | 23400 | 17 | 9.5 | 1.94 | R-454B | 650
217951060 | AIRQUEST | Q5H9V24*K*AAA* | EA*5X36M17A* | *96VSN0601412B* | Split System | 23400 | 17 | 9.5 | 1.94 | R-454B | 650
217950344 | AIRQUEST | N5H9V24*K*AAA* | EA*5X30M17A* | *97CMN0601714B* | Split System | 23400 | 17 | 9.5 | 1.94 | R-454B | 650
217946939 | AIRQUEST | N5H9V24*K*AAA* | ESH5X36M12A* | *80VSL0901716B* | Split System | 23800 | 17 | 9.5 | 1.94 | R-454B | 650
217947548 | AIRQUEST | Q5H9V24*K*AAA* | ESH5X36M12A* | *95MSU0601716A* | Split System | 23800 | 17 | 9.5 | 1.94 | R-454B | 650
217946946 | AIRQUEST | Q5H9V24*K*AAA* | ESH5X36M12A* | *80VSL0901716B* | Split System | 23800 | 17 | 9.5 | 1.94 | R-454B | 650
217949391 | AIRQUEST | Q5H9V24*K*AAA* | ESH5X36M12A* | *80CTL0902120B* | Split System | 23800 | 17 | 9.5 | 1.94 | R-454B | 650
217949384 | AIRQUEST | N5H9V24*K*AAA* | ESH5X36M12A* | *80CTL0902120B* | Split System | 23800 | 17 | 9.5 | 1.94 | R-454B | 650
217947541 | AIRQUEST | N5H9V24*K*AAA* | ESH5X36M12A* | *95MSU0601716A* | Split System | 23800 | 17 | 9.5 | 1.94 | R-454B | 650
217949549 | ARCOAIRE | N5H9V24*K*AAA* | F5MA5*24L*B* |  | Split System | 23200 | 17 | 9.5 | 1.9 | R-454B | 650
217949556 | ARCOAIRE | Q5H9V24*K*AAA* | F5MA5*24L*B* |  | Split System | 23200 | 17 | 9.5 | 1.9 | R-454B | 650
217947691 | ARCOAIRE | N5H9V24*K*AAA* | EA*5X24M17A* | *80CSU0401712B* | Split System | 23200 | 17 | 9.5 | 1.9 | R-454B | 650
217947698 | ARCOAIRE | Q5H9V24*K*AAA* | EA*5X24M17A* | *80CSU0401712B* | Split System | 23200 | 17 | 9.5 | 1.9 | R-454B | 650
217949564 | ARCOAIRE | N5H9V24*K*AAA* | EA*5X25M17A* | *96VTN0401410B* | Split System | 23800 | 17 | 9.5 | 1.9 | R-454B | 650
217949571 | ARCOAIRE | Q5H9V24*K*AAA* | EA*5X25M17A* | *96VTN0401410B* | Split System | 23800 | 17 | 9.5 | 1.9 | R-454B | 650
217950328 | ARCOAIRE | N5H9V24*K*AAA* | EA*5X25M17A* | *96VSN0401410B* | Split System | 23800 | 17 | 9.5 | 1.9 | R-454B | 650
217950335 | ARCOAIRE | Q5H9V24*K*AAA* | EA*5X25M17A* | *96VSN0401410B* | Split System | 23800 | 17 | 9.5 | 1.9 | R-454B | 650
217947872 | ARCOAIRE | N5H9V24*K*AAA* | EA*5X24M17A* | *96VTN0801716B* | Split System | 23200 | 17 | 9.5 | 1.92 | R-454B | 650
217947879 | ARCOAIRE | Q5H9V24*K*AAA* | EA*5X24M17A* | *96VTN0801716B* | Split System | 23200 | 17 | 9.5 | 1.92 | R-454B | 650
217947857 | ARCOAIRE | N5H9V24*K*AAA* | EA*5X24M17A* | *96VSN0801716B* | Split System | 23200 | 17 | 9.5 | 1.92 | R-454B | 650
217947894 | ARCOAIRE | Q5H9V24*K*AAA* | EA*5X24M17A* | *97VTN0801716A* | Split System | 23200 | 17 | 9.5 | 1.92 | R-454B | 650
217947864 | ARCOAIRE | Q5H9V24*K*AAA* | EA*5X24M17A* | *96VSN0801716B* | Split System | 23200 | 17 | 9.5 | 1.92 | R-454B | 650
217947887 | ARCOAIRE | N5H9V24*K*AAA* | EA*5X24M17A* | *97VTN0801716A* | Split System | 23200 | 17 | 9.5 | 1.92 | R-454B | 650
217950602 | ARCOAIRE | N5H9V24*K*AAA* | EA*5X24M17A* | *97CMN0801714B* | Split System | 23200 | 17 | 9.5 | 1.92 | R-454B | 650
217950609 | ARCOAIRE | Q5H9V24*K*AAA* | EA*5X24M17A* | *97CMN0801714B* | Split System | 23200 | 17 | 9.5 | 1.92 | R-454B | 650
217945111 | ARCOAIRE | Q5H9V24*K*AAA* | EA*5X30M17A* | *80MSU0401712A* | Split System | 23400 | 17 | 9.5 | 1.92 | R-454B | 650
217945104 | ARCOAIRE | N5H9V24*K*AAA* | EA*5X30M17A* | *80MSU0401712A* | Split System | 23400 | 17 | 9.5 | 1.92 | R-454B | 650
217947803 | ARCOAIRE | Q5H9V24*K*AAA* | EA*5X36M17A* | *95MSU0401712A* | Split System | 23400 | 17 | 9.5 | 1.92 | R-454B | 650
217947796 | ARCOAIRE | N5H9V24*K*AAA* | EA*5X36M17A* | *95MSU0401712A* | Split System | 23400 | 17 | 9.5 | 1.92 | R-454B | 650
217949375 | ARCOAIRE | Q5H9V24*K*AAA* | ESH5X30M12A* | *80CSU0401712B* | Split System | 23600 | 17 | 9.5 | 1.92 | R-454B | 650
217949368 | ARCOAIRE | N5H9V24*K*AAA* | ESH5X30M12A* | *80CSU0401712B* | Split System | 23600 | 17 | 9.5 | 1.92 | R-454B | 650
217945751 | ARCOAIRE | N5H9V24*K*AAA* | ESH5X30M12A* | *80MSU0401712A* | Split System | 23600 | 17 | 9.5 | 1.92 | R-454B | 650
217945758 | ARCOAIRE | Q5H9V24*K*AAA* | ESH5X30M12A* | *80MSU0401712A* | Split System | 23600 | 17 | 9.5 | 1.92 | R-454B | 650
217944721 | ARCOAIRE | Q5H9V24*K*AAA* | ESH5X30M12A* | *95MSU1002120A* | Split System | 23600 | 17 | 9.5 | 1.92 | R-454B | 650
217944714 | ARCOAIRE | N5H9V24*K*AAA* | ESH5X30M12A* | *95MSU1002120A* | Split System | 23600 | 17 | 9.5 | 1.92 | R-454B | 650
217949857 | ARCOAIRE | Q5H9V24*K*AAA* | ESH5X30M12A* | *80VTL1102122B* | Split System | 23600 | 17 | 9.5 | 1.92 | R-454B | 650
217949850 | ARCOAIRE | N5H9V24*K*AAA* | ESH5X30M12A* | *80VTL1102122B* | Split System | 23600 | 17 | 9.5 | 1.92 | R-454B | 650
217946398 | ARCOAIRE | N5H9V24*K*AAA* | ESH5X36M12A* | *97VTN0802120A* | Split System | 23800 | 17 | 9.5 | 1.92 | R-454B | 650
217946405 | ARCOAIRE | Q5H9V24*K*AAA* | ESH5X36M12A* | *97VTN0802120A* | Split System | 23800 | 17 | 9.5 | 1.92 | R-454B | 650
217946383 | ARCOAIRE | N5H9V24*K*AAA* | ESH5X36M12A* | *96VTN0802120B* | Split System | 23800 | 17 | 9.5 | 1.92 | R-454B | 650
217946390 | ARCOAIRE | Q5H9V24*K*AAA* | ESH5X36M12A* | *96VTN0802120B* | Split System | 23800 | 17 | 9.5 | 1.92 | R-454B | 650
217946930 | ARCOAIRE | Q5H9V24*K*AAA* | ESH5X36M12A* | *80VSL0701412B* | Split System | 23800 | 17 | 9.5 | 1.92 | R-454B | 650
217946368 | ARCOAIRE | N5H9V24*K*AAA* | ESH5X36M12A* | *96VSN0802120B* | Split System | 23800 | 17 | 9.5 | 1.92 | R-454B | 650
217949895 | ARCOAIRE | N5H9V24*K*AAA* | ESH5X36M12A* | *95MSU0802120A* | Split System | 23800 | 17 | 9.5 | 1.92 | R-454B | 650
217946375 | ARCOAIRE | Q5H9V24*K*AAA* | ESH5X36M12A* | *96VSN0802120B* | Split System | 23800 | 17 | 9.5 | 1.92 | R-454B | 650
217946923 | ARCOAIRE | N5H9V24*K*AAA* | ESH5X36M12A* | *80VSL0701412B* | Split System | 23800 | 17 | 9.5 | 1.92 | R-454B | 650
217949906 | ARCOAIRE | Q5H9V24*K*AAA* | ESH5X36M12A* | *95MSU0802120A* | Split System | 23800 | 17 | 9.5 | 1.92 | R-454B | 650
217947577 | ARCOAIRE | Q5H9V24*K*AAA* | ESH5X36M12A* | *97VTN1202422A* | Split System | 23800 | 17 | 9.5 | 1.92 | R-454B | 650
217947555 | ARCOAIRE | N5H9V24*K*AAA* | ESH5X36M12A* | *96VTN1202422B* | Split System | 23800 | 17 | 9.5 | 1.92 | R-454B | 650
217946953 | ARCOAIRE | N5H9V24*K*AAA* | ESH5X36M12A* | *80MSU1002120A* | Split System | 23800 | 17 | 9.5 | 1.92 | R-454B | 650
217946960 | ARCOAIRE | Q5H9V24*K*AAA* | ESH5X36M12A* | *80MSU1002120A* | Split System | 23800 | 17 | 9.5 | 1.92 | R-454B | 650
217946345 | ARCOAIRE | Q5H9V24*K*AAA* | ESH5X36M12A* | *80VTL0701716B* | Split System | 23800 | 17 | 9.5 | 1.92 | R-454B | 650
217947570 | ARCOAIRE | N5H9V24*K*AAA* | ESH5X36M12A* | *97VTN1202422A* | Split System | 23800 | 17 | 9.5 | 1.92 | R-454B | 650
217946338 | ARCOAIRE | N5H9V24*K*AAA* | ESH5X36M12A* | *80VTL0701716B* | Split System | 23800 | 17 | 9.5 | 1.92 | R-454B | 650
217949865 | ARCOAIRE | N5H9V24*K*AAA* | ESH5X36M12A* | *97CMN0601714B* | Split System | 23800 | 17 | 9.5 | 1.92 | R-454B | 650
217947510 | ARCOAIRE | N5H9V24*K*AAA* | ESH5X36M12A* | *80VSL0701716B* | Split System | 23800 | 17 | 9.5 | 1.92 | R-454B | 650
217947517 | ARCOAIRE | Q5H9V24*K*AAA* | ESH5X36M12A* | *80VSL0701716B* | Split System | 23800 | 17 | 9.5 | 1.92 | R-454B | 650
217948631 | ARCOAIRE | Q5H9V24*K*AAA* | ESH5X36M12A* | *80CTL0701412B* | Split System | 23800 | 17 | 9.5 | 1.92 | R-454B | 650
217947562 | ARCOAIRE | Q5H9V24*K*AAA* | ESH5X36M12A* | *96VTN1202422B* | Split System | 23800 | 17 | 9.5 | 1.92 | R-454B | 650
217948624 | ARCOAIRE | N5H9V24*K*AAA* | ESH5X36M12A* | *80CTL0701412B* | Split System | 23800 | 17 | 9.5 | 1.92 | R-454B | 650
217949872 | ARCOAIRE | Q5H9V24*K*AAA* | ESH5X36M12A* | *97CMN0601714B* | Split System | 23800 | 17 | 9.5 | 1.92 | R-454B | 650
217951478 | ARCOAIRE | N5H9V24*K*AAA* | EA*5X37M17A* | *96VSN0401712B* | Split System | 23800 | 17 | 9.5 | 1.92 | R-454B | 650
217947939 | ARCOAIRE | Q5H9V24*K*AAA* | EA*5X37M17A* | *96VSN0401410B* | Split System | 23800 | 17 | 9.5 | 1.92 | R-454B | 650
217951485 | ARCOAIRE | Q5H9V24*K*AAA* | EA*5X37M17A* | *96VSN0401712B* | Split System | 23800 | 17 | 9.5 | 1.92 | R-454B | 650
217951493 | ARCOAIRE | N5H9V24*K*AAA* | EA*5X37M17A* | *96VTN0401712B* | Split System | 23800 | 17 | 9.5 | 1.92 | R-454B | 650
217947932 | ARCOAIRE | N5H9V24*K*AAA* | EA*5X37M17A* | *96VSN0401410B* | Split System | 23800 | 17 | 9.5 | 1.92 | R-454B | 650
217951500 | ARCOAIRE | Q5H9V24*K*AAA* | EA*5X37M17A* | *96VTN0401712B* | Split System | 23800 | 17 | 9.5 | 1.92 | R-454B | 650
217945893 | ARCOAIRE | Q5H9V24*K*AAA* | ESH5X36M12A* | *97VTN1002120A* | Split System | 24000 | 17 | 9.5 | 1.92 | R-454B | 650
217945886 | ARCOAIRE | N5H9V24*K*AAA* | ESH5X36M12A* | *97VTN1002120A* | Split System | 24000 | 17 | 9.5 | 1.92 | R-454B | 650
217945186 | ARCOAIRE | Q5H9V24*K*AAA* | ESH5X36M12A* | *80MSU0401712A* | Split System | 24000 | 17 | 9.5 | 1.92 | R-454B | 650
217945179 | ARCOAIRE | N5H9V24*K*AAA* | ESH5X36M12A* | *80MSU0401712A* | Split System | 24000 | 17 | 9.5 | 1.92 | R-454B | 650
217948947 | ARCOAIRE | Q5H9V24*K*AAA* | ESH5X36M12A* | *80VTL1102122B* | Split System | 24000 | 17 | 9.5 | 1.92 | R-454B | 650
217948977 | ARCOAIRE | Q5H9V24*K*AAA* | ESH5X36M12A* | *95MSU1002120A* | Split System | 24000 | 17 | 9.5 | 1.92 | R-454B | 650
217948970 | ARCOAIRE | N5H9V24*K*AAA* | ESH5X36M12A* | *95MSU1002120A* | Split System | 24000 | 17 | 9.5 | 1.92 | R-454B | 650
217948962 | ARCOAIRE | Q5H9V24*K*AAA* | ESH5X36M12A* | *96VSN1202422B* | Split System | 24000 | 17 | 9.5 | 1.92 | R-454B | 650
217948940 | ARCOAIRE | N5H9V24*K*AAA* | ESH5X36M12A* | *80VTL1102122B* | Split System | 24000 | 17 | 9.5 | 1.92 | R-454B | 650
217948955 | ARCOAIRE | N5H9V24*K*AAA* | ESH5X36M12A* | *96VSN1202422B* | Split System | 24000 | 17 | 9.5 | 1.92 | R-454B | 650
217951463 | ARCOAIRE | N5H9V24*K*AAA* | EA*5X24M17A* | *80CTL0701716B* | Split System | 23200 | 17 | 9.5 | 1.94 | R-454B | 650
217951470 | ARCOAIRE | Q5H9V24*K*AAA* | EA*5X24M17A* | *80CTL0701716B* | Split System | 23200 | 17 | 9.5 | 1.94 | R-454B | 650
217950350 | ARCOAIRE | Q5H9V24*K*AAA* | EA*5X30M17A* | *97CMN0601714B* | Split System | 23400 | 17 | 9.5 | 1.94 | R-454B | 650
217950343 | ARCOAIRE | N5H9V24*K*AAA* | EA*5X30M17A* | *97CMN0601714B* | Split System | 23400 | 17 | 9.5 | 1.94 | R-454B | 650
217951059 | ARCOAIRE | Q5H9V24*K*AAA* | EA*5X36M17A* | *96VSN0601412B* | Split System | 23400 | 17 | 9.5 | 1.94 | R-454B | 650
217951052 | ARCOAIRE | N5H9V24*K*AAA* | EA*5X36M17A* | *96VSN0601412B* | Split System | 23400 | 17 | 9.5 | 1.94 | R-454B | 650
217951067 | ARCOAIRE | N5H9V24*K*AAA* | EA*5X36M17A* | *96VTN0601412B* | Split System | 23400 | 17 | 9.5 | 1.94 | R-454B | 650
217951074 | ARCOAIRE | Q5H9V24*K*AAA* | EA*5X36M17A* | *96VTN0601412B* | Split System | 23400 | 17 | 9.5 | 1.94 | R-454B | 650
217947547 | ARCOAIRE | Q5H9V24*K*AAA* | ESH5X36M12A* | *95MSU0601716A* | Split System | 23800 | 17 | 9.5 | 1.94 | R-454B | 650
217946945 | ARCOAIRE | Q5H9V24*K*AAA* | ESH5X36M12A* | *80VSL0901716B* | Split System | 23800 | 17 | 9.5 | 1.94 | R-454B | 650
217949390 | ARCOAIRE | Q5H9V24*K*AAA* | ESH5X36M12A* | *80CTL0902120B* | Split System | 23800 | 17 | 9.5 | 1.94 | R-454B | 650
217947540 | ARCOAIRE | N5H9V24*K*AAA* | ESH5X36M12A* | *95MSU0601716A* | Split System | 23800 | 17 | 9.5 | 1.94 | R-454B | 650
217946938 | ARCOAIRE | N5H9V24*K*AAA* | ESH5X36M12A* | *80VSL0901716B* | Split System | 23800 | 17 | 9.5 | 1.94 | R-454B | 650
217949383 | ARCOAIRE | N5H9V24*K*AAA* | ESH5X36M12A* | *80CTL0902120B* | Split System | 23800 | 17 | 9.5 | 1.94 | R-454B | 650
217949548 | BRYANT HEATING AND COOLING SYSTEMS | 249VAN024**AA* | F55AA*B24L* |  | Split System | 23200 | 17 | 9.5 | 1.9 | R-454B | 650
217947690 | BRYANT HEATING AND COOLING SYSTEMS | 249VAN024**AA* | CAA**2417AM* | 83*CB36040C17*** | Split System | 23200 | 17 | 9.5 | 1.9 | R-454B | 650
217949563 | BRYANT HEATING AND COOLING SYSTEMS | 249VAN024**AA* | CAA**2517AM* | 926TC30040V14*** | Split System | 23800 | 17 | 9.5 | 1.9 | R-454B | 650
217950327 | BRYANT HEATING AND COOLING SYSTEMS | 249VAN024**AA* | CAA**2517AM* | 926SB30040V14*** | Split System | 23800 | 17 | 9.5 | 1.9 | R-454B | 650
217947856 | BRYANT HEATING AND COOLING SYSTEMS | 249VAN024**AA* | CAA**2417AM* | 926SB48080V17*** | Split System | 23200 | 17 | 9.5 | 1.92 | R-454B | 650
217947871 | BRYANT HEATING AND COOLING SYSTEMS | 249VAN024**AA* | CAA**2417AM* | 926TC48080V17*** | Split System | 23200 | 17 | 9.5 | 1.92 | R-454B | 650
217947886 | BRYANT HEATING AND COOLING SYSTEMS | 249VAN024**AA* | CAA**2417AM* | 927TA48080V17*** | Split System | 23200 | 17 | 9.5 | 1.92 | R-454B | 650
217950601 | BRYANT HEATING AND COOLING SYSTEMS | 249VAN024**AA* | CAA**2417AM* | 987MC42080C17*** | Split System | 23200 | 17 | 9.5 | 1.92 | R-454B | 650
217945103 | BRYANT HEATING AND COOLING SYSTEMS | 249VAN024**AA* | CAA**3017AM* | 83*SB36040M17*** | Split System | 23400 | 17 | 9.5 | 1.92 | R-454B | 650
217947795 | BRYANT HEATING AND COOLING SYSTEMS | 249VAN024**AA* | CAA**3617AM* | 935SB36040M17*** | Split System | 23400 | 17 | 9.5 | 1.92 | R-454B | 650
217949367 | BRYANT HEATING AND COOLING SYSTEMS | 249VAN024**AA* | CSAH*3012AM* | 83*CB36040C17*** | Split System | 23600 | 17 | 9.5 | 1.92 | R-454B | 650
217945750 | BRYANT HEATING AND COOLING SYSTEMS | 249VAN024**AA* | CSAH*3012AM* | 83*SB36040M17*** | Split System | 23600 | 17 | 9.5 | 1.92 | R-454B | 650
217944713 | BRYANT HEATING AND COOLING SYSTEMS | 249VAN024**AA* | CSAH*3012AM* | 935SB60100M21*** | Split System | 23600 | 17 | 9.5 | 1.92 | R-454B | 650
217949849 | BRYANT HEATING AND COOLING SYSTEMS | 249VAN024**AA* | CSAH*3012AM* | 82*TB66110V21*** | Split System | 23600 | 17 | 9.5 | 1.92 | R-454B | 650
217946382 | BRYANT HEATING AND COOLING SYSTEMS | 249VAN024**AA* | CSAH*3612AM* | 926TC60080V21*** | Split System | 23800 | 17 | 9.5 | 1.92 | R-454B | 650
217946397 | BRYANT HEATING AND COOLING SYSTEMS | 249VAN024**AA* | CSAH*3612AM* | 927TA60080V21*** | Split System | 23800 | 17 | 9.5 | 1.92 | R-454B | 650
217946922 | BRYANT HEATING AND COOLING SYSTEMS | 249VAN024**AA* | CSAH*3612AM* | 82*SB36070V14*** | Split System | 23800 | 17 | 9.5 | 1.92 | R-454B | 650
217946967 | BRYANT HEATING AND COOLING SYSTEMS | 249VAN024**AA* | CSAH*3612AM* | 82*TB36070V14*** | Split System | 23800 | 17 | 9.5 | 1.92 | R-454B | 650
217946367 | BRYANT HEATING AND COOLING SYSTEMS | 249VAN024**AA* | CSAH*3612AM* | 926SB60080V21*** | Split System | 23800 | 17 | 9.5 | 1.92 | R-454B | 650
217949894 | BRYANT HEATING AND COOLING SYSTEMS | 249VAN024**AA* | CSAH*3612AM* | 935SB60080M21*** | Split System | 23800 | 17 | 9.5 | 1.92 | R-454B | 650
217946337 | BRYANT HEATING AND COOLING SYSTEMS | 249VAN024**AA* | CSAH*3612AM* | 82*TB48070V17*** | Split System | 23800 | 17 | 9.5 | 1.92 | R-454B | 650
217947554 | BRYANT HEATING AND COOLING SYSTEMS | 249VAN024**AA* | CSAH*3612AM* | 926TC66120V24*** | Split System | 23800 | 17 | 9.5 | 1.92 | R-454B | 650
217947509 | BRYANT HEATING AND COOLING SYSTEMS | 249VAN024**AA* | CSAH*3612AM* | 82*SB48070V17*** | Split System | 23800 | 17 | 9.5 | 1.92 | R-454B | 650
217946952 | BRYANT HEATING AND COOLING SYSTEMS | 249VAN024**AA* | CSAH*3612AM* | 83*SB60100M21*** | Split System | 23800 | 17 | 9.5 | 1.92 | R-454B | 650
217947569 | BRYANT HEATING AND COOLING SYSTEMS | 249VAN024**AA* | CSAH*3612AM* | 927TA66120V24*** | Split System | 23800 | 17 | 9.5 | 1.92 | R-454B | 650
217949864 | BRYANT HEATING AND COOLING SYSTEMS | 249VAN024**AA* | CSAH*3612AM* | 987MC42060C17*** | Split System | 23800 | 17 | 9.5 | 1.92 | R-454B | 650
217948623 | BRYANT HEATING AND COOLING SYSTEMS | 249VAN024**AA* | CSAH*3612AM* | 88*TB36070C14*** | Split System | 23800 | 17 | 9.5 | 1.92 | R-454B | 650
217947931 | BRYANT HEATING AND COOLING SYSTEMS | 249VAN024**AA* | CAA**3717AM* | 926SB30040V14*** | Split System | 23800 | 17 | 9.5 | 1.92 | R-454B | 650
217951477 | BRYANT HEATING AND COOLING SYSTEMS | 249VAN024**AA* | CAA**3717AM* | 926SB36040V17*** | Split System | 23800 | 17 | 9.5 | 1.92 | R-454B | 650
217951492 | BRYANT HEATING AND COOLING SYSTEMS | 249VAN024**AA* | CAA**3717AM* | 926TC36040V17*** | Split System | 23800 | 17 | 9.5 | 1.92 | R-454B | 650
217945885 | BRYANT HEATING AND COOLING SYSTEMS | 249VAN024**AA* | CSAH*3612AM* | 927TA60100V21*** | Split System | 24000 | 17 | 9.5 | 1.92 | R-454B | 650
217948954 | BRYANT HEATING AND COOLING SYSTEMS | 249VAN024**AA* | CSAH*3612AM* | 926SB66120V24*** | Split System | 24000 | 17 | 9.5 | 1.92 | R-454B | 650
217948969 | BRYANT HEATING AND COOLING SYSTEMS | 249VAN024**AA* | CSAH*3612AM* | 935SB60100M21*** | Split System | 24000 | 17 | 9.5 | 1.92 | R-454B | 650
217948939 | BRYANT HEATING AND COOLING SYSTEMS | 249VAN024**AA* | CSAH*3612AM* | 82*TB66110V21*** | Split System | 24000 | 17 | 9.5 | 1.92 | R-454B | 650
217945178 | BRYANT HEATING AND COOLING SYSTEMS | 249VAN024**AA* | CSAH*3612AM* | 83*SB36040M17*** | Split System | 24000 | 17 | 9.5 | 1.92 | R-454B | 650
217951462 | BRYANT HEATING AND COOLING SYSTEMS | 249VAN024**AA* | CAA**2417AM* | 88*TB48070C17*** | Split System | 23200 | 17 | 9.5 | 1.94 | R-454B | 650
217950342 | BRYANT HEATING AND COOLING SYSTEMS | 249VAN024**AA* | CAA**3017AM* | 987MC42060C17*** | Split System | 23400 | 17 | 9.5 | 1.94 | R-454B | 650
217951066 | BRYANT HEATING AND COOLING SYSTEMS | 249VAN024**AA* | CAA**3617AM* | 926TC36060V14*** | Split System | 23400 | 17 | 9.5 | 1.94 | R-454B | 650
217951051 | BRYANT HEATING AND COOLING SYSTEMS | 249VAN024**AA* | CAA**3617AM* | 926SB36060V14*** | Split System | 23400 | 17 | 9.5 | 1.94 | R-454B | 650
217946968 | BRYANT HEATING AND COOLING SYSTEMS | 249VAN024**AA* | CSAH*3612AM* | 82*TB48090V17*** | Split System | 23800 | 17 | 9.5 | 1.94 | R-454B | 650
217946937 | BRYANT HEATING AND COOLING SYSTEMS | 249VAN024**AA* | CSAH*3612AM* | 82*SB48090V17*** | Split System | 23800 | 17 | 9.5 | 1.94 | R-454B | 650
217949382 | BRYANT HEATING AND COOLING SYSTEMS | 249VAN024**AA* | CSAH*3612AM* | 88*TB60090C21*** | Split System | 23800 | 17 | 9.5 | 1.94 | R-454B | 650
217947539 | BRYANT HEATING AND COOLING SYSTEMS | 249VAN024**AA* | CSAH*3612AM* | 935SB48060M17*** | Split System | 23800 | 17 | 9.5 | 1.94 | R-454B | 650
217949551 | COMFORTMAKER | N5H9V24*K*AAA* | F5MA5*24L*B* |  | Split System | 23200 | 17 | 9.5 | 1.9 | R-454B | 650
217949558 | COMFORTMAKER | Q5H9V24*K*AAA* | F5MA5*24L*B* |  | Split System | 23200 | 17 | 9.5 | 1.9 | R-454B | 650
217947693 | COMFORTMAKER | N5H9V24*K*AAA* | EA*5X24M17A* | *80CSU0401712B* | Split System | 23200 | 17 | 9.5 | 1.9 | R-454B | 650
217947700 | COMFORTMAKER | Q5H9V24*K*AAA* | EA*5X24M17A* | *80CSU0401712B* | Split System | 23200 | 17 | 9.5 | 1.9 | R-454B | 650
217950330 | COMFORTMAKER | N5H9V24*K*AAA* | EA*5X25M17A* | *96VSN0401410B* | Split System | 23800 | 17 | 9.5 | 1.9 | R-454B | 650
217950337 | COMFORTMAKER | Q5H9V24*K*AAA* | EA*5X25M17A* | *96VSN0401410B* | Split System | 23800 | 17 | 9.5 | 1.9 | R-454B | 650
217949573 | COMFORTMAKER | Q5H9V24*K*AAA* | EA*5X25M17A* | *96VTN0401410B* | Split System | 23800 | 17 | 9.5 | 1.9 | R-454B | 650
217949566 | COMFORTMAKER | N5H9V24*K*AAA* | EA*5X25M17A* | *96VTN0401410B* | Split System | 23800 | 17 | 9.5 | 1.9 | R-454B | 650
217947859 | COMFORTMAKER | N5H9V24*K*AAA* | EA*5X24M17A* | *96VSN0801716B* | Split System | 23200 | 17 | 9.5 | 1.92 | R-454B | 650
217947881 | COMFORTMAKER | Q5H9V24*K*AAA* | EA*5X24M17A* | *96VTN0801716B* | Split System | 23200 | 17 | 9.5 | 1.92 | R-454B | 650
217947889 | COMFORTMAKER | N5H9V24*K*AAA* | EA*5X24M17A* | *97VTN0801716A* | Split System | 23200 | 17 | 9.5 | 1.92 | R-454B | 650
217947874 | COMFORTMAKER | N5H9V24*K*AAA* | EA*5X24M17A* | *96VTN0801716B* | Split System | 23200 | 17 | 9.5 | 1.92 | R-454B | 650
217947896 | COMFORTMAKER | Q5H9V24*K*AAA* | EA*5X24M17A* | *97VTN0801716A* | Split System | 23200 | 17 | 9.5 | 1.92 | R-454B | 650
217947866 | COMFORTMAKER | Q5H9V24*K*AAA* | EA*5X24M17A* | *96VSN0801716B* | Split System | 23200 | 17 | 9.5 | 1.92 | R-454B | 650
217950604 | COMFORTMAKER | N5H9V24*K*AAA* | EA*5X24M17A* | *97CMN0801714B* | Split System | 23200 | 17 | 9.5 | 1.92 | R-454B | 650
217950611 | COMFORTMAKER | Q5H9V24*K*AAA* | EA*5X24M17A* | *97CMN0801714B* | Split System | 23200 | 17 | 9.5 | 1.92 | R-454B | 650
217945113 | COMFORTMAKER | Q5H9V24*K*AAA* | EA*5X30M17A* | *80MSU0401712A* | Split System | 23400 | 17 | 9.5 | 1.92 | R-454B | 650
217945106 | COMFORTMAKER | N5H9V24*K*AAA* | EA*5X30M17A* | *80MSU0401712A* | Split System | 23400 | 17 | 9.5 | 1.92 | R-454B | 650
217947798 | COMFORTMAKER | N5H9V24*K*AAA* | EA*5X36M17A* | *95MSU0401712A* | Split System | 23400 | 17 | 9.5 | 1.92 | R-454B | 650
217947805 | COMFORTMAKER | Q5H9V24*K*AAA* | EA*5X36M17A* | *95MSU0401712A* | Split System | 23400 | 17 | 9.5 | 1.92 | R-454B | 650
217949370 | COMFORTMAKER | N5H9V24*K*AAA* | ESH5X30M12A* | *80CSU0401712B* | Split System | 23600 | 17 | 9.5 | 1.92 | R-454B | 650
217949377 | COMFORTMAKER | Q5H9V24*K*AAA* | ESH5X30M12A* | *80CSU0401712B* | Split System | 23600 | 17 | 9.5 | 1.92 | R-454B | 650
217945760 | COMFORTMAKER | Q5H9V24*K*AAA* | ESH5X30M12A* | *80MSU0401712A* | Split System | 23600 | 17 | 9.5 | 1.92 | R-454B | 650
217945753 | COMFORTMAKER | N5H9V24*K*AAA* | ESH5X30M12A* | *80MSU0401712A* | Split System | 23600 | 17 | 9.5 | 1.92 | R-454B | 650
217944716 | COMFORTMAKER | N5H9V24*K*AAA* | ESH5X30M12A* | *95MSU1002120A* | Split System | 23600 | 17 | 9.5 | 1.92 | R-454B | 650
217944723 | COMFORTMAKER | Q5H9V24*K*AAA* | ESH5X30M12A* | *95MSU1002120A* | Split System | 23600 | 17 | 9.5 | 1.92 | R-454B | 650
217949859 | COMFORTMAKER | Q5H9V24*K*AAA* | ESH5X30M12A* | *80VTL1102122B* | Split System | 23600 | 17 | 9.5 | 1.92 | R-454B | 650
217949852 | COMFORTMAKER | N5H9V24*K*AAA* | ESH5X30M12A* | *80VTL1102122B* | Split System | 23600 | 17 | 9.5 | 1.92 | R-454B | 650
217946407 | COMFORTMAKER | Q5H9V24*K*AAA* | ESH5X36M12A* | *97VTN0802120A* | Split System | 23800 | 17 | 9.5 | 1.92 | R-454B | 650
217946925 | COMFORTMAKER | N5H9V24*K*AAA* | ESH5X36M12A* | *80VSL0701412B* | Split System | 23800 | 17 | 9.5 | 1.92 | R-454B | 650
217946932 | COMFORTMAKER | Q5H9V24*K*AAA* | ESH5X36M12A* | *80VSL0701412B* | Split System | 23800 | 17 | 9.5 | 1.92 | R-454B | 650
217946400 | COMFORTMAKER | N5H9V24*K*AAA* | ESH5X36M12A* | *97VTN0802120A* | Split System | 23800 | 17 | 9.5 | 1.92 | R-454B | 650
217949897 | COMFORTMAKER | N5H9V24*K*AAA* | ESH5X36M12A* | *95MSU0802120A* | Split System | 23800 | 17 | 9.5 | 1.92 | R-454B | 650
217946377 | COMFORTMAKER | Q5H9V24*K*AAA* | ESH5X36M12A* | *96VSN0802120B* | Split System | 23800 | 17 | 9.5 | 1.92 | R-454B | 650
217946370 | COMFORTMAKER | N5H9V24*K*AAA* | ESH5X36M12A* | *96VSN0802120B* | Split System | 23800 | 17 | 9.5 | 1.92 | R-454B | 650
217946392 | COMFORTMAKER | Q5H9V24*K*AAA* | ESH5X36M12A* | *96VTN0802120B* | Split System | 23800 | 17 | 9.5 | 1.92 | R-454B | 650
217946385 | COMFORTMAKER | N5H9V24*K*AAA* | ESH5X36M12A* | *96VTN0802120B* | Split System | 23800 | 17 | 9.5 | 1.92 | R-454B | 650
217949910 | COMFORTMAKER | Q5H9V24*K*AAA* | ESH5X36M12A* | *95MSU0802120A* | Split System | 23800 | 17 | 9.5 | 1.92 | R-454B | 650
217947519 | COMFORTMAKER | Q5H9V24*K*AAA* | ESH5X36M12A* | *80VSL0701716B* | Split System | 23800 | 17 | 9.5 | 1.92 | R-454B | 650
217946347 | COMFORTMAKER | Q5H9V24*K*AAA* | ESH5X36M12A* | *80VTL0701716B* | Split System | 23800 | 17 | 9.5 | 1.92 | R-454B | 650
217947564 | COMFORTMAKER | Q5H9V24*K*AAA* | ESH5X36M12A* | *96VTN1202422B* | Split System | 23800 | 17 | 9.5 | 1.92 | R-454B | 650
217946340 | COMFORTMAKER | N5H9V24*K*AAA* | ESH5X36M12A* | *80VTL0701716B* | Split System | 23800 | 17 | 9.5 | 1.92 | R-454B | 650
217946962 | COMFORTMAKER | Q5H9V24*K*AAA* | ESH5X36M12A* | *80MSU1002120A* | Split System | 23800 | 17 | 9.5 | 1.92 | R-454B | 650
217947579 | COMFORTMAKER | Q5H9V24*K*AAA* | ESH5X36M12A* | *97VTN1202422A* | Split System | 23800 | 17 | 9.5 | 1.92 | R-454B | 650
217948633 | COMFORTMAKER | Q5H9V24*K*AAA* | ESH5X36M12A* | *80CTL0701412B* | Split System | 23800 | 17 | 9.5 | 1.92 | R-454B | 650
217949874 | COMFORTMAKER | Q5H9V24*K*AAA* | ESH5X36M12A* | *97CMN0601714B* | Split System | 23800 | 17 | 9.5 | 1.92 | R-454B | 650
217949867 | COMFORTMAKER | N5H9V24*K*AAA* | ESH5X36M12A* | *97CMN0601714B* | Split System | 23800 | 17 | 9.5 | 1.92 | R-454B | 650
217948626 | COMFORTMAKER | N5H9V24*K*AAA* | ESH5X36M12A* | *80CTL0701412B* | Split System | 23800 | 17 | 9.5 | 1.92 | R-454B | 650
217947512 | COMFORTMAKER | N5H9V24*K*AAA* | ESH5X36M12A* | *80VSL0701716B* | Split System | 23800 | 17 | 9.5 | 1.92 | R-454B | 650
217947572 | COMFORTMAKER | N5H9V24*K*AAA* | ESH5X36M12A* | *97VTN1202422A* | Split System | 23800 | 17 | 9.5 | 1.92 | R-454B | 650
217946955 | COMFORTMAKER | N5H9V24*K*AAA* | ESH5X36M12A* | *80MSU1002120A* | Split System | 23800 | 17 | 9.5 | 1.92 | R-454B | 650
217947557 | COMFORTMAKER | N5H9V24*K*AAA* | ESH5X36M12A* | *96VTN1202422B* | Split System | 23800 | 17 | 9.5 | 1.92 | R-454B | 650
217947934 | COMFORTMAKER | N5H9V24*K*AAA* | EA*5X37M17A* | *96VSN0401410B* | Split System | 23800 | 17 | 9.5 | 1.92 | R-454B | 650
217947941 | COMFORTMAKER | Q5H9V24*K*AAA* | EA*5X37M17A* | *96VSN0401410B* | Split System | 23800 | 17 | 9.5 | 1.92 | R-454B | 650
217951487 | COMFORTMAKER | Q5H9V24*K*AAA* | EA*5X37M17A* | *96VSN0401712B* | Split System | 23800 | 17 | 9.5 | 1.92 | R-454B | 650
217951495 | COMFORTMAKER | N5H9V24*K*AAA* | EA*5X37M17A* | *96VTN0401712B* | Split System | 23800 | 17 | 9.5 | 1.92 | R-454B | 650
217951480 | COMFORTMAKER | N5H9V24*K*AAA* | EA*5X37M17A* | *96VSN0401712B* | Split System | 23800 | 17 | 9.5 | 1.92 | R-454B | 650
217951502 | COMFORTMAKER | Q5H9V24*K*AAA* | EA*5X37M17A* | *96VTN0401712B* | Split System | 23800 | 17 | 9.5 | 1.92 | R-454B | 650
217945888 | COMFORTMAKER | N5H9V24*K*AAA* | ESH5X36M12A* | *97VTN1002120A* | Split System | 24000 | 17 | 9.5 | 1.92 | R-454B | 650
217945895 | COMFORTMAKER | Q5H9V24*K*AAA* | ESH5X36M12A* | *97VTN1002120A* | Split System | 24000 | 17 | 9.5 | 1.92 | R-454B | 650
217945181 | COMFORTMAKER | N5H9V24*K*AAA* | ESH5X36M12A* | *80MSU0401712A* | Split System | 24000 | 17 | 9.5 | 1.92 | R-454B | 650
217948972 | COMFORTMAKER | N5H9V24*K*AAA* | ESH5X36M12A* | *95MSU1002120A* | Split System | 24000 | 17 | 9.5 | 1.92 | R-454B | 650
217945188 | COMFORTMAKER | Q5H9V24*K*AAA* | ESH5X36M12A* | *80MSU0401712A* | Split System | 24000 | 17 | 9.5 | 1.92 | R-454B | 650
217948957 | COMFORTMAKER | N5H9V24*K*AAA* | ESH5X36M12A* | *96VSN1202422B* | Split System | 24000 | 17 | 9.5 | 1.92 | R-454B | 650
217948942 | COMFORTMAKER | N5H9V24*K*AAA* | ESH5X36M12A* | *80VTL1102122B* | Split System | 24000 | 17 | 9.5 | 1.92 | R-454B | 650
217948979 | COMFORTMAKER | Q5H9V24*K*AAA* | ESH5X36M12A* | *95MSU1002120A* | Split System | 24000 | 17 | 9.5 | 1.92 | R-454B | 650
217948949 | COMFORTMAKER | Q5H9V24*K*AAA* | ESH5X36M12A* | *80VTL1102122B* | Split System | 24000 | 17 | 9.5 | 1.92 | R-454B | 650
217948964 | COMFORTMAKER | Q5H9V24*K*AAA* | ESH5X36M12A* | *96VSN1202422B* | Split System | 24000 | 17 | 9.5 | 1.92 | R-454B | 650
217951465 | COMFORTMAKER | N5H9V24*K*AAA* | EA*5X24M17A* | *80CTL0701716B* | Split System | 23200 | 17 | 9.5 | 1.94 | R-454B | 650
217951472 | COMFORTMAKER | Q5H9V24*K*AAA* | EA*5X24M17A* | *80CTL0701716B* | Split System | 23200 | 17 | 9.5 | 1.94 | R-454B | 650
217951076 | COMFORTMAKER | Q5H9V24*K*AAA* | EA*5X36M17A* | *96VTN0601412B* | Split System | 23400 | 17 | 9.5 | 1.94 | R-454B | 650
217951069 | COMFORTMAKER | N5H9V24*K*AAA* | EA*5X36M17A* | *96VTN0601412B* | Split System | 23400 | 17 | 9.5 | 1.94 | R-454B | 650
217950345 | COMFORTMAKER | N5H9V24*K*AAA* | EA*5X30M17A* | *97CMN0601714B* | Split System | 23400 | 17 | 9.5 | 1.94 | R-454B | 650
217950352 | COMFORTMAKER | Q5H9V24*K*AAA* | EA*5X30M17A* | *97CMN0601714B* | Split System | 23400 | 17 | 9.5 | 1.94 | R-454B | 650
217951054 | COMFORTMAKER | N5H9V24*K*AAA* | EA*5X36M17A* | *96VSN0601412B* | Split System | 23400 | 17 | 9.5 | 1.94 | R-454B | 650
217951061 | COMFORTMAKER | Q5H9V24*K*AAA* | EA*5X36M17A* | *96VSN0601412B* | Split System | 23400 | 17 | 9.5 | 1.94 | R-454B | 650
217946947 | COMFORTMAKER | Q5H9V24*K*AAA* | ESH5X36M12A* | *80VSL0901716B* | Split System | 23800 | 17 | 9.5 | 1.94 | R-454B | 650
217946940 | COMFORTMAKER | N5H9V24*K*AAA* | ESH5X36M12A* | *80VSL0901716B* | Split System | 23800 | 17 | 9.5 | 1.94 | R-454B | 650
217947542 | COMFORTMAKER | N5H9V24*K*AAA* | ESH5X36M12A* | *95MSU0601716A* | Split System | 23800 | 17 | 9.5 | 1.94 | R-454B | 650
217947549 | COMFORTMAKER | Q5H9V24*K*AAA* | ESH5X36M12A* | *95MSU0601716A* | Split System | 23800 | 17 | 9.5 | 1.94 | R-454B | 650
217949392 | COMFORTMAKER | Q5H9V24*K*AAA* | ESH5X36M12A* | *80CTL0902120B* | Split System | 23800 | 17 | 9.5 | 1.94 | R-454B | 650
217949385 | COMFORTMAKER | N5H9V24*K*AAA* | ESH5X36M12A* | *80CTL0902120B* | Split System | 23800 | 17 | 9.5 | 1.94 | R-454B | 650
217949559 | DAY & NIGHT | Q5H9V24*K*AAA* | F5MA5*24L*B* |  | Split System | 23200 | 17 | 9.5 | 1.9 | R-454B | 650
217949552 | DAY & NIGHT | N5H9V24*K*AAA* | F5MA5*24L*B* |  | Split System | 23200 | 17 | 9.5 | 1.9 | R-454B | 650
217947694 | DAY & NIGHT | N5H9V24*K*AAA* | EA*5X24M17A* | *80CSU0401712B* | Split System | 23200 | 17 | 9.5 | 1.9 | R-454B | 650
217947701 | DAY & NIGHT | Q5H9V24*K*AAA* | EA*5X24M17A* | *80CSU0401712B* | Split System | 23200 | 17 | 9.5 | 1.9 | R-454B | 650
217949574 | DAY & NIGHT | Q5H9V24*K*AAA* | EA*5X25M17A* | *96VTN0401410B* | Split System | 23800 | 17 | 9.5 | 1.9 | R-454B | 650
217950338 | DAY & NIGHT | Q5H9V24*K*AAA* | EA*5X25M17A* | *96VSN0401410B* | Split System | 23800 | 17 | 9.5 | 1.9 | R-454B | 650
217949567 | DAY & NIGHT | N5H9V24*K*AAA* | EA*5X25M17A* | *96VTN0401410B* | Split System | 23800 | 17 | 9.5 | 1.9 | R-454B | 650
217950331 | DAY & NIGHT | N5H9V24*K*AAA* | EA*5X25M17A* | *96VSN0401410B* | Split System | 23800 | 17 | 9.5 | 1.9 | R-454B | 650
217947875 | DAY & NIGHT | N5H9V24*K*AAA* | EA*5X24M17A* | *96VTN0801716B* | Split System | 23200 | 17 | 9.5 | 1.92 | R-454B | 650
217947890 | DAY & NIGHT | N5H9V24*K*AAA* | EA*5X24M17A* | *97VTN0801716A* | Split System | 23200 | 17 | 9.5 | 1.92 | R-454B | 650
217947867 | DAY & NIGHT | Q5H9V24*K*AAA* | EA*5X24M17A* | *96VSN0801716B* | Split System | 23200 | 17 | 9.5 | 1.92 | R-454B | 650
217947860 | DAY & NIGHT | N5H9V24*K*AAA* | EA*5X24M17A* | *96VSN0801716B* | Split System | 23200 | 17 | 9.5 | 1.92 | R-454B | 650
217947882 | DAY & NIGHT | Q5H9V24*K*AAA* | EA*5X24M17A* | *96VTN0801716B* | Split System | 23200 | 17 | 9.5 | 1.92 | R-454B | 650
217947897 | DAY & NIGHT | Q5H9V24*K*AAA* | EA*5X24M17A* | *97VTN0801716A* | Split System | 23200 | 17 | 9.5 | 1.92 | R-454B | 650
217950605 | DAY & NIGHT | N5H9V24*K*AAA* | EA*5X24M17A* | *97CMN0801714B* | Split System | 23200 | 17 | 9.5 | 1.92 | R-454B | 650
217950612 | DAY & NIGHT | Q5H9V24*K*AAA* | EA*5X24M17A* | *97CMN0801714B* | Split System | 23200 | 17 | 9.5 | 1.92 | R-454B | 650
217945114 | DAY & NIGHT | Q5H9V24*K*AAA* | EA*5X30M17A* | *80MSU0401712A* | Split System | 23400 | 17 | 9.5 | 1.92 | R-454B | 650
217945107 | DAY & NIGHT | N5H9V24*K*AAA* | EA*5X30M17A* | *80MSU0401712A* | Split System | 23400 | 17 | 9.5 | 1.92 | R-454B | 650
217947806 | DAY & NIGHT | Q5H9V24*K*AAA* | EA*5X36M17A* | *95MSU0401712A* | Split System | 23400 | 17 | 9.5 | 1.92 | R-454B | 650
217947799 | DAY & NIGHT | N5H9V24*K*AAA* | EA*5X36M17A* | *95MSU0401712A* | Split System | 23400 | 17 | 9.5 | 1.92 | R-454B | 650
217949371 | DAY & NIGHT | N5H9V24*K*AAA* | ESH5X30M12A* | *80CSU0401712B* | Split System | 23600 | 17 | 9.5 | 1.92 | R-454B | 650
217949378 | DAY & NIGHT | Q5H9V24*K*AAA* | ESH5X30M12A* | *80CSU0401712B* | Split System | 23600 | 17 | 9.5 | 1.92 | R-454B | 650
217945761 | DAY & NIGHT | Q5H9V24*K*AAA* | ESH5X30M12A* | *80MSU0401712A* | Split System | 23600 | 17 | 9.5 | 1.92 | R-454B | 650
217945754 | DAY & NIGHT | N5H9V24*K*AAA* | ESH5X30M12A* | *80MSU0401712A* | Split System | 23600 | 17 | 9.5 | 1.92 | R-454B | 650
217944717 | DAY & NIGHT | N5H9V24*K*AAA* | ESH5X30M12A* | *95MSU1002120A* | Split System | 23600 | 17 | 9.5 | 1.92 | R-454B | 650
217949853 | DAY & NIGHT | N5H9V24*K*AAA* | ESH5X30M12A* | *80VTL1102122B* | Split System | 23600 | 17 | 9.5 | 1.92 | R-454B | 650
217949860 | DAY & NIGHT | Q5H9V24*K*AAA* | ESH5X30M12A* | *80VTL1102122B* | Split System | 23600 | 17 | 9.5 | 1.92 | R-454B | 650
217944724 | DAY & NIGHT | Q5H9V24*K*AAA* | ESH5X30M12A* | *95MSU1002120A* | Split System | 23600 | 17 | 9.5 | 1.92 | R-454B | 650
217946371 | DAY & NIGHT | N5H9V24*K*AAA* | ESH5X36M12A* | *96VSN0802120B* | Split System | 23800 | 17 | 9.5 | 1.92 | R-454B | 650
217946386 | DAY & NIGHT | N5H9V24*K*AAA* | ESH5X36M12A* | *96VTN0802120B* | Split System | 23800 | 17 | 9.5 | 1.92 | R-454B | 650
217946408 | DAY & NIGHT | Q5H9V24*K*AAA* | ESH5X36M12A* | *97VTN0802120A* | Split System | 23800 | 17 | 9.5 | 1.92 | R-454B | 650
217946926 | DAY & NIGHT | N5H9V24*K*AAA* | ESH5X36M12A* | *80VSL0701412B* | Split System | 23800 | 17 | 9.5 | 1.92 | R-454B | 650
217946401 | DAY & NIGHT | N5H9V24*K*AAA* | ESH5X36M12A* | *97VTN0802120A* | Split System | 23800 | 17 | 9.5 | 1.92 | R-454B | 650
217946933 | DAY & NIGHT | Q5H9V24*K*AAA* | ESH5X36M12A* | *80VSL0701412B* | Split System | 23800 | 17 | 9.5 | 1.92 | R-454B | 650
217946393 | DAY & NIGHT | Q5H9V24*K*AAA* | ESH5X36M12A* | *96VTN0802120B* | Split System | 23800 | 17 | 9.5 | 1.92 | R-454B | 650
217946378 | DAY & NIGHT | Q5H9V24*K*AAA* | ESH5X36M12A* | *96VSN0802120B* | Split System | 23800 | 17 | 9.5 | 1.92 | R-454B | 650
217949911 | DAY & NIGHT | Q5H9V24*K*AAA* | ESH5X36M12A* | *95MSU0802120A* | Split System | 23800 | 17 | 9.5 | 1.92 | R-454B | 650
217949898 | DAY & NIGHT | N5H9V24*K*AAA* | ESH5X36M12A* | *95MSU0802120A* | Split System | 23800 | 17 | 9.5 | 1.92 | R-454B | 650
217946348 | DAY & NIGHT | Q5H9V24*K*AAA* | ESH5X36M12A* | *80VTL0701716B* | Split System | 23800 | 17 | 9.5 | 1.92 | R-454B | 650
217947573 | DAY & NIGHT | N5H9V24*K*AAA* | ESH5X36M12A* | *97VTN1202422A* | Split System | 23800 | 17 | 9.5 | 1.92 | R-454B | 650
217947565 | DAY & NIGHT | Q5H9V24*K*AAA* | ESH5X36M12A* | *96VTN1202422B* | Split System | 23800 | 17 | 9.5 | 1.92 | R-454B | 650
217946341 | DAY & NIGHT | N5H9V24*K*AAA* | ESH5X36M12A* | *80VTL0701716B* | Split System | 23800 | 17 | 9.5 | 1.92 | R-454B | 650
217946963 | DAY & NIGHT | Q5H9V24*K*AAA* | ESH5X36M12A* | *80MSU1002120A* | Split System | 23800 | 17 | 9.5 | 1.92 | R-454B | 650
217947558 | DAY & NIGHT | N5H9V24*K*AAA* | ESH5X36M12A* | *96VTN1202422B* | Split System | 23800 | 17 | 9.5 | 1.92 | R-454B | 650
217946956 | DAY & NIGHT | N5H9V24*K*AAA* | ESH5X36M12A* | *80MSU1002120A* | Split System | 23800 | 17 | 9.5 | 1.92 | R-454B | 650
217948627 | DAY & NIGHT | N5H9V24*K*AAA* | ESH5X36M12A* | *80CTL0701412B* | Split System | 23800 | 17 | 9.5 | 1.92 | R-454B | 650
217949875 | DAY & NIGHT | Q5H9V24*K*AAA* | ESH5X36M12A* | *97CMN0601714B* | Split System | 23800 | 17 | 9.5 | 1.92 | R-454B | 650
217947513 | DAY & NIGHT | N5H9V24*K*AAA* | ESH5X36M12A* | *80VSL0701716B* | Split System | 23800 | 17 | 9.5 | 1.92 | R-454B | 650
217947580 | DAY & NIGHT | Q5H9V24*K*AAA* | ESH5X36M12A* | *97VTN1202422A* | Split System | 23800 | 17 | 9.5 | 1.92 | R-454B | 650
217948634 | DAY & NIGHT | Q5H9V24*K*AAA* | ESH5X36M12A* | *80CTL0701412B* | Split System | 23800 | 17 | 9.5 | 1.92 | R-454B | 650
217949868 | DAY & NIGHT | N5H9V24*K*AAA* | ESH5X36M12A* | *97CMN0601714B* | Split System | 23800 | 17 | 9.5 | 1.92 | R-454B | 650
217947520 | DAY & NIGHT | Q5H9V24*K*AAA* | ESH5X36M12A* | *80VSL0701716B* | Split System | 23800 | 17 | 9.5 | 1.92 | R-454B | 650
217947935 | DAY & NIGHT | N5H9V24*K*AAA* | EA*5X37M17A* | *96VSN0401410B* | Split System | 23800 | 17 | 9.5 | 1.92 | R-454B | 650
217947942 | DAY & NIGHT | Q5H9V24*K*AAA* | EA*5X37M17A* | *96VSN0401410B* | Split System | 23800 | 17 | 9.5 | 1.92 | R-454B | 650
217951488 | DAY & NIGHT | Q5H9V24*K*AAA* | EA*5X37M17A* | *96VSN0401712B* | Split System | 23800 | 17 | 9.5 | 1.92 | R-454B | 650
217951503 | DAY & NIGHT | Q5H9V24*K*AAA* | EA*5X37M17A* | *96VTN0401712B* | Split System | 23800 | 17 | 9.5 | 1.92 | R-454B | 650
217951481 | DAY & NIGHT | N5H9V24*K*AAA* | EA*5X37M17A* | *96VSN0401712B* | Split System | 23800 | 17 | 9.5 | 1.92 | R-454B | 650
217951496 | DAY & NIGHT | N5H9V24*K*AAA* | EA*5X37M17A* | *96VTN0401712B* | Split System | 23800 | 17 | 9.5 | 1.92 | R-454B | 650
217945889 | DAY & NIGHT | N5H9V24*K*AAA* | ESH5X36M12A* | *97VTN1002120A* | Split System | 24000 | 17 | 9.5 | 1.92 | R-454B | 650
217945896 | DAY & NIGHT | Q5H9V24*K*AAA* | ESH5X36M12A* | *97VTN1002120A* | Split System | 24000 | 17 | 9.5 | 1.92 | R-454B | 650
217945182 | DAY & NIGHT | N5H9V24*K*AAA* | ESH5X36M12A* | *80MSU0401712A* | Split System | 24000 | 17 | 9.5 | 1.92 | R-454B | 650
217945189 | DAY & NIGHT | Q5H9V24*K*AAA* | ESH5X36M12A* | *80MSU0401712A* | Split System | 24000 | 17 | 9.5 | 1.92 | R-454B | 650
217948973 | DAY & NIGHT | N5H9V24*K*AAA* | ESH5X36M12A* | *95MSU1002120A* | Split System | 24000 | 17 | 9.5 | 1.92 | R-454B | 650
217948980 | DAY & NIGHT | Q5H9V24*K*AAA* | ESH5X36M12A* | *95MSU1002120A* | Split System | 24000 | 17 | 9.5 | 1.92 | R-454B | 650
217948965 | DAY & NIGHT | Q5H9V24*K*AAA* | ESH5X36M12A* | *96VSN1202422B* | Split System | 24000 | 17 | 9.5 | 1.92 | R-454B | 650
217948950 | DAY & NIGHT | Q5H9V24*K*AAA* | ESH5X36M12A* | *80VTL1102122B* | Split System | 24000 | 17 | 9.5 | 1.92 | R-454B | 650
217948943 | DAY & NIGHT | N5H9V24*K*AAA* | ESH5X36M12A* | *80VTL1102122B* | Split System | 24000 | 17 | 9.5 | 1.92 | R-454B | 650
217948958 | DAY & NIGHT | N5H9V24*K*AAA* | ESH5X36M12A* | *96VSN1202422B* | Split System | 24000 | 17 | 9.5 | 1.92 | R-454B | 650
217951473 | DAY & NIGHT | Q5H9V24*K*AAA* | EA*5X24M17A* | *80CTL0701716B* | Split System | 23200 | 17 | 9.5 | 1.94 | R-454B | 650
217951466 | DAY & NIGHT | N5H9V24*K*AAA* | EA*5X24M17A* | *80CTL0701716B* | Split System | 23200 | 17 | 9.5 | 1.94 | R-454B | 650
217951070 | DAY & NIGHT | N5H9V24*K*AAA* | EA*5X36M17A* | *96VTN0601412B* | Split System | 23400 | 17 | 9.5 | 1.94 | R-454B | 650
217950346 | DAY & NIGHT | N5H9V24*K*AAA* | EA*5X30M17A* | *97CMN0601714B* | Split System | 23400 | 17 | 9.5 | 1.94 | R-454B | 650
217950353 | DAY & NIGHT | Q5H9V24*K*AAA* | EA*5X30M17A* | *97CMN0601714B* | Split System | 23400 | 17 | 9.5 | 1.94 | R-454B | 650
217951062 | DAY & NIGHT | Q5H9V24*K*AAA* | EA*5X36M17A* | *96VSN0601412B* | Split System | 23400 | 17 | 9.5 | 1.94 | R-454B | 650
217951055 | DAY & NIGHT | N5H9V24*K*AAA* | EA*5X36M17A* | *96VSN0601412B* | Split System | 23400 | 17 | 9.5 | 1.94 | R-454B | 650
217951077 | DAY & NIGHT | Q5H9V24*K*AAA* | EA*5X36M17A* | *96VTN0601412B* | Split System | 23400 | 17 | 9.5 | 1.94 | R-454B | 650
217946941 | DAY & NIGHT | N5H9V24*K*AAA* | ESH5X36M12A* | *80VSL0901716B* | Split System | 23800 | 17 | 9.5 | 1.94 | R-454B | 650
217947550 | DAY & NIGHT | Q5H9V24*K*AAA* | ESH5X36M12A* | *95MSU0601716A* | Split System | 23800 | 17 | 9.5 | 1.94 | R-454B | 650
217946948 | DAY & NIGHT | Q5H9V24*K*AAA* | ESH5X36M12A* | *80VSL0901716B* | Split System | 23800 | 17 | 9.5 | 1.94 | R-454B | 650
217949393 | DAY & NIGHT | Q5H9V24*K*AAA* | ESH5X36M12A* | *80CTL0902120B* | Split System | 23800 | 17 | 9.5 | 1.94 | R-454B | 650
217949386 | DAY & NIGHT | N5H9V24*K*AAA* | ESH5X36M12A* | *80CTL0902120B* | Split System | 23800 | 17 | 9.5 | 1.94 | R-454B | 650
217947543 | DAY & NIGHT | N5H9V24*K*AAA* | ESH5X36M12A* | *95MSU0601716A* | Split System | 23800 | 17 | 9.5 | 1.94 | R-454B | 650
217949553 | HEIL | N5H9V24*K*AAA* | F5MA5*24L*B* |  | Split System | 23200 | 17 | 9.5 | 1.9 | R-454B | 650
217949560 | HEIL | Q5H9V24*K*AAA* | F5MA5*24L*B* |  | Split System | 23200 | 17 | 9.5 | 1.9 | R-454B | 650
217947702 | HEIL | Q5H9V24*K*AAA* | EA*5X24M17A* | *80CSU0401712B* | Split System | 23200 | 17 | 9.5 | 1.9 | R-454B | 650
217947695 | HEIL | N5H9V24*K*AAA* | EA*5X24M17A* | *80CSU0401712B* | Split System | 23200 | 17 | 9.5 | 1.9 | R-454B | 650
217949575 | HEIL | Q5H9V24*K*AAA* | EA*5X25M17A* | *96VTN0401410B* | Split System | 23800 | 17 | 9.5 | 1.9 | R-454B | 650
217950332 | HEIL | N5H9V24*K*AAA* | EA*5X25M17A* | *96VSN0401410B* | Split System | 23800 | 17 | 9.5 | 1.9 | R-454B | 650
217950339 | HEIL | Q5H9V24*K*AAA* | EA*5X25M17A* | *96VSN0401410B* | Split System | 23800 | 17 | 9.5 | 1.9 | R-454B | 650
217949568 | HEIL | N5H9V24*K*AAA* | EA*5X25M17A* | *96VTN0401410B* | Split System | 23800 | 17 | 9.5 | 1.9 | R-454B | 650
217947861 | HEIL | N5H9V24*K*AAA* | EA*5X24M17A* | *96VSN0801716B* | Split System | 23200 | 17 | 9.5 | 1.92 | R-454B | 650
217947891 | HEIL | N5H9V24*K*AAA* | EA*5X24M17A* | *97VTN0801716A* | Split System | 23200 | 17 | 9.5 | 1.92 | R-454B | 650
217947868 | HEIL | Q5H9V24*K*AAA* | EA*5X24M17A* | *96VSN0801716B* | Split System | 23200 | 17 | 9.5 | 1.92 | R-454B | 650
217947876 | HEIL | N5H9V24*K*AAA* | EA*5X24M17A* | *96VTN0801716B* | Split System | 23200 | 17 | 9.5 | 1.92 | R-454B | 650
217947883 | HEIL | Q5H9V24*K*AAA* | EA*5X24M17A* | *96VTN0801716B* | Split System | 23200 | 17 | 9.5 | 1.92 | R-454B | 650
217947898 | HEIL | Q5H9V24*K*AAA* | EA*5X24M17A* | *97VTN0801716A* | Split System | 23200 | 17 | 9.5 | 1.92 | R-454B | 650
217950613 | HEIL | Q5H9V24*K*AAA* | EA*5X24M17A* | *97CMN0801714B* | Split System | 23200 | 17 | 9.5 | 1.92 | R-454B | 650
217950606 | HEIL | N5H9V24*K*AAA* | EA*5X24M17A* | *97CMN0801714B* | Split System | 23200 | 17 | 9.5 | 1.92 | R-454B | 650
217945115 | HEIL | Q5H9V24*K*AAA* | EA*5X30M17A* | *80MSU0401712A* | Split System | 23400 | 17 | 9.5 | 1.92 | R-454B | 650
217945108 | HEIL | N5H9V24*K*AAA* | EA*5X30M17A* | *80MSU0401712A* | Split System | 23400 | 17 | 9.5 | 1.92 | R-454B | 650
217947807 | HEIL | Q5H9V24*K*AAA* | EA*5X36M17A* | *95MSU0401712A* | Split System | 23400 | 17 | 9.5 | 1.92 | R-454B | 650
217947800 | HEIL | N5H9V24*K*AAA* | EA*5X36M17A* | *95MSU0401712A* | Split System | 23400 | 17 | 9.5 | 1.92 | R-454B | 650
217949372 | HEIL | N5H9V24*K*AAA* | ESH5X30M12A* | *80CSU0401712B* | Split System | 23600 | 17 | 9.5 | 1.92 | R-454B | 650
217949379 | HEIL | Q5H9V24*K*AAA* | ESH5X30M12A* | *80CSU0401712B* | Split System | 23600 | 17 | 9.5 | 1.92 | R-454B | 650
217945755 | HEIL | N5H9V24*K*AAA* | ESH5X30M12A* | *80MSU0401712A* | Split System | 23600 | 17 | 9.5 | 1.92 | R-454B | 650
217945762 | HEIL | Q5H9V24*K*AAA* | ESH5X30M12A* | *80MSU0401712A* | Split System | 23600 | 17 | 9.5 | 1.92 | R-454B | 650
217944718 | HEIL | N5H9V24*K*AAA* | ESH5X30M12A* | *95MSU1002120A* | Split System | 23600 | 17 | 9.5 | 1.92 | R-454B | 650
217944725 | HEIL | Q5H9V24*K*AAA* | ESH5X30M12A* | *95MSU1002120A* | Split System | 23600 | 17 | 9.5 | 1.92 | R-454B | 650
217949861 | HEIL | Q5H9V24*K*AAA* | ESH5X30M12A* | *80VTL1102122B* | Split System | 23600 | 17 | 9.5 | 1.92 | R-454B | 650
217949854 | HEIL | N5H9V24*K*AAA* | ESH5X30M12A* | *80VTL1102122B* | Split System | 23600 | 17 | 9.5 | 1.92 | R-454B | 650
217946387 | HEIL | N5H9V24*K*AAA* | ESH5X36M12A* | *96VTN0802120B* | Split System | 23800 | 17 | 9.5 | 1.92 | R-454B | 650
217946934 | HEIL | Q5H9V24*K*AAA* | ESH5X36M12A* | *80VSL0701412B* | Split System | 23800 | 17 | 9.5 | 1.92 | R-454B | 650
217946409 | HEIL | Q5H9V24*K*AAA* | ESH5X36M12A* | *97VTN0802120A* | Split System | 23800 | 17 | 9.5 | 1.92 | R-454B | 650
217946402 | HEIL | N5H9V24*K*AAA* | ESH5X36M12A* | *97VTN0802120A* | Split System | 23800 | 17 | 9.5 | 1.92 | R-454B | 650
217946372 | HEIL | N5H9V24*K*AAA* | ESH5X36M12A* | *96VSN0802120B* | Split System | 23800 | 17 | 9.5 | 1.92 | R-454B | 650
217946379 | HEIL | Q5H9V24*K*AAA* | ESH5X36M12A* | *96VSN0802120B* | Split System | 23800 | 17 | 9.5 | 1.92 | R-454B | 650
217949913 | HEIL | Q5H9V24*K*AAA* | ESH5X36M12A* | *95MSU0802120A* | Split System | 23800 | 17 | 9.5 | 1.92 | R-454B | 650
217946394 | HEIL | Q5H9V24*K*AAA* | ESH5X36M12A* | *96VTN0802120B* | Split System | 23800 | 17 | 9.5 | 1.92 | R-454B | 650
217946927 | HEIL | N5H9V24*K*AAA* | ESH5X36M12A* | *80VSL0701412B* | Split System | 23800 | 17 | 9.5 | 1.92 | R-454B | 650
217949900 | HEIL | N5H9V24*K*AAA* | ESH5X36M12A* | *95MSU0802120A* | Split System | 23800 | 17 | 9.5 | 1.92 | R-454B | 650
217947566 | HEIL | Q5H9V24*K*AAA* | ESH5X36M12A* | *96VTN1202422B* | Split System | 23800 | 17 | 9.5 | 1.92 | R-454B | 650
217946957 | HEIL | N5H9V24*K*AAA* | ESH5X36M12A* | *80MSU1002120A* | Split System | 23800 | 17 | 9.5 | 1.92 | R-454B | 650
217946964 | HEIL | Q5H9V24*K*AAA* | ESH5X36M12A* | *80MSU1002120A* | Split System | 23800 | 17 | 9.5 | 1.92 | R-454B | 650
217946342 | HEIL | N5H9V24*K*AAA* | ESH5X36M12A* | *80VTL0701716B* | Split System | 23800 | 17 | 9.5 | 1.92 | R-454B | 650
217947514 | HEIL | N5H9V24*K*AAA* | ESH5X36M12A* | *80VSL0701716B* | Split System | 23800 | 17 | 9.5 | 1.92 | R-454B | 650
217946349 | HEIL | Q5H9V24*K*AAA* | ESH5X36M12A* | *80VTL0701716B* | Split System | 23800 | 17 | 9.5 | 1.92 | R-454B | 650
217947574 | HEIL | N5H9V24*K*AAA* | ESH5X36M12A* | *97VTN1202422A* | Split System | 23800 | 17 | 9.5 | 1.92 | R-454B | 650
217948635 | HEIL | Q5H9V24*K*AAA* | ESH5X36M12A* | *80CTL0701412B* | Split System | 23800 | 17 | 9.5 | 1.92 | R-454B | 650
217949876 | HEIL | Q5H9V24*K*AAA* | ESH5X36M12A* | *97CMN0601714B* | Split System | 23800 | 17 | 9.5 | 1.92 | R-454B | 650
217947559 | HEIL | N5H9V24*K*AAA* | ESH5X36M12A* | *96VTN1202422B* | Split System | 23800 | 17 | 9.5 | 1.92 | R-454B | 650
217948628 | HEIL | N5H9V24*K*AAA* | ESH5X36M12A* | *80CTL0701412B* | Split System | 23800 | 17 | 9.5 | 1.92 | R-454B | 650
217947521 | HEIL | Q5H9V24*K*AAA* | ESH5X36M12A* | *80VSL0701716B* | Split System | 23800 | 17 | 9.5 | 1.92 | R-454B | 650
217947581 | HEIL | Q5H9V24*K*AAA* | ESH5X36M12A* | *97VTN1202422A* | Split System | 23800 | 17 | 9.5 | 1.92 | R-454B | 650
217949869 | HEIL | N5H9V24*K*AAA* | ESH5X36M12A* | *97CMN0601714B* | Split System | 23800 | 17 | 9.5 | 1.92 | R-454B | 650
217947936 | HEIL | N5H9V24*K*AAA* | EA*5X37M17A* | *96VSN0401410B* | Split System | 23800 | 17 | 9.5 | 1.92 | R-454B | 650
217947943 | HEIL | Q5H9V24*K*AAA* | EA*5X37M17A* | *96VSN0401410B* | Split System | 23800 | 17 | 9.5 | 1.92 | R-454B | 650
217951504 | HEIL | Q5H9V24*K*AAA* | EA*5X37M17A* | *96VTN0401712B* | Split System | 23800 | 17 | 9.5 | 1.92 | R-454B | 650
217951497 | HEIL | N5H9V24*K*AAA* | EA*5X37M17A* | *96VTN0401712B* | Split System | 23800 | 17 | 9.5 | 1.92 | R-454B | 650
217951482 | HEIL | N5H9V24*K*AAA* | EA*5X37M17A* | *96VSN0401712B* | Split System | 23800 | 17 | 9.5 | 1.92 | R-454B | 650
217951489 | HEIL | Q5H9V24*K*AAA* | EA*5X37M17A* | *96VSN0401712B* | Split System | 23800 | 17 | 9.5 | 1.92 | R-454B | 650
217945897 | HEIL | Q5H9V24*K*AAA* | ESH5X36M12A* | *97VTN1002120A* | Split System | 24000 | 17 | 9.5 | 1.92 | R-454B | 650
217945890 | HEIL | N5H9V24*K*AAA* | ESH5X36M12A* | *97VTN1002120A* | Split System | 24000 | 17 | 9.5 | 1.92 | R-454B | 650
217945183 | HEIL | N5H9V24*K*AAA* | ESH5X36M12A* | *80MSU0401712A* | Split System | 24000 | 17 | 9.5 | 1.92 | R-454B | 650
217948981 | HEIL | Q5H9V24*K*AAA* | ESH5X36M12A* | *95MSU1002120A* | Split System | 24000 | 17 | 9.5 | 1.92 | R-454B | 650
217948959 | HEIL | N5H9V24*K*AAA* | ESH5X36M12A* | *96VSN1202422B* | Split System | 24000 | 17 | 9.5 | 1.92 | R-454B | 650
217948944 | HEIL | N5H9V24*K*AAA* | ESH5X36M12A* | *80VTL1102122B* | Split System | 24000 | 17 | 9.5 | 1.92 | R-454B | 650
217948974 | HEIL | N5H9V24*K*AAA* | ESH5X36M12A* | *95MSU1002120A* | Split System | 24000 | 17 | 9.5 | 1.92 | R-454B | 650
217948966 | HEIL | Q5H9V24*K*AAA* | ESH5X36M12A* | *96VSN1202422B* | Split System | 24000 | 17 | 9.5 | 1.92 | R-454B | 650
217945190 | HEIL | Q5H9V24*K*AAA* | ESH5X36M12A* | *80MSU0401712A* | Split System | 24000 | 17 | 9.5 | 1.92 | R-454B | 650
217948951 | HEIL | Q5H9V24*K*AAA* | ESH5X36M12A* | *80VTL1102122B* | Split System | 24000 | 17 | 9.5 | 1.92 | R-454B | 650
217951467 | HEIL | N5H9V24*K*AAA* | EA*5X24M17A* | *80CTL0701716B* | Split System | 23200 | 17 | 9.5 | 1.94 | R-454B | 650
217951474 | HEIL | Q5H9V24*K*AAA* | EA*5X24M17A* | *80CTL0701716B* | Split System | 23200 | 17 | 9.5 | 1.94 | R-454B | 650
217951078 | HEIL | Q5H9V24*K*AAA* | EA*5X36M17A* | *96VTN0601412B* | Split System | 23400 | 17 | 9.5 | 1.94 | R-454B | 650
217951063 | HEIL | Q5H9V24*K*AAA* | EA*5X36M17A* | *96VSN0601412B* | Split System | 23400 | 17 | 9.5 | 1.94 | R-454B | 650
217951071 | HEIL | N5H9V24*K*AAA* | EA*5X36M17A* | *96VTN0601412B* | Split System | 23400 | 17 | 9.5 | 1.94 | R-454B | 650
217951056 | HEIL | N5H9V24*K*AAA* | EA*5X36M17A* | *96VSN0601412B* | Split System | 23400 | 17 | 9.5 | 1.94 | R-454B | 650
217950347 | HEIL | N5H9V24*K*AAA* | EA*5X30M17A* | *97CMN0601714B* | Split System | 23400 | 17 | 9.5 | 1.94 | R-454B | 650
217950354 | HEIL | Q5H9V24*K*AAA* | EA*5X30M17A* | *97CMN0601714B* | Split System | 23400 | 17 | 9.5 | 1.94 | R-454B | 650
217946942 | HEIL | N5H9V24*K*AAA* | ESH5X36M12A* | *80VSL0901716B* | Split System | 23800 | 17 | 9.5 | 1.94 | R-454B | 650
217947551 | HEIL | Q5H9V24*K*AAA* | ESH5X36M12A* | *95MSU0601716A* | Split System | 23800 | 17 | 9.5 | 1.94 | R-454B | 650
217946949 | HEIL | Q5H9V24*K*AAA* | ESH5X36M12A* | *80VSL0901716B* | Split System | 23800 | 17 | 9.5 | 1.94 | R-454B | 650
217949394 | HEIL | Q5H9V24*K*AAA* | ESH5X36M12A* | *80CTL0902120B* | Split System | 23800 | 17 | 9.5 | 1.94 | R-454B | 650
217947544 | HEIL | N5H9V24*K*AAA* | ESH5X36M12A* | *95MSU0601716A* | Split System | 23800 | 17 | 9.5 | 1.94 | R-454B | 650
217949387 | HEIL | N5H9V24*K*AAA* | ESH5X36M12A* | *80CTL0902120B* | Split System | 23800 | 17 | 9.5 | 1.94 | R-454B | 650
217949561 | KEEPRITE | Q5H9V24*K*AAA* | F5MA5*24L*B* |  | Split System | 23200 | 17 | 9.5 | 1.9 | R-454B | 650
217949554 | KEEPRITE | N5H9V24*K*AAA* | F5MA5*24L*B* |  | Split System | 23200 | 17 | 9.5 | 1.9 | R-454B | 650
217947703 | KEEPRITE | Q5H9V24*K*AAA* | EA*5X24M17A* | *80CSU0401712B* | Split System | 23200 | 17 | 9.5 | 1.9 | R-454B | 650
217947696 | KEEPRITE | N5H9V24*K*AAA* | EA*5X24M17A* | *80CSU0401712B* | Split System | 23200 | 17 | 9.5 | 1.9 | R-454B | 650
217950333 | KEEPRITE | N5H9V24*K*AAA* | EA*5X25M17A* | *96VSN0401410B* | Split System | 23800 | 17 | 9.5 | 1.9 | R-454B | 650
217950340 | KEEPRITE | Q5H9V24*K*AAA* | EA*5X25M17A* | *96VSN0401410B* | Split System | 23800 | 17 | 9.5 | 1.9 | R-454B | 650
217949576 | KEEPRITE | Q5H9V24*K*AAA* | EA*5X25M17A* | *96VTN0401410B* | Split System | 23800 | 17 | 9.5 | 1.9 | R-454B | 650
217949569 | KEEPRITE | N5H9V24*K*AAA* | EA*5X25M17A* | *96VTN0401410B* | Split System | 23800 | 17 | 9.5 | 1.9 | R-454B | 650
217947884 | KEEPRITE | Q5H9V24*K*AAA* | EA*5X24M17A* | *96VTN0801716B* | Split System | 23200 | 17 | 9.5 | 1.92 | R-454B | 650
217947877 | KEEPRITE | N5H9V24*K*AAA* | EA*5X24M17A* | *96VTN0801716B* | Split System | 23200 | 17 | 9.5 | 1.92 | R-454B | 650
217947892 | KEEPRITE | N5H9V24*K*AAA* | EA*5X24M17A* | *97VTN0801716A* | Split System | 23200 | 17 | 9.5 | 1.92 | R-454B | 650
217947869 | KEEPRITE | Q5H9V24*K*AAA* | EA*5X24M17A* | *96VSN0801716B* | Split System | 23200 | 17 | 9.5 | 1.92 | R-454B | 650
217947862 | KEEPRITE | N5H9V24*K*AAA* | EA*5X24M17A* | *96VSN0801716B* | Split System | 23200 | 17 | 9.5 | 1.92 | R-454B | 650
217947899 | KEEPRITE | Q5H9V24*K*AAA* | EA*5X24M17A* | *97VTN0801716A* | Split System | 23200 | 17 | 9.5 | 1.92 | R-454B | 650
217950614 | KEEPRITE | Q5H9V24*K*AAA* | EA*5X24M17A* | *97CMN0801714B* | Split System | 23200 | 17 | 9.5 | 1.92 | R-454B | 650
217950607 | KEEPRITE | N5H9V24*K*AAA* | EA*5X24M17A* | *97CMN0801714B* | Split System | 23200 | 17 | 9.5 | 1.92 | R-454B | 650
217945116 | KEEPRITE | Q5H9V24*K*AAA* | EA*5X30M17A* | *80MSU0401712A* | Split System | 23400 | 17 | 9.5 | 1.92 | R-454B | 650
217945109 | KEEPRITE | N5H9V24*K*AAA* | EA*5X30M17A* | *80MSU0401712A* | Split System | 23400 | 17 | 9.5 | 1.92 | R-454B | 650
217947801 | KEEPRITE | N5H9V24*K*AAA* | EA*5X36M17A* | *95MSU0401712A* | Split System | 23400 | 17 | 9.5 | 1.92 | R-454B | 650
217947808 | KEEPRITE | Q5H9V24*K*AAA* | EA*5X36M17A* | *95MSU0401712A* | Split System | 23400 | 17 | 9.5 | 1.92 | R-454B | 650
217949380 | KEEPRITE | Q5H9V24*K*AAA* | ESH5X30M12A* | *80CSU0401712B* | Split System | 23600 | 17 | 9.5 | 1.92 | R-454B | 650
217949373 | KEEPRITE | N5H9V24*K*AAA* | ESH5X30M12A* | *80CSU0401712B* | Split System | 23600 | 17 | 9.5 | 1.92 | R-454B | 650
217945763 | KEEPRITE | Q5H9V24*K*AAA* | ESH5X30M12A* | *80MSU0401712A* | Split System | 23600 | 17 | 9.5 | 1.92 | R-454B | 650
217945756 | KEEPRITE | N5H9V24*K*AAA* | ESH5X30M12A* | *80MSU0401712A* | Split System | 23600 | 17 | 9.5 | 1.92 | R-454B | 650
217944719 | KEEPRITE | N5H9V24*K*AAA* | ESH5X30M12A* | *95MSU1002120A* | Split System | 23600 | 17 | 9.5 | 1.92 | R-454B | 650
217944726 | KEEPRITE | Q5H9V24*K*AAA* | ESH5X30M12A* | *95MSU1002120A* | Split System | 23600 | 17 | 9.5 | 1.92 | R-454B | 650
217949855 | KEEPRITE | N5H9V24*K*AAA* | ESH5X30M12A* | *80VTL1102122B* | Split System | 23600 | 17 | 9.5 | 1.92 | R-454B | 650
217949862 | KEEPRITE | Q5H9V24*K*AAA* | ESH5X30M12A* | *80VTL1102122B* | Split System | 23600 | 17 | 9.5 | 1.92 | R-454B | 650
217946373 | KEEPRITE | N5H9V24*K*AAA* | ESH5X36M12A* | *96VSN0802120B* | Split System | 23800 | 17 | 9.5 | 1.92 | R-454B | 650
217946380 | KEEPRITE | Q5H9V24*K*AAA* | ESH5X36M12A* | *96VSN0802120B* | Split System | 23800 | 17 | 9.5 | 1.92 | R-454B | 650
217946935 | KEEPRITE | Q5H9V24*K*AAA* | ESH5X36M12A* | *80VSL0701412B* | Split System | 23800 | 17 | 9.5 | 1.92 | R-454B | 650
217946388 | KEEPRITE | N5H9V24*K*AAA* | ESH5X36M12A* | *96VTN0802120B* | Split System | 23800 | 17 | 9.5 | 1.92 | R-454B | 650
217946395 | KEEPRITE | Q5H9V24*K*AAA* | ESH5X36M12A* | *96VTN0802120B* | Split System | 23800 | 17 | 9.5 | 1.92 | R-454B | 650
217946410 | KEEPRITE | Q5H9V24*K*AAA* | ESH5X36M12A* | *97VTN0802120A* | Split System | 23800 | 17 | 9.5 | 1.92 | R-454B | 650
217946403 | KEEPRITE | N5H9V24*K*AAA* | ESH5X36M12A* | *97VTN0802120A* | Split System | 23800 | 17 | 9.5 | 1.92 | R-454B | 650
217949914 | KEEPRITE | Q5H9V24*K*AAA* | ESH5X36M12A* | *95MSU0802120A* | Split System | 23800 | 17 | 9.5 | 1.92 | R-454B | 650
217949902 | KEEPRITE | N5H9V24*K*AAA* | ESH5X36M12A* | *95MSU0802120A* | Split System | 23800 | 17 | 9.5 | 1.92 | R-454B | 650
217946928 | KEEPRITE | N5H9V24*K*AAA* | ESH5X36M12A* | *80VSL0701412B* | Split System | 23800 | 17 | 9.5 | 1.92 | R-454B | 650
217947575 | KEEPRITE | N5H9V24*K*AAA* | ESH5X36M12A* | *97VTN1202422A* | Split System | 23800 | 17 | 9.5 | 1.92 | R-454B | 650
217947582 | KEEPRITE | Q5H9V24*K*AAA* | ESH5X36M12A* | *97VTN1202422A* | Split System | 23800 | 17 | 9.5 | 1.92 | R-454B | 650
217948636 | KEEPRITE | Q5H9V24*K*AAA* | ESH5X36M12A* | *80CTL0701412B* | Split System | 23800 | 17 | 9.5 | 1.92 | R-454B | 650
217946965 | KEEPRITE | Q5H9V24*K*AAA* | ESH5X36M12A* | *80MSU1002120A* | Split System | 23800 | 17 | 9.5 | 1.92 | R-454B | 650
217946350 | KEEPRITE | Q5H9V24*K*AAA* | ESH5X36M12A* | *80VTL0701716B* | Split System | 23800 | 17 | 9.5 | 1.92 | R-454B | 650
217947567 | KEEPRITE | Q5H9V24*K*AAA* | ESH5X36M12A* | *96VTN1202422B* | Split System | 23800 | 17 | 9.5 | 1.92 | R-454B | 650
217946343 | KEEPRITE | N5H9V24*K*AAA* | ESH5X36M12A* | *80VTL0701716B* | Split System | 23800 | 17 | 9.5 | 1.92 | R-454B | 650
217947560 | KEEPRITE | N5H9V24*K*AAA* | ESH5X36M12A* | *96VTN1202422B* | Split System | 23800 | 17 | 9.5 | 1.92 | R-454B | 650
217946958 | KEEPRITE | N5H9V24*K*AAA* | ESH5X36M12A* | *80MSU1002120A* | Split System | 23800 | 17 | 9.5 | 1.92 | R-454B | 650
217947515 | KEEPRITE | N5H9V24*K*AAA* | ESH5X36M12A* | *80VSL0701716B* | Split System | 23800 | 17 | 9.5 | 1.92 | R-454B | 650
217948629 | KEEPRITE | N5H9V24*K*AAA* | ESH5X36M12A* | *80CTL0701412B* | Split System | 23800 | 17 | 9.5 | 1.92 | R-454B | 650
217949877 | KEEPRITE | Q5H9V24*K*AAA* | ESH5X36M12A* | *97CMN0601714B* | Split System | 23800 | 17 | 9.5 | 1.92 | R-454B | 650
217949870 | KEEPRITE | N5H9V24*K*AAA* | ESH5X36M12A* | *97CMN0601714B* | Split System | 23800 | 17 | 9.5 | 1.92 | R-454B | 650
217947522 | KEEPRITE | Q5H9V24*K*AAA* | ESH5X36M12A* | *80VSL0701716B* | Split System | 23800 | 17 | 9.5 | 1.92 | R-454B | 650
217947937 | KEEPRITE | N5H9V24*K*AAA* | EA*5X37M17A* | *96VSN0401410B* | Split System | 23800 | 17 | 9.5 | 1.92 | R-454B | 650
217947944 | KEEPRITE | Q5H9V24*K*AAA* | EA*5X37M17A* | *96VSN0401410B* | Split System | 23800 | 17 | 9.5 | 1.92 | R-454B | 650
217951483 | KEEPRITE | N5H9V24*K*AAA* | EA*5X37M17A* | *96VSN0401712B* | Split System | 23800 | 17 | 9.5 | 1.92 | R-454B | 650
217951490 | KEEPRITE | Q5H9V24*K*AAA* | EA*5X37M17A* | *96VSN0401712B* | Split System | 23800 | 17 | 9.5 | 1.92 | R-454B | 650
217951498 | KEEPRITE | N5H9V24*K*AAA* | EA*5X37M17A* | *96VTN0401712B* | Split System | 23800 | 17 | 9.5 | 1.92 | R-454B | 650
217951505 | KEEPRITE | Q5H9V24*K*AAA* | EA*5X37M17A* | *96VTN0401712B* | Split System | 23800 | 17 | 9.5 | 1.92 | R-454B | 650
217945898 | KEEPRITE | Q5H9V24*K*AAA* | ESH5X36M12A* | *97VTN1002120A* | Split System | 24000 | 17 | 9.5 | 1.92 | R-454B | 650
217945891 | KEEPRITE | N5H9V24*K*AAA* | ESH5X36M12A* | *97VTN1002120A* | Split System | 24000 | 17 | 9.5 | 1.92 | R-454B | 650
217945184 | KEEPRITE | N5H9V24*K*AAA* | ESH5X36M12A* | *80MSU0401712A* | Split System | 24000 | 17 | 9.5 | 1.92 | R-454B | 650
217945191 | KEEPRITE | Q5H9V24*K*AAA* | ESH5X36M12A* | *80MSU0401712A* | Split System | 24000 | 17 | 9.5 | 1.92 | R-454B | 650
217948952 | KEEPRITE | Q5H9V24*K*AAA* | ESH5X36M12A* | *80VTL1102122B* | Split System | 24000 | 17 | 9.5 | 1.92 | R-454B | 650
217948960 | KEEPRITE | N5H9V24*K*AAA* | ESH5X36M12A* | *96VSN1202422B* | Split System | 24000 | 17 | 9.5 | 1.92 | R-454B | 650
217948982 | KEEPRITE | Q5H9V24*K*AAA* | ESH5X36M12A* | *95MSU1002120A* | Split System | 24000 | 17 | 9.5 | 1.92 | R-454B | 650
217948967 | KEEPRITE | Q5H9V24*K*AAA* | ESH5X36M12A* | *96VSN1202422B* | Split System | 24000 | 17 | 9.5 | 1.92 | R-454B | 650
217948975 | KEEPRITE | N5H9V24*K*AAA* | ESH5X36M12A* | *95MSU1002120A* | Split System | 24000 | 17 | 9.5 | 1.92 | R-454B | 650
217948945 | KEEPRITE | N5H9V24*K*AAA* | ESH5X36M12A* | *80VTL1102122B* | Split System | 24000 | 17 | 9.5 | 1.92 | R-454B | 650
217951475 | KEEPRITE | Q5H9V24*K*AAA* | EA*5X24M17A* | *80CTL0701716B* | Split System | 23200 | 17 | 9.5 | 1.94 | R-454B | 650
217951468 | KEEPRITE | N5H9V24*K*AAA* | EA*5X24M17A* | *80CTL0701716B* | Split System | 23200 | 17 | 9.5 | 1.94 | R-454B | 650
217950348 | KEEPRITE | N5H9V24*K*AAA* | EA*5X30M17A* | *97CMN0601714B* | Split System | 23400 | 17 | 9.5 | 1.94 | R-454B | 650
217951072 | KEEPRITE | N5H9V24*K*AAA* | EA*5X36M17A* | *96VTN0601412B* | Split System | 23400 | 17 | 9.5 | 1.94 | R-454B | 650
217951064 | KEEPRITE | Q5H9V24*K*AAA* | EA*5X36M17A* | *96VSN0601412B* | Split System | 23400 | 17 | 9.5 | 1.94 | R-454B | 650
217951079 | KEEPRITE | Q5H9V24*K*AAA* | EA*5X36M17A* | *96VTN0601412B* | Split System | 23400 | 17 | 9.5 | 1.94 | R-454B | 650
217950355 | KEEPRITE | Q5H9V24*K*AAA* | EA*5X30M17A* | *97CMN0601714B* | Split System | 23400 | 17 | 9.5 | 1.94 | R-454B | 650
217951057 | KEEPRITE | N5H9V24*K*AAA* | EA*5X36M17A* | *96VSN0601412B* | Split System | 23400 | 17 | 9.5 | 1.94 | R-454B | 650
217946950 | KEEPRITE | Q5H9V24*K*AAA* | ESH5X36M12A* | *80VSL0901716B* | Split System | 23800 | 17 | 9.5 | 1.94 | R-454B | 650
217947545 | KEEPRITE | N5H9V24*K*AAA* | ESH5X36M12A* | *95MSU0601716A* | Split System | 23800 | 17 | 9.5 | 1.94 | R-454B | 650
217949395 | KEEPRITE | Q5H9V24*K*AAA* | ESH5X36M12A* | *80CTL0902120B* | Split System | 23800 | 17 | 9.5 | 1.94 | R-454B | 650
217947552 | KEEPRITE | Q5H9V24*K*AAA* | ESH5X36M12A* | *95MSU0601716A* | Split System | 23800 | 17 | 9.5 | 1.94 | R-454B | 650
217946943 | KEEPRITE | N5H9V24*K*AAA* | ESH5X36M12A* | *80VSL0901716B* | Split System | 23800 | 17 | 9.5 | 1.94 | R-454B | 650
217949388 | KEEPRITE | N5H9V24*K*AAA* | ESH5X36M12A* | *80CTL0902120B* | Split System | 23800 | 17 | 9.5 | 1.94 | R-454B | 650
217949555 | TEMPSTAR | N5H9V24*K*AAA* | F5MA5*24L*B* |  | Split System | 23200 | 17 | 9.5 | 1.9 | R-454B | 650
217949562 | TEMPSTAR | Q5H9V24*K*AAA* | F5MA5*24L*B* |  | Split System | 23200 | 17 | 9.5 | 1.9 | R-454B | 650
217947704 | TEMPSTAR | Q5H9V24*K*AAA* | EA*5X24M17A* | *80CSU0401712B* | Split System | 23200 | 17 | 9.5 | 1.9 | R-454B | 650
217947697 | TEMPSTAR | N5H9V24*K*AAA* | EA*5X24M17A* | *80CSU0401712B* | Split System | 23200 | 17 | 9.5 | 1.9 | R-454B | 650
217949577 | TEMPSTAR | Q5H9V24*K*AAA* | EA*5X25M17A* | *96VTN0401410B* | Split System | 23800 | 17 | 9.5 | 1.9 | R-454B | 650
217950341 | TEMPSTAR | Q5H9V24*K*AAA* | EA*5X25M17A* | *96VSN0401410B* | Split System | 23800 | 17 | 9.5 | 1.9 | R-454B | 650
217950334 | TEMPSTAR | N5H9V24*K*AAA* | EA*5X25M17A* | *96VSN0401410B* | Split System | 23800 | 17 | 9.5 | 1.9 | R-454B | 650
217949570 | TEMPSTAR | N5H9V24*K*AAA* | EA*5X25M17A* | *96VTN0401410B* | Split System | 23800 | 17 | 9.5 | 1.9 | R-454B | 650
217947893 | TEMPSTAR | N5H9V24*K*AAA* | EA*5X24M17A* | *97VTN0801716A* | Split System | 23200 | 17 | 9.5 | 1.92 | R-454B | 650
217947900 | TEMPSTAR | Q5H9V24*K*AAA* | EA*5X24M17A* | *97VTN0801716A* | Split System | 23200 | 17 | 9.5 | 1.92 | R-454B | 650
217947863 | TEMPSTAR | N5H9V24*K*AAA* | EA*5X24M17A* | *96VSN0801716B* | Split System | 23200 | 17 | 9.5 | 1.92 | R-454B | 650
217947878 | TEMPSTAR | N5H9V24*K*AAA* | EA*5X24M17A* | *96VTN0801716B* | Split System | 23200 | 17 | 9.5 | 1.92 | R-454B | 650
217947885 | TEMPSTAR | Q5H9V24*K*AAA* | EA*5X24M17A* | *96VTN0801716B* | Split System | 23200 | 17 | 9.5 | 1.92 | R-454B | 650
217947870 | TEMPSTAR | Q5H9V24*K*AAA* | EA*5X24M17A* | *96VSN0801716B* | Split System | 23200 | 17 | 9.5 | 1.92 | R-454B | 650
217950608 | TEMPSTAR | N5H9V24*K*AAA* | EA*5X24M17A* | *97CMN0801714B* | Split System | 23200 | 17 | 9.5 | 1.92 | R-454B | 650
217950615 | TEMPSTAR | Q5H9V24*K*AAA* | EA*5X24M17A* | *97CMN0801714B* | Split System | 23200 | 17 | 9.5 | 1.92 | R-454B | 650
217945117 | TEMPSTAR | Q5H9V24*K*AAA* | EA*5X30M17A* | *80MSU0401712A* | Split System | 23400 | 17 | 9.5 | 1.92 | R-454B | 650
217945110 | TEMPSTAR | N5H9V24*K*AAA* | EA*5X30M17A* | *80MSU0401712A* | Split System | 23400 | 17 | 9.5 | 1.92 | R-454B | 650
217947802 | TEMPSTAR | N5H9V24*K*AAA* | EA*5X36M17A* | *95MSU0401712A* | Split System | 23400 | 17 | 9.5 | 1.92 | R-454B | 650
217947809 | TEMPSTAR | Q5H9V24*K*AAA* | EA*5X36M17A* | *95MSU0401712A* | Split System | 23400 | 17 | 9.5 | 1.92 | R-454B | 650
217949374 | TEMPSTAR | N5H9V24*K*AAA* | ESH5X30M12A* | *80CSU0401712B* | Split System | 23600 | 17 | 9.5 | 1.92 | R-454B | 650
217949381 | TEMPSTAR | Q5H9V24*K*AAA* | ESH5X30M12A* | *80CSU0401712B* | Split System | 23600 | 17 | 9.5 | 1.92 | R-454B | 650
217945764 | TEMPSTAR | Q5H9V24*K*AAA* | ESH5X30M12A* | *80MSU0401712A* | Split System | 23600 | 17 | 9.5 | 1.92 | R-454B | 650
217945757 | TEMPSTAR | N5H9V24*K*AAA* | ESH5X30M12A* | *80MSU0401712A* | Split System | 23600 | 17 | 9.5 | 1.92 | R-454B | 650
217944720 | TEMPSTAR | N5H9V24*K*AAA* | ESH5X30M12A* | *95MSU1002120A* | Split System | 23600 | 17 | 9.5 | 1.92 | R-454B | 650
217944727 | TEMPSTAR | Q5H9V24*K*AAA* | ESH5X30M12A* | *95MSU1002120A* | Split System | 23600 | 17 | 9.5 | 1.92 | R-454B | 650
217949856 | TEMPSTAR | N5H9V24*K*AAA* | ESH5X30M12A* | *80VTL1102122B* | Split System | 23600 | 17 | 9.5 | 1.92 | R-454B | 650
217949863 | TEMPSTAR | Q5H9V24*K*AAA* | ESH5X30M12A* | *80VTL1102122B* | Split System | 23600 | 17 | 9.5 | 1.92 | R-454B | 650
217946396 | TEMPSTAR | Q5H9V24*K*AAA* | ESH5X36M12A* | *96VTN0802120B* | Split System | 23800 | 17 | 9.5 | 1.92 | R-454B | 650
217946389 | TEMPSTAR | N5H9V24*K*AAA* | ESH5X36M12A* | *96VTN0802120B* | Split System | 23800 | 17 | 9.5 | 1.92 | R-454B | 650
217946404 | TEMPSTAR | N5H9V24*K*AAA* | ESH5X36M12A* | *97VTN0802120A* | Split System | 23800 | 17 | 9.5 | 1.92 | R-454B | 650
217946381 | TEMPSTAR | Q5H9V24*K*AAA* | ESH5X36M12A* | *96VSN0802120B* | Split System | 23800 | 17 | 9.5 | 1.92 | R-454B | 650
217946374 | TEMPSTAR | N5H9V24*K*AAA* | ESH5X36M12A* | *96VSN0802120B* | Split System | 23800 | 17 | 9.5 | 1.92 | R-454B | 650
217946411 | TEMPSTAR | Q5H9V24*K*AAA* | ESH5X36M12A* | *97VTN0802120A* | Split System | 23800 | 17 | 9.5 | 1.92 | R-454B | 650
217946929 | TEMPSTAR | N5H9V24*K*AAA* | ESH5X36M12A* | *80VSL0701412B* | Split System | 23800 | 17 | 9.5 | 1.92 | R-454B | 650
217946936 | TEMPSTAR | Q5H9V24*K*AAA* | ESH5X36M12A* | *80VSL0701412B* | Split System | 23800 | 17 | 9.5 | 1.92 | R-454B | 650
217949905 | TEMPSTAR | N5H9V24*K*AAA* | ESH5X36M12A* | *95MSU0802120A* | Split System | 23800 | 17 | 9.5 | 1.92 | R-454B | 650
217949916 | TEMPSTAR | Q5H9V24*K*AAA* | ESH5X36M12A* | *95MSU0802120A* | Split System | 23800 | 17 | 9.5 | 1.92 | R-454B | 650
217947516 | TEMPSTAR | N5H9V24*K*AAA* | ESH5X36M12A* | *80VSL0701716B* | Split System | 23800 | 17 | 9.5 | 1.92 | R-454B | 650
217946966 | TEMPSTAR | Q5H9V24*K*AAA* | ESH5X36M12A* | *80MSU1002120A* | Split System | 23800 | 17 | 9.5 | 1.92 | R-454B | 650
217947568 | TEMPSTAR | Q5H9V24*K*AAA* | ESH5X36M12A* | *96VTN1202422B* | Split System | 23800 | 17 | 9.5 | 1.92 | R-454B | 650
217947561 | TEMPSTAR | N5H9V24*K*AAA* | ESH5X36M12A* | *96VTN1202422B* | Split System | 23800 | 17 | 9.5 | 1.92 | R-454B | 650
217946344 | TEMPSTAR | N5H9V24*K*AAA* | ESH5X36M12A* | *80VTL0701716B* | Split System | 23800 | 17 | 9.5 | 1.92 | R-454B | 650
217947576 | TEMPSTAR | N5H9V24*K*AAA* | ESH5X36M12A* | *97VTN1202422A* | Split System | 23800 | 17 | 9.5 | 1.92 | R-454B | 650
217946351 | TEMPSTAR | Q5H9V24*K*AAA* | ESH5X36M12A* | *80VTL0701716B* | Split System | 23800 | 17 | 9.5 | 1.92 | R-454B | 650
217947583 | TEMPSTAR | Q5H9V24*K*AAA* | ESH5X36M12A* | *97VTN1202422A* | Split System | 23800 | 17 | 9.5 | 1.92 | R-454B | 650
217948630 | TEMPSTAR | N5H9V24*K*AAA* | ESH5X36M12A* | *80CTL0701412B* | Split System | 23800 | 17 | 9.5 | 1.92 | R-454B | 650
217948637 | TEMPSTAR | Q5H9V24*K*AAA* | ESH5X36M12A* | *80CTL0701412B* | Split System | 23800 | 17 | 9.5 | 1.92 | R-454B | 650
217949878 | TEMPSTAR | Q5H9V24*K*AAA* | ESH5X36M12A* | *97CMN0601714B* | Split System | 23800 | 17 | 9.5 | 1.92 | R-454B | 650
217949871 | TEMPSTAR | N5H9V24*K*AAA* | ESH5X36M12A* | *97CMN0601714B* | Split System | 23800 | 17 | 9.5 | 1.92 | R-454B | 650
217947523 | TEMPSTAR | Q5H9V24*K*AAA* | ESH5X36M12A* | *80VSL0701716B* | Split System | 23800 | 17 | 9.5 | 1.92 | R-454B | 650
217946959 | TEMPSTAR | N5H9V24*K*AAA* | ESH5X36M12A* | *80MSU1002120A* | Split System | 23800 | 17 | 9.5 | 1.92 | R-454B | 650
217947945 | TEMPSTAR | Q5H9V24*K*AAA* | EA*5X37M17A* | *96VSN0401410B* | Split System | 23800 | 17 | 9.5 | 1.92 | R-454B | 650
217947938 | TEMPSTAR | N5H9V24*K*AAA* | EA*5X37M17A* | *96VSN0401410B* | Split System | 23800 | 17 | 9.5 | 1.92 | R-454B | 650
217951499 | TEMPSTAR | N5H9V24*K*AAA* | EA*5X37M17A* | *96VTN0401712B* | Split System | 23800 | 17 | 9.5 | 1.92 | R-454B | 650
217951506 | TEMPSTAR | Q5H9V24*K*AAA* | EA*5X37M17A* | *96VTN0401712B* | Split System | 23800 | 17 | 9.5 | 1.92 | R-454B | 650
217951491 | TEMPSTAR | Q5H9V24*K*AAA* | EA*5X37M17A* | *96VSN0401712B* | Split System | 23800 | 17 | 9.5 | 1.92 | R-454B | 650
217951484 | TEMPSTAR | N5H9V24*K*AAA* | EA*5X37M17A* | *96VSN0401712B* | Split System | 23800 | 17 | 9.5 | 1.92 | R-454B | 650
217945899 | TEMPSTAR | Q5H9V24*K*AAA* | ESH5X36M12A* | *97VTN1002120A* | Split System | 24000 | 17 | 9.5 | 1.92 | R-454B | 650
217945892 | TEMPSTAR | N5H9V24*K*AAA* | ESH5X36M12A* | *97VTN1002120A* | Split System | 24000 | 17 | 9.5 | 1.92 | R-454B | 650
217945192 | TEMPSTAR | Q5H9V24*K*AAA* | ESH5X36M12A* | *80MSU0401712A* | Split System | 24000 | 17 | 9.5 | 1.92 | R-454B | 650
217945185 | TEMPSTAR | N5H9V24*K*AAA* | ESH5X36M12A* | *80MSU0401712A* | Split System | 24000 | 17 | 9.5 | 1.92 | R-454B | 650
217948976 | TEMPSTAR | N5H9V24*K*AAA* | ESH5X36M12A* | *95MSU1002120A* | Split System | 24000 | 17 | 9.5 | 1.92 | R-454B | 650
217948946 | TEMPSTAR | N5H9V24*K*AAA* | ESH5X36M12A* | *80VTL1102122B* | Split System | 24000 | 17 | 9.5 | 1.92 | R-454B | 650
217948983 | TEMPSTAR | Q5H9V24*K*AAA* | ESH5X36M12A* | *95MSU1002120A* | Split System | 24000 | 17 | 9.5 | 1.92 | R-454B | 650
217948953 | TEMPSTAR | Q5H9V24*K*AAA* | ESH5X36M12A* | *80VTL1102122B* | Split System | 24000 | 17 | 9.5 | 1.92 | R-454B | 650
217948968 | TEMPSTAR | Q5H9V24*K*AAA* | ESH5X36M12A* | *96VSN1202422B* | Split System | 24000 | 17 | 9.5 | 1.92 | R-454B | 650
217948961 | TEMPSTAR | N5H9V24*K*AAA* | ESH5X36M12A* | *96VSN1202422B* | Split System | 24000 | 17 | 9.5 | 1.92 | R-454B | 650
217951469 | TEMPSTAR | N5H9V24*K*AAA* | EA*5X24M17A* | *80CTL0701716B* | Split System | 23200 | 17 | 9.5 | 1.94 | R-454B | 650
217951476 | TEMPSTAR | Q5H9V24*K*AAA* | EA*5X24M17A* | *80CTL0701716B* | Split System | 23200 | 17 | 9.5 | 1.94 | R-454B | 650
217951058 | TEMPSTAR | N5H9V24*K*AAA* | EA*5X36M17A* | *96VSN0601412B* | Split System | 23400 | 17 | 9.5 | 1.94 | R-454B | 650
217950349 | TEMPSTAR | N5H9V24*K*AAA* | EA*5X30M17A* | *97CMN0601714B* | Split System | 23400 | 17 | 9.5 | 1.94 | R-454B | 650
217950356 | TEMPSTAR | Q5H9V24*K*AAA* | EA*5X30M17A* | *97CMN0601714B* | Split System | 23400 | 17 | 9.5 | 1.94 | R-454B | 650
217951073 | TEMPSTAR | N5H9V24*K*AAA* | EA*5X36M17A* | *96VTN0601412B* | Split System | 23400 | 17 | 9.5 | 1.94 | R-454B | 650
217951065 | TEMPSTAR | Q5H9V24*K*AAA* | EA*5X36M17A* | *96VSN0601412B* | Split System | 23400 | 17 | 9.5 | 1.94 | R-454B | 650
217951080 | TEMPSTAR | Q5H9V24*K*AAA* | EA*5X36M17A* | *96VTN0601412B* | Split System | 23400 | 17 | 9.5 | 1.94 | R-454B | 650
217946951 | TEMPSTAR | Q5H9V24*K*AAA* | ESH5X36M12A* | *80VSL0901716B* | Split System | 23800 | 17 | 9.5 | 1.94 | R-454B | 650
217947553 | TEMPSTAR | Q5H9V24*K*AAA* | ESH5X36M12A* | *95MSU0601716A* | Split System | 23800 | 17 | 9.5 | 1.94 | R-454B | 650
215682956 | AIRQUEST | H5H0V60*K*AAA* | EVM5X61M24A*+WALLCON | *97CTN0802120A* | Split System | 57500 | 18.5 | 9 | 2.08 | R-454B | 650
215683186 | AIRQUEST | H5H0V60*K*AAA* | EVD5X61M24A*+WALLCON | *96CTN0802120B* | Split System | 57500 | 18.5 | 9 | 2.08 | R-454B | 650
215683216 | AIRQUEST | H5H0V60*K*AAA* | EVD5X61M24A*+WALLCON | *97CTN0802120A* | Split System | 57500 | 18.5 | 9 | 2.08 | R-454B | 650
215677206 | AIRQUEST | H5H0V60*K*AAA* | EVM5X60M24A*+WALLCON | *96CTN1202422B* | Split System | 56500 | 18.5 | 9 | 2.1 | R-454B | 650
215683106 | AIRQUEST | H5H0V60*K*AAA* | EVD5X60M24A*+WALLCON | *97CTN1202422A* | Split System | 56500 | 18.5 | 9 | 2.1 | R-454B | 650
215682916 | AIRQUEST | H5H0V60*K*AAA* | EVM5X60M24A*+WALLCON | *97CTN1202422A* | Split System | 56500 | 18.5 | 9 | 2.1 | R-454B | 650
215677646 | AIRQUEST | H5H0V60*K*AAA* | EVD5X61M24A*+WALLCON | *80CSU1002120A* | Split System | 57500 | 18.5 | 9 | 2.1 | R-454B | 650
215682617 | ARCOAIRE | H5H0V60*K*AAA* | EA*5X60M24A*+WALLCON | *97CTN1002122A* | Split System | 55000 | 18.5 | 9 | 1.9 | R-454B | 650
215678007 | ARCOAIRE | H5H0V60*K*AAA* | EA*5X61M24A*+WALLCON | *97CMN1202422B* | Split System | 56000 | 18.5 | 9 | 2 | R-454B | 650
215677787 | ARCOAIRE | H5H0V60*K*AAA* | EA*5X60M24A*+WALLCON | *80CTL1102120B* | Split System | 55000 | 18.5 | 9 | 2.02 | R-454B | 650
215682627 | ARCOAIRE | H5H0V60*K*AAA* | EA*5X60M24A*+WALLCON | *97CTN1202422A* | Split System | 55000 | 18.5 | 9 | 2.02 | R-454B | 650
215677797 | ARCOAIRE | H5H0V60*K*AAA* | EA*5X60M24A*+WALLCON | *80CTL1352422B* | Split System | 55500 | 18.5 | 9 | 2.02 | R-454B | 650
215678027 | ARCOAIRE | H5H0V60*K*AAA* | EA*5X61M24A*+WALLCON | *96CTN1202422B* | Split System | 56000 | 18.5 | 9 | 2.02 | R-454B | 650
215682707 | ARCOAIRE | H5H0V60*K*AAA* | EA*5X61M24A*+WALLCON | *97CTN1202422A* | Split System | 56000 | 18.5 | 9 | 2.02 | R-454B | 650
215677987 | ARCOAIRE | H5H0V60*K*AAA* | EA*5X61M24A*+WALLCON | *97CMN0802120B* | Split System | 56000 | 18.5 | 9 | 2.02 | R-454B | 650
215678017 | ARCOAIRE | H5H0V60*K*AAA* | EA*5X61M24A*+WALLCON | *96CTN1002122B* | Split System | 56000 | 18.5 | 9 | 2.02 | R-454B | 650
215677997 | ARCOAIRE | H5H0V60*K*AAA* | EA*5X61M24A*+WALLCON | *97CMN1002122B* | Split System | 56000 | 18.5 | 9 | 2.02 | R-454B | 650
215682687 | ARCOAIRE | H5H0V60*K*AAA* | EA*5X61M24A*+WALLCON | *97CTN0802120A* | Split System | 56000 | 18.5 | 9 | 2.02 | R-454B | 650
215677967 | ARCOAIRE | H5H0V60*K*AAA* | EA*5X61M24A*+WALLCON | *95CSU1002122B* | Split System | 56500 | 18.5 | 9 | 2.02 | R-454B | 650
215677897 | ARCOAIRE | H5H0V60*K*AAA* | EA*5X61M24A*+WALLCON | *80CSU0802120A* | Split System | 56500 | 18.5 | 9 | 2.02 | R-454B | 650
215677777 | ARCOAIRE | H5H0V60*K*AAA* | EA*5X60M24A*+WALLCON | *80CTL0902120B* | Split System | 55000 | 18.5 | 9 | 2.04 | R-454B | 650
215677697 | ARCOAIRE | H5H0V60*K*AAA* | EVD5X61M24A*+WALLCON | *97CMN0802120B* | Split System | 57500 | 18.5 | 9 | 2.06 | R-454B | 650
215683177 | ARCOAIRE | H5H0V60*K*AAA* | EVD5X61M21A*+WALLCON | *97CTN1002122A* | Split System | 57500 | 18.5 | 9 | 2.06 | R-454B | 650
215677187 | ARCOAIRE | H5H0V60*K*AAA* | EVM5X60M24A*+WALLCON | *97CMN1202422B* | Split System | 56500 | 18.5 | 9 | 2.08 | R-454B | 650
215677547 | ARCOAIRE | H5H0V60*K*AAA* | EVD5X60M24A*+WALLCON | *96CTN1002122B* | Split System | 56500 | 18.5 | 9 | 2.08 | R-454B | 650
215677527 | ARCOAIRE | H5H0V60*K*AAA* | EVD5X60M24A*+WALLCON | *97CMN1002122B* | Split System | 56500 | 18.5 | 9 | 2.08 | R-454B | 650
215677177 | ARCOAIRE | H5H0V60*K*AAA* | EVM5X60M24A*+WALLCON | *97CMN1002122B* | Split System | 56500 | 18.5 | 9 | 2.08 | R-454B | 650
215677197 | ARCOAIRE | H5H0V60*K*AAA* | EVM5X60M24A*+WALLCON | *96CTN1002122B* | Split System | 56500 | 18.5 | 9 | 2.08 | R-454B | 650
215677557 | ARCOAIRE | H5H0V60*K*AAA* | EVD5X60M24A*+WALLCON | *96CTN1202422B* | Split System | 56500 | 18.5 | 9 | 2.08 | R-454B | 650
215677537 | ARCOAIRE | H5H0V60*K*AAA* | EVD5X60M24A*+WALLCON | *97CMN1202422B* | Split System | 56500 | 18.5 | 9 | 2.08 | R-454B | 650
215682907 | ARCOAIRE | H5H0V60*K*AAA* | EVM5X60M24A*+WALLCON | *97CTN1002122A* | Split System | 56500 | 18.5 | 9 | 2.08 | R-454B | 650
215683097 | ARCOAIRE | H5H0V60*K*AAA* | EVD5X60M24A*+WALLCON | *97CTN1002122A* | Split System | 56500 | 18.5 | 9 | 2.08 | R-454B | 650
215677417 | ARCOAIRE | H5H0V60*K*AAA* | EVD5X60M21A*+WALLCON | *96CTN1002122B* | Split System | 56500 | 18.5 | 9 | 2.08 | R-454B | 650
215677407 | ARCOAIRE | H5H0V60*K*AAA* | EVD5X60M21A*+WALLCON | *97CMN1002122B* | Split System | 56500 | 18.5 | 9 | 2.08 | R-454B | 650
215677077 | ARCOAIRE | H5H0V60*K*AAA* | EVM5X60M21A*+WALLCON | *96CTN1002122B* | Split System | 56500 | 18.5 | 9 | 2.08 | R-454B | 650
215682857 | ARCOAIRE | H5H0V60*K*AAA* | EVM5X60M21A*+WALLCON | *97CTN1002122A* | Split System | 56500 | 18.5 | 9 | 2.08 | R-454B | 650
215677227 | ARCOAIRE | H5H0V60*K*AAA* | EVM5X61M24A*+WALLCON | *80CTL0702120B* | Split System | 57000 | 18.5 | 9 | 2.08 | R-454B | 650
215683117 | ARCOAIRE | H5H0V60*K*AAA* | EVD5X61M21A*+WALLCON | *96CTN0802120B* | Split System | 57000 | 18.5 | 9 | 2.08 | R-454B | 650
215683167 | ARCOAIRE | H5H0V60*K*AAA* | EVD5X61M21A*+WALLCON | *97CTN0802120A* | Split System | 57000 | 18.5 | 9 | 2.08 | R-454B | 650
215682957 | ARCOAIRE | H5H0V60*K*AAA* | EVM5X61M24A*+WALLCON | *97CTN0802120A* | Split System | 57500 | 18.5 | 9 | 2.08 | R-454B | 650
215682927 | ARCOAIRE | H5H0V60*K*AAA* | EVM5X61M24A*+WALLCON | *96CTN0802120B* | Split System | 57500 | 18.5 | 9 | 2.08 | R-454B | 650
215683187 | ARCOAIRE | H5H0V60*K*AAA* | EVD5X61M24A*+WALLCON | *96CTN0802120B* | Split System | 57500 | 18.5 | 9 | 2.08 | R-454B | 650
215683217 | ARCOAIRE | H5H0V60*K*AAA* | EVD5X61M24A*+WALLCON | *97CTN0802120A* | Split System | 57500 | 18.5 | 9 | 2.08 | R-454B | 650
215683107 | ARCOAIRE | H5H0V60*K*AAA* | EVD5X60M24A*+WALLCON | *97CTN1202422A* | Split System | 56500 | 18.5 | 9 | 2.1 | R-454B | 650
215682917 | ARCOAIRE | H5H0V60*K*AAA* | EVM5X60M24A*+WALLCON | *97CTN1202422A* | Split System | 56500 | 18.5 | 9 | 2.1 | R-454B | 650
215677647 | ARCOAIRE | H5H0V60*K*AAA* | EVD5X61M24A*+WALLCON | *80CSU1002120A* | Split System | 57500 | 18.5 | 9 | 2.1 | R-454B | 650
215677894 | BRYANT HEATING AND COOLING SYSTEMS | 290VAN060**AA* | CAA**6124AM*+UI | 83*CA60080C21*** | Split System | 56500 | 18.5 | 9 | 2.02 | R-454B | 650
215677644 | BRYANT HEATING AND COOLING SYSTEMS | 290VAN060**AA* | CVAVA6124XMA*+UI | 83*CA60100C21*** | Split System | 57500 | 18.5 | 9 | 2.1 | R-454B | 650
215677893 | CARRIER | 27VNA060A*030* | CAA**6124AM*+UI | 58CU*A080C21**20 | Split System | 56500 | 18.5 | 9 | 2.02 | R-454B | 650
215682618 | COMFORTMAKER | C5H0V60*K*AAA* | EA*5X60M24A*+WALLCON | *97CTN1002122A* | Split System | 55000 | 18.5 | 9 | 1.9 | R-454B | 650
215678008 | COMFORTMAKER | C5H0V60*K*AAA* | EA*5X61M24A*+WALLCON | *97CMN1202422B* | Split System | 56000 | 18.5 | 9 | 2 | R-454B | 650
215677878 | COMFORTMAKER | C5H0V60*K*AAA* | EA*5X60M24A*+WALLCON | *96CTN1202422B* | Split System | 55000 | 18.5 | 9 | 2.02 | R-454B | 650
215677788 | COMFORTMAKER | C5H0V60*K*AAA* | EA*5X60M24A*+WALLCON | *80CTL1102120B* | Split System | 55000 | 18.5 | 9 | 2.02 | R-454B | 650
215682628 | COMFORTMAKER | C5H0V60*K*AAA* | EA*5X60M24A*+WALLCON | *97CTN1202422A* | Split System | 55000 | 18.5 | 9 | 2.02 | R-454B | 650
215677798 | COMFORTMAKER | C5H0V60*K*AAA* | EA*5X60M24A*+WALLCON | *80CTL1352422B* | Split System | 55500 | 18.5 | 9 | 2.02 | R-454B | 650
215678028 | COMFORTMAKER | C5H0V60*K*AAA* | EA*5X61M24A*+WALLCON | *96CTN1202422B* | Split System | 56000 | 18.5 | 9 | 2.02 | R-454B | 650
215682708 | COMFORTMAKER | C5H0V60*K*AAA* | EA*5X61M24A*+WALLCON | *97CTN1202422A* | Split System | 56000 | 18.5 | 9 | 2.02 | R-454B | 650
215678018 | COMFORTMAKER | C5H0V60*K*AAA* | EA*5X61M24A*+WALLCON | *96CTN1002122B* | Split System | 56000 | 18.5 | 9 | 2.02 | R-454B | 650
215677988 | COMFORTMAKER | C5H0V60*K*AAA* | EA*5X61M24A*+WALLCON | *97CMN0802120B* | Split System | 56000 | 18.5 | 9 | 2.02 | R-454B | 650
215682658 | COMFORTMAKER | C5H0V60*K*AAA* | EA*5X61M24A*+WALLCON | *96CTN0802120B* | Split System | 56000 | 18.5 | 9 | 2.02 | R-454B | 650
215677998 | COMFORTMAKER | C5H0V60*K*AAA* | EA*5X61M24A*+WALLCON | *97CMN1002122B* | Split System | 56000 | 18.5 | 9 | 2.02 | R-454B | 650
215682688 | COMFORTMAKER | C5H0V60*K*AAA* | EA*5X61M24A*+WALLCON | *97CTN0802120A* | Split System | 56000 | 18.5 | 9 | 2.02 | R-454B | 650
215682698 | COMFORTMAKER | C5H0V60*K*AAA* | EA*5X61M24A*+WALLCON | *97CTN1002122A* | Split System | 56000 | 18.5 | 9 | 2.02 | R-454B | 650
215677968 | COMFORTMAKER | C5H0V60*K*AAA* | EA*5X61M24A*+WALLCON | *95CSU1002122B* | Split System | 56500 | 18.5 | 9 | 2.02 | R-454B | 650
215677898 | COMFORTMAKER | C5H0V60*K*AAA* | EA*5X61M24A*+WALLCON | *80CSU0802120A* | Split System | 56500 | 18.5 | 9 | 2.02 | R-454B | 650
215677778 | COMFORTMAKER | C5H0V60*K*AAA* | EA*5X60M24A*+WALLCON | *80CTL0902120B* | Split System | 55000 | 18.5 | 9 | 2.04 | R-454B | 650
215677698 | COMFORTMAKER | C5H0V60*K*AAA* | EVD5X61M24A*+WALLCON | *97CMN0802120B* | Split System | 57500 | 18.5 | 9 | 2.06 | R-454B | 650
215677178 | COMFORTMAKER | C5H0V60*K*AAA* | EVM5X60M24A*+WALLCON | *97CMN1002122B* | Split System | 56500 | 18.5 | 9 | 2.08 | R-454B | 650
215677548 | COMFORTMAKER | C5H0V60*K*AAA* | EVD5X60M24A*+WALLCON | *96CTN1002122B* | Split System | 56500 | 18.5 | 9 | 2.08 | R-454B | 650
215677188 | COMFORTMAKER | C5H0V60*K*AAA* | EVM5X60M24A*+WALLCON | *97CMN1202422B* | Split System | 56500 | 18.5 | 9 | 2.08 | R-454B | 650
215677558 | COMFORTMAKER | C5H0V60*K*AAA* | EVD5X60M24A*+WALLCON | *96CTN1202422B* | Split System | 56500 | 18.5 | 9 | 2.08 | R-454B | 650
215677538 | COMFORTMAKER | C5H0V60*K*AAA* | EVD5X60M24A*+WALLCON | *97CMN1202422B* | Split System | 56500 | 18.5 | 9 | 2.08 | R-454B | 650
215677528 | COMFORTMAKER | C5H0V60*K*AAA* | EVD5X60M24A*+WALLCON | *97CMN1002122B* | Split System | 56500 | 18.5 | 9 | 2.08 | R-454B | 650
215677408 | COMFORTMAKER | C5H0V60*K*AAA* | EVD5X60M21A*+WALLCON | *97CMN1002122B* | Split System | 56500 | 18.5 | 9 | 2.08 | R-454B | 650
215677418 | COMFORTMAKER | C5H0V60*K*AAA* | EVD5X60M21A*+WALLCON | *96CTN1002122B* | Split System | 56500 | 18.5 | 9 | 2.08 | R-454B | 650
215677068 | COMFORTMAKER | C5H0V60*K*AAA* | EVM5X60M21A*+WALLCON | *97CMN1002122B* | Split System | 56500 | 18.5 | 9 | 2.08 | R-454B | 650
215677078 | COMFORTMAKER | C5H0V60*K*AAA* | EVM5X60M21A*+WALLCON | *96CTN1002122B* | Split System | 56500 | 18.5 | 9 | 2.08 | R-454B | 650
215677228 | COMFORTMAKER | C5H0V60*K*AAA* | EVM5X61M24A*+WALLCON | *80CTL0702120B* | Split System | 57000 | 18.5 | 9 | 2.08 | R-454B | 650
215683168 | COMFORTMAKER | C5H0V60*K*AAA* | EVD5X61M21A*+WALLCON | *97CTN0802120A* | Split System | 57000 | 18.5 | 9 | 2.08 | R-454B | 650
215683118 | COMFORTMAKER | C5H0V60*K*AAA* | EVD5X61M21A*+WALLCON | *96CTN0802120B* | Split System | 57000 | 18.5 | 9 | 2.08 | R-454B | 650
215682928 | COMFORTMAKER | C5H0V60*K*AAA* | EVM5X61M24A*+WALLCON | *96CTN0802120B* | Split System | 57500 | 18.5 | 9 | 2.08 | R-454B | 650
215682958 | COMFORTMAKER | C5H0V60*K*AAA* | EVM5X61M24A*+WALLCON | *97CTN0802120A* | Split System | 57500 | 18.5 | 9 | 2.08 | R-454B | 650
215683218 | COMFORTMAKER | C5H0V60*K*AAA* | EVD5X61M24A*+WALLCON | *97CTN0802120A* | Split System | 57500 | 18.5 | 9 | 2.08 | R-454B | 650
215683188 | COMFORTMAKER | C5H0V60*K*AAA* | EVD5X61M24A*+WALLCON | *96CTN0802120B* | Split System | 57500 | 18.5 | 9 | 2.08 | R-454B | 650
215677208 | COMFORTMAKER | C5H0V60*K*AAA* | EVM5X60M24A*+WALLCON | *96CTN1202422B* | Split System | 56500 | 18.5 | 9 | 2.1 | R-454B | 650
215682918 | COMFORTMAKER | C5H0V60*K*AAA* | EVM5X60M24A*+WALLCON | *97CTN1202422A* | Split System | 56500 | 18.5 | 9 | 2.1 | R-454B | 650
215683108 | COMFORTMAKER | C5H0V60*K*AAA* | EVD5X60M24A*+WALLCON | *97CTN1202422A* | Split System | 56500 | 18.5 | 9 | 2.1 | R-454B | 650
215677648 | COMFORTMAKER | C5H0V60*K*AAA* | EVD5X61M24A*+WALLCON | *80CSU1002120A* | Split System | 57500 | 18.5 | 9 | 2.1 | R-454B | 650
215682619 | DAY & NIGHT | C5H0V60*K*AAA* | EA*5X60M24A*+WALLCON | *97CTN1002122A* | Split System | 55000 | 18.5 | 9 | 1.9 | R-454B | 650
215678009 | DAY & NIGHT | C5H0V60*K*AAA* | EA*5X61M24A*+WALLCON | *97CMN1202422B* | Split System | 56000 | 18.5 | 9 | 2 | R-454B | 650
215677879 | DAY & NIGHT | C5H0V60*K*AAA* | EA*5X60M24A*+WALLCON | *96CTN1202422B* | Split System | 55000 | 18.5 | 9 | 2.02 | R-454B | 650
215677789 | DAY & NIGHT | C5H0V60*K*AAA* | EA*5X60M24A*+WALLCON | *80CTL1102120B* | Split System | 55000 | 18.5 | 9 | 2.02 | R-454B | 650
215678029 | DAY & NIGHT | C5H0V60*K*AAA* | EA*5X61M24A*+WALLCON | *96CTN1202422B* | Split System | 56000 | 18.5 | 9 | 2.02 | R-454B | 650
215682709 | DAY & NIGHT | C5H0V60*K*AAA* | EA*5X61M24A*+WALLCON | *97CTN1202422A* | Split System | 56000 | 18.5 | 9 | 2.02 | R-454B | 650
215677989 | DAY & NIGHT | C5H0V60*K*AAA* | EA*5X61M24A*+WALLCON | *97CMN0802120B* | Split System | 56000 | 18.5 | 9 | 2.02 | R-454B | 650
215677999 | DAY & NIGHT | C5H0V60*K*AAA* | EA*5X61M24A*+WALLCON | *97CMN1002122B* | Split System | 56000 | 18.5 | 9 | 2.02 | R-454B | 650
215678019 | DAY & NIGHT | C5H0V60*K*AAA* | EA*5X61M24A*+WALLCON | *96CTN1002122B* | Split System | 56000 | 18.5 | 9 | 2.02 | R-454B | 650
215682659 | DAY & NIGHT | C5H0V60*K*AAA* | EA*5X61M24A*+WALLCON | *96CTN0802120B* | Split System | 56000 | 18.5 | 9 | 2.02 | R-454B | 650
215682689 | DAY & NIGHT | C5H0V60*K*AAA* | EA*5X61M24A*+WALLCON | *97CTN0802120A* | Split System | 56000 | 18.5 | 9 | 2.02 | R-454B | 650
215682699 | DAY & NIGHT | C5H0V60*K*AAA* | EA*5X61M24A*+WALLCON | *97CTN1002122A* | Split System | 56000 | 18.5 | 9 | 2.02 | R-454B | 650
215677899 | DAY & NIGHT | C5H0V60*K*AAA* | EA*5X61M24A*+WALLCON | *80CSU0802120A* | Split System | 56500 | 18.5 | 9 | 2.02 | R-454B | 650
215677779 | DAY & NIGHT | C5H0V60*K*AAA* | EA*5X60M24A*+WALLCON | *80CTL0902120B* | Split System | 55000 | 18.5 | 9 | 2.04 | R-454B | 650
215677699 | DAY & NIGHT | C5H0V60*K*AAA* | EVD5X61M24A*+WALLCON | *97CMN0802120B* | Split System | 57500 | 18.5 | 9 | 2.06 | R-454B | 650
215677549 | DAY & NIGHT | C5H0V60*K*AAA* | EVD5X60M24A*+WALLCON | *96CTN1002122B* | Split System | 56500 | 18.5 | 9 | 2.08 | R-454B | 650
215677179 | DAY & NIGHT | C5H0V60*K*AAA* | EVM5X60M24A*+WALLCON | *97CMN1002122B* | Split System | 56500 | 18.5 | 9 | 2.08 | R-454B | 650
215677199 | DAY & NIGHT | C5H0V60*K*AAA* | EVM5X60M24A*+WALLCON | *96CTN1002122B* | Split System | 56500 | 18.5 | 9 | 2.08 | R-454B | 650
215677189 | DAY & NIGHT | C5H0V60*K*AAA* | EVM5X60M24A*+WALLCON | *97CMN1202422B* | Split System | 56500 | 18.5 | 9 | 2.08 | R-454B | 650
215677529 | DAY & NIGHT | C5H0V60*K*AAA* | EVD5X60M24A*+WALLCON | *97CMN1002122B* | Split System | 56500 | 18.5 | 9 | 2.08 | R-454B | 650
215677559 | DAY & NIGHT | C5H0V60*K*AAA* | EVD5X60M24A*+WALLCON | *96CTN1202422B* | Split System | 56500 | 18.5 | 9 | 2.08 | R-454B | 650
215677539 | DAY & NIGHT | C5H0V60*K*AAA* | EVD5X60M24A*+WALLCON | *97CMN1202422B* | Split System | 56500 | 18.5 | 9 | 2.08 | R-454B | 650
215682909 | DAY & NIGHT | C5H0V60*K*AAA* | EVM5X60M24A*+WALLCON | *97CTN1002122A* | Split System | 56500 | 18.5 | 9 | 2.08 | R-454B | 650
215683099 | DAY & NIGHT | C5H0V60*K*AAA* | EVD5X60M24A*+WALLCON | *97CTN1002122A* | Split System | 56500 | 18.5 | 9 | 2.08 | R-454B | 650
215677409 | DAY & NIGHT | C5H0V60*K*AAA* | EVD5X60M21A*+WALLCON | *97CMN1002122B* | Split System | 56500 | 18.5 | 9 | 2.08 | R-454B | 650
215677419 | DAY & NIGHT | C5H0V60*K*AAA* | EVD5X60M21A*+WALLCON | *96CTN1002122B* | Split System | 56500 | 18.5 | 9 | 2.08 | R-454B | 650
215683049 | DAY & NIGHT | C5H0V60*K*AAA* | EVD5X60M21A*+WALLCON | *97CTN1002122A* | Split System | 56500 | 18.5 | 9 | 2.08 | R-454B | 650
215677069 | DAY & NIGHT | C5H0V60*K*AAA* | EVM5X60M21A*+WALLCON | *97CMN1002122B* | Split System | 56500 | 18.5 | 9 | 2.08 | R-454B | 650
215677079 | DAY & NIGHT | C5H0V60*K*AAA* | EVM5X60M21A*+WALLCON | *96CTN1002122B* | Split System | 56500 | 18.5 | 9 | 2.08 | R-454B | 650
215682859 | DAY & NIGHT | C5H0V60*K*AAA* | EVM5X60M21A*+WALLCON | *97CTN1002122A* | Split System | 56500 | 18.5 | 9 | 2.08 | R-454B | 650
215677229 | DAY & NIGHT | C5H0V60*K*AAA* | EVM5X61M24A*+WALLCON | *80CTL0702120B* | Split System | 57000 | 18.5 | 9 | 2.08 | R-454B | 650
215683169 | DAY & NIGHT | C5H0V60*K*AAA* | EVD5X61M21A*+WALLCON | *97CTN0802120A* | Split System | 57000 | 18.5 | 9 | 2.08 | R-454B | 650
215683119 | DAY & NIGHT | C5H0V60*K*AAA* | EVD5X61M21A*+WALLCON | *96CTN0802120B* | Split System | 57000 | 18.5 | 9 | 2.08 | R-454B | 650
215682959 | DAY & NIGHT | C5H0V60*K*AAA* | EVM5X61M24A*+WALLCON | *97CTN0802120A* | Split System | 57500 | 18.5 | 9 | 2.08 | R-454B | 650
215682929 | DAY & NIGHT | C5H0V60*K*AAA* | EVM5X61M24A*+WALLCON | *96CTN0802120B* | Split System | 57500 | 18.5 | 9 | 2.08 | R-454B | 650
215683219 | DAY & NIGHT | C5H0V60*K*AAA* | EVD5X61M24A*+WALLCON | *97CTN0802120A* | Split System | 57500 | 18.5 | 9 | 2.08 | R-454B | 650
215683189 | DAY & NIGHT | C5H0V60*K*AAA* | EVD5X61M24A*+WALLCON | *96CTN0802120B* | Split System | 57500 | 18.5 | 9 | 2.08 | R-454B | 650
215683109 | DAY & NIGHT | C5H0V60*K*AAA* | EVD5X60M24A*+WALLCON | *97CTN1202422A* | Split System | 56500 | 18.5 | 9 | 2.1 | R-454B | 650
215682919 | DAY & NIGHT | C5H0V60*K*AAA* | EVM5X60M24A*+WALLCON | *97CTN1202422A* | Split System | 56500 | 18.5 | 9 | 2.1 | R-454B | 650
215677649 | DAY & NIGHT | C5H0V60*K*AAA* | EVD5X61M24A*+WALLCON | *80CSU1002120A* | Split System | 57500 | 18.5 | 9 | 2.1 | R-454B | 650
215682615 | HEIL | H5H0V60*K*AAA* | EA*5X60M24A*+WALLCON | *97CTN1002122A* | Split System | 55000 | 18.5 | 9 | 1.9 | R-454B | 650
215678005 | HEIL | H5H0V60*K*AAA* | EA*5X61M24A*+WALLCON | *97CMN1202422B* | Split System | 56000 | 18.5 | 9 | 2 | R-454B | 650
215682625 | HEIL | H5H0V60*K*AAA* | EA*5X60M24A*+WALLCON | *97CTN1202422A* | Split System | 55000 | 18.5 | 9 | 2.02 | R-454B | 650
215677795 | HEIL | H5H0V60*K*AAA* | EA*5X60M24A*+WALLCON | *80CTL1352422B* | Split System | 55500 | 18.5 | 9 | 2.02 | R-454B | 650
215678025 | HEIL | H5H0V60*K*AAA* | EA*5X61M24A*+WALLCON | *96CTN1202422B* | Split System | 56000 | 18.5 | 9 | 2.02 | R-454B | 650
215682705 | HEIL | H5H0V60*K*AAA* | EA*5X61M24A*+WALLCON | *97CTN1202422A* | Split System | 56000 | 18.5 | 9 | 2.02 | R-454B | 650
215677985 | HEIL | H5H0V60*K*AAA* | EA*5X61M24A*+WALLCON | *97CMN0802120B* | Split System | 56000 | 18.5 | 9 | 2.02 | R-454B | 650
215678015 | HEIL | H5H0V60*K*AAA* | EA*5X61M24A*+WALLCON | *96CTN1002122B* | Split System | 56000 | 18.5 | 9 | 2.02 | R-454B | 650
215682655 | HEIL | H5H0V60*K*AAA* | EA*5X61M24A*+WALLCON | *96CTN0802120B* | Split System | 56000 | 18.5 | 9 | 2.02 | R-454B | 650
215682685 | HEIL | H5H0V60*K*AAA* | EA*5X61M24A*+WALLCON | *97CTN0802120A* | Split System | 56000 | 18.5 | 9 | 2.02 | R-454B | 650
215682695 | HEIL | H5H0V60*K*AAA* | EA*5X61M24A*+WALLCON | *97CTN1002122A* | Split System | 56000 | 18.5 | 9 | 2.02 | R-454B | 650
215677965 | HEIL | H5H0V60*K*AAA* | EA*5X61M24A*+WALLCON | *95CSU1002122B* | Split System | 56500 | 18.5 | 9 | 2.02 | R-454B | 650
215677895 | HEIL | H5H0V60*K*AAA* | EA*5X61M24A*+WALLCON | *80CSU0802120A* | Split System | 56500 | 18.5 | 9 | 2.02 | R-454B | 650
215677775 | HEIL | H5H0V60*K*AAA* | EA*5X60M24A*+WALLCON | *80CTL0902120B* | Split System | 55000 | 18.5 | 9 | 2.04 | R-454B | 650
215677695 | HEIL | H5H0V60*K*AAA* | EVD5X61M24A*+WALLCON | *97CMN0802120B* | Split System | 57500 | 18.5 | 9 | 2.06 | R-454B | 650
215683175 | HEIL | H5H0V60*K*AAA* | EVD5X61M21A*+WALLCON | *97CTN1002122A* | Split System | 57500 | 18.5 | 9 | 2.06 | R-454B | 650
215677185 | HEIL | H5H0V60*K*AAA* | EVM5X60M24A*+WALLCON | *97CMN1202422B* | Split System | 56500 | 18.5 | 9 | 2.08 | R-454B | 650
215677195 | HEIL | H5H0V60*K*AAA* | EVM5X60M24A*+WALLCON | *96CTN1002122B* | Split System | 56500 | 18.5 | 9 | 2.08 | R-454B | 650
215677535 | HEIL | H5H0V60*K*AAA* | EVD5X60M24A*+WALLCON | *97CMN1202422B* | Split System | 56500 | 18.5 | 9 | 2.08 | R-454B | 650
215677545 | HEIL | H5H0V60*K*AAA* | EVD5X60M24A*+WALLCON | *96CTN1002122B* | Split System | 56500 | 18.5 | 9 | 2.08 | R-454B | 650
215677525 | HEIL | H5H0V60*K*AAA* | EVD5X60M24A*+WALLCON | *97CMN1002122B* | Split System | 56500 | 18.5 | 9 | 2.08 | R-454B | 650
215677555 | HEIL | H5H0V60*K*AAA* | EVD5X60M24A*+WALLCON | *96CTN1202422B* | Split System | 56500 | 18.5 | 9 | 2.08 | R-454B | 650
215682905 | HEIL | H5H0V60*K*AAA* | EVM5X60M24A*+WALLCON | *97CTN1002122A* | Split System | 56500 | 18.5 | 9 | 2.08 | R-454B | 650
215683095 | HEIL | H5H0V60*K*AAA* | EVD5X60M24A*+WALLCON | *97CTN1002122A* | Split System | 56500 | 18.5 | 9 | 2.08 | R-454B | 650
215677405 | HEIL | H5H0V60*K*AAA* | EVD5X60M21A*+WALLCON | *97CMN1002122B* | Split System | 56500 | 18.5 | 9 | 2.08 | R-454B | 650
215677415 | HEIL | H5H0V60*K*AAA* | EVD5X60M21A*+WALLCON | *96CTN1002122B* | Split System | 56500 | 18.5 | 9 | 2.08 | R-454B | 650
215683045 | HEIL | H5H0V60*K*AAA* | EVD5X60M21A*+WALLCON | *97CTN1002122A* | Split System | 56500 | 18.5 | 9 | 2.08 | R-454B | 650
215677075 | HEIL | H5H0V60*K*AAA* | EVM5X60M21A*+WALLCON | *96CTN1002122B* | Split System | 56500 | 18.5 | 9 | 2.08 | R-454B | 650
215677065 | HEIL | H5H0V60*K*AAA* | EVM5X60M21A*+WALLCON | *97CMN1002122B* | Split System | 56500 | 18.5 | 9 | 2.08 | R-454B | 650
215682855 | HEIL | H5H0V60*K*AAA* | EVM5X60M21A*+WALLCON | *97CTN1002122A* | Split System | 56500 | 18.5 | 9 | 2.08 | R-454B | 650
215677225 | HEIL | H5H0V60*K*AAA* | EVM5X61M24A*+WALLCON | *80CTL0702120B* | Split System | 57000 | 18.5 | 9 | 2.08 | R-454B | 650
215683165 | HEIL | H5H0V60*K*AAA* | EVD5X61M21A*+WALLCON | *97CTN0802120A* | Split System | 57000 | 18.5 | 9 | 2.08 | R-454B | 650
215682925 | HEIL | H5H0V60*K*AAA* | EVM5X61M24A*+WALLCON | *96CTN0802120B* | Split System | 57500 | 18.5 | 9 | 2.08 | R-454B | 650
215683215 | HEIL | H5H0V60*K*AAA* | EVD5X61M24A*+WALLCON | *97CTN0802120A* | Split System | 57500 | 18.5 | 9 | 2.08 | R-454B | 650
217916539 | TEMPSTAR | Q5H9V48*K*AAA* | EVD5X48M21A* | *97CTN0802120A* | Split System | 46500 | 15.2 | 9 | 2.12 | R-454B | 650
217916513 | TEMPSTAR | Q5H9V48*K*AAA* | EVD5X48M21A* | *96CTN0802120B* | Split System | 46500 | 15.2 | 9 | 2.12 | R-454B | 650
217916508 | TEMPSTAR | N5H9V48*K*AAA* | EVD5X48M21A* | *96CTN0802120B* | Split System | 46500 | 15.2 | 9 | 2.12 | R-454B | 650
217916534 | TEMPSTAR | N5H9V48*K*AAA* | EVD5X48M21A* | *97CTN0802120A* | Split System | 46500 | 15.2 | 9 | 2.12 | R-454B | 650
217915171 | TEMPSTAR | Q5H9V48*K*AAA* | EVM5X48M21A* | *97CMN1002122B* | Split System | 47000 | 15.2 | 9 | 2.12 | R-454B | 650
217915283 | TEMPSTAR | N5H9V48*K*AAA* | EVM5X48M21A* | *97CTN1002122A* | Split System | 47000 | 15.2 | 9 | 2.12 | R-454B | 650
217915262 | TEMPSTAR | Q5H9V48*K*AAA* | EVM5X48M21A* | *96CTN1002122B* | Split System | 47000 | 15.2 | 9 | 2.12 | R-454B | 650
217915288 | TEMPSTAR | Q5H9V48*K*AAA* | EVM5X48M21A* | *97CTN1002122A* | Split System | 47000 | 15.2 | 9 | 2.12 | R-454B | 650
217916744 | TEMPSTAR | N5H9V48*K*AAA* | EVD5X49M24A* | *95CSU0802120B* | Split System | 48000 | 15.2 | 9 | 2.12 | R-454B | 650
217916749 | TEMPSTAR | Q5H9V48*K*AAA* | EVD5X49M24A* | *95CSU0802120B* | Split System | 48000 | 15.2 | 9 | 2.12 | R-454B | 650
218018191 | ACIQ | N5H9V36*K*AAA* | EA*5X42M21A* | *96VSN1002120B* | Split System | 34400 | 15.5 | 9 | 2.08 | R-454B | 650
218016506 | ACIQ | N5H9V48*K*AAA* | EA*5X60M24A* | *96VSN0802120B* | Split System | 46000 | 15.5 | 9 | 2.08 | R-454B | 650
218016525 | ACIQ | N5H9V48*K*AAA* | EA*5X60M24A* | *97VTN0802120A* | Split System | 46000 | 15.5 | 9 | 2.08 | R-454B | 650
218017257 | ACIQ | N5H9V48*K*AAA* | ESH5X60M12A* | *97CTN1202422A* | Split System | 46500 | 15.5 | 9 | 2.08 | R-454B | 650
218017243 | ACIQ | N5H9V48*K*AAA* | ESH5X60M12A* | *96CTN1202422B* | Split System | 46500 | 15.5 | 9 | 2.08 | R-454B | 650
218017122 | ACIQ | N5H9V48*K*AAA* | ESH5X60M12A* | *80CSU0401712B* | Split System | 46500 | 15.5 | 9 | 2.08 | R-454B | 650
218017209 | ACIQ | N5H9V48*K*AAA* | ESH5X60M12A* | *96VSN0802120B* | Split System | 46000 | 15.5 | 9 | 2.1 | R-454B | 650
218017250 | ACIQ | N5H9V48*K*AAA* | ESH5X60M12A* | *97CTN0802120A* | Split System | 46000 | 15.5 | 9 | 2.1 | R-454B | 650
218017272 | ACIQ | N5H9V48*K*AAA* | ESH5X60M12A* | *96VTN0802120B* | Split System | 46000 | 15.5 | 9 | 2.1 | R-454B | 650
218017286 | ACIQ | N5H9V48*K*AAA* | ESH5X60M12A* | *97VTN0802120A* | Split System | 46000 | 15.5 | 9 | 2.1 | R-454B | 650
218017237 | ACIQ | N5H9V48*K*AAA* | ESH5X60M12A* | *96CTN0802120B* | Split System | 46000 | 15.5 | 9 | 2.1 | R-454B | 650
218017183 | ACIQ | N5H9V48*K*AAA* | ESH5X60M12A* | *95CSU0802120B* | Split System | 46000 | 15.5 | 9 | 2.1 | R-454B | 650
218017227 | ACIQ | N5H9V48*K*AAA* | ESH5X60M12A* | *95MSU0802120A* | Split System | 46500 | 15.5 | 9 | 2.1 | R-454B | 650
218017292 | ACIQ | N5H9V48*K*AAA* | ESH5X60M12A* | *97VTN1202422A* | Split System | 46500 | 15.5 | 9 | 2.1 | R-454B | 650
218017279 | ACIQ | N5H9V48*K*AAA* | ESH5X60M12A* | *96VTN1202422B* | Split System | 46500 | 15.5 | 9 | 2.1 | R-454B | 650
218016516 | ACIQ | N5H9V48*K*AAA* | EA*5X60M24A* | *97CTN1202422A* | Split System | 46500 | 15.5 | 9 | 2.1 | R-454B | 650
218016532 | ACIQ | N5H9V48*K*AAA* | EA*5X60M24A* | OLV154F20A | Split System | 46500 | 15.5 | 9 | 2.1 | R-454B | 650
218021089 | ACIQ | N5H9V48*K*AAA* | EVD5X48M21A* | *80CSU0601716B* | Split System | 46500 | 15.5 | 9 | 2.1 | R-454B | 650
218020952 | ACIQ | N5H9V48*K*AAA* | EVM5X48M21A* | *96VSN1002120B* | Split System | 46500 | 15.5 | 9 | 2.1 | R-454B | 650
218020971 | ACIQ | N5H9V48*K*AAA* | EVM5X48M21A* | *97VTN0802120A* | Split System | 46500 | 15.5 | 9 | 2.1 | R-454B | 650
218020965 | ACIQ | N5H9V48*K*AAA* | EVM5X48M21A* | *96VTN0802120B* | Split System | 46500 | 15.5 | 9 | 2.1 | R-454B | 650
218021103 | ACIQ | N5H9V48*K*AAA* | EVD5X48M21A* | *80CTL0702120B* | Split System | 46500 | 15.5 | 9 | 2.1 | R-454B | 650
218020950 | ACIQ | N5H9V48*K*AAA* | EVM5X48M21A* | *96VSN0802120B* | Split System | 46500 | 15.5 | 9 | 2.1 | R-454B | 650
218017497 | ACIQ | N5H9V48*K*AAA* | EVD5X48M21A* | *97CMN0802120B* | Split System | 47000 | 15.5 | 9 | 2.1 | R-454B | 650
218016617 | ACIQ | N5H9V48*K*AAA* | EA*5X61M24A* | *96VSN0802120B* | Split System | 47000 | 15.5 | 9 | 2.1 | R-454B | 650
218016636 | ACIQ | N5H9V48*K*AAA* | EA*5X61M24A* | *96VTN0802120B* | Split System | 47000 | 15.5 | 9 | 2.1 | R-454B | 650
218016643 | ACIQ | N5H9V48*K*AAA* | EA*5X61M24A* | *97VTN0802120A* | Split System | 47000 | 15.5 | 9 | 2.1 | R-454B | 650
218021092 | ACIQ | N5H9V48*K*AAA* | EVD5X48M21A* | *80CSU1002120B* | Split System | 47000 | 15.5 | 9 | 2.1 | R-454B | 650
218020955 | ACIQ | N5H9V48*K*AAA* | EVM5X48M21A* | *95MSU1002120A* | Split System | 47000 | 15.5 | 9 | 2.1 | R-454B | 650
218021122 | ACIQ | N5H9V48*K*AAA* | EVD5X48M21A* | *95MSU1002120A* | Split System | 47000 | 15.5 | 9 | 2.1 | R-454B | 650
218021087 | ACIQ | N5H9V48*K*AAA* | EVD5X48M21A* | *80CSU0401712B* | Split System | 47000 | 15.5 | 9 | 2.1 | R-454B | 650
218020933 | ACIQ | N5H9V48*K*AAA* | EVM5X48M21A* | *80MSU1002120A* | Split System | 47000 | 15.5 | 9 | 2.1 | R-454B | 650
218020929 | ACIQ | N5H9V48*K*AAA* | EVM5X48M21A* | *80MSU0601716A* | Split System | 47000 | 15.5 | 9 | 2.1 | R-454B | 650
218021099 | ACIQ | N5H9V48*K*AAA* | EVD5X48M21A* | *80MSU1002120A* | Split System | 47000 | 15.5 | 9 | 2.1 | R-454B | 650
218021113 | ACIQ | N5H9V48*K*AAA* | EVD5X48M21A* | *95CSU1002122B* | Split System | 47000 | 15.5 | 9 | 2.1 | R-454B | 650
218020921 | ACIQ | N5H9V48*K*AAA* | EVM5X48M21A* | *80CSU0401712B* | Split System | 47000 | 15.5 | 9 | 2.1 | R-454B | 650
218020945 | ACIQ | N5H9V48*K*AAA* | EVM5X48M21A* | *95CSU1002122B* | Split System | 47000 | 15.5 | 9 | 2.1 | R-454B | 650
218020946 | ACIQ | N5H9V48*K*AAA* | EVM5X48M21A* | *97CMN0802120B* | Split System | 47000 | 15.5 | 9 | 2.1 | R-454B | 650
218016594 | ACIQ | N5H9V48*K*AAA* | EA*5X61M24A* | *80CSU1002120B* | Split System | 47500 | 15.5 | 9 | 2.1 | R-454B | 650
218021163 | ACIQ | N5H9V48*K*AAA* | EVD5X49M24A* | *95MSU1002120A* | Split System | 48000 | 15.5 | 9 | 2.1 | R-454B | 650
218021044 | ACIQ | N5H9V48*K*AAA* | EVM5X60M21A* | *80CTL0702120B* | Split System | 48000 | 15.5 | 9 | 2.1 | R-454B | 650
218021198 | ACIQ | N5H9V48*K*AAA* | EVD5X60M21A* | *80CTL0702120B* | Split System | 48000 | 15.5 | 9 | 2.1 | R-454B | 650
218020988 | ACIQ | N5H9V48*K*AAA* | EVM5X49M21A* | *80CTL0702120B* | Split System | 48000 | 15.5 | 9 | 2.1 | R-454B | 650
218021207 | ACIQ | N5H9V48*K*AAA* | EVD5X60M21A* | *95CSU0802120B* | Split System | 48000 | 15.5 | 9 | 2.12 | R-454B | 650
218021008 | ACIQ | N5H9V48*K*AAA* | EVM5X49M21A* | *95MSU0802120A* | Split System | 48000 | 15.5 | 9 | 2.12 | R-454B | 650
218021053 | ACIQ | N5H9V48*K*AAA* | EVM5X60M21A* | *95CSU0802120B* | Split System | 48000 | 15.5 | 9 | 2.12 | R-454B | 650
218020996 | ACIQ | N5H9V48*K*AAA* | EVM5X49M21A* | *95CSU0802120B* | Split System | 48000 | 15.5 | 9 | 2.12 | R-454B | 650
218021065 | ACIQ | N5H9V48*K*AAA* | EVM5X60M21A* | *95MSU0802120A* | Split System | 48000 | 15.5 | 9 | 2.12 | R-454B | 650
218021160 | ACIQ | N5H9V48*K*AAA* | EVD5X49M24A* | *96VSN1002120B* | Split System | 48000 | 15.5 | 9 | 2.12 | R-454B | 650
218021158 | ACIQ | N5H9V48*K*AAA* | EVD5X49M24A* | *96VSN0802120B* | Split System | 48000 | 15.5 | 9 | 2.12 | R-454B | 650
218021174 | ACIQ | N5H9V48*K*AAA* | EVD5X49M24A* | *96VTN0802120B* | Split System | 48000 | 15.5 | 9 | 2.12 | R-454B | 650
218021181 | ACIQ | N5H9V48*K*AAA* | EVD5X49M24A* | *97VTN1002120A* | Split System | 48000 | 15.5 | 9 | 2.12 | R-454B | 650
218021175 | ACIQ | N5H9V48*K*AAA* | EVD5X49M24A* | *96VTN1002120B* | Split System | 48000 | 15.5 | 9 | 2.12 | R-454B | 650
218021179 | ACIQ | N5H9V48*K*AAA* | EVD5X49M24A* | *97VTN0802120A* | Split System | 48000 | 15.5 | 9 | 2.12 | R-454B | 650
218021219 | ACIQ | N5H9V48*K*AAA* | EVD5X60M21A* | *95MSU0802120A* | Split System | 48500 | 15.5 | 9 | 2.12 | R-454B | 650
218016368 | ACIQ | N5H9V48*K*AAA* | EVD5X61M24A* | *80CTL0702120B* | Split System | 48500 | 15.5 | 9 | 2.12 | R-454B | 650
218016377 | ACIQ | N5H9V48*K*AAA* | EVD5X61M24A* | *95CSU0802120B* | Split System | 49000 | 15.5 | 9 | 2.12 | R-454B | 650
218018468 | ACIQ | N5H9V60*K*AAA* | EA*5X60M24A* | *97VTN1002120A* | Split System | 54500 | 15.5 | 9 | 2.12 | R-454B | 650
218018443 | ACIQ | N5H9V60*K*AAA* | EA*5X60M24A* | *96VTN1002120B* | Split System | 54500 | 15.5 | 9 | 2.12 | R-454B | 650
218018408 | ACIQ | N5H9V60*K*AAA* | EA*5X60M24A* | *96VSN1202422B* | Split System | 54500 | 15.5 | 9 | 2.12 | R-454B | 650
218018404 | ACIQ | N5H9V60*K*AAA* | EA*5X60M24A* | *96VSN1002120B* | Split System | 54500 | 15.5 | 9 | 2.14 | R-454B | 650
217955816 | AIRQUEST | Q5H9V48*K*AAA* | EA*5X60M24A* | *97CMN1202422B* | Split System | 46000 | 15.5 | 9 | 2.08 | R-454B | 650
217955818 | AIRQUEST | Q5H9V48*K*AAA* | EA*5X60M24A* | *96VSN0802120B* | Split System | 46000 | 15.5 | 9 | 2.08 | R-454B | 650
217955850 | AIRQUEST | Q5H9V48*K*AAA* | EA*5X60M24A* | *97VTN0802120A* | Split System | 46000 | 15.5 | 9 | 2.08 | R-454B | 650
217955842 | AIRQUEST | Q5H9V48*K*AAA* | EA*5X60M24A* | *96VTN0802120B* | Split System | 46000 | 15.5 | 9 | 2.08 | R-454B | 650
217956208 | AIRQUEST | Q5H9V48*K*AAA* | ESH5X60M12A* | *97CTN1202422A* | Split System | 46500 | 15.5 | 9 | 2.08 | R-454B | 650
217956122 | AIRQUEST | Q5H9V48*K*AAA* | ESH5X60M12A* | *80CSU0401712B* | Split System | 46500 | 15.5 | 9 | 2.08 | R-454B | 650
217956200 | AIRQUEST | Q5H9V48*K*AAA* | ESH5X60M12A* | *96CTN1202422B* | Split System | 46500 | 15.5 | 9 | 2.08 | R-454B | 650
217956224 | AIRQUEST | Q5H9V48*K*AAA* | ESH5X60M12A* | *97VTN0802120A* | Split System | 46000 | 15.5 | 9 | 2.1 | R-454B | 650
217956204 | AIRQUEST | Q5H9V48*K*AAA* | ESH5X60M12A* | *97CTN0802120A* | Split System | 46000 | 15.5 | 9 | 2.1 | R-454B | 650
217956196 | AIRQUEST | Q5H9V48*K*AAA* | ESH5X60M12A* | *96CTN0802120B* | Split System | 46000 | 15.5 | 9 | 2.1 | R-454B | 650
217956164 | AIRQUEST | Q5H9V48*K*AAA* | ESH5X60M12A* | *95CSU0802120B* | Split System | 46000 | 15.5 | 9 | 2.1 | R-454B | 650
217956182 | AIRQUEST | Q5H9V48*K*AAA* | ESH5X60M12A* | *96VSN0802120B* | Split System | 46000 | 15.5 | 9 | 2.1 | R-454B | 650
217956214 | AIRQUEST | Q5H9V48*K*AAA* | ESH5X60M12A* | *96VTN0802120B* | Split System | 46000 | 15.5 | 9 | 2.1 | R-454B | 650
217956190 | AIRQUEST | Q5H9V48*K*AAA* | ESH5X60M12A* | *95MSU0802120A* | Split System | 46500 | 15.5 | 9 | 2.1 | R-454B | 650
217956228 | AIRQUEST | Q5H9V48*K*AAA* | ESH5X60M12A* | *97VTN1202422A* | Split System | 46500 | 15.5 | 9 | 2.1 | R-454B | 650
217956218 | AIRQUEST | Q5H9V48*K*AAA* | ESH5X60M12A* | *96VTN1202422B* | Split System | 46500 | 15.5 | 9 | 2.1 | R-454B | 650
217955840 | AIRQUEST | Q5H9V48*K*AAA* | EA*5X60M24A* | *97CTN1202422A* | Split System | 46500 | 15.5 | 9 | 2.1 | R-454B | 650
217955858 | AIRQUEST | Q5H9V48*K*AAA* | EA*5X60M24A* | OLV154F20A | Split System | 46500 | 15.5 | 9 | 2.1 | R-454B | 650
217955782 | AIRQUEST | Q5H9V48*K*AAA* | EA*5X60M24A* | *80CSU1002120B* | Split System | 46500 | 15.5 | 9 | 2.1 | R-454B | 650
217955834 | AIRQUEST | Q5H9V48*K*AAA* | EA*5X60M24A* | *96CTN1202422B* | Split System | 46500 | 15.5 | 9 | 2.1 | R-454B | 650
217955358 | AIRQUEST | Q5H9V48*K*AAA* | EVD5X48M21A* | *80CSU0601716B* | Split System | 46500 | 15.5 | 9 | 2.1 | R-454B | 650
217955198 | AIRQUEST | Q5H9V48*K*AAA* | EVM5X48M21A* | *96VSN1002120B* | Split System | 46500 | 15.5 | 9 | 2.1 | R-454B | 650
217916230 | AIRQUEST | N5H9V48*K*AAA* | EVD5X48M21A* | *80CSU0601716B* | Split System | 46500 | 15.5 | 9 | 2.1 | R-454B | 650
217915187 | AIRQUEST | N5H9V48*K*AAA* | EVM5X48M21A* | *96VSN1002120B* | Split System | 46500 | 15.5 | 9 | 2.1 | R-454B | 650
217955220 | AIRQUEST | Q5H9V48*K*AAA* | EVM5X48M21A* | *97VTN0802120A* | Split System | 46500 | 15.5 | 9 | 2.1 | R-454B | 650
217955196 | AIRQUEST | Q5H9V48*K*AAA* | EVM5X48M21A* | *96VSN0802120B* | Split System | 46500 | 15.5 | 9 | 2.1 | R-454B | 650
217955214 | AIRQUEST | Q5H9V48*K*AAA* | EVM5X48M21A* | *96VTN0802120B* | Split System | 46500 | 15.5 | 9 | 2.1 | R-454B | 650
217955374 | AIRQUEST | Q5H9V48*K*AAA* | EVD5X48M21A* | *80CTL0702120B* | Split System | 46500 | 15.5 | 9 | 2.1 | R-454B | 650
217915174 | AIRQUEST | N5H9V48*K*AAA* | EVM5X48M21A* | *96VSN0802120B* | Split System | 46500 | 15.5 | 9 | 2.1 | R-454B | 650
217916334 | AIRQUEST | N5H9V48*K*AAA* | EVD5X48M21A* | *80CTL0702120B* | Split System | 46500 | 15.5 | 9 | 2.1 | R-454B | 650
217915331 | AIRQUEST | N5H9V48*K*AAA* | EVM5X48M21A* | *97VTN0802120A* | Split System | 46500 | 15.5 | 9 | 2.1 | R-454B | 650
217915291 | AIRQUEST | N5H9V48*K*AAA* | EVM5X48M21A* | *96VTN0802120B* | Split System | 46500 | 15.5 | 9 | 2.1 | R-454B | 650
217955388 | AIRQUEST | Q5H9V48*K*AAA* | EVD5X48M21A* | *97CMN0802120B* | Split System | 47000 | 15.5 | 9 | 2.1 | R-454B | 650
217953312 | AIRQUEST | N5H9V48*K*AAA* | EVD5X48M21A* | *97CMN0802120B* | Split System | 47000 | 15.5 | 9 | 2.1 | R-454B | 650
217956008 | AIRQUEST | Q5H9V48*K*AAA* | EA*5X61M24A* | *97VTN0802120A* | Split System | 47000 | 15.5 | 9 | 2.1 | R-454B | 650
217956000 | AIRQUEST | Q5H9V48*K*AAA* | EA*5X61M24A* | *96VTN0802120B* | Split System | 47000 | 15.5 | 9 | 2.1 | R-454B | 650
217955976 | AIRQUEST | Q5H9V48*K*AAA* | EA*5X61M24A* | *96VSN0802120B* | Split System | 47000 | 15.5 | 9 | 2.1 | R-454B | 650
217955362 | AIRQUEST | Q5H9V48*K*AAA* | EVD5X48M21A* | *80CSU1002120B* | Split System | 47000 | 15.5 | 9 | 2.1 | R-454B | 650
217916256 | AIRQUEST | N5H9V48*K*AAA* | EVD5X48M21A* | *80CSU1002120B* | Split System | 47000 | 15.5 | 9 | 2.1 | R-454B | 650
217955398 | AIRQUEST | Q5H9V48*K*AAA* | EVD5X48M21A* | *95MSU1002120A* | Split System | 47000 | 15.5 | 9 | 2.1 | R-454B | 650
217955202 | AIRQUEST | Q5H9V48*K*AAA* | EVM5X48M21A* | *95MSU1002120A* | Split System | 47000 | 15.5 | 9 | 2.1 | R-454B | 650
217915213 | AIRQUEST | N5H9V48*K*AAA* | EVM5X48M21A* | *95MSU1002120A* | Split System | 47000 | 15.5 | 9 | 2.1 | R-454B | 650
217916477 | AIRQUEST | N5H9V48*K*AAA* | EVD5X48M21A* | *95MSU1002120A* | Split System | 47000 | 15.5 | 9 | 2.1 | R-454B | 650
217955356 | AIRQUEST | Q5H9V48*K*AAA* | EVD5X48M21A* | *80CSU0401712B* | Split System | 47000 | 15.5 | 9 | 2.1 | R-454B | 650
217955190 | AIRQUEST | Q5H9V48*K*AAA* | EVM5X48M21A* | *95CSU1002122B* | Split System | 47000 | 15.5 | 9 | 2.1 | R-454B | 650
217955172 | AIRQUEST | Q5H9V48*K*AAA* | EVM5X48M21A* | *80MSU0601716A* | Split System | 47000 | 15.5 | 9 | 2.1 | R-454B | 650
217955162 | AIRQUEST | Q5H9V48*K*AAA* | EVM5X48M21A* | *80CSU0401712B* | Split System | 47000 | 15.5 | 9 | 2.1 | R-454B | 650
217955370 | AIRQUEST | Q5H9V48*K*AAA* | EVD5X48M21A* | *80MSU1002120A* | Split System | 47000 | 15.5 | 9 | 2.1 | R-454B | 650
217955176 | AIRQUEST | Q5H9V48*K*AAA* | EVM5X48M21A* | *80MSU1002120A* | Split System | 47000 | 15.5 | 9 | 2.1 | R-454B | 650
217915044 | AIRQUEST | N5H9V48*K*AAA* | EVM5X48M21A* | *80MSU1002120A* | Split System | 47000 | 15.5 | 9 | 2.1 | R-454B | 650
217916217 | AIRQUEST | N5H9V48*K*AAA* | EVD5X48M21A* | *80CSU0401712B* | Split System | 47000 | 15.5 | 9 | 2.1 | R-454B | 650
217915018 | AIRQUEST | N5H9V48*K*AAA* | EVM5X48M21A* | *80MSU0601716A* | Split System | 47000 | 15.5 | 9 | 2.1 | R-454B | 650
217916308 | AIRQUEST | N5H9V48*K*AAA* | EVD5X48M21A* | *80MSU1002120A* | Split System | 47000 | 15.5 | 9 | 2.1 | R-454B | 650
217914953 | AIRQUEST | N5H9V48*K*AAA* | EVM5X48M21A* | *80CSU0401712B* | Split System | 47000 | 15.5 | 9 | 2.1 | R-454B | 650
217915135 | AIRQUEST | N5H9V48*K*AAA* | EVM5X48M21A* | *95CSU1002122B* | Split System | 47000 | 15.5 | 9 | 2.1 | R-454B | 650
217955386 | AIRQUEST | Q5H9V48*K*AAA* | EVD5X48M21A* | *95CSU1002122B* | Split System | 47000 | 15.5 | 9 | 2.1 | R-454B | 650
217916412 | AIRQUEST | N5H9V48*K*AAA* | EVD5X48M21A* | *95CSU1002122B* | Split System | 47000 | 15.5 | 9 | 2.1 | R-454B | 650
217955192 | AIRQUEST | Q5H9V48*K*AAA* | EVM5X48M21A* | *97CMN0802120B* | Split System | 47000 | 15.5 | 9 | 2.1 | R-454B | 650
217915148 | AIRQUEST | N5H9V48*K*AAA* | EVM5X48M21A* | *97CMN0802120B* | Split System | 47000 | 15.5 | 9 | 2.1 | R-454B | 650
217955942 | AIRQUEST | Q5H9V48*K*AAA* | EA*5X61M24A* | *80CSU1002120B* | Split System | 47500 | 15.5 | 9 | 2.1 | R-454B | 650
217955446 | AIRQUEST | Q5H9V48*K*AAA* | EVD5X49M24A* | *95MSU1002120A* | Split System | 48000 | 15.5 | 9 | 2.1 | R-454B | 650
217916791 | AIRQUEST | N5H9V48*K*AAA* | EVD5X49M24A* | *95MSU1002120A* | Split System | 48000 | 15.5 | 9 | 2.1 | R-454B | 650
217955240 | AIRQUEST | Q5H9V48*K*AAA* | EVM5X49M21A* | *80CTL0702120B* | Split System | 48000 | 15.5 | 9 | 2.1 | R-454B | 650
217955306 | AIRQUEST | Q5H9V48*K*AAA* | EVM5X60M21A* | *80CTL0702120B* | Split System | 48000 | 15.5 | 9 | 2.1 | R-454B | 650
217955486 | AIRQUEST | Q5H9V48*K*AAA* | EVD5X60M21A* | *80CTL0702120B* | Split System | 48000 | 15.5 | 9 | 2.1 | R-454B | 650
217915461 | AIRQUEST | N5H9V48*K*AAA* | EVM5X49M21A* | *80CTL0702120B* | Split System | 48000 | 15.5 | 9 | 2.1 | R-454B | 650
217917052 | AIRQUEST | N5H9V48*K*AAA* | EVD5X60M21A* | *80CTL0702120B* | Split System | 48000 | 15.5 | 9 | 2.1 | R-454B | 650
217955998 | AIRQUEST | Q5H9V48*K*AAA* | EA*5X61M24A* | *97CTN1202422A* | Split System | 47500 | 15.5 | 9 | 2.12 | R-454B | 650
217955992 | AIRQUEST | Q5H9V48*K*AAA* | EA*5X61M24A* | *96CTN1202422B* | Split System | 47500 | 15.5 | 9 | 2.12 | R-454B | 650
217955316 | AIRQUEST | Q5H9V48*K*AAA* | EVM5X60M21A* | *95CSU0802120B* | Split System | 48000 | 15.5 | 9 | 2.12 | R-454B | 650
217955496 | AIRQUEST | Q5H9V48*K*AAA* | EVD5X60M21A* | *95CSU0802120B* | Split System | 48000 | 15.5 | 9 | 2.12 | R-454B | 650
217955264 | AIRQUEST | Q5H9V48*K*AAA* | EVM5X49M21A* | *95MSU0802120A* | Split System | 48000 | 15.5 | 9 | 2.12 | R-454B | 650
217955330 | AIRQUEST | Q5H9V48*K*AAA* | EVM5X60M21A* | *95MSU0802120A* | Split System | 48000 | 15.5 | 9 | 2.12 | R-454B | 650
217955442 | AIRQUEST | Q5H9V48*K*AAA* | EVD5X49M24A* | *96VSN1002120B* | Split System | 48000 | 15.5 | 9 | 2.12 | R-454B | 650
217915526 | AIRQUEST | N5H9V48*K*AAA* | EVM5X49M21A* | *95CSU0802120B* | Split System | 48000 | 15.5 | 9 | 2.12 | R-454B | 650
217916047 | AIRQUEST | N5H9V48*K*AAA* | EVM5X60M21A* | *95MSU0802120A* | Split System | 48000 | 15.5 | 9 | 2.12 | R-454B | 650
217917117 | AIRQUEST | N5H9V48*K*AAA* | EVD5X60M21A* | *95CSU0802120B* | Split System | 48000 | 15.5 | 9 | 2.12 | R-454B | 650
217915956 | AIRQUEST | N5H9V48*K*AAA* | EVM5X60M21A* | *95CSU0802120B* | Split System | 48000 | 15.5 | 9 | 2.12 | R-454B | 650
217955250 | AIRQUEST | Q5H9V48*K*AAA* | EVM5X49M21A* | *95CSU0802120B* | Split System | 48000 | 15.5 | 9 | 2.12 | R-454B | 650
217916765 | AIRQUEST | N5H9V48*K*AAA* | EVD5X49M24A* | *96VSN1002120B* | Split System | 48000 | 15.5 | 9 | 2.12 | R-454B | 650
217955440 | AIRQUEST | Q5H9V48*K*AAA* | EVD5X49M24A* | *96VSN0802120B* | Split System | 48000 | 15.5 | 9 | 2.12 | R-454B | 650
217955458 | AIRQUEST | Q5H9V48*K*AAA* | EVD5X49M24A* | *96VTN0802120B* | Split System | 48000 | 15.5 | 9 | 2.12 | R-454B | 650
217955460 | AIRQUEST | Q5H9V48*K*AAA* | EVD5X49M24A* | *96VTN1002120B* | Split System | 48000 | 15.5 | 9 | 2.12 | R-454B | 650
217955464 | AIRQUEST | Q5H9V48*K*AAA* | EVD5X49M24A* | *97VTN0802120A* | Split System | 48000 | 15.5 | 9 | 2.12 | R-454B | 650
217955466 | AIRQUEST | Q5H9V48*K*AAA* | EVD5X49M24A* | *97VTN1002120A* | Split System | 48000 | 15.5 | 9 | 2.12 | R-454B | 650
217916883 | AIRQUEST | N5H9V48*K*AAA* | EVD5X49M24A* | *96VTN1002120B* | Split System | 48000 | 15.5 | 9 | 2.12 | R-454B | 650
217916909 | AIRQUEST | N5H9V48*K*AAA* | EVD5X49M24A* | *97VTN0802120A* | Split System | 48000 | 15.5 | 9 | 2.12 | R-454B | 650
217916869 | AIRQUEST | N5H9V48*K*AAA* | EVD5X49M24A* | *96VTN0802120B* | Split System | 48000 | 15.5 | 9 | 2.12 | R-454B | 650
217916922 | AIRQUEST | N5H9V48*K*AAA* | EVD5X49M24A* | *97VTN1002120A* | Split System | 48000 | 15.5 | 9 | 2.12 | R-454B | 650
217955510 | AIRQUEST | Q5H9V48*K*AAA* | EVD5X60M21A* | *95MSU0802120A* | Split System | 48500 | 15.5 | 9 | 2.12 | R-454B | 650
217917208 | AIRQUEST | N5H9V48*K*AAA* | EVD5X60M21A* | *95MSU0802120A* | Split System | 48500 | 15.5 | 9 | 2.12 | R-454B | 650
217955612 | AIRQUEST | Q5H9V48*K*AAA* | EVD5X61M24A* | *80CTL0702120B* | Split System | 48500 | 15.5 | 9 | 2.12 | R-454B | 650
217917868 | AIRQUEST | N5H9V48*K*AAA* | EVD5X61M24A* | *80CTL0702120B* | Split System | 48500 | 15.5 | 9 | 2.12 | R-454B | 650
217955622 | AIRQUEST | Q5H9V48*K*AAA* | EVD5X61M24A* | *95CSU0802120B* | Split System | 49000 | 15.5 | 9 | 2.12 | R-454B | 650
217917934 | AIRQUEST | N5H9V48*K*AAA* | EVD5X61M24A* | *95CSU0802120B* | Split System | 49000 | 15.5 | 9 | 2.12 | R-454B | 650
217955815 | ARCOAIRE | Q5H9V48*K*AAA* | EA*5X60M24A* | *97CMN1202422B* | Split System | 46000 | 15.5 | 9 | 2.08 | R-454B | 650
217955849 | ARCOAIRE | Q5H9V48*K*AAA* | EA*5X60M24A* | *97VTN0802120A* | Split System | 46000 | 15.5 | 9 | 2.08 | R-454B | 650
217955817 | ARCOAIRE | Q5H9V48*K*AAA* | EA*5X60M24A* | *96VSN0802120B* | Split System | 46000 | 15.5 | 9 | 2.08 | R-454B | 650
217955841 | ARCOAIRE | Q5H9V48*K*AAA* | EA*5X60M24A* | *96VTN0802120B* | Split System | 46000 | 15.5 | 9 | 2.08 | R-454B | 650
217956199 | ARCOAIRE | Q5H9V48*K*AAA* | ESH5X60M12A* | *96CTN1202422B* | Split System | 46500 | 15.5 | 9 | 2.08 | R-454B | 650
217956207 | ARCOAIRE | Q5H9V48*K*AAA* | ESH5X60M12A* | *97CTN1202422A* | Split System | 46500 | 15.5 | 9 | 2.08 | R-454B | 650
217956121 | ARCOAIRE | Q5H9V48*K*AAA* | ESH5X60M12A* | *80CSU0401712B* | Split System | 46500 | 15.5 | 9 | 2.08 | R-454B | 650
217956181 | ARCOAIRE | Q5H9V48*K*AAA* | ESH5X60M12A* | *96VSN0802120B* | Split System | 46000 | 15.5 | 9 | 2.1 | R-454B | 650
217956223 | ARCOAIRE | Q5H9V48*K*AAA* | ESH5X60M12A* | *97VTN0802120A* | Split System | 46000 | 15.5 | 9 | 2.1 | R-454B | 650
217956163 | ARCOAIRE | Q5H9V48*K*AAA* | ESH5X60M12A* | *95CSU0802120B* | Split System | 46000 | 15.5 | 9 | 2.1 | R-454B | 650
217956195 | ARCOAIRE | Q5H9V48*K*AAA* | ESH5X60M12A* | *96CTN0802120B* | Split System | 46000 | 15.5 | 9 | 2.1 | R-454B | 650
217956203 | ARCOAIRE | Q5H9V48*K*AAA* | ESH5X60M12A* | *97CTN0802120A* | Split System | 46000 | 15.5 | 9 | 2.1 | R-454B | 650
217956213 | ARCOAIRE | Q5H9V48*K*AAA* | ESH5X60M12A* | *96VTN0802120B* | Split System | 46000 | 15.5 | 9 | 2.1 | R-454B | 650
217956217 | ARCOAIRE | Q5H9V48*K*AAA* | ESH5X60M12A* | *96VTN1202422B* | Split System | 46500 | 15.5 | 9 | 2.1 | R-454B | 650
217956189 | ARCOAIRE | Q5H9V48*K*AAA* | ESH5X60M12A* | *95MSU0802120A* | Split System | 46500 | 15.5 | 9 | 2.1 | R-454B | 650
217956227 | ARCOAIRE | Q5H9V48*K*AAA* | ESH5X60M12A* | *97VTN1202422A* | Split System | 46500 | 15.5 | 9 | 2.1 | R-454B | 650
217955833 | ARCOAIRE | Q5H9V48*K*AAA* | EA*5X60M24A* | *96CTN1202422B* | Split System | 46500 | 15.5 | 9 | 2.1 | R-454B | 650
217955839 | ARCOAIRE | Q5H9V48*K*AAA* | EA*5X60M24A* | *97CTN1202422A* | Split System | 46500 | 15.5 | 9 | 2.1 | R-454B | 650
217955857 | ARCOAIRE | Q5H9V48*K*AAA* | EA*5X60M24A* | OLV154F20A | Split System | 46500 | 15.5 | 9 | 2.1 | R-454B | 650
217955781 | ARCOAIRE | Q5H9V48*K*AAA* | EA*5X60M24A* | *80CSU1002120B* | Split System | 46500 | 15.5 | 9 | 2.1 | R-454B | 650
217955197 | ARCOAIRE | Q5H9V48*K*AAA* | EVM5X48M21A* | *96VSN1002120B* | Split System | 46500 | 15.5 | 9 | 2.1 | R-454B | 650
217955357 | ARCOAIRE | Q5H9V48*K*AAA* | EVD5X48M21A* | *80CSU0601716B* | Split System | 46500 | 15.5 | 9 | 2.1 | R-454B | 650
217915186 | ARCOAIRE | N5H9V48*K*AAA* | EVM5X48M21A* | *96VSN1002120B* | Split System | 46500 | 15.5 | 9 | 2.1 | R-454B | 650
217916229 | ARCOAIRE | N5H9V48*K*AAA* | EVD5X48M21A* | *80CSU0601716B* | Split System | 46500 | 15.5 | 9 | 2.1 | R-454B | 650
217955213 | ARCOAIRE | Q5H9V48*K*AAA* | EVM5X48M21A* | *96VTN0802120B* | Split System | 46500 | 15.5 | 9 | 2.1 | R-454B | 650
217955195 | ARCOAIRE | Q5H9V48*K*AAA* | EVM5X48M21A* | *96VSN0802120B* | Split System | 46500 | 15.5 | 9 | 2.1 | R-454B | 650
217955373 | ARCOAIRE | Q5H9V48*K*AAA* | EVD5X48M21A* | *80CTL0702120B* | Split System | 46500 | 15.5 | 9 | 2.1 | R-454B | 650
217915290 | ARCOAIRE | N5H9V48*K*AAA* | EVM5X48M21A* | *96VTN0802120B* | Split System | 46500 | 15.5 | 9 | 2.1 | R-454B | 650
217955219 | ARCOAIRE | Q5H9V48*K*AAA* | EVM5X48M21A* | *97VTN0802120A* | Split System | 46500 | 15.5 | 9 | 2.1 | R-454B | 650
217915173 | ARCOAIRE | N5H9V48*K*AAA* | EVM5X48M21A* | *96VSN0802120B* | Split System | 46500 | 15.5 | 9 | 2.1 | R-454B | 650
217916333 | ARCOAIRE | N5H9V48*K*AAA* | EVD5X48M21A* | *80CTL0702120B* | Split System | 46500 | 15.5 | 9 | 2.1 | R-454B | 650
217915330 | ARCOAIRE | N5H9V48*K*AAA* | EVM5X48M21A* | *97VTN0802120A* | Split System | 46500 | 15.5 | 9 | 2.1 | R-454B | 650
217955387 | ARCOAIRE | Q5H9V48*K*AAA* | EVD5X48M21A* | *97CMN0802120B* | Split System | 47000 | 15.5 | 9 | 2.1 | R-454B | 650
217953311 | ARCOAIRE | N5H9V48*K*AAA* | EVD5X48M21A* | *97CMN0802120B* | Split System | 47000 | 15.5 | 9 | 2.1 | R-454B | 650
217955975 | ARCOAIRE | Q5H9V48*K*AAA* | EA*5X61M24A* | *96VSN0802120B* | Split System | 47000 | 15.5 | 9 | 2.1 | R-454B | 650
217956007 | ARCOAIRE | Q5H9V48*K*AAA* | EA*5X61M24A* | *97VTN0802120A* | Split System | 47000 | 15.5 | 9 | 2.1 | R-454B | 650
217955999 | ARCOAIRE | Q5H9V48*K*AAA* | EA*5X61M24A* | *96VTN0802120B* | Split System | 47000 | 15.5 | 9 | 2.1 | R-454B | 650
217955361 | ARCOAIRE | Q5H9V48*K*AAA* | EVD5X48M21A* | *80CSU1002120B* | Split System | 47000 | 15.5 | 9 | 2.1 | R-454B | 650
217916255 | ARCOAIRE | N5H9V48*K*AAA* | EVD5X48M21A* | *80CSU1002120B* | Split System | 47000 | 15.5 | 9 | 2.1 | R-454B | 650
217955397 | ARCOAIRE | Q5H9V48*K*AAA* | EVD5X48M21A* | *95MSU1002120A* | Split System | 47000 | 15.5 | 9 | 2.1 | R-454B | 650
217955201 | ARCOAIRE | Q5H9V48*K*AAA* | EVM5X48M21A* | *95MSU1002120A* | Split System | 47000 | 15.5 | 9 | 2.1 | R-454B | 650
217915212 | ARCOAIRE | N5H9V48*K*AAA* | EVM5X48M21A* | *95MSU1002120A* | Split System | 47000 | 15.5 | 9 | 2.1 | R-454B | 650
217916476 | ARCOAIRE | N5H9V48*K*AAA* | EVD5X48M21A* | *95MSU1002120A* | Split System | 47000 | 15.5 | 9 | 2.1 | R-454B | 650
217955355 | ARCOAIRE | Q5H9V48*K*AAA* | EVD5X48M21A* | *80CSU0401712B* | Split System | 47000 | 15.5 | 9 | 2.1 | R-454B | 650
217955175 | ARCOAIRE | Q5H9V48*K*AAA* | EVM5X48M21A* | *80MSU1002120A* | Split System | 47000 | 15.5 | 9 | 2.1 | R-454B | 650
217955189 | ARCOAIRE | Q5H9V48*K*AAA* | EVM5X48M21A* | *95CSU1002122B* | Split System | 47000 | 15.5 | 9 | 2.1 | R-454B | 650
217955171 | ARCOAIRE | Q5H9V48*K*AAA* | EVM5X48M21A* | *80MSU0601716A* | Split System | 47000 | 15.5 | 9 | 2.1 | R-454B | 650
217915017 | ARCOAIRE | N5H9V48*K*AAA* | EVM5X48M21A* | *80MSU0601716A* | Split System | 47000 | 15.5 | 9 | 2.1 | R-454B | 650
217914952 | ARCOAIRE | N5H9V48*K*AAA* | EVM5X48M21A* | *80CSU0401712B* | Split System | 47000 | 15.5 | 9 | 2.1 | R-454B | 650
217915134 | ARCOAIRE | N5H9V48*K*AAA* | EVM5X48M21A* | *95CSU1002122B* | Split System | 47000 | 15.5 | 9 | 2.1 | R-454B | 650
217955161 | ARCOAIRE | Q5H9V48*K*AAA* | EVM5X48M21A* | *80CSU0401712B* | Split System | 47000 | 15.5 | 9 | 2.1 | R-454B | 650
217955369 | ARCOAIRE | Q5H9V48*K*AAA* | EVD5X48M21A* | *80MSU1002120A* | Split System | 47000 | 15.5 | 9 | 2.1 | R-454B | 650
217955385 | ARCOAIRE | Q5H9V48*K*AAA* | EVD5X48M21A* | *95CSU1002122B* | Split System | 47000 | 15.5 | 9 | 2.1 | R-454B | 650
217916307 | ARCOAIRE | N5H9V48*K*AAA* | EVD5X48M21A* | *80MSU1002120A* | Split System | 47000 | 15.5 | 9 | 2.1 | R-454B | 650
217915043 | ARCOAIRE | N5H9V48*K*AAA* | EVM5X48M21A* | *80MSU1002120A* | Split System | 47000 | 15.5 | 9 | 2.1 | R-454B | 650
217916216 | ARCOAIRE | N5H9V48*K*AAA* | EVD5X48M21A* | *80CSU0401712B* | Split System | 47000 | 15.5 | 9 | 2.1 | R-454B | 650
217955191 | ARCOAIRE | Q5H9V48*K*AAA* | EVM5X48M21A* | *97CMN0802120B* | Split System | 47000 | 15.5 | 9 | 2.1 | R-454B | 650
217915147 | ARCOAIRE | N5H9V48*K*AAA* | EVM5X48M21A* | *97CMN0802120B* | Split System | 47000 | 15.5 | 9 | 2.1 | R-454B | 650
217955941 | ARCOAIRE | Q5H9V48*K*AAA* | EA*5X61M24A* | *80CSU1002120B* | Split System | 47500 | 15.5 | 9 | 2.1 | R-454B | 650
217955445 | ARCOAIRE | Q5H9V48*K*AAA* | EVD5X49M24A* | *95MSU1002120A* | Split System | 48000 | 15.5 | 9 | 2.1 | R-454B | 650
217916790 | ARCOAIRE | N5H9V48*K*AAA* | EVD5X49M24A* | *95MSU1002120A* | Split System | 48000 | 15.5 | 9 | 2.1 | R-454B | 650
217955305 | ARCOAIRE | Q5H9V48*K*AAA* | EVM5X60M21A* | *80CTL0702120B* | Split System | 48000 | 15.5 | 9 | 2.1 | R-454B | 650
217955485 | ARCOAIRE | Q5H9V48*K*AAA* | EVD5X60M21A* | *80CTL0702120B* | Split System | 48000 | 15.5 | 9 | 2.1 | R-454B | 650
217955239 | ARCOAIRE | Q5H9V48*K*AAA* | EVM5X49M21A* | *80CTL0702120B* | Split System | 48000 | 15.5 | 9 | 2.1 | R-454B | 650
217915460 | ARCOAIRE | N5H9V48*K*AAA* | EVM5X49M21A* | *80CTL0702120B* | Split System | 48000 | 15.5 | 9 | 2.1 | R-454B | 650
217915890 | ARCOAIRE | N5H9V48*K*AAA* | EVM5X60M21A* | *80CTL0702120B* | Split System | 48000 | 15.5 | 9 | 2.1 | R-454B | 650
217917051 | ARCOAIRE | N5H9V48*K*AAA* | EVD5X60M21A* | *80CTL0702120B* | Split System | 48000 | 15.5 | 9 | 2.1 | R-454B | 650
217955997 | ARCOAIRE | Q5H9V48*K*AAA* | EA*5X61M24A* | *97CTN1202422A* | Split System | 47500 | 15.5 | 9 | 2.12 | R-454B | 650
217955991 | ARCOAIRE | Q5H9V48*K*AAA* | EA*5X61M24A* | *96CTN1202422B* | Split System | 47500 | 15.5 | 9 | 2.12 | R-454B | 650
217955315 | ARCOAIRE | Q5H9V48*K*AAA* | EVM5X60M21A* | *95CSU0802120B* | Split System | 48000 | 15.5 | 9 | 2.12 | R-454B | 650
217955329 | ARCOAIRE | Q5H9V48*K*AAA* | EVM5X60M21A* | *95MSU0802120A* | Split System | 48000 | 15.5 | 9 | 2.12 | R-454B | 650
217955495 | ARCOAIRE | Q5H9V48*K*AAA* | EVD5X60M21A* | *95CSU0802120B* | Split System | 48000 | 15.5 | 9 | 2.12 | R-454B | 650
217955441 | ARCOAIRE | Q5H9V48*K*AAA* | EVD5X49M24A* | *96VSN1002120B* | Split System | 48000 | 15.5 | 9 | 2.12 | R-454B | 650
217955263 | ARCOAIRE | Q5H9V48*K*AAA* | EVM5X49M21A* | *95MSU0802120A* | Split System | 48000 | 15.5 | 9 | 2.12 | R-454B | 650
217955249 | ARCOAIRE | Q5H9V48*K*AAA* | EVM5X49M21A* | *95CSU0802120B* | Split System | 48000 | 15.5 | 9 | 2.12 | R-454B | 650
217917116 | ARCOAIRE | N5H9V48*K*AAA* | EVD5X60M21A* | *95CSU0802120B* | Split System | 48000 | 15.5 | 9 | 2.12 | R-454B | 650
217916046 | ARCOAIRE | N5H9V48*K*AAA* | EVM5X60M21A* | *95MSU0802120A* | Split System | 48000 | 15.5 | 9 | 2.12 | R-454B | 650
217915525 | ARCOAIRE | N5H9V48*K*AAA* | EVM5X49M21A* | *95CSU0802120B* | Split System | 48000 | 15.5 | 9 | 2.12 | R-454B | 650
217915955 | ARCOAIRE | N5H9V48*K*AAA* | EVM5X60M21A* | *95CSU0802120B* | Split System | 48000 | 15.5 | 9 | 2.12 | R-454B | 650
217916764 | ARCOAIRE | N5H9V48*K*AAA* | EVD5X49M24A* | *96VSN1002120B* | Split System | 48000 | 15.5 | 9 | 2.12 | R-454B | 650
217955465 | ARCOAIRE | Q5H9V48*K*AAA* | EVD5X49M24A* | *97VTN1002120A* | Split System | 48000 | 15.5 | 9 | 2.12 | R-454B | 650
217955463 | ARCOAIRE | Q5H9V48*K*AAA* | EVD5X49M24A* | *97VTN0802120A* | Split System | 48000 | 15.5 | 9 | 2.12 | R-454B | 650
217955459 | ARCOAIRE | Q5H9V48*K*AAA* | EVD5X49M24A* | *96VTN1002120B* | Split System | 48000 | 15.5 | 9 | 2.12 | R-454B | 650
217955457 | ARCOAIRE | Q5H9V48*K*AAA* | EVD5X49M24A* | *96VTN0802120B* | Split System | 48000 | 15.5 | 9 | 2.12 | R-454B | 650
217955439 | ARCOAIRE | Q5H9V48*K*AAA* | EVD5X49M24A* | *96VSN0802120B* | Split System | 48000 | 15.5 | 9 | 2.12 | R-454B | 650
217916868 | ARCOAIRE | N5H9V48*K*AAA* | EVD5X49M24A* | *96VTN0802120B* | Split System | 48000 | 15.5 | 9 | 2.12 | R-454B | 650
217916908 | ARCOAIRE | N5H9V48*K*AAA* | EVD5X49M24A* | *97VTN0802120A* | Split System | 48000 | 15.5 | 9 | 2.12 | R-454B | 650
217916882 | ARCOAIRE | N5H9V48*K*AAA* | EVD5X49M24A* | *96VTN1002120B* | Split System | 48000 | 15.5 | 9 | 2.12 | R-454B | 650
217916751 | ARCOAIRE | N5H9V48*K*AAA* | EVD5X49M24A* | *96VSN0802120B* | Split System | 48000 | 15.5 | 9 | 2.12 | R-454B | 650
217916921 | ARCOAIRE | N5H9V48*K*AAA* | EVD5X49M24A* | *97VTN1002120A* | Split System | 48000 | 15.5 | 9 | 2.12 | R-454B | 650
217955509 | ARCOAIRE | Q5H9V48*K*AAA* | EVD5X60M21A* | *95MSU0802120A* | Split System | 48500 | 15.5 | 9 | 2.12 | R-454B | 650
217917207 | ARCOAIRE | N5H9V48*K*AAA* | EVD5X60M21A* | *95MSU0802120A* | Split System | 48500 | 15.5 | 9 | 2.12 | R-454B | 650
217955611 | ARCOAIRE | Q5H9V48*K*AAA* | EVD5X61M24A* | *80CTL0702120B* | Split System | 48500 | 15.5 | 9 | 2.12 | R-454B | 650
217917867 | ARCOAIRE | N5H9V48*K*AAA* | EVD5X61M24A* | *80CTL0702120B* | Split System | 48500 | 15.5 | 9 | 2.12 | R-454B | 650
217955621 | ARCOAIRE | Q5H9V48*K*AAA* | EVD5X61M24A* | *95CSU0802120B* | Split System | 49000 | 15.5 | 9 | 2.12 | R-454B | 650
217917933 | ARCOAIRE | N5H9V48*K*AAA* | EVD5X61M24A* | *95CSU0802120B* | Split System | 49000 | 15.5 | 9 | 2.12 | R-454B | 650
218476716 | BRYANT HEATING AND COOLING SYSTEMS | 37MUHAQ24AA3+KSAIC0701230 | PF5MN*B36L* |  | Split System | 25000 | 15.5 | 9 | 2.06 | R-454B | 650
218476715 | BRYANT HEATING AND COOLING SYSTEMS | 37MUHAQ24AA3+KSAIC0701230 | FJ5AN*B36L* |  | Split System | 25000 | 15.5 | 9 | 2.06 | R-454B | 650
218476717 | BRYANT HEATING AND COOLING SYSTEMS | 37MUHAQ24AA3+KSAIC0701230 | F55AA*B36L* |  | Split System | 25000 | 15.5 | 9 | 2.06 | R-454B | 650
217915185 | BRYANT HEATING AND COOLING SYSTEMS | 249VAN048**AA* | CVAMA4821XMA* | 926SB60100V21*** | Split System | 46500 | 15.5 | 9 | 2.1 | R-454B | 650
217916228 | BRYANT HEATING AND COOLING SYSTEMS | 249VAN048**AA* | CVAVA4821XMA* | 83*CB48060C17*** | Split System | 46500 | 15.5 | 9 | 2.1 | R-454B | 650
217915329 | BRYANT HEATING AND COOLING SYSTEMS | 249VAN048**AA* | CVAMA4821XMA* | 927TA60080V21*** | Split System | 46500 | 15.5 | 9 | 2.1 | R-454B | 650
217915289 | BRYANT HEATING AND COOLING SYSTEMS | 249VAN048**AA* | CVAMA4821XMA* | 926TC60080V21*** | Split System | 46500 | 15.5 | 9 | 2.1 | R-454B | 650
217915172 | BRYANT HEATING AND COOLING SYSTEMS | 249VAN048**AA* | CVAMA4821XMA* | 926SB60080V21*** | Split System | 46500 | 15.5 | 9 | 2.1 | R-454B | 650
217916332 | BRYANT HEATING AND COOLING SYSTEMS | 249VAN048**AA* | CVAVA4821XMA* | 88*TB60070C21*** | Split System | 46500 | 15.5 | 9 | 2.1 | R-454B | 650
217953310 | BRYANT HEATING AND COOLING SYSTEMS | 249VAN048**AA* | CVAVA4821XMA* | 987MC60080C21*** | Split System | 47000 | 15.5 | 9 | 2.1 | R-454B | 650
217916254 | BRYANT HEATING AND COOLING SYSTEMS | 249VAN048**AA* | CVAVA4821XMA* | 83*CB60100C21*** | Split System | 47000 | 15.5 | 9 | 2.1 | R-454B | 650
217915211 | BRYANT HEATING AND COOLING SYSTEMS | 249VAN048**AA* | CVAMA4821XMA* | 935SB60100M21*** | Split System | 47000 | 15.5 | 9 | 2.1 | R-454B | 650
217916475 | BRYANT HEATING AND COOLING SYSTEMS | 249VAN048**AA* | CVAVA4821XMA* | 935SB60100M21*** | Split System | 47000 | 15.5 | 9 | 2.1 | R-454B | 650
217915133 | BRYANT HEATING AND COOLING SYSTEMS | 249VAN048**AA* | CVAMA4821XMA* | 935CB66100C21*** | Split System | 47000 | 15.5 | 9 | 2.1 | R-454B | 650
217915016 | BRYANT HEATING AND COOLING SYSTEMS | 249VAN048**AA* | CVAMA4821XMA* | 83*SB48060M17*** | Split System | 47000 | 15.5 | 9 | 2.1 | R-454B | 650
217915042 | BRYANT HEATING AND COOLING SYSTEMS | 249VAN048**AA* | CVAMA4821XMA* | 83*SB60100M21*** | Split System | 47000 | 15.5 | 9 | 2.1 | R-454B | 650
217916215 | BRYANT HEATING AND COOLING SYSTEMS | 249VAN048**AA* | CVAVA4821XMA* | 83*CB36040C17*** | Split System | 47000 | 15.5 | 9 | 2.1 | R-454B | 650
217914951 | BRYANT HEATING AND COOLING SYSTEMS | 249VAN048**AA* | CVAMA4821XMA* | 83*CB36040C17*** | Split System | 47000 | 15.5 | 9 | 2.1 | R-454B | 650
217916410 | BRYANT HEATING AND COOLING SYSTEMS | 249VAN048**AA* | CVAVA4821XMA* | 935CB66100C21*** | Split System | 47000 | 15.5 | 9 | 2.1 | R-454B | 650
217916306 | BRYANT HEATING AND COOLING SYSTEMS | 249VAN048**AA* | CVAVA4821XMA* | 83*SB60100M21*** | Split System | 47000 | 15.5 | 9 | 2.1 | R-454B | 650
217915146 | BRYANT HEATING AND COOLING SYSTEMS | 249VAN048**AA* | CVAMA4821XMA* | 987MC60080C21*** | Split System | 47000 | 15.5 | 9 | 2.1 | R-454B | 650
217916789 | BRYANT HEATING AND COOLING SYSTEMS | 249VAN048**AA* | CVAVA4924XMA* | 935SB60100M21*** | Split System | 48000 | 15.5 | 9 | 2.1 | R-454B | 650
217915889 | BRYANT HEATING AND COOLING SYSTEMS | 249VAN048**AA* | CVAMA6021XMA* | 88*TB60070C21*** | Split System | 48000 | 15.5 | 9 | 2.1 | R-454B | 650
217915459 | BRYANT HEATING AND COOLING SYSTEMS | 249VAN048**AA* | CVAMA4921XMA* | 88*TB60070C21*** | Split System | 48000 | 15.5 | 9 | 2.1 | R-454B | 650
217917050 | BRYANT HEATING AND COOLING SYSTEMS | 249VAN048**AA* | CVAVA6021XMA* | 88*TB60070C21*** | Split System | 48000 | 15.5 | 9 | 2.1 | R-454B | 650
217915524 | BRYANT HEATING AND COOLING SYSTEMS | 249VAN048**AA* | CVAMA4921XMA* | 935CB60080C21*** | Split System | 48000 | 15.5 | 9 | 2.12 | R-454B | 650
217915954 | BRYANT HEATING AND COOLING SYSTEMS | 249VAN048**AA* | CVAMA6021XMA* | 935CB60080C21*** | Split System | 48000 | 15.5 | 9 | 2.12 | R-454B | 650
217916045 | BRYANT HEATING AND COOLING SYSTEMS | 249VAN048**AA* | CVAMA6021XMA* | 935SB60080M21*** | Split System | 48000 | 15.5 | 9 | 2.12 | R-454B | 650
217917115 | BRYANT HEATING AND COOLING SYSTEMS | 249VAN048**AA* | CVAVA6021XMA* | 935CB60080C21*** | Split System | 48000 | 15.5 | 9 | 2.12 | R-454B | 650
217916867 | BRYANT HEATING AND COOLING SYSTEMS | 249VAN048**AA* | CVAVA4924XMA* | 926TC60080V21*** | Split System | 48000 | 15.5 | 9 | 2.12 | R-454B | 650
217916750 | BRYANT HEATING AND COOLING SYSTEMS | 249VAN048**AA* | CVAVA4924XMA* | 926SB60080V21*** | Split System | 48000 | 15.5 | 9 | 2.12 | R-454B | 650
217916920 | BRYANT HEATING AND COOLING SYSTEMS | 249VAN048**AA* | CVAVA4924XMA* | 927TA60100V21*** | Split System | 48000 | 15.5 | 9 | 2.12 | R-454B | 650
217916881 | BRYANT HEATING AND COOLING SYSTEMS | 249VAN048**AA* | CVAVA4924XMA* | 926TC60100V21*** | Split System | 48000 | 15.5 | 9 | 2.12 | R-454B | 650
217916907 | BRYANT HEATING AND COOLING SYSTEMS | 249VAN048**AA* | CVAVA4924XMA* | 927TA60080V21*** | Split System | 48000 | 15.5 | 9 | 2.12 | R-454B | 650
217917206 | BRYANT HEATING AND COOLING SYSTEMS | 249VAN048**AA* | CVAVA6021XMA* | 935SB60080M21*** | Split System | 48500 | 15.5 | 9 | 2.12 | R-454B | 650
217917866 | BRYANT HEATING AND COOLING SYSTEMS | 249VAN048**AA* | CVAVA6124XMA* | 88*TB60070C21*** | Split System | 48500 | 15.5 | 9 | 2.12 | R-454B | 650
217917932 | BRYANT HEATING AND COOLING SYSTEMS | 249VAN048**AA* | CVAVA6124XMA* | 935CB60080C21*** | Split System | 49000 | 15.5 | 9 | 2.12 | R-454B | 650
217908561 | CARRIER | 27VPA936A*030* | CAA**4221AM* | 59SP6B100V21**20 | Split System | 34400 | 15.5 | 9 | 2.08 | R-454B | 650
217914731 | CARRIER | 27VPA948A*030* | CAA**6024AM* | 59MN7C120C24**22 | Split System | 46000 | 15.5 | 9 | 2.08 | R-454B | 650
217914745 | CARRIER | 27VPA948A*030* | CAA**6024AM* | 59TP7A080V21**20 | Split System | 46000 | 15.5 | 9 | 2.08 | R-454B | 650
217914732 | CARRIER | 27VPA948A*030* | CAA**6024AM* | 59SP6B080V21**20 | Split System | 46000 | 15.5 | 9 | 2.08 | R-454B | 650
217914739 | CARRIER | 27VPA948A*030* | CAA**6024AM* | 59TP6C080V21**20 | Split System | 46000 | 15.5 | 9 | 2.08 | R-454B | 650
217914898 | CARRIER | 27VPA948A*030* | CSAH*6012AM* | 59TN6C120C24**22 | Split System | 46500 | 15.5 | 9 | 2.08 | R-454B | 650
217914860 | CARRIER | 27VPA948A*030* | CSAH*6012AM* | 58CU*B040C17**12 | Split System | 46500 | 15.5 | 9 | 2.08 | R-454B | 650
217914902 | CARRIER | 27VPA948A*030* | CSAH*6012AM* | 59TN7A120C24**22 | Split System | 46500 | 15.5 | 9 | 2.08 | R-454B | 650
217914913 | CARRIER | 27VPA948A*030* | CSAH*6012AM* | 59TP7A080V21**20 | Split System | 46000 | 15.5 | 9 | 2.1 | R-454B | 650
217914896 | CARRIER | 27VPA948A*030* | CSAH*6012AM* | 59TN6C080C21**20 | Split System | 46000 | 15.5 | 9 | 2.1 | R-454B | 650
217914900 | CARRIER | 27VPA948A*030* | CSAH*6012AM* | 59TN7A080C21**20 | Split System | 46000 | 15.5 | 9 | 2.1 | R-454B | 650
217914881 | CARRIER | 27VPA948A*030* | CSAH*6012AM* | 59CU5B080C21**20 | Split System | 46000 | 15.5 | 9 | 2.1 | R-454B | 650
217914907 | CARRIER | 27VPA948A*030* | CSAH*6012AM* | 59TP6C080V21**20 | Split System | 46000 | 15.5 | 9 | 2.1 | R-454B | 650
217914915 | CARRIER | 27VPA948A*030* | CSAH*6012AM* | 59TP7A120V24**22 | Split System | 46500 | 15.5 | 9 | 2.1 | R-454B | 650
217914893 | CARRIER | 27VPA948A*030* | CSAH*6012AM* | 59SU5B080M21**20 | Split System | 46500 | 15.5 | 9 | 2.1 | R-454B | 650
217914909 | CARRIER | 27VPA948A*030* | CSAH*6012AM* | 59TP6C120V24**22 | Split System | 46500 | 15.5 | 9 | 2.1 | R-454B | 650
217914910 | CARRIER | 27VPA948A*030* | CSAH*6012AM* | GG96VTAB66120D** | Split System | 46500 | 15.5 | 9 | 2.1 | R-454B | 650
217914749 | CARRIER | 27VPA948A*030* | CAA**6024AM* | OVLAAB060154 | Split System | 46500 | 15.5 | 9 | 2.1 | R-454B | 650
217914737 | CARRIER | 27VPA948A*030* | CAA**6024AM* | 59TN6C120C24**22 | Split System | 46500 | 15.5 | 9 | 2.1 | R-454B | 650
217914717 | CARRIER | 27VPA948A*030* | CAA**6024AM* | 58CU*B100C21**20 | Split System | 46500 | 15.5 | 9 | 2.1 | R-454B | 650
217914738 | CARRIER | 27VPA948A*030* | CAA**6024AM* | 59TN7A120C24**22 | Split System | 46500 | 15.5 | 9 | 2.1 | R-454B | 650
217908014 | CARRIER | 27VPA948A*030* | CVAVA4821XMA* | 58CU*B060C17**16 | Split System | 46500 | 15.5 | 9 | 2.1 | R-454B | 650
217907934 | CARRIER | 27VPA948A*030* | CVAMA4821XMA* | 59SP6B100V21**20 | Split System | 46500 | 15.5 | 9 | 2.1 | R-454B | 650
217907933 | CARRIER | 27VPA948A*030* | CVAMA4821XMA* | 59SP6B080V21**20 | Split System | 46500 | 15.5 | 9 | 2.1 | R-454B | 650
217907942 | CARRIER | 27VPA948A*030* | CVAMA4821XMA* | 59TP6C080V21**20 | Split System | 46500 | 15.5 | 9 | 2.1 | R-454B | 650
217907945 | CARRIER | 27VPA948A*030* | CVAMA4821XMA* | 59TP7A080V21**20 | Split System | 46500 | 15.5 | 9 | 2.1 | R-454B | 650
217908022 | CARRIER | 27VPA948A*030* | CVAVA4821XMA* | 58TN*B070C21**20 | Split System | 46500 | 15.5 | 9 | 2.1 | R-454B | 650
217953309 | CARRIER | 27VPA948A*030* | CVAVA4821XMA* | 59MN7C080C21**20 | Split System | 47000 | 15.5 | 9 | 2.1 | R-454B | 650
217914812 | CARRIER | 27VPA948A*030* | CAA**6124AM* | 59TP6C080V21**20 | Split System | 47000 | 15.5 | 9 | 2.1 | R-454B | 650
217914801 | CARRIER | 27VPA948A*030* | CAA**6124AM* | 59SP6B080V21**20 | Split System | 47000 | 15.5 | 9 | 2.1 | R-454B | 650
217914818 | CARRIER | 27VPA948A*030* | CAA**6124AM* | 59TP7A080V21**20 | Split System | 47000 | 15.5 | 9 | 2.1 | R-454B | 650
217908016 | CARRIER | 27VPA948A*030* | CVAVA4821XMA* | 58CU*B100C21**20 | Split System | 47000 | 15.5 | 9 | 2.1 | R-454B | 650
217907936 | CARRIER | 27VPA948A*030* | CVAMA4821XMA* | 59SU5B100M21**20 | Split System | 47000 | 15.5 | 9 | 2.1 | R-454B | 650
217908033 | CARRIER | 27VPA948A*030* | CVAVA4821XMA* | 59SU5B100M21**20 | Split System | 47000 | 15.5 | 9 | 2.1 | R-454B | 650
217908013 | CARRIER | 27VPA948A*030* | CVAVA4821XMA* | 58CU*B040C17**12 | Split System | 47000 | 15.5 | 9 | 2.1 | R-454B | 650
217908020 | CARRIER | 27VPA948A*030* | CVAVA4821XMA* | 58SU*B100M21**20 | Split System | 47000 | 15.5 | 9 | 2.1 | R-454B | 650
217907916 | CARRIER | 27VPA948A*030* | CVAMA4821XMA* | 58CU*B040C17**12 | Split System | 47000 | 15.5 | 9 | 2.1 | R-454B | 650
217908028 | CARRIER | 27VPA948A*030* | CVAVA4821XMA* | 59CU5B100C21**22 | Split System | 47000 | 15.5 | 9 | 2.1 | R-454B | 650
217907923 | CARRIER | 27VPA948A*030* | CVAMA4821XMA* | 58SU*B100M21**20 | Split System | 47000 | 15.5 | 9 | 2.1 | R-454B | 650
217907921 | CARRIER | 27VPA948A*030* | CVAMA4821XMA* | 58SU*B060M17**16 | Split System | 47000 | 15.5 | 9 | 2.1 | R-454B | 650
217907930 | CARRIER | 27VPA948A*030* | CVAMA4821XMA* | 59CU5B100C21**22 | Split System | 47000 | 15.5 | 9 | 2.1 | R-454B | 650
217907931 | CARRIER | 27VPA948A*030* | CVAMA4821XMA* | 59MN7C080C21**20 | Split System | 47000 | 15.5 | 9 | 2.1 | R-454B | 650
217914786 | CARRIER | 27VPA948A*030* | CAA**6124AM* | 58CU*B100C21**20 | Split System | 47500 | 15.5 | 9 | 2.1 | R-454B | 650
217908058 | CARRIER | 27VPA948A*030* | CVAVA4924XMA* | 59SU5B100M21**20 | Split System | 48000 | 15.5 | 9 | 2.1 | R-454B | 650
217907988 | CARRIER | 27VPA948A*030* | CVAMA6021XMA* | 58TN*B070C21**20 | Split System | 48000 | 15.5 | 9 | 2.1 | R-454B | 650
217907955 | CARRIER | 27VPA948A*030* | CVAMA4921XMA* | 58TN*B070C21**20 | Split System | 48000 | 15.5 | 9 | 2.1 | R-454B | 650
217908078 | CARRIER | 27VPA948A*030* | CVAVA6021XMA* | 58TN*B070C21**20 | Split System | 48000 | 15.5 | 9 | 2.1 | R-454B | 650
217914808 | CARRIER | 27VPA948A*030* | CAA**6124AM* | 59TN6C120C24**22 | Split System | 47500 | 15.5 | 9 | 2.12 | R-454B | 650
217914811 | CARRIER | 27VPA948A*030* | CAA**6124AM* | 59TN7A120C24**22 | Split System | 47500 | 15.5 | 9 | 2.12 | R-454B | 650
217907993 | CARRIER | 27VPA948A*030* | CVAMA6021XMA* | 59CU5B080C21**20 | Split System | 48000 | 15.5 | 9 | 2.12 | R-454B | 650
217908000 | CARRIER | 27VPA948A*030* | CVAMA6021XMA* | 59SU5B080M21**20 | Split System | 48000 | 15.5 | 9 | 2.12 | R-454B | 650
217907960 | CARRIER | 27VPA948A*030* | CVAMA4921XMA* | 59CU5B080C21**20 | Split System | 48000 | 15.5 | 9 | 2.12 | R-454B | 650
217908083 | CARRIER | 27VPA948A*030* | CVAVA6021XMA* | 59CU5B080C21**20 | Split System | 48000 | 15.5 | 9 | 2.12 | R-454B | 650
217907967 | CARRIER | 27VPA948A*030* | CVAMA4921XMA* | 59SU5B080M21**20 | Split System | 48000 | 15.5 | 9 | 2.12 | R-454B | 650
217908056 | CARRIER | 27VPA948A*030* | CVAVA4924XMA* | 59SP6B100V21**20 | Split System | 48000 | 15.5 | 9 | 2.12 | R-454B | 650
217908064 | CARRIER | 27VPA948A*030* | CVAVA4924XMA* | 59TP6C080V21**20 | Split System | 48000 | 15.5 | 9 | 2.12 | R-454B | 650
217908055 | CARRIER | 27VPA948A*030* | CVAVA4924XMA* | 59SP6B080V21**20 | Split System | 48000 | 15.5 | 9 | 2.12 | R-454B | 650
217908068 | CARRIER | 27VPA948A*030* | CVAVA4924XMA* | 59TP7A100V21**20 | Split System | 48000 | 15.5 | 9 | 2.12 | R-454B | 650
217908065 | CARRIER | 27VPA948A*030* | CVAVA4924XMA* | 59TP6C100V21**20 | Split System | 48000 | 15.5 | 9 | 2.12 | R-454B | 650
217908067 | CARRIER | 27VPA948A*030* | CVAVA4924XMA* | 59TP7A080V21**20 | Split System | 48000 | 15.5 | 9 | 2.12 | R-454B | 650
217908090 | CARRIER | 27VPA948A*030* | CVAVA6021XMA* | 59SU5B080M21**20 | Split System | 48500 | 15.5 | 9 | 2.12 | R-454B | 650
217908140 | CARRIER | 27VPA948A*030* | CVAVA6124XMA* | 58TN*B070C21**20 | Split System | 48500 | 15.5 | 9 | 2.12 | R-454B | 650
217908146 | CARRIER | 27VPA948A*030* | CVAVA6124XMA* | 59CU5B080C21**20 | Split System | 49000 | 15.5 | 9 | 2.12 | R-454B | 650
217918281 | CARRIER | 27VPA960A*030* | CAA**6024AM* | 59TP7A100V21**20 | Split System | 54500 | 15.5 | 9 | 2.12 | R-454B | 650
217918276 | CARRIER | 27VPA960A*030* | CAA**6024AM* | GG96VTAB60100C** | Split System | 54500 | 15.5 | 9 | 2.12 | R-454B | 650
217918275 | CARRIER | 27VPA960A*030* | CAA**6024AM* | 59TP6C100V21**20 | Split System | 54500 | 15.5 | 9 | 2.12 | R-454B | 650
217918265 | CARRIER | 27VPA960A*030* | CAA**6024AM* | 59SP6B120V24**22 | Split System | 54500 | 15.5 | 9 | 2.12 | R-454B | 650
217918264 | CARRIER | 27VPA960A*030* | CAA**6024AM* | 59SP6B100V21**20 | Split System | 54500 | 15.5 | 9 | 2.14 | R-454B | 650
217915188 | COMFORTMAKER | N5H9V48*K*AAA* | EVM5X48M21A* | *96VSN1002120B* | Split System | 46500 | 15.5 | 9 | 2.1 | R-454B | 650
217916236 | COMFORTMAKER | Q5H9V48*K*AAA* | EVD5X48M21A* | *80CSU0601716B* | Split System | 46500 | 15.5 | 9 | 2.1 | R-454B | 650
217915193 | COMFORTMAKER | Q5H9V48*K*AAA* | EVM5X48M21A* | *96VSN1002120B* | Split System | 46500 | 15.5 | 9 | 2.1 | R-454B | 650
217916231 | COMFORTMAKER | N5H9V48*K*AAA* | EVD5X48M21A* | *80CSU0601716B* | Split System | 46500 | 15.5 | 9 | 2.1 | R-454B | 650
217915332 | COMFORTMAKER | N5H9V48*K*AAA* | EVM5X48M21A* | *97VTN0802120A* | Split System | 46500 | 15.5 | 9 | 2.1 | R-454B | 650
217916335 | COMFORTMAKER | N5H9V48*K*AAA* | EVD5X48M21A* | *80CTL0702120B* | Split System | 46500 | 15.5 | 9 | 2.1 | R-454B | 650
217915180 | COMFORTMAKER | Q5H9V48*K*AAA* | EVM5X48M21A* | *96VSN0802120B* | Split System | 46500 | 15.5 | 9 | 2.1 | R-454B | 650
217915292 | COMFORTMAKER | N5H9V48*K*AAA* | EVM5X48M21A* | *96VTN0802120B* | Split System | 46500 | 15.5 | 9 | 2.1 | R-454B | 650
217915297 | COMFORTMAKER | Q5H9V48*K*AAA* | EVM5X48M21A* | *96VTN0802120B* | Split System | 46500 | 15.5 | 9 | 2.1 | R-454B | 650
217916340 | COMFORTMAKER | Q5H9V48*K*AAA* | EVD5X48M21A* | *80CTL0702120B* | Split System | 46500 | 15.5 | 9 | 2.1 | R-454B | 650
217915337 | COMFORTMAKER | Q5H9V48*K*AAA* | EVM5X48M21A* | *97VTN0802120A* | Split System | 46500 | 15.5 | 9 | 2.1 | R-454B | 650
217953318 | COMFORTMAKER | Q5H9V48*K*AAA* | EVD5X48M21A* | *97CMN0802120B* | Split System | 47000 | 15.5 | 9 | 2.1 | R-454B | 650
217953313 | COMFORTMAKER | N5H9V48*K*AAA* | EVD5X48M21A* | *97CMN0802120B* | Split System | 47000 | 15.5 | 9 | 2.1 | R-454B | 650
217916262 | COMFORTMAKER | Q5H9V48*K*AAA* | EVD5X48M21A* | *80CSU1002120B* | Split System | 47000 | 15.5 | 9 | 2.1 | R-454B | 650
217916257 | COMFORTMAKER | N5H9V48*K*AAA* | EVD5X48M21A* | *80CSU1002120B* | Split System | 47000 | 15.5 | 9 | 2.1 | R-454B | 650
217915219 | COMFORTMAKER | Q5H9V48*K*AAA* | EVM5X48M21A* | *95MSU1002120A* | Split System | 47000 | 15.5 | 9 | 2.1 | R-454B | 650
217915214 | COMFORTMAKER | N5H9V48*K*AAA* | EVM5X48M21A* | *95MSU1002120A* | Split System | 47000 | 15.5 | 9 | 2.1 | R-454B | 650
217916483 | COMFORTMAKER | Q5H9V48*K*AAA* | EVD5X48M21A* | *95MSU1002120A* | Split System | 47000 | 15.5 | 9 | 2.1 | R-454B | 650
217914954 | COMFORTMAKER | N5H9V48*K*AAA* | EVM5X48M21A* | *80CSU0401712B* | Split System | 47000 | 15.5 | 9 | 2.1 | R-454B | 650
217915045 | COMFORTMAKER | N5H9V48*K*AAA* | EVM5X48M21A* | *80MSU1002120A* | Split System | 47000 | 15.5 | 9 | 2.1 | R-454B | 650
217915136 | COMFORTMAKER | N5H9V48*K*AAA* | EVM5X48M21A* | *95CSU1002122B* | Split System | 47000 | 15.5 | 9 | 2.1 | R-454B | 650
217916413 | COMFORTMAKER | N5H9V48*K*AAA* | EVD5X48M21A* | *95CSU1002122B* | Split System | 47000 | 15.5 | 9 | 2.1 | R-454B | 650
217916314 | COMFORTMAKER | Q5H9V48*K*AAA* | EVD5X48M21A* | *80MSU1002120A* | Split System | 47000 | 15.5 | 9 | 2.1 | R-454B | 650
217915050 | COMFORTMAKER | Q5H9V48*K*AAA* | EVM5X48M21A* | *80MSU1002120A* | Split System | 47000 | 15.5 | 9 | 2.1 | R-454B | 650
217916218 | COMFORTMAKER | N5H9V48*K*AAA* | EVD5X48M21A* | *80CSU0401712B* | Split System | 47000 | 15.5 | 9 | 2.1 | R-454B | 650
217915019 | COMFORTMAKER | N5H9V48*K*AAA* | EVM5X48M21A* | *80MSU0601716A* | Split System | 47000 | 15.5 | 9 | 2.1 | R-454B | 650
217914959 | COMFORTMAKER | Q5H9V48*K*AAA* | EVM5X48M21A* | *80CSU0401712B* | Split System | 47000 | 15.5 | 9 | 2.1 | R-454B | 650
217916223 | COMFORTMAKER | Q5H9V48*K*AAA* | EVD5X48M21A* | *80CSU0401712B* | Split System | 47000 | 15.5 | 9 | 2.1 | R-454B | 650
217916309 | COMFORTMAKER | N5H9V48*K*AAA* | EVD5X48M21A* | *80MSU1002120A* | Split System | 47000 | 15.5 | 9 | 2.1 | R-454B | 650
217915024 | COMFORTMAKER | Q5H9V48*K*AAA* | EVM5X48M21A* | *80MSU0601716A* | Split System | 47000 | 15.5 | 9 | 2.1 | R-454B | 650
217916418 | COMFORTMAKER | Q5H9V48*K*AAA* | EVD5X48M21A* | *95CSU1002122B* | Split System | 47000 | 15.5 | 9 | 2.1 | R-454B | 650
217915154 | COMFORTMAKER | Q5H9V48*K*AAA* | EVM5X48M21A* | *97CMN0802120B* | Split System | 47000 | 15.5 | 9 | 2.1 | R-454B | 650
217916792 | COMFORTMAKER | N5H9V48*K*AAA* | EVD5X49M24A* | *95MSU1002120A* | Split System | 48000 | 15.5 | 9 | 2.1 | R-454B | 650
217915467 | COMFORTMAKER | Q5H9V48*K*AAA* | EVM5X49M21A* | *80CTL0702120B* | Split System | 48000 | 15.5 | 9 | 2.1 | R-454B | 650
217915462 | COMFORTMAKER | N5H9V48*K*AAA* | EVM5X49M21A* | *80CTL0702120B* | Split System | 48000 | 15.5 | 9 | 2.1 | R-454B | 650
217917058 | COMFORTMAKER | Q5H9V48*K*AAA* | EVD5X60M21A* | *80CTL0702120B* | Split System | 48000 | 15.5 | 9 | 2.1 | R-454B | 650
217915897 | COMFORTMAKER | Q5H9V48*K*AAA* | EVM5X60M21A* | *80CTL0702120B* | Split System | 48000 | 15.5 | 9 | 2.1 | R-454B | 650
217915527 | COMFORTMAKER | N5H9V48*K*AAA* | EVM5X49M21A* | *95CSU0802120B* | Split System | 48000 | 15.5 | 9 | 2.12 | R-454B | 650
217915532 | COMFORTMAKER | Q5H9V48*K*AAA* | EVM5X49M21A* | *95CSU0802120B* | Split System | 48000 | 15.5 | 9 | 2.12 | R-454B | 650
217915957 | COMFORTMAKER | N5H9V48*K*AAA* | EVM5X60M21A* | *95CSU0802120B* | Split System | 48000 | 15.5 | 9 | 2.12 | R-454B | 650
217916766 | COMFORTMAKER | N5H9V48*K*AAA* | EVD5X49M24A* | *96VSN1002120B* | Split System | 48000 | 15.5 | 9 | 2.12 | R-454B | 650
217917118 | COMFORTMAKER | N5H9V48*K*AAA* | EVD5X60M21A* | *95CSU0802120B* | Split System | 48000 | 15.5 | 9 | 2.12 | R-454B | 650
217916053 | COMFORTMAKER | Q5H9V48*K*AAA* | EVM5X60M21A* | *95MSU0802120A* | Split System | 48000 | 15.5 | 9 | 2.12 | R-454B | 650
217916771 | COMFORTMAKER | Q5H9V48*K*AAA* | EVD5X49M24A* | *96VSN1002120B* | Split System | 48000 | 15.5 | 9 | 2.12 | R-454B | 650
217915962 | COMFORTMAKER | Q5H9V48*K*AAA* | EVM5X60M21A* | *95CSU0802120B* | Split System | 48000 | 15.5 | 9 | 2.12 | R-454B | 650
217916048 | COMFORTMAKER | N5H9V48*K*AAA* | EVM5X60M21A* | *95MSU0802120A* | Split System | 48000 | 15.5 | 9 | 2.12 | R-454B | 650
217915623 | COMFORTMAKER | Q5H9V48*K*AAA* | EVM5X49M21A* | *95MSU0802120A* | Split System | 48000 | 15.5 | 9 | 2.12 | R-454B | 650
217917123 | COMFORTMAKER | Q5H9V48*K*AAA* | EVD5X60M21A* | *95CSU0802120B* | Split System | 48000 | 15.5 | 9 | 2.12 | R-454B | 650
217916910 | COMFORTMAKER | N5H9V48*K*AAA* | EVD5X49M24A* | *97VTN0802120A* | Split System | 48000 | 15.5 | 9 | 2.12 | R-454B | 650
217916870 | COMFORTMAKER | N5H9V48*K*AAA* | EVD5X49M24A* | *96VTN0802120B* | Split System | 48000 | 15.5 | 9 | 2.12 | R-454B | 650
217916923 | COMFORTMAKER | N5H9V48*K*AAA* | EVD5X49M24A* | *97VTN1002120A* | Split System | 48000 | 15.5 | 9 | 2.12 | R-454B | 650
217916889 | COMFORTMAKER | Q5H9V48*K*AAA* | EVD5X49M24A* | *96VTN1002120B* | Split System | 48000 | 15.5 | 9 | 2.12 | R-454B | 650
217916884 | COMFORTMAKER | N5H9V48*K*AAA* | EVD5X49M24A* | *96VTN1002120B* | Split System | 48000 | 15.5 | 9 | 2.12 | R-454B | 650
217916758 | COMFORTMAKER | Q5H9V48*K*AAA* | EVD5X49M24A* | *96VSN0802120B* | Split System | 48000 | 15.5 | 9 | 2.12 | R-454B | 650
217916915 | COMFORTMAKER | Q5H9V48*K*AAA* | EVD5X49M24A* | *97VTN0802120A* | Split System | 48000 | 15.5 | 9 | 2.12 | R-454B | 650
217916875 | COMFORTMAKER | Q5H9V48*K*AAA* | EVD5X49M24A* | *96VTN0802120B* | Split System | 48000 | 15.5 | 9 | 2.12 | R-454B | 650
217916753 | COMFORTMAKER | N5H9V48*K*AAA* | EVD5X49M24A* | *96VSN0802120B* | Split System | 48000 | 15.5 | 9 | 2.12 | R-454B | 650
217917209 | COMFORTMAKER | N5H9V48*K*AAA* | EVD5X60M21A* | *95MSU0802120A* | Split System | 48500 | 15.5 | 9 | 2.12 | R-454B | 650
217917869 | COMFORTMAKER | N5H9V48*K*AAA* | EVD5X61M24A* | *80CTL0702120B* | Split System | 48500 | 15.5 | 9 | 2.12 | R-454B | 650
217917874 | COMFORTMAKER | Q5H9V48*K*AAA* | EVD5X61M24A* | *80CTL0702120B* | Split System | 48500 | 15.5 | 9 | 2.12 | R-454B | 650
217917935 | COMFORTMAKER | N5H9V48*K*AAA* | EVD5X61M24A* | *95CSU0802120B* | Split System | 49000 | 15.5 | 9 | 2.12 | R-454B | 650
217915194 | DAY & NIGHT | Q5H9V48*K*AAA* | EVM5X48M21A* | *96VSN1002120B* | Split System | 46500 | 15.5 | 9 | 2.1 | R-454B | 650
217915189 | DAY & NIGHT | N5H9V48*K*AAA* | EVM5X48M21A* | *96VSN1002120B* | Split System | 46500 | 15.5 | 9 | 2.1 | R-454B | 650
217916232 | DAY & NIGHT | N5H9V48*K*AAA* | EVD5X48M21A* | *80CSU0601716B* | Split System | 46500 | 15.5 | 9 | 2.1 | R-454B | 650
217915333 | DAY & NIGHT | N5H9V48*K*AAA* | EVM5X48M21A* | *97VTN0802120A* | Split System | 46500 | 15.5 | 9 | 2.1 | R-454B | 650
217916336 | DAY & NIGHT | N5H9V48*K*AAA* | EVD5X48M21A* | *80CTL0702120B* | Split System | 46500 | 15.5 | 9 | 2.1 | R-454B | 650
217916341 | DAY & NIGHT | Q5H9V48*K*AAA* | EVD5X48M21A* | *80CTL0702120B* | Split System | 46500 | 15.5 | 9 | 2.1 | R-454B | 650
217915298 | DAY & NIGHT | Q5H9V48*K*AAA* | EVM5X48M21A* | *96VTN0802120B* | Split System | 46500 | 15.5 | 9 | 2.1 | R-454B | 650
217915293 | DAY & NIGHT | N5H9V48*K*AAA* | EVM5X48M21A* | *96VTN0802120B* | Split System | 46500 | 15.5 | 9 | 2.1 | R-454B | 650
217915176 | DAY & NIGHT | N5H9V48*K*AAA* | EVM5X48M21A* | *96VSN0802120B* | Split System | 46500 | 15.5 | 9 | 2.1 | R-454B | 650
217915338 | DAY & NIGHT | Q5H9V48*K*AAA* | EVM5X48M21A* | *97VTN0802120A* | Split System | 46500 | 15.5 | 9 | 2.1 | R-454B | 650
217953314 | DAY & NIGHT | N5H9V48*K*AAA* | EVD5X48M21A* | *97CMN0802120B* | Split System | 47000 | 15.5 | 9 | 2.1 | R-454B | 650
217953319 | DAY & NIGHT | Q5H9V48*K*AAA* | EVD5X48M21A* | *97CMN0802120B* | Split System | 47000 | 15.5 | 9 | 2.1 | R-454B | 650
217916258 | DAY & NIGHT | N5H9V48*K*AAA* | EVD5X48M21A* | *80CSU1002120B* | Split System | 47000 | 15.5 | 9 | 2.1 | R-454B | 650
217916263 | DAY & NIGHT | Q5H9V48*K*AAA* | EVD5X48M21A* | *80CSU1002120B* | Split System | 47000 | 15.5 | 9 | 2.1 | R-454B | 650
217915215 | DAY & NIGHT | N5H9V48*K*AAA* | EVM5X48M21A* | *95MSU1002120A* | Split System | 47000 | 15.5 | 9 | 2.1 | R-454B | 650
217915220 | DAY & NIGHT | Q5H9V48*K*AAA* | EVM5X48M21A* | *95MSU1002120A* | Split System | 47000 | 15.5 | 9 | 2.1 | R-454B | 650
217916479 | DAY & NIGHT | N5H9V48*K*AAA* | EVD5X48M21A* | *95MSU1002120A* | Split System | 47000 | 15.5 | 9 | 2.1 | R-454B | 650
217914960 | DAY & NIGHT | Q5H9V48*K*AAA* | EVM5X48M21A* | *80CSU0401712B* | Split System | 47000 | 15.5 | 9 | 2.1 | R-454B | 650
217915025 | DAY & NIGHT | Q5H9V48*K*AAA* | EVM5X48M21A* | *80MSU0601716A* | Split System | 47000 | 15.5 | 9 | 2.1 | R-454B | 650
217915142 | DAY & NIGHT | Q5H9V48*K*AAA* | EVM5X48M21A* | *95CSU1002122B* | Split System | 47000 | 15.5 | 9 | 2.1 | R-454B | 650
217916419 | DAY & NIGHT | Q5H9V48*K*AAA* | EVD5X48M21A* | *95CSU1002122B* | Split System | 47000 | 15.5 | 9 | 2.1 | R-454B | 650
217916219 | DAY & NIGHT | N5H9V48*K*AAA* | EVD5X48M21A* | *80CSU0401712B* | Split System | 47000 | 15.5 | 9 | 2.1 | R-454B | 650
217915137 | DAY & NIGHT | N5H9V48*K*AAA* | EVM5X48M21A* | *95CSU1002122B* | Split System | 47000 | 15.5 | 9 | 2.1 | R-454B | 650
217915046 | DAY & NIGHT | N5H9V48*K*AAA* | EVM5X48M21A* | *80MSU1002120A* | Split System | 47000 | 15.5 | 9 | 2.1 | R-454B | 650
217916315 | DAY & NIGHT | Q5H9V48*K*AAA* | EVD5X48M21A* | *80MSU1002120A* | Split System | 47000 | 15.5 | 9 | 2.1 | R-454B | 650
217916310 | DAY & NIGHT | N5H9V48*K*AAA* | EVD5X48M21A* | *80MSU1002120A* | Split System | 47000 | 15.5 | 9 | 2.1 | R-454B | 650
217915051 | DAY & NIGHT | Q5H9V48*K*AAA* | EVM5X48M21A* | *80MSU1002120A* | Split System | 47000 | 15.5 | 9 | 2.1 | R-454B | 650
217914955 | DAY & NIGHT | N5H9V48*K*AAA* | EVM5X48M21A* | *80CSU0401712B* | Split System | 47000 | 15.5 | 9 | 2.1 | R-454B | 650
217915020 | DAY & NIGHT | N5H9V48*K*AAA* | EVM5X48M21A* | *80MSU0601716A* | Split System | 47000 | 15.5 | 9 | 2.1 | R-454B | 650
217916414 | DAY & NIGHT | N5H9V48*K*AAA* | EVD5X48M21A* | *95CSU1002122B* | Split System | 47000 | 15.5 | 9 | 2.1 | R-454B | 650
217916224 | DAY & NIGHT | Q5H9V48*K*AAA* | EVD5X48M21A* | *80CSU0401712B* | Split System | 47000 | 15.5 | 9 | 2.1 | R-454B | 650
217915155 | DAY & NIGHT | Q5H9V48*K*AAA* | EVM5X48M21A* | *97CMN0802120B* | Split System | 47000 | 15.5 | 9 | 2.1 | R-454B | 650
217915150 | DAY & NIGHT | N5H9V48*K*AAA* | EVM5X48M21A* | *97CMN0802120B* | Split System | 47000 | 15.5 | 9 | 2.1 | R-454B | 650
217916798 | DAY & NIGHT | Q5H9V48*K*AAA* | EVD5X49M24A* | *95MSU1002120A* | Split System | 48000 | 15.5 | 9 | 2.1 | R-454B | 650
217916793 | DAY & NIGHT | N5H9V48*K*AAA* | EVD5X49M24A* | *95MSU1002120A* | Split System | 48000 | 15.5 | 9 | 2.1 | R-454B | 650
217915463 | DAY & NIGHT | N5H9V48*K*AAA* | EVM5X49M21A* | *80CTL0702120B* | Split System | 48000 | 15.5 | 9 | 2.1 | R-454B | 650
217915468 | DAY & NIGHT | Q5H9V48*K*AAA* | EVM5X49M21A* | *80CTL0702120B* | Split System | 48000 | 15.5 | 9 | 2.1 | R-454B | 650
217917059 | DAY & NIGHT | Q5H9V48*K*AAA* | EVD5X60M21A* | *80CTL0702120B* | Split System | 48000 | 15.5 | 9 | 2.1 | R-454B | 650
217915893 | DAY & NIGHT | N5H9V48*K*AAA* | EVM5X60M21A* | *80CTL0702120B* | Split System | 48000 | 15.5 | 9 | 2.1 | R-454B | 650
217915898 | DAY & NIGHT | Q5H9V48*K*AAA* | EVM5X60M21A* | *80CTL0702120B* | Split System | 48000 | 15.5 | 9 | 2.1 | R-454B | 650
217916054 | DAY & NIGHT | Q5H9V48*K*AAA* | EVM5X60M21A* | *95MSU0802120A* | Split System | 48000 | 15.5 | 9 | 2.12 | R-454B | 650
217916772 | DAY & NIGHT | Q5H9V48*K*AAA* | EVD5X49M24A* | *96VSN1002120B* | Split System | 48000 | 15.5 | 9 | 2.12 | R-454B | 650
217915528 | DAY & NIGHT | N5H9V48*K*AAA* | EVM5X49M21A* | *95CSU0802120B* | Split System | 48000 | 15.5 | 9 | 2.12 | R-454B | 650
217915533 | DAY & NIGHT | Q5H9V48*K*AAA* | EVM5X49M21A* | *95CSU0802120B* | Split System | 48000 | 15.5 | 9 | 2.12 | R-454B | 650
217916049 | DAY & NIGHT | N5H9V48*K*AAA* | EVM5X60M21A* | *95MSU0802120A* | Split System | 48000 | 15.5 | 9 | 2.12 | R-454B | 650
217917124 | DAY & NIGHT | Q5H9V48*K*AAA* | EVD5X60M21A* | *95CSU0802120B* | Split System | 48000 | 15.5 | 9 | 2.12 | R-454B | 650
217915619 | DAY & NIGHT | N5H9V48*K*AAA* | EVM5X49M21A* | *95MSU0802120A* | Split System | 48000 | 15.5 | 9 | 2.12 | R-454B | 650
217915963 | DAY & NIGHT | Q5H9V48*K*AAA* | EVM5X60M21A* | *95CSU0802120B* | Split System | 48000 | 15.5 | 9 | 2.12 | R-454B | 650
217915958 | DAY & NIGHT | N5H9V48*K*AAA* | EVM5X60M21A* | *95CSU0802120B* | Split System | 48000 | 15.5 | 9 | 2.12 | R-454B | 650
217916767 | DAY & NIGHT | N5H9V48*K*AAA* | EVD5X49M24A* | *96VSN1002120B* | Split System | 48000 | 15.5 | 9 | 2.12 | R-454B | 650
217916759 | DAY & NIGHT | Q5H9V48*K*AAA* | EVD5X49M24A* | *96VSN0802120B* | Split System | 48000 | 15.5 | 9 | 2.12 | R-454B | 650
217916871 | DAY & NIGHT | N5H9V48*K*AAA* | EVD5X49M24A* | *96VTN0802120B* | Split System | 48000 | 15.5 | 9 | 2.12 | R-454B | 650
217916885 | DAY & NIGHT | N5H9V48*K*AAA* | EVD5X49M24A* | *96VTN1002120B* | Split System | 48000 | 15.5 | 9 | 2.12 | R-454B | 650
217916929 | DAY & NIGHT | Q5H9V48*K*AAA* | EVD5X49M24A* | *97VTN1002120A* | Split System | 48000 | 15.5 | 9 | 2.12 | R-454B | 650
217916890 | DAY & NIGHT | Q5H9V48*K*AAA* | EVD5X49M24A* | *96VTN1002120B* | Split System | 48000 | 15.5 | 9 | 2.12 | R-454B | 650
217916911 | DAY & NIGHT | N5H9V48*K*AAA* | EVD5X49M24A* | *97VTN0802120A* | Split System | 48000 | 15.5 | 9 | 2.12 | R-454B | 650
217916924 | DAY & NIGHT | N5H9V48*K*AAA* | EVD5X49M24A* | *97VTN1002120A* | Split System | 48000 | 15.5 | 9 | 2.12 | R-454B | 650
217916916 | DAY & NIGHT | Q5H9V48*K*AAA* | EVD5X49M24A* | *97VTN0802120A* | Split System | 48000 | 15.5 | 9 | 2.12 | R-454B | 650
217916876 | DAY & NIGHT | Q5H9V48*K*AAA* | EVD5X49M24A* | *96VTN0802120B* | Split System | 48000 | 15.5 | 9 | 2.12 | R-454B | 650
217917215 | DAY & NIGHT | Q5H9V48*K*AAA* | EVD5X60M21A* | *95MSU0802120A* | Split System | 48500 | 15.5 | 9 | 2.12 | R-454B | 650
217917210 | DAY & NIGHT | N5H9V48*K*AAA* | EVD5X60M21A* | *95MSU0802120A* | Split System | 48500 | 15.5 | 9 | 2.12 | R-454B | 650
217917870 | DAY & NIGHT | N5H9V48*K*AAA* | EVD5X61M24A* | *80CTL0702120B* | Split System | 48500 | 15.5 | 9 | 2.12 | R-454B | 650
217917875 | DAY & NIGHT | Q5H9V48*K*AAA* | EVD5X61M24A* | *80CTL0702120B* | Split System | 48500 | 15.5 | 9 | 2.12 | R-454B | 650
217917936 | DAY & NIGHT | N5H9V48*K*AAA* | EVD5X61M24A* | *95CSU0802120B* | Split System | 49000 | 15.5 | 9 | 2.12 | R-454B | 650
217924273 | HEIL | Q5H9V36*K*AAA* | EA*5X42M21A* | *96VSN1002120B* | Split System | 34400 | 15.5 | 9 | 2.08 | R-454B | 650
217916238 | HEIL | Q5H9V48*K*AAA* | EVD5X48M21A* | *80CSU0601716B* | Split System | 46500 | 15.5 | 9 | 2.1 | R-454B | 650
217915190 | HEIL | N5H9V48*K*AAA* | EVM5X48M21A* | *96VSN1002120B* | Split System | 46500 | 15.5 | 9 | 2.1 | R-454B | 650
217915195 | HEIL | Q5H9V48*K*AAA* | EVM5X48M21A* | *96VSN1002120B* | Split System | 46500 | 15.5 | 9 | 2.1 | R-454B | 650
217916233 | HEIL | N5H9V48*K*AAA* | EVD5X48M21A* | *80CSU0601716B* | Split System | 46500 | 15.5 | 9 | 2.1 | R-454B | 650
217915334 | HEIL | N5H9V48*K*AAA* | EVM5X48M21A* | *97VTN0802120A* | Split System | 46500 | 15.5 | 9 | 2.1 | R-454B | 650
217915182 | HEIL | Q5H9V48*K*AAA* | EVM5X48M21A* | *96VSN0802120B* | Split System | 46500 | 15.5 | 9 | 2.1 | R-454B | 650
217915299 | HEIL | Q5H9V48*K*AAA* | EVM5X48M21A* | *96VTN0802120B* | Split System | 46500 | 15.5 | 9 | 2.1 | R-454B | 650
217916337 | HEIL | N5H9V48*K*AAA* | EVD5X48M21A* | *80CTL0702120B* | Split System | 46500 | 15.5 | 9 | 2.1 | R-454B | 650
217915339 | HEIL | Q5H9V48*K*AAA* | EVM5X48M21A* | *97VTN0802120A* | Split System | 46500 | 15.5 | 9 | 2.1 | R-454B | 650
217915177 | HEIL | N5H9V48*K*AAA* | EVM5X48M21A* | *96VSN0802120B* | Split System | 46500 | 15.5 | 9 | 2.1 | R-454B | 650
217915294 | HEIL | N5H9V48*K*AAA* | EVM5X48M21A* | *96VTN0802120B* | Split System | 46500 | 15.5 | 9 | 2.1 | R-454B | 650
217916342 | HEIL | Q5H9V48*K*AAA* | EVD5X48M21A* | *80CTL0702120B* | Split System | 46500 | 15.5 | 9 | 2.1 | R-454B | 650
217953315 | HEIL | N5H9V48*K*AAA* | EVD5X48M21A* | *97CMN0802120B* | Split System | 47000 | 15.5 | 9 | 2.1 | R-454B | 650
217953320 | HEIL | Q5H9V48*K*AAA* | EVD5X48M21A* | *97CMN0802120B* | Split System | 47000 | 15.5 | 9 | 2.1 | R-454B | 650
217916264 | HEIL | Q5H9V48*K*AAA* | EVD5X48M21A* | *80CSU1002120B* | Split System | 47000 | 15.5 | 9 | 2.1 | R-454B | 650
217916485 | HEIL | Q5H9V48*K*AAA* | EVD5X48M21A* | *95MSU1002120A* | Split System | 47000 | 15.5 | 9 | 2.1 | R-454B | 650
217915221 | HEIL | Q5H9V48*K*AAA* | EVM5X48M21A* | *95MSU1002120A* | Split System | 47000 | 15.5 | 9 | 2.1 | R-454B | 650
217916480 | HEIL | N5H9V48*K*AAA* | EVD5X48M21A* | *95MSU1002120A* | Split System | 47000 | 15.5 | 9 | 2.1 | R-454B | 650
217915138 | HEIL | N5H9V48*K*AAA* | EVM5X48M21A* | *95CSU1002122B* | Split System | 47000 | 15.5 | 9 | 2.1 | R-454B | 650
217916220 | HEIL | N5H9V48*K*AAA* | EVD5X48M21A* | *80CSU0401712B* | Split System | 47000 | 15.5 | 9 | 2.1 | R-454B | 650
217915047 | HEIL | N5H9V48*K*AAA* | EVM5X48M21A* | *80MSU1002120A* | Split System | 47000 | 15.5 | 9 | 2.1 | R-454B | 650
217914961 | HEIL | Q5H9V48*K*AAA* | EVM5X48M21A* | *80CSU0401712B* | Split System | 47000 | 15.5 | 9 | 2.1 | R-454B | 650
217915143 | HEIL | Q5H9V48*K*AAA* | EVM5X48M21A* | *95CSU1002122B* | Split System | 47000 | 15.5 | 9 | 2.1 | R-454B | 650
217915026 | HEIL | Q5H9V48*K*AAA* | EVM5X48M21A* | *80MSU0601716A* | Split System | 47000 | 15.5 | 9 | 2.1 | R-454B | 650
217916311 | HEIL | N5H9V48*K*AAA* | EVD5X48M21A* | *80MSU1002120A* | Split System | 47000 | 15.5 | 9 | 2.1 | R-454B | 650
217915021 | HEIL | N5H9V48*K*AAA* | EVM5X48M21A* | *80MSU0601716A* | Split System | 47000 | 15.5 | 9 | 2.1 | R-454B | 650
217915052 | HEIL | Q5H9V48*K*AAA* | EVM5X48M21A* | *80MSU1002120A* | Split System | 47000 | 15.5 | 9 | 2.1 | R-454B | 650
217914956 | HEIL | N5H9V48*K*AAA* | EVM5X48M21A* | *80CSU0401712B* | Split System | 47000 | 15.5 | 9 | 2.1 | R-454B | 650
217916415 | HEIL | N5H9V48*K*AAA* | EVD5X48M21A* | *95CSU1002122B* | Split System | 47000 | 15.5 | 9 | 2.1 | R-454B | 650
217916316 | HEIL | Q5H9V48*K*AAA* | EVD5X48M21A* | *80MSU1002120A* | Split System | 47000 | 15.5 | 9 | 2.1 | R-454B | 650
217916420 | HEIL | Q5H9V48*K*AAA* | EVD5X48M21A* | *95CSU1002122B* | Split System | 47000 | 15.5 | 9 | 2.1 | R-454B | 650
217915151 | HEIL | N5H9V48*K*AAA* | EVM5X48M21A* | *97CMN0802120B* | Split System | 47000 | 15.5 | 9 | 2.1 | R-454B | 650
217915156 | HEIL | Q5H9V48*K*AAA* | EVM5X48M21A* | *97CMN0802120B* | Split System | 47000 | 15.5 | 9 | 2.1 | R-454B | 650
217916799 | HEIL | Q5H9V48*K*AAA* | EVD5X49M24A* | *95MSU1002120A* | Split System | 48000 | 15.5 | 9 | 2.1 | R-454B | 650
217916794 | HEIL | N5H9V48*K*AAA* | EVD5X49M24A* | *95MSU1002120A* | Split System | 48000 | 15.5 | 9 | 2.1 | R-454B | 650
217915894 | HEIL | N5H9V48*K*AAA* | EVM5X60M21A* | *80CTL0702120B* | Split System | 48000 | 15.5 | 9 | 2.1 | R-454B | 650
217915899 | HEIL | Q5H9V48*K*AAA* | EVM5X60M21A* | *80CTL0702120B* | Split System | 48000 | 15.5 | 9 | 2.1 | R-454B | 650
217915464 | HEIL | N5H9V48*K*AAA* | EVM5X49M21A* | *80CTL0702120B* | Split System | 48000 | 15.5 | 9 | 2.1 | R-454B | 650
217915469 | HEIL | Q5H9V48*K*AAA* | EVM5X49M21A* | *80CTL0702120B* | Split System | 48000 | 15.5 | 9 | 2.1 | R-454B | 650
217917060 | HEIL | Q5H9V48*K*AAA* | EVD5X60M21A* | *80CTL0702120B* | Split System | 48000 | 15.5 | 9 | 2.1 | R-454B | 650
217915625 | HEIL | Q5H9V48*K*AAA* | EVM5X49M21A* | *95MSU0802120A* | Split System | 48000 | 15.5 | 9 | 2.12 | R-454B | 650
217915959 | HEIL | N5H9V48*K*AAA* | EVM5X60M21A* | *95CSU0802120B* | Split System | 48000 | 15.5 | 9 | 2.12 | R-454B | 650
217916050 | HEIL | N5H9V48*K*AAA* | EVM5X60M21A* | *95MSU0802120A* | Split System | 48000 | 15.5 | 9 | 2.12 | R-454B | 650
217915534 | HEIL | Q5H9V48*K*AAA* | EVM5X49M21A* | *95CSU0802120B* | Split System | 48000 | 15.5 | 9 | 2.12 | R-454B | 650
217915964 | HEIL | Q5H9V48*K*AAA* | EVM5X60M21A* | *95CSU0802120B* | Split System | 48000 | 15.5 | 9 | 2.12 | R-454B | 650
217916773 | HEIL | Q5H9V48*K*AAA* | EVD5X49M24A* | *96VSN1002120B* | Split System | 48000 | 15.5 | 9 | 2.12 | R-454B | 650
217915529 | HEIL | N5H9V48*K*AAA* | EVM5X49M21A* | *95CSU0802120B* | Split System | 48000 | 15.5 | 9 | 2.12 | R-454B | 650
217915620 | HEIL | N5H9V48*K*AAA* | EVM5X49M21A* | *95MSU0802120A* | Split System | 48000 | 15.5 | 9 | 2.12 | R-454B | 650
217916055 | HEIL | Q5H9V48*K*AAA* | EVM5X60M21A* | *95MSU0802120A* | Split System | 48000 | 15.5 | 9 | 2.12 | R-454B | 650
217917125 | HEIL | Q5H9V48*K*AAA* | EVD5X60M21A* | *95CSU0802120B* | Split System | 48000 | 15.5 | 9 | 2.12 | R-454B | 650
217916768 | HEIL | N5H9V48*K*AAA* | EVD5X49M24A* | *96VSN1002120B* | Split System | 48000 | 15.5 | 9 | 2.12 | R-454B | 650
217917120 | HEIL | N5H9V48*K*AAA* | EVD5X60M21A* | *95CSU0802120B* | Split System | 48000 | 15.5 | 9 | 2.12 | R-454B | 650
217916872 | HEIL | N5H9V48*K*AAA* | EVD5X49M24A* | *96VTN0802120B* | Split System | 48000 | 15.5 | 9 | 2.12 | R-454B | 650
217916925 | HEIL | N5H9V48*K*AAA* | EVD5X49M24A* | *97VTN1002120A* | Split System | 48000 | 15.5 | 9 | 2.12 | R-454B | 650
217916886 | HEIL | N5H9V48*K*AAA* | EVD5X49M24A* | *96VTN1002120B* | Split System | 48000 | 15.5 | 9 | 2.12 | R-454B | 650
217916891 | HEIL | Q5H9V48*K*AAA* | EVD5X49M24A* | *96VTN1002120B* | Split System | 48000 | 15.5 | 9 | 2.12 | R-454B | 650
217916912 | HEIL | N5H9V48*K*AAA* | EVD5X49M24A* | *97VTN0802120A* | Split System | 48000 | 15.5 | 9 | 2.12 | R-454B | 650
217916930 | HEIL | Q5H9V48*K*AAA* | EVD5X49M24A* | *97VTN1002120A* | Split System | 48000 | 15.5 | 9 | 2.12 | R-454B | 650
217916760 | HEIL | Q5H9V48*K*AAA* | EVD5X49M24A* | *96VSN0802120B* | Split System | 48000 | 15.5 | 9 | 2.12 | R-454B | 650
217916917 | HEIL | Q5H9V48*K*AAA* | EVD5X49M24A* | *97VTN0802120A* | Split System | 48000 | 15.5 | 9 | 2.12 | R-454B | 650
217917216 | HEIL | Q5H9V48*K*AAA* | EVD5X60M21A* | *95MSU0802120A* | Split System | 48500 | 15.5 | 9 | 2.12 | R-454B | 650
217917211 | HEIL | N5H9V48*K*AAA* | EVD5X60M21A* | *95MSU0802120A* | Split System | 48500 | 15.5 | 9 | 2.12 | R-454B | 650
217917876 | HEIL | Q5H9V48*K*AAA* | EVD5X61M24A* | *80CTL0702120B* | Split System | 48500 | 15.5 | 9 | 2.12 | R-454B | 650
217917937 | HEIL | N5H9V48*K*AAA* | EVD5X61M24A* | *95CSU0802120B* | Split System | 49000 | 15.5 | 9 | 2.12 | R-454B | 650
217924274 | KEEPRITE | Q5H9V36*K*AAA* | EA*5X42M21A* | *96VSN1002120B* | Split System | 34400 | 15.5 | 9 | 2.08 | R-454B | 650
217915196 | KEEPRITE | Q5H9V48*K*AAA* | EVM5X48M21A* | *96VSN1002120B* | Split System | 46500 | 15.5 | 9 | 2.1 | R-454B | 650
217915191 | KEEPRITE | N5H9V48*K*AAA* | EVM5X48M21A* | *96VSN1002120B* | Split System | 46500 | 15.5 | 9 | 2.1 | R-454B | 650
217916234 | KEEPRITE | N5H9V48*K*AAA* | EVD5X48M21A* | *80CSU0601716B* | Split System | 46500 | 15.5 | 9 | 2.1 | R-454B | 650
217916239 | KEEPRITE | Q5H9V48*K*AAA* | EVD5X48M21A* | *80CSU0601716B* | Split System | 46500 | 15.5 | 9 | 2.1 | R-454B | 650
217915300 | KEEPRITE | Q5H9V48*K*AAA* | EVM5X48M21A* | *96VTN0802120B* | Split System | 46500 | 15.5 | 9 | 2.1 | R-454B | 650
217915340 | KEEPRITE | Q5H9V48*K*AAA* | EVM5X48M21A* | *97VTN0802120A* | Split System | 46500 | 15.5 | 9 | 2.1 | R-454B | 650
217915183 | KEEPRITE | Q5H9V48*K*AAA* | EVM5X48M21A* | *96VSN0802120B* | Split System | 46500 | 15.5 | 9 | 2.1 | R-454B | 650
217915178 | KEEPRITE | N5H9V48*K*AAA* | EVM5X48M21A* | *96VSN0802120B* | Split System | 46500 | 15.5 | 9 | 2.1 | R-454B | 650
217915335 | KEEPRITE | N5H9V48*K*AAA* | EVM5X48M21A* | *97VTN0802120A* | Split System | 46500 | 15.5 | 9 | 2.1 | R-454B | 650
217916343 | KEEPRITE | Q5H9V48*K*AAA* | EVD5X48M21A* | *80CTL0702120B* | Split System | 46500 | 15.5 | 9 | 2.1 | R-454B | 650
217915295 | KEEPRITE | N5H9V48*K*AAA* | EVM5X48M21A* | *96VTN0802120B* | Split System | 46500 | 15.5 | 9 | 2.1 | R-454B | 650
217916338 | KEEPRITE | N5H9V48*K*AAA* | EVD5X48M21A* | *80CTL0702120B* | Split System | 46500 | 15.5 | 9 | 2.1 | R-454B | 650
217953316 | KEEPRITE | N5H9V48*K*AAA* | EVD5X48M21A* | *97CMN0802120B* | Split System | 47000 | 15.5 | 9 | 2.1 | R-454B | 650
217953321 | KEEPRITE | Q5H9V48*K*AAA* | EVD5X48M21A* | *97CMN0802120B* | Split System | 47000 | 15.5 | 9 | 2.1 | R-454B | 650
217916260 | KEEPRITE | N5H9V48*K*AAA* | EVD5X48M21A* | *80CSU1002120B* | Split System | 47000 | 15.5 | 9 | 2.1 | R-454B | 650
217916265 | KEEPRITE | Q5H9V48*K*AAA* | EVD5X48M21A* | *80CSU1002120B* | Split System | 47000 | 15.5 | 9 | 2.1 | R-454B | 650
217916486 | KEEPRITE | Q5H9V48*K*AAA* | EVD5X48M21A* | *95MSU1002120A* | Split System | 47000 | 15.5 | 9 | 2.1 | R-454B | 650
217915217 | KEEPRITE | N5H9V48*K*AAA* | EVM5X48M21A* | *95MSU1002120A* | Split System | 47000 | 15.5 | 9 | 2.1 | R-454B | 650
217915222 | KEEPRITE | Q5H9V48*K*AAA* | EVM5X48M21A* | *95MSU1002120A* | Split System | 47000 | 15.5 | 9 | 2.1 | R-454B | 650
217916481 | KEEPRITE | N5H9V48*K*AAA* | EVD5X48M21A* | *95MSU1002120A* | Split System | 47000 | 15.5 | 9 | 2.1 | R-454B | 650
217916317 | KEEPRITE | Q5H9V48*K*AAA* | EVD5X48M21A* | *80MSU1002120A* | Split System | 47000 | 15.5 | 9 | 2.1 | R-454B | 650
217915027 | KEEPRITE | Q5H9V48*K*AAA* | EVM5X48M21A* | *80MSU0601716A* | Split System | 47000 | 15.5 | 9 | 2.1 | R-454B | 650
217914962 | KEEPRITE | Q5H9V48*K*AAA* | EVM5X48M21A* | *80CSU0401712B* | Split System | 47000 | 15.5 | 9 | 2.1 | R-454B | 650
217916421 | KEEPRITE | Q5H9V48*K*AAA* | EVD5X48M21A* | *95CSU1002122B* | Split System | 47000 | 15.5 | 9 | 2.1 | R-454B | 650
217915048 | KEEPRITE | N5H9V48*K*AAA* | EVM5X48M21A* | *80MSU1002120A* | Split System | 47000 | 15.5 | 9 | 2.1 | R-454B | 650
217915144 | KEEPRITE | Q5H9V48*K*AAA* | EVM5X48M21A* | *95CSU1002122B* | Split System | 47000 | 15.5 | 9 | 2.1 | R-454B | 650
217916221 | KEEPRITE | N5H9V48*K*AAA* | EVD5X48M21A* | *80CSU0401712B* | Split System | 47000 | 15.5 | 9 | 2.1 | R-454B | 650
217914957 | KEEPRITE | N5H9V48*K*AAA* | EVM5X48M21A* | *80CSU0401712B* | Split System | 47000 | 15.5 | 9 | 2.1 | R-454B | 650
217916416 | KEEPRITE | N5H9V48*K*AAA* | EVD5X48M21A* | *95CSU1002122B* | Split System | 47000 | 15.5 | 9 | 2.1 | R-454B | 650
217916312 | KEEPRITE | N5H9V48*K*AAA* | EVD5X48M21A* | *80MSU1002120A* | Split System | 47000 | 15.5 | 9 | 2.1 | R-454B | 650
217915053 | KEEPRITE | Q5H9V48*K*AAA* | EVM5X48M21A* | *80MSU1002120A* | Split System | 47000 | 15.5 | 9 | 2.1 | R-454B | 650
217915139 | KEEPRITE | N5H9V48*K*AAA* | EVM5X48M21A* | *95CSU1002122B* | Split System | 47000 | 15.5 | 9 | 2.1 | R-454B | 650
217915022 | KEEPRITE | N5H9V48*K*AAA* | EVM5X48M21A* | *80MSU0601716A* | Split System | 47000 | 15.5 | 9 | 2.1 | R-454B | 650
217916226 | KEEPRITE | Q5H9V48*K*AAA* | EVD5X48M21A* | *80CSU0401712B* | Split System | 47000 | 15.5 | 9 | 2.1 | R-454B | 650
217915157 | KEEPRITE | Q5H9V48*K*AAA* | EVM5X48M21A* | *97CMN0802120B* | Split System | 47000 | 15.5 | 9 | 2.1 | R-454B | 650
217915152 | KEEPRITE | N5H9V48*K*AAA* | EVM5X48M21A* | *97CMN0802120B* | Split System | 47000 | 15.5 | 9 | 2.1 | R-454B | 650
217916800 | KEEPRITE | Q5H9V48*K*AAA* | EVD5X49M24A* | *95MSU1002120A* | Split System | 48000 | 15.5 | 9 | 2.1 | R-454B | 650
217916795 | KEEPRITE | N5H9V48*K*AAA* | EVD5X49M24A* | *95MSU1002120A* | Split System | 48000 | 15.5 | 9 | 2.1 | R-454B | 650
217915465 | KEEPRITE | N5H9V48*K*AAA* | EVM5X49M21A* | *80CTL0702120B* | Split System | 48000 | 15.5 | 9 | 2.1 | R-454B | 650
217915900 | KEEPRITE | Q5H9V48*K*AAA* | EVM5X60M21A* | *80CTL0702120B* | Split System | 48000 | 15.5 | 9 | 2.1 | R-454B | 650
217915895 | KEEPRITE | N5H9V48*K*AAA* | EVM5X60M21A* | *80CTL0702120B* | Split System | 48000 | 15.5 | 9 | 2.1 | R-454B | 650
217915470 | KEEPRITE | Q5H9V48*K*AAA* | EVM5X49M21A* | *80CTL0702120B* | Split System | 48000 | 15.5 | 9 | 2.1 | R-454B | 650
217917061 | KEEPRITE | Q5H9V48*K*AAA* | EVD5X60M21A* | *80CTL0702120B* | Split System | 48000 | 15.5 | 9 | 2.1 | R-454B | 650
217917056 | KEEPRITE | N5H9V48*K*AAA* | EVD5X60M21A* | *80CTL0702120B* | Split System | 48000 | 15.5 | 9 | 2.1 | R-454B | 650
217916056 | KEEPRITE | Q5H9V48*K*AAA* | EVM5X60M21A* | *95MSU0802120A* | Split System | 48000 | 15.5 | 9 | 2.12 | R-454B | 650
217916051 | KEEPRITE | N5H9V48*K*AAA* | EVM5X60M21A* | *95MSU0802120A* | Split System | 48000 | 15.5 | 9 | 2.12 | R-454B | 650
217916769 | KEEPRITE | N5H9V48*K*AAA* | EVD5X49M24A* | *96VSN1002120B* | Split System | 48000 | 15.5 | 9 | 2.12 | R-454B | 650
217917121 | KEEPRITE | N5H9V48*K*AAA* | EVD5X60M21A* | *95CSU0802120B* | Split System | 48000 | 15.5 | 9 | 2.12 | R-454B | 650
217915530 | KEEPRITE | N5H9V48*K*AAA* | EVM5X49M21A* | *95CSU0802120B* | Split System | 48000 | 15.5 | 9 | 2.12 | R-454B | 650
217915626 | KEEPRITE | Q5H9V48*K*AAA* | EVM5X49M21A* | *95MSU0802120A* | Split System | 48000 | 15.5 | 9 | 2.12 | R-454B | 650
217915960 | KEEPRITE | N5H9V48*K*AAA* | EVM5X60M21A* | *95CSU0802120B* | Split System | 48000 | 15.5 | 9 | 2.12 | R-454B | 650
217915965 | KEEPRITE | Q5H9V48*K*AAA* | EVM5X60M21A* | *95CSU0802120B* | Split System | 48000 | 15.5 | 9 | 2.12 | R-454B | 650
217915621 | KEEPRITE | N5H9V48*K*AAA* | EVM5X49M21A* | *95MSU0802120A* | Split System | 48000 | 15.5 | 9 | 2.12 | R-454B | 650
217916774 | KEEPRITE | Q5H9V48*K*AAA* | EVD5X49M24A* | *96VSN1002120B* | Split System | 48000 | 15.5 | 9 | 2.12 | R-454B | 650
217917126 | KEEPRITE | Q5H9V48*K*AAA* | EVD5X60M21A* | *95CSU0802120B* | Split System | 48000 | 15.5 | 9 | 2.12 | R-454B | 650
217916887 | KEEPRITE | N5H9V48*K*AAA* | EVD5X49M24A* | *96VTN1002120B* | Split System | 48000 | 15.5 | 9 | 2.12 | R-454B | 650
217916918 | KEEPRITE | Q5H9V48*K*AAA* | EVD5X49M24A* | *97VTN0802120A* | Split System | 48000 | 15.5 | 9 | 2.12 | R-454B | 650
217916913 | KEEPRITE | N5H9V48*K*AAA* | EVD5X49M24A* | *97VTN0802120A* | Split System | 48000 | 15.5 | 9 | 2.12 | R-454B | 650
217916926 | KEEPRITE | N5H9V48*K*AAA* | EVD5X49M24A* | *97VTN1002120A* | Split System | 48000 | 15.5 | 9 | 2.12 | R-454B | 650
217916878 | KEEPRITE | Q5H9V48*K*AAA* | EVD5X49M24A* | *96VTN0802120B* | Split System | 48000 | 15.5 | 9 | 2.12 | R-454B | 650
217916931 | KEEPRITE | Q5H9V48*K*AAA* | EVD5X49M24A* | *97VTN1002120A* | Split System | 48000 | 15.5 | 9 | 2.12 | R-454B | 650
217916873 | KEEPRITE | N5H9V48*K*AAA* | EVD5X49M24A* | *96VTN0802120B* | Split System | 48000 | 15.5 | 9 | 2.12 | R-454B | 650
217916756 | KEEPRITE | N5H9V48*K*AAA* | EVD5X49M24A* | *96VSN0802120B* | Split System | 48000 | 15.5 | 9 | 2.12 | R-454B | 650
217916761 | KEEPRITE | Q5H9V48*K*AAA* | EVD5X49M24A* | *96VSN0802120B* | Split System | 48000 | 15.5 | 9 | 2.12 | R-454B | 650
217916892 | KEEPRITE | Q5H9V48*K*AAA* | EVD5X49M24A* | *96VTN1002120B* | Split System | 48000 | 15.5 | 9 | 2.12 | R-454B | 650
217917217 | KEEPRITE | Q5H9V48*K*AAA* | EVD5X60M21A* | *95MSU0802120A* | Split System | 48500 | 15.5 | 9 | 2.12 | R-454B | 650
217917212 | KEEPRITE | N5H9V48*K*AAA* | EVD5X60M21A* | *95MSU0802120A* | Split System | 48500 | 15.5 | 9 | 2.12 | R-454B | 650
217917877 | KEEPRITE | Q5H9V48*K*AAA* | EVD5X61M24A* | *80CTL0702120B* | Split System | 48500 | 15.5 | 9 | 2.12 | R-454B | 650
217917872 | KEEPRITE | N5H9V48*K*AAA* | EVD5X61M24A* | *80CTL0702120B* | Split System | 48500 | 15.5 | 9 | 2.12 | R-454B | 650
217917938 | KEEPRITE | N5H9V48*K*AAA* | EVD5X61M24A* | *95CSU0802120B* | Split System | 49000 | 15.5 | 9 | 2.12 | R-454B | 650
218476718 | PAYNE HEATING AND COOLING | 37MUHAQ24AA3+KSAIC0701230 | FJ5AN*B36L* |  | Split System | 25000 | 15.5 | 9 | 2.06 | R-454B | 650
218476719 | PAYNE HEATING AND COOLING | 37MUHAQ24AA3+KSAIC0701230 | PF5MN*B36L* |  | Split System | 25000 | 15.5 | 9 | 2.06 | R-454B | 650
217915192 | TEMPSTAR | N5H9V48*K*AAA* | EVM5X48M21A* | *96VSN1002120B* | Split System | 46500 | 15.5 | 9 | 2.1 | R-454B | 650
217915197 | TEMPSTAR | Q5H9V48*K*AAA* | EVM5X48M21A* | *96VSN1002120B* | Split System | 46500 | 15.5 | 9 | 2.1 | R-454B | 650
217916235 | TEMPSTAR | N5H9V48*K*AAA* | EVD5X48M21A* | *80CSU0601716B* | Split System | 46500 | 15.5 | 9 | 2.1 | R-454B | 650
217916240 | TEMPSTAR | Q5H9V48*K*AAA* | EVD5X48M21A* | *80CSU0601716B* | Split System | 46500 | 15.5 | 9 | 2.1 | R-454B | 650
217915184 | TEMPSTAR | Q5H9V48*K*AAA* | EVM5X48M21A* | *96VSN0802120B* | Split System | 46500 | 15.5 | 9 | 2.1 | R-454B | 650
217915301 | TEMPSTAR | Q5H9V48*K*AAA* | EVM5X48M21A* | *96VTN0802120B* | Split System | 46500 | 15.5 | 9 | 2.1 | R-454B | 650
217915296 | TEMPSTAR | N5H9V48*K*AAA* | EVM5X48M21A* | *96VTN0802120B* | Split System | 46500 | 15.5 | 9 | 2.1 | R-454B | 650
217916339 | TEMPSTAR | N5H9V48*K*AAA* | EVD5X48M21A* | *80CTL0702120B* | Split System | 46500 | 15.5 | 9 | 2.1 | R-454B | 650
217915179 | TEMPSTAR | N5H9V48*K*AAA* | EVM5X48M21A* | *96VSN0802120B* | Split System | 46500 | 15.5 | 9 | 2.1 | R-454B | 650
217915336 | TEMPSTAR | N5H9V48*K*AAA* | EVM5X48M21A* | *97VTN0802120A* | Split System | 46500 | 15.5 | 9 | 2.1 | R-454B | 650
217916344 | TEMPSTAR | Q5H9V48*K*AAA* | EVD5X48M21A* | *80CTL0702120B* | Split System | 46500 | 15.5 | 9 | 2.1 | R-454B | 650
217915341 | TEMPSTAR | Q5H9V48*K*AAA* | EVM5X48M21A* | *97VTN0802120A* | Split System | 46500 | 15.5 | 9 | 2.1 | R-454B | 650
217953322 | TEMPSTAR | Q5H9V48*K*AAA* | EVD5X48M21A* | *97CMN0802120B* | Split System | 47000 | 15.5 | 9 | 2.1 | R-454B | 650
217953317 | TEMPSTAR | N5H9V48*K*AAA* | EVD5X48M21A* | *97CMN0802120B* | Split System | 47000 | 15.5 | 9 | 2.1 | R-454B | 650
217916261 | TEMPSTAR | N5H9V48*K*AAA* | EVD5X48M21A* | *80CSU1002120B* | Split System | 47000 | 15.5 | 9 | 2.1 | R-454B | 650
217916266 | TEMPSTAR | Q5H9V48*K*AAA* | EVD5X48M21A* | *80CSU1002120B* | Split System | 47000 | 15.5 | 9 | 2.1 | R-454B | 650
217915218 | TEMPSTAR | N5H9V48*K*AAA* | EVM5X48M21A* | *95MSU1002120A* | Split System | 47000 | 15.5 | 9 | 2.1 | R-454B | 650
217915223 | TEMPSTAR | Q5H9V48*K*AAA* | EVM5X48M21A* | *95MSU1002120A* | Split System | 47000 | 15.5 | 9 | 2.1 | R-454B | 650
217916482 | TEMPSTAR | N5H9V48*K*AAA* | EVD5X48M21A* | *95MSU1002120A* | Split System | 47000 | 15.5 | 9 | 2.1 | R-454B | 650
217914963 | TEMPSTAR | Q5H9V48*K*AAA* | EVM5X48M21A* | *80CSU0401712B* | Split System | 47000 | 15.5 | 9 | 2.1 | R-454B | 650
217915054 | TEMPSTAR | Q5H9V48*K*AAA* | EVM5X48M21A* | *80MSU1002120A* | Split System | 47000 | 15.5 | 9 | 2.1 | R-454B | 650
217915145 | TEMPSTAR | Q5H9V48*K*AAA* | EVM5X48M21A* | *95CSU1002122B* | Split System | 47000 | 15.5 | 9 | 2.1 | R-454B | 650
217916422 | TEMPSTAR | Q5H9V48*K*AAA* | EVD5X48M21A* | *95CSU1002122B* | Split System | 47000 | 15.5 | 9 | 2.1 | R-454B | 650
217916417 | TEMPSTAR | N5H9V48*K*AAA* | EVD5X48M21A* | *95CSU1002122B* | Split System | 47000 | 15.5 | 9 | 2.1 | R-454B | 650
217916227 | TEMPSTAR | Q5H9V48*K*AAA* | EVD5X48M21A* | *80CSU0401712B* | Split System | 47000 | 15.5 | 9 | 2.1 | R-454B | 650
217915049 | TEMPSTAR | N5H9V48*K*AAA* | EVM5X48M21A* | *80MSU1002120A* | Split System | 47000 | 15.5 | 9 | 2.1 | R-454B | 650
217915028 | TEMPSTAR | Q5H9V48*K*AAA* | EVM5X48M21A* | *80MSU0601716A* | Split System | 47000 | 15.5 | 9 | 2.1 | R-454B | 650
217915140 | TEMPSTAR | N5H9V48*K*AAA* | EVM5X48M21A* | *95CSU1002122B* | Split System | 47000 | 15.5 | 9 | 2.1 | R-454B | 650
217915023 | TEMPSTAR | N5H9V48*K*AAA* | EVM5X48M21A* | *80MSU0601716A* | Split System | 47000 | 15.5 | 9 | 2.1 | R-454B | 650
217916222 | TEMPSTAR | N5H9V48*K*AAA* | EVD5X48M21A* | *80CSU0401712B* | Split System | 47000 | 15.5 | 9 | 2.1 | R-454B | 650
217914958 | TEMPSTAR | N5H9V48*K*AAA* | EVM5X48M21A* | *80CSU0401712B* | Split System | 47000 | 15.5 | 9 | 2.1 | R-454B | 650
217916313 | TEMPSTAR | N5H9V48*K*AAA* | EVD5X48M21A* | *80MSU1002120A* | Split System | 47000 | 15.5 | 9 | 2.1 | R-454B | 650
217915158 | TEMPSTAR | Q5H9V48*K*AAA* | EVM5X48M21A* | *97CMN0802120B* | Split System | 47000 | 15.5 | 9 | 2.1 | R-454B | 650
217915153 | TEMPSTAR | N5H9V48*K*AAA* | EVM5X48M21A* | *97CMN0802120B* | Split System | 47000 | 15.5 | 9 | 2.1 | R-454B | 650
217916801 | TEMPSTAR | Q5H9V48*K*AAA* | EVD5X49M24A* | *95MSU1002120A* | Split System | 48000 | 15.5 | 9 | 2.1 | R-454B | 650
217915466 | TEMPSTAR | N5H9V48*K*AAA* | EVM5X49M21A* | *80CTL0702120B* | Split System | 48000 | 15.5 | 9 | 2.1 | R-454B | 650
217917057 | TEMPSTAR | N5H9V48*K*AAA* | EVD5X60M21A* | *80CTL0702120B* | Split System | 48000 | 15.5 | 9 | 2.1 | R-454B | 650
217915471 | TEMPSTAR | Q5H9V48*K*AAA* | EVM5X49M21A* | *80CTL0702120B* | Split System | 48000 | 15.5 | 9 | 2.1 | R-454B | 650
217917062 | TEMPSTAR | Q5H9V48*K*AAA* | EVD5X60M21A* | *80CTL0702120B* | Split System | 48000 | 15.5 | 9 | 2.1 | R-454B | 650
217915896 | TEMPSTAR | N5H9V48*K*AAA* | EVM5X60M21A* | *80CTL0702120B* | Split System | 48000 | 15.5 | 9 | 2.1 | R-454B | 650
217915627 | TEMPSTAR | Q5H9V48*K*AAA* | EVM5X49M21A* | *95MSU0802120A* | Split System | 48000 | 15.5 | 9 | 2.12 | R-454B | 650
217915622 | TEMPSTAR | N5H9V48*K*AAA* | EVM5X49M21A* | *95MSU0802120A* | Split System | 48000 | 15.5 | 9 | 2.12 | R-454B | 650
217915966 | TEMPSTAR | Q5H9V48*K*AAA* | EVM5X60M21A* | *95CSU0802120B* | Split System | 48000 | 15.5 | 9 | 2.12 | R-454B | 650
217917127 | TEMPSTAR | Q5H9V48*K*AAA* | EVD5X60M21A* | *95CSU0802120B* | Split System | 48000 | 15.5 | 9 | 2.12 | R-454B | 650
217917122 | TEMPSTAR | N5H9V48*K*AAA* | EVD5X60M21A* | *95CSU0802120B* | Split System | 48000 | 15.5 | 9 | 2.12 | R-454B | 650
217916057 | TEMPSTAR | Q5H9V48*K*AAA* | EVM5X60M21A* | *95MSU0802120A* | Split System | 48000 | 15.5 | 9 | 2.12 | R-454B | 650
217915536 | TEMPSTAR | Q5H9V48*K*AAA* | EVM5X49M21A* | *95CSU0802120B* | Split System | 48000 | 15.5 | 9 | 2.12 | R-454B | 650
217915531 | TEMPSTAR | N5H9V48*K*AAA* | EVM5X49M21A* | *95CSU0802120B* | Split System | 48000 | 15.5 | 9 | 2.12 | R-454B | 650
217915961 | TEMPSTAR | N5H9V48*K*AAA* | EVM5X60M21A* | *95CSU0802120B* | Split System | 48000 | 15.5 | 9 | 2.12 | R-454B | 650
217916775 | TEMPSTAR | Q5H9V48*K*AAA* | EVD5X49M24A* | *96VSN1002120B* | Split System | 48000 | 15.5 | 9 | 2.12 | R-454B | 650
217916919 | TEMPSTAR | Q5H9V48*K*AAA* | EVD5X49M24A* | *97VTN0802120A* | Split System | 48000 | 15.5 | 9 | 2.12 | R-454B | 650
217916888 | TEMPSTAR | N5H9V48*K*AAA* | EVD5X49M24A* | *96VTN1002120B* | Split System | 48000 | 15.5 | 9 | 2.12 | R-454B | 650
217916757 | TEMPSTAR | N5H9V48*K*AAA* | EVD5X49M24A* | *96VSN0802120B* | Split System | 48000 | 15.5 | 9 | 2.12 | R-454B | 650
217916874 | TEMPSTAR | N5H9V48*K*AAA* | EVD5X49M24A* | *96VTN0802120B* | Split System | 48000 | 15.5 | 9 | 2.12 | R-454B | 650
217916762 | TEMPSTAR | Q5H9V48*K*AAA* | EVD5X49M24A* | *96VSN0802120B* | Split System | 48000 | 15.5 | 9 | 2.12 | R-454B | 650
217916914 | TEMPSTAR | N5H9V48*K*AAA* | EVD5X49M24A* | *97VTN0802120A* | Split System | 48000 | 15.5 | 9 | 2.12 | R-454B | 650
217916927 | TEMPSTAR | N5H9V48*K*AAA* | EVD5X49M24A* | *97VTN1002120A* | Split System | 48000 | 15.5 | 9 | 2.12 | R-454B | 650
217916879 | TEMPSTAR | Q5H9V48*K*AAA* | EVD5X49M24A* | *96VTN0802120B* | Split System | 48000 | 15.5 | 9 | 2.12 | R-454B | 650
217916893 | TEMPSTAR | Q5H9V48*K*AAA* | EVD5X49M24A* | *96VTN1002120B* | Split System | 48000 | 15.5 | 9 | 2.12 | R-454B | 650
217916932 | TEMPSTAR | Q5H9V48*K*AAA* | EVD5X49M24A* | *97VTN1002120A* | Split System | 48000 | 15.5 | 9 | 2.12 | R-454B | 650
217917213 | TEMPSTAR | N5H9V48*K*AAA* | EVD5X60M21A* | *95MSU0802120A* | Split System | 48500 | 15.5 | 9 | 2.12 | R-454B | 650
217917218 | TEMPSTAR | Q5H9V48*K*AAA* | EVD5X60M21A* | *95MSU0802120A* | Split System | 48500 | 15.5 | 9 | 2.12 | R-454B | 650
217917878 | TEMPSTAR | Q5H9V48*K*AAA* | EVD5X61M24A* | *80CTL0702120B* | Split System | 48500 | 15.5 | 9 | 2.12 | R-454B | 650
217917873 | TEMPSTAR | N5H9V48*K*AAA* | EVD5X61M24A* | *80CTL0702120B* | Split System | 48500 | 15.5 | 9 | 2.12 | R-454B | 650
217917944 | TEMPSTAR | Q5H9V48*K*AAA* | EVD5X61M24A* | *95CSU0802120B* | Split System | 49000 | 15.5 | 9 | 2.12 | R-454B | 650
218160656 | DIRECT AIR | DIRM4-30MAGICPRO20-OU | DIRM4-3621MAGICP20-CCOIL | DIRM-80GV96UC4-1 | Split System | 29000 | 15.8 | 9 | 1.8 | R-454B | 650
218071741 | Durastar | DRU1H30S2A | DRUC3621S2A | MGV96U080C4C | Split System | 29000 | 15.8 | 9 | 1.8 | R-454B | 650
218396901 | MIDEA | MO1HE-H30B-2A | MAAHE-H36B-CA | BZ33-96E2U080C4 | Split System | 29000 | 15.8 | 9 | 1.8 | R-454B | 650
218396928 | MIDEA | MO1HE-H30B-2A | MAAHE-H36B-CA-UC | BZ33-96E2U080C4 | Split System | 29000 | 15.8 | 9 | 1.8 | R-454B | 650
218155878 | MIDEA | MO1HE-H30B-2A | MAAHE-H36B-CA-UC | MGV96U080C4C | Split System | 29000 | 15.8 | 9 | 1.8 | R-454B | 650
218016454 | ACIQ | N5H9V48*K*AAA* | EA*5X48M21A* | *95MSU0802120A* | Split System | 45000 | 16 | 9 | 2.08 | R-454B | 650
218016474 | ACIQ | N5H9V48*K*AAA* | EA*5X48M21A* | *97VTN0802120A* | Split System | 45000 | 16 | 9 | 2.08 | R-454B | 650
218016451 | ACIQ | N5H9V48*K*AAA* | EA*5X48M21A* | *96VSN0802120B* | Split System | 45000 | 16 | 9 | 2.08 | R-454B | 650
218016467 | ACIQ | N5H9V48*K*AAA* | EA*5X48M21A* | *96VTN0802120B* | Split System | 45000 | 16 | 9 | 2.08 | R-454B | 650
218017232 | ACIQ | N5H9V48*K*AAA* | ESH5X60M12A* | *95MSU1002120A* | Split System | 46500 | 16 | 9 | 2.08 | R-454B | 650
218017134 | ACIQ | N5H9V48*K*AAA* | ESH5X60M12A* | *80CSU1002120B* | Split System | 46500 | 16 | 9 | 2.08 | R-454B | 650
218017197 | ACIQ | N5H9V48*K*AAA* | ESH5X60M12A* | *97CMN1002122B* | Split System | 46500 | 16 | 9 | 2.08 | R-454B | 650
218017239 | ACIQ | N5H9V48*K*AAA* | ESH5X60M12A* | *96CTN1002122B* | Split System | 46500 | 16 | 9 | 2.08 | R-454B | 650
218016492 | ACIQ | N5H9V48*K*AAA* | EA*5X60M24A* | *80CTL0902120B* | Split System | 46500 | 16 | 9 | 2.08 | R-454B | 650
218016540 | ACIQ | N5H9V48*K*AAA* | EA*5X61M21A* | *80VSL0701716B* | Split System | 46500 | 16 | 9 | 2.08 | R-454B | 650
218016508 | ACIQ | N5H9V48*K*AAA* | EA*5X60M24A* | *96VSN1002120B* | Split System | 46500 | 16 | 9 | 2.08 | R-454B | 650
218016556 | ACIQ | N5H9V48*K*AAA* | EA*5X61M21A* | *80VTL0701716B* | Split System | 46500 | 16 | 9 | 2.08 | R-454B | 650
218016562 | ACIQ | N5H9V48*K*AAA* | EA*5X61M21A* | *97CMN0802120B* | Split System | 47000 | 16 | 9 | 2.08 | R-454B | 650
218016626 | ACIQ | N5H9V48*K*AAA* | EA*5X61M24A* | *96CTN0802120B* | Split System | 47000 | 16 | 9 | 2.08 | R-454B | 650
218016631 | ACIQ | N5H9V48*K*AAA* | EA*5X61M24A* | *97CTN0802120A* | Split System | 47000 | 16 | 9 | 2.08 | R-454B | 650
218016648 | ACIQ | N5H9V48*K*AAA* | EA*5X61M24A* | *97VTN1202422A* | Split System | 47000 | 16 | 9 | 2.08 | R-454B | 650
218016633 | ACIQ | N5H9V48*K*AAA* | EA*5X61M24A* | *97CTN1002122A* | Split System | 47500 | 16 | 9 | 2.08 | R-454B | 650
218016441 | ACIQ | N5H9V48*K*AAA* | EA*5X48M21A* | *80VTL0701716B* | Split System | 44500 | 16 | 9 | 2.1 | R-454B | 650
218016424 | ACIQ | N5H9V48*K*AAA* | EA*5X48M21A* | *80CSU1002120B* | Split System | 45000 | 16 | 9 | 2.1 | R-454B | 650
218016420 | ACIQ | N5H9V48*K*AAA* | EA*5X48M21A* | *80CSU0601716B* | Split System | 45000 | 16 | 9 | 2.1 | R-454B | 650
218016453 | ACIQ | N5H9V48*K*AAA* | EA*5X48M21A* | *96VSN1002120B* | Split System | 45000 | 16 | 9 | 2.1 | R-454B | 650
218017194 | ACIQ | N5H9V48*K*AAA* | ESH5X60M12A* | *97CMN0802120B* | Split System | 46000 | 16 | 9 | 2.1 | R-454B | 650
218017185 | ACIQ | N5H9V48*K*AAA* | ESH5X60M12A* | *95CSU1002122B* | Split System | 46500 | 16 | 9 | 2.1 | R-454B | 650
218017176 | ACIQ | N5H9V48*K*AAA* | ESH5X60M12A* | *80VTL1102122B* | Split System | 46500 | 16 | 9 | 2.1 | R-454B | 650
218017274 | ACIQ | N5H9V48*K*AAA* | ESH5X60M12A* | *96VTN1002122B* | Split System | 46500 | 16 | 9 | 2.1 | R-454B | 650
218017166 | ACIQ | N5H9V48*K*AAA* | ESH5X60M12A* | *80CTL1102120B* | Split System | 46500 | 16 | 9 | 2.1 | R-454B | 650
218017173 | ACIQ | N5H9V48*K*AAA* | ESH5X60M12A* | *80VTL0902120B* | Split System | 46500 | 16 | 9 | 2.1 | R-454B | 650
218017155 | ACIQ | N5H9V48*K*AAA* | ESH5X60M12A* | *80MSU1002120A* | Split System | 46500 | 16 | 9 | 2.1 | R-454B | 650
218017139 | ACIQ | N5H9V48*K*AAA* | ESH5X60M12A* | *80VSL0902120B* | Split System | 46500 | 16 | 9 | 2.1 | R-454B | 650
218017234 | ACIQ | N5H9V48*K*AAA* | ESH5X60M12A* | *95MSU1002122A* | Split System | 46500 | 16 | 9 | 2.1 | R-454B | 650
218017298 | ACIQ | N5H9V48*K*AAA* | ESH5X60M12A* | OLV154F20A | Split System | 46500 | 16 | 9 | 2.1 | R-454B | 650
218017144 | ACIQ | N5H9V48*K*AAA* | ESH5X60M12A* | *80VSL1352422B* | Split System | 46500 | 16 | 9 | 2.1 | R-454B | 650
218017289 | ACIQ | N5H9V48*K*AAA* | ESH5X60M12A* | *97VTN1002122A* | Split System | 46500 | 16 | 9 | 2.1 | R-454B | 650
218017171 | ACIQ | N5H9V48*K*AAA* | ESH5X60M12A* | *80CTL1352422B* | Split System | 46500 | 16 | 9 | 2.1 | R-454B | 650
218016486 | ACIQ | N5H9V48*K*AAA* | EA*5X60M24A* | *80VSL1102122B* | Split System | 46500 | 16 | 9 | 2.1 | R-454B | 650
218016487 | ACIQ | N5H9V48*K*AAA* | EA*5X60M24A* | *80VSL1352422B* | Split System | 46500 | 16 | 9 | 2.1 | R-454B | 650
218016510 | ACIQ | N5H9V48*K*AAA* | EA*5X60M24A* | *96VSN1202422B* | Split System | 46500 | 16 | 9 | 2.1 | R-454B | 650
218016587 | ACIQ | N5H9V48*K*AAA* | EA*5X61M21A* | *97VTN0802120A* | Split System | 46500 | 16 | 9 | 2.1 | R-454B | 650
218016520 | ACIQ | N5H9V48*K*AAA* | EA*5X60M24A* | *96VTN1002120B* | Split System | 46500 | 16 | 9 | 2.1 | R-454B | 650
218016513 | ACIQ | N5H9V48*K*AAA* | EA*5X60M24A* | *95MSU1002122A* | Split System | 46500 | 16 | 9 | 2.1 | R-454B | 650
218016491 | ACIQ | N5H9V48*K*AAA* | EA*5X60M24A* | *80MSU1002120A* | Split System | 46500 | 16 | 9 | 2.1 | R-454B | 650
218016570 | ACIQ | N5H9V48*K*AAA* | EA*5X61M21A* | *95MSU0802120A* | Split System | 47000 | 16 | 9 | 2.1 | R-454B | 650
218016575 | ACIQ | N5H9V48*K*AAA* | EA*5X61M21A* | *96CTN0802120B* | Split System | 47000 | 16 | 9 | 2.1 | R-454B | 650
218016644 | ACIQ | N5H9V48*K*AAA* | EA*5X61M24A* | *97VTN1002120A* | Split System | 47000 | 16 | 9 | 2.1 | R-454B | 650
218016622 | ACIQ | N5H9V48*K*AAA* | EA*5X61M24A* | *95MSU1002120A* | Split System | 47000 | 16 | 9 | 2.1 | R-454B | 650
218016638 | ACIQ | N5H9V48*K*AAA* | EA*5X61M24A* | *96VTN1002120B* | Split System | 47000 | 16 | 9 | 2.1 | R-454B | 650
218016578 | ACIQ | N5H9V48*K*AAA* | EA*5X61M21A* | *97CTN0802120A* | Split System | 47000 | 16 | 9 | 2.1 | R-454B | 650
218016559 | ACIQ | N5H9V48*K*AAA* | EA*5X61M21A* | *95CSU0802120B* | Split System | 47000 | 16 | 9 | 2.1 | R-454B | 650
218020957 | ACIQ | N5H9V48*K*AAA* | EVM5X48M21A* | *95MSU1002122A* | Split System | 47000 | 16 | 9 | 2.1 | R-454B | 650
218016639 | ACIQ | N5H9V48*K*AAA* | EA*5X61M24A* | *96VTN1002122B* | Split System | 47500 | 16 | 9 | 2.1 | R-454B | 650
218016599 | ACIQ | N5H9V48*K*AAA* | EA*5X61M24A* | *80VSL1352422B* | Split System | 47500 | 16 | 9 | 2.1 | R-454B | 650
218016609 | ACIQ | N5H9V48*K*AAA* | EA*5X61M24A* | *80VTL0902120B* | Split System | 47500 | 16 | 9 | 2.1 | R-454B | 650
218016601 | ACIQ | N5H9V48*K*AAA* | EA*5X61M24A* | *80MSU1002120A* | Split System | 47500 | 16 | 9 | 2.1 | R-454B | 650
218020978 | ACIQ | N5H9V48*K*AAA* | EVM5X49M21A* | *80CSU1002120B* | Split System | 48500 | 16 | 9 | 2.1 | R-454B | 650
218021001 | ACIQ | N5H9V48*K*AAA* | EVM5X49M21A* | *97CMN0802120B* | Split System | 48000 | 16 | 9 | 2.12 | R-454B | 650
218021058 | ACIQ | N5H9V48*K*AAA* | EVM5X60M21A* | *97CMN0802120B* | Split System | 48000 | 16 | 9 | 2.12 | R-454B | 650
218021253 | ACIQ | N5H9V48*K*AAA* | EVD5X61M21A* | *80CTL0702120B* | Split System | 48500 | 16 | 9 | 2.12 | R-454B | 650
218018383 | ACIQ | N5H9V60*K*AAA* | EA*5X60M24A* | *80VTL0902120B* | Split System | 54500 | 16 | 9 | 2.12 | R-454B | 650
218018427 | ACIQ | N5H9V60*K*AAA* | EA*5X60M24A* | *96CTN1202422B* | Split System | 54500 | 16 | 9 | 2.12 | R-454B | 650
218018358 | ACIQ | N5H9V60*K*AAA* | EA*5X60M24A* | *80VSL0902120B* | Split System | 54500 | 16 | 9 | 2.12 | R-454B | 650
218018435 | ACIQ | N5H9V60*K*AAA* | EA*5X60M24A* | *97CTN1202422A* | Split System | 54500 | 16 | 9 | 2.12 | R-454B | 650
218018359 | ACIQ | N5H9V60*K*AAA* | EA*5X60M24A* | *80VSL1102122B* | Split System | 55000 | 16 | 9 | 2.12 | R-454B | 650
218018385 | ACIQ | N5H9V60*K*AAA* | EA*5X60M24A* | *80VTL1102122B* | Split System | 55000 | 16 | 9 | 2.12 | R-454B | 650
218018480 | ACIQ | N5H9V60*K*AAA* | EA*5X60M24A* | OLV154F20A | Split System | 55500 | 16 | 9 | 2.12 | R-454B | 650
218018500 | ACIQ | N5H9V60*K*AAA* | EA*5X61M21A* | *80VSL1102122B* | Split System | 56000 | 16 | 9 | 2.12 | R-454B | 650
218018613 | ACIQ | N5H9V60*K*AAA* | EA*5X61M21A* | *97VTN1002120A* | Split System | 55500 | 16 | 9 | 2.14 | R-454B | 650
218018787 | ACIQ | N5H9V60*K*AAA* | EA*5X61M24A* | *97VTN1202422A* | Split System | 55500 | 16 | 9 | 2.14 | R-454B | 650
218018595 | ACIQ | N5H9V60*K*AAA* | EA*5X61M21A* | *96VTN1002120B* | Split System | 55500 | 16 | 9 | 2.14 | R-454B | 650
218018522 | ACIQ | N5H9V60*K*AAA* | EA*5X61M21A* | *80VTL0902120B* | Split System | 55500 | 16 | 9 | 2.14 | R-454B | 650
218018766 | ACIQ | N5H9V60*K*AAA* | EA*5X61M24A* | *96VTN1202422B* | Split System | 55500 | 16 | 9 | 2.14 | R-454B | 650
218018759 | ACIQ | N5H9V60*K*AAA* | EA*5X61M24A* | *96VTN1002120B* | Split System | 56000 | 16 | 9 | 2.14 | R-454B | 650
218018680 | ACIQ | N5H9V60*K*AAA* | EA*5X61M24A* | *80VTL0902120B* | Split System | 56000 | 16 | 9 | 2.14 | R-454B | 650
218018712 | ACIQ | N5H9V60*K*AAA* | EA*5X61M24A* | *96VSN1002120B* | Split System | 56000 | 16 | 9 | 2.14 | R-454B | 650
218018620 | ACIQ | N5H9V60*K*AAA* | EA*5X61M21A* | *97VTN1002122A* | Split System | 56000 | 16 | 9 | 2.14 | R-454B | 650
218018777 | ACIQ | N5H9V60*K*AAA* | EA*5X61M24A* | *97VTN1002120A* | Split System | 56000 | 16 | 9 | 2.14 | R-454B | 650
218018671 | ACIQ | N5H9V60*K*AAA* | EA*5X61M24A* | *80CTL1102120B* | Split System | 56000 | 16 | 9 | 2.14 | R-454B | 650
218018677 | ACIQ | N5H9V60*K*AAA* | EA*5X61M24A* | *80CTL1352422B* | Split System | 56000 | 16 | 9 | 2.14 | R-454B | 650
218018668 | ACIQ | N5H9V60*K*AAA* | EA*5X61M24A* | *80CTL0902120B* | Split System | 56000 | 16 | 9 | 2.14 | R-454B | 650
218018601 | ACIQ | N5H9V60*K*AAA* | EA*5X61M21A* | *96VTN1002122B* | Split System | 56000 | 16 | 9 | 2.14 | R-454B | 650
218018517 | ACIQ | N5H9V60*K*AAA* | EA*5X61M21A* | *80CTL1102120B* | Split System | 56000 | 16 | 9 | 2.14 | R-454B | 650
218018700 | ACIQ | N5H9V60*K*AAA* | EA*5X61M24A* | *97CMN1002122B* | Split System | 56000 | 16 | 9 | 2.14 | R-454B | 650
218018736 | ACIQ | N5H9V60*K*AAA* | EA*5X61M24A* | *96CTN1002122B* | Split System | 56000 | 16 | 9 | 2.14 | R-454B | 650
218018748 | ACIQ | N5H9V60*K*AAA* | EA*5X61M24A* | *97CTN1002122A* | Split System | 56000 | 16 | 9 | 2.14 | R-454B | 650
218018794 | ACIQ | N5H9V60*K*AAA* | EA*5X61M24A* | OLV154F20A | Split System | 56500 | 16 | 9 | 2.14 | R-454B | 650
217955762 | AIRQUEST | Q5H9V48*K*AAA* | EA*5X48M21A* | *96VTN0802120B* | Split System | 45000 | 16 | 9 | 2.08 | R-454B | 650
217955706 | AIRQUEST | Q5H9V48*K*AAA* | EA*5X48M21A* | *80CTL0702120B* | Split System | 45000 | 16 | 9 | 2.08 | R-454B | 650
217955772 | AIRQUEST | Q5H9V48*K*AAA* | EA*5X48M21A* | *97VTN0802120A* | Split System | 45000 | 16 | 9 | 2.08 | R-454B | 650
217955736 | AIRQUEST | Q5H9V48*K*AAA* | EA*5X48M21A* | *96VSN0802120B* | Split System | 45000 | 16 | 9 | 2.08 | R-454B | 650
217955742 | AIRQUEST | Q5H9V48*K*AAA* | EA*5X48M21A* | *95MSU0802120A* | Split System | 45000 | 16 | 9 | 2.08 | R-454B | 650
217955856 | AIRQUEST | Q5H9V48*K*AAA* | EA*5X60M24A* | *97VTN1202422A* | Split System | 46000 | 16 | 9 | 2.08 | R-454B | 650
217955848 | AIRQUEST | Q5H9V48*K*AAA* | EA*5X60M24A* | *96VTN1202422B* | Split System | 46000 | 16 | 9 | 2.08 | R-454B | 650
217956192 | AIRQUEST | Q5H9V48*K*AAA* | ESH5X60M12A* | *95MSU1002120A* | Split System | 46500 | 16 | 9 | 2.08 | R-454B | 650
217956198 | AIRQUEST | Q5H9V48*K*AAA* | ESH5X60M12A* | *96CTN1002122B* | Split System | 46500 | 16 | 9 | 2.08 | R-454B | 650
217956186 | AIRQUEST | Q5H9V48*K*AAA* | ESH5X60M12A* | *96VSN1202422B* | Split System | 46500 | 16 | 9 | 2.08 | R-454B | 650
217956174 | AIRQUEST | Q5H9V48*K*AAA* | ESH5X60M12A* | *97CMN1002122B* | Split System | 46500 | 16 | 9 | 2.08 | R-454B | 650
217956206 | AIRQUEST | Q5H9V48*K*AAA* | ESH5X60M12A* | *97CTN1002122A* | Split System | 46500 | 16 | 9 | 2.08 | R-454B | 650
217956128 | AIRQUEST | Q5H9V48*K*AAA* | ESH5X60M12A* | *80CSU1002120B* | Split System | 46500 | 16 | 9 | 2.08 | R-454B | 650
217955796 | AIRQUEST | Q5H9V48*K*AAA* | EA*5X60M24A* | *80CTL0902120B* | Split System | 46500 | 16 | 9 | 2.08 | R-454B | 650
217955892 | AIRQUEST | Q5H9V48*K*AAA* | EA*5X61M21A* | *80VTL0701716B* | Split System | 46500 | 16 | 9 | 2.08 | R-454B | 650
217955870 | AIRQUEST | Q5H9V48*K*AAA* | EA*5X61M21A* | *80VSL0701716B* | Split System | 46500 | 16 | 9 | 2.08 | R-454B | 650
217955820 | AIRQUEST | Q5H9V48*K*AAA* | EA*5X60M24A* | *96VSN1002120B* | Split System | 46500 | 16 | 9 | 2.08 | R-454B | 650
217955902 | AIRQUEST | Q5H9V48*K*AAA* | EA*5X61M21A* | *97CMN0802120B* | Split System | 47000 | 16 | 9 | 2.08 | R-454B | 650
217955988 | AIRQUEST | Q5H9V48*K*AAA* | EA*5X61M24A* | *96CTN0802120B* | Split System | 47000 | 16 | 9 | 2.08 | R-454B | 650
217956006 | AIRQUEST | Q5H9V48*K*AAA* | EA*5X61M24A* | *96VTN1202422B* | Split System | 47000 | 16 | 9 | 2.08 | R-454B | 650
217955994 | AIRQUEST | Q5H9V48*K*AAA* | EA*5X61M24A* | *97CTN0802120A* | Split System | 47000 | 16 | 9 | 2.08 | R-454B | 650
217956014 | AIRQUEST | Q5H9V48*K*AAA* | EA*5X61M24A* | *97VTN1202422A* | Split System | 47000 | 16 | 9 | 2.08 | R-454B | 650
217955980 | AIRQUEST | Q5H9V48*K*AAA* | EA*5X61M24A* | *96VSN1202422B* | Split System | 47500 | 16 | 9 | 2.08 | R-454B | 650
217955972 | AIRQUEST | Q5H9V48*K*AAA* | EA*5X61M24A* | *97CMN1002122B* | Split System | 47500 | 16 | 9 | 2.08 | R-454B | 650
217955990 | AIRQUEST | Q5H9V48*K*AAA* | EA*5X61M24A* | *96CTN1002122B* | Split System | 47500 | 16 | 9 | 2.08 | R-454B | 650
217955996 | AIRQUEST | Q5H9V48*K*AAA* | EA*5X61M24A* | *97CTN1002122A* | Split System | 47500 | 16 | 9 | 2.08 | R-454B | 650
217955712 | AIRQUEST | Q5H9V48*K*AAA* | EA*5X48M21A* | *80VTL0701716B* | Split System | 44500 | 16 | 9 | 2.1 | R-454B | 650
217955688 | AIRQUEST | Q5H9V48*K*AAA* | EA*5X48M21A* | *80CSU1002120B* | Split System | 45000 | 16 | 9 | 2.1 | R-454B | 650
217955738 | AIRQUEST | Q5H9V48*K*AAA* | EA*5X48M21A* | *96VSN1002120B* | Split System | 45000 | 16 | 9 | 2.1 | R-454B | 650
217955684 | AIRQUEST | Q5H9V48*K*AAA* | EA*5X48M21A* | *80CSU0601716B* | Split System | 45000 | 16 | 9 | 2.1 | R-454B | 650
217956172 | AIRQUEST | Q5H9V48*K*AAA* | ESH5X60M12A* | *97CMN0802120B* | Split System | 46000 | 16 | 9 | 2.1 | R-454B | 650
217956142 | AIRQUEST | Q5H9V48*K*AAA* | ESH5X60M12A* | *80MSU1002120A* | Split System | 46500 | 16 | 9 | 2.1 | R-454B | 650
217956226 | AIRQUEST | Q5H9V48*K*AAA* | ESH5X60M12A* | *97VTN1002122A* | Split System | 46500 | 16 | 9 | 2.1 | R-454B | 650
217956134 | AIRQUEST | Q5H9V48*K*AAA* | ESH5X60M12A* | *80VSL1102122B* | Split System | 46500 | 16 | 9 | 2.1 | R-454B | 650
217956166 | AIRQUEST | Q5H9V48*K*AAA* | ESH5X60M12A* | *95CSU1002122B* | Split System | 46500 | 16 | 9 | 2.1 | R-454B | 650
217956232 | AIRQUEST | Q5H9V48*K*AAA* | ESH5X60M12A* | OLV154F20A | Split System | 46500 | 16 | 9 | 2.1 | R-454B | 650
217956136 | AIRQUEST | Q5H9V48*K*AAA* | ESH5X60M12A* | *80VSL1352422B* | Split System | 46500 | 16 | 9 | 2.1 | R-454B | 650
217956158 | AIRQUEST | Q5H9V48*K*AAA* | ESH5X60M12A* | *80VTL0902120B* | Split System | 46500 | 16 | 9 | 2.1 | R-454B | 650
217956138 | AIRQUEST | Q5H9V48*K*AAA* | ESH5X60M12A* | *80MSU0601716A* | Split System | 46500 | 16 | 9 | 2.1 | R-454B | 650
217956160 | AIRQUEST | Q5H9V48*K*AAA* | ESH5X60M12A* | *80VTL1102122B* | Split System | 46500 | 16 | 9 | 2.1 | R-454B | 650
217956176 | AIRQUEST | Q5H9V48*K*AAA* | ESH5X60M12A* | *97CMN1202422B* | Split System | 46500 | 16 | 9 | 2.1 | R-454B | 650
217956194 | AIRQUEST | Q5H9V48*K*AAA* | ESH5X60M12A* | *95MSU1002122A* | Split System | 46500 | 16 | 9 | 2.1 | R-454B | 650
217956132 | AIRQUEST | Q5H9V48*K*AAA* | ESH5X60M12A* | *80VSL0902120B* | Split System | 46500 | 16 | 9 | 2.1 | R-454B | 650
217956216 | AIRQUEST | Q5H9V48*K*AAA* | ESH5X60M12A* | *96VTN1002122B* | Split System | 46500 | 16 | 9 | 2.1 | R-454B | 650
217956152 | AIRQUEST | Q5H9V48*K*AAA* | ESH5X60M12A* | *80CTL1102120B* | Split System | 46500 | 16 | 9 | 2.1 | R-454B | 650
217956154 | AIRQUEST | Q5H9V48*K*AAA* | ESH5X60M12A* | *80CTL1352422B* | Split System | 46500 | 16 | 9 | 2.1 | R-454B | 650
217955788 | AIRQUEST | Q5H9V48*K*AAA* | EA*5X60M24A* | *80VSL1352422B* | Split System | 46500 | 16 | 9 | 2.1 | R-454B | 650
217955822 | AIRQUEST | Q5H9V48*K*AAA* | EA*5X60M24A* | *96VSN1202422B* | Split System | 46500 | 16 | 9 | 2.1 | R-454B | 650
217955906 | AIRQUEST | Q5H9V48*K*AAA* | EA*5X61M21A* | *96VSN0802120B* | Split System | 46500 | 16 | 9 | 2.1 | R-454B | 650
217955934 | AIRQUEST | Q5H9V48*K*AAA* | EA*5X61M21A* | *97VTN0802120A* | Split System | 46500 | 16 | 9 | 2.1 | R-454B | 650
217955786 | AIRQUEST | Q5H9V48*K*AAA* | EA*5X60M24A* | *80VSL1102122B* | Split System | 46500 | 16 | 9 | 2.1 | R-454B | 650
217955852 | AIRQUEST | Q5H9V48*K*AAA* | EA*5X60M24A* | *97VTN1002120A* | Split System | 46500 | 16 | 9 | 2.1 | R-454B | 650
217955828 | AIRQUEST | Q5H9V48*K*AAA* | EA*5X60M24A* | *95MSU1002122A* | Split System | 46500 | 16 | 9 | 2.1 | R-454B | 650
217955844 | AIRQUEST | Q5H9V48*K*AAA* | EA*5X60M24A* | *96VTN1002120B* | Split System | 46500 | 16 | 9 | 2.1 | R-454B | 650
217955928 | AIRQUEST | Q5H9V48*K*AAA* | EA*5X61M21A* | *96VTN0802120B* | Split System | 46500 | 16 | 9 | 2.1 | R-454B | 650
217955792 | AIRQUEST | Q5H9V48*K*AAA* | EA*5X60M24A* | *80MSU1002120A* | Split System | 46500 | 16 | 9 | 2.1 | R-454B | 650
217955912 | AIRQUEST | Q5H9V48*K*AAA* | EA*5X61M21A* | *95MSU0802120A* | Split System | 47000 | 16 | 9 | 2.1 | R-454B | 650
217955924 | AIRQUEST | Q5H9V48*K*AAA* | EA*5X61M21A* | *97CTN0802120A* | Split System | 47000 | 16 | 9 | 2.1 | R-454B | 650
217955918 | AIRQUEST | Q5H9V48*K*AAA* | EA*5X61M21A* | *96CTN0802120B* | Split System | 47000 | 16 | 9 | 2.1 | R-454B | 650
217955896 | AIRQUEST | Q5H9V48*K*AAA* | EA*5X61M21A* | *95CSU0802120B* | Split System | 47000 | 16 | 9 | 2.1 | R-454B | 650
217955978 | AIRQUEST | Q5H9V48*K*AAA* | EA*5X61M24A* | *96VSN1002120B* | Split System | 47000 | 16 | 9 | 2.1 | R-454B | 650
217956010 | AIRQUEST | Q5H9V48*K*AAA* | EA*5X61M24A* | *97VTN1002120A* | Split System | 47000 | 16 | 9 | 2.1 | R-454B | 650
217955984 | AIRQUEST | Q5H9V48*K*AAA* | EA*5X61M24A* | *95MSU1002120A* | Split System | 47000 | 16 | 9 | 2.1 | R-454B | 650
217956002 | AIRQUEST | Q5H9V48*K*AAA* | EA*5X61M24A* | *96VTN1002120B* | Split System | 47000 | 16 | 9 | 2.1 | R-454B | 650
217955204 | AIRQUEST | Q5H9V48*K*AAA* | EVM5X48M21A* | *95MSU1002122A* | Split System | 47000 | 16 | 9 | 2.1 | R-454B | 650
217915226 | AIRQUEST | N5H9V48*K*AAA* | EVM5X48M21A* | *95MSU1002122A* | Split System | 47000 | 16 | 9 | 2.1 | R-454B | 650
217956004 | AIRQUEST | Q5H9V48*K*AAA* | EA*5X61M24A* | *96VTN1002122B* | Split System | 47500 | 16 | 9 | 2.1 | R-454B | 650
217956016 | AIRQUEST | Q5H9V48*K*AAA* | EA*5X61M24A* | OLV154F20A | Split System | 47500 | 16 | 9 | 2.1 | R-454B | 650
217955948 | AIRQUEST | Q5H9V48*K*AAA* | EA*5X61M24A* | *80VSL1352422B* | Split System | 47500 | 16 | 9 | 2.1 | R-454B | 650
217955962 | AIRQUEST | Q5H9V48*K*AAA* | EA*5X61M24A* | *80VTL1102122B* | Split System | 47500 | 16 | 9 | 2.1 | R-454B | 650
217956012 | AIRQUEST | Q5H9V48*K*AAA* | EA*5X61M24A* | *97VTN1002122A* | Split System | 47500 | 16 | 9 | 2.1 | R-454B | 650
217955950 | AIRQUEST | Q5H9V48*K*AAA* | EA*5X61M24A* | *80MSU1002120A* | Split System | 47500 | 16 | 9 | 2.1 | R-454B | 650
217955944 | AIRQUEST | Q5H9V48*K*AAA* | EA*5X61M24A* | *80VSL0902120B* | Split System | 47500 | 16 | 9 | 2.1 | R-454B | 650
217955960 | AIRQUEST | Q5H9V48*K*AAA* | EA*5X61M24A* | *80VTL0902120B* | Split System | 47500 | 16 | 9 | 2.1 | R-454B | 650
217955228 | AIRQUEST | Q5H9V48*K*AAA* | EVM5X49M21A* | *80CSU1002120B* | Split System | 48500 | 16 | 9 | 2.1 | R-454B | 650
217955256 | AIRQUEST | Q5H9V48*K*AAA* | EVM5X49M21A* | *97CMN0802120B* | Split System | 48000 | 16 | 9 | 2.12 | R-454B | 650
217955322 | AIRQUEST | Q5H9V48*K*AAA* | EVM5X60M21A* | *97CMN0802120B* | Split System | 48000 | 16 | 9 | 2.12 | R-454B | 650
217915565 | AIRQUEST | N5H9V48*K*AAA* | EVM5X49M21A* | *97CMN0802120B* | Split System | 48000 | 16 | 9 | 2.12 | R-454B | 650
217915995 | AIRQUEST | N5H9V48*K*AAA* | EVM5X60M21A* | *97CMN0802120B* | Split System | 48000 | 16 | 9 | 2.12 | R-454B | 650
217955550 | AIRQUEST | Q5H9V48*K*AAA* | EVD5X61M21A* | *80CTL0702120B* | Split System | 48500 | 16 | 9 | 2.12 | R-454B | 650
217917477 | AIRQUEST | N5H9V48*K*AAA* | EVD5X61M21A* | *80CTL0702120B* | Split System | 48500 | 16 | 9 | 2.12 | R-454B | 650
217955761 | ARCOAIRE | Q5H9V48*K*AAA* | EA*5X48M21A* | *96VTN0802120B* | Split System | 45000 | 16 | 9 | 2.08 | R-454B | 650
217955705 | ARCOAIRE | Q5H9V48*K*AAA* | EA*5X48M21A* | *80CTL0702120B* | Split System | 45000 | 16 | 9 | 2.08 | R-454B | 650
217955741 | ARCOAIRE | Q5H9V48*K*AAA* | EA*5X48M21A* | *95MSU0802120A* | Split System | 45000 | 16 | 9 | 2.08 | R-454B | 650
217955771 | ARCOAIRE | Q5H9V48*K*AAA* | EA*5X48M21A* | *97VTN0802120A* | Split System | 45000 | 16 | 9 | 2.08 | R-454B | 650
217955735 | ARCOAIRE | Q5H9V48*K*AAA* | EA*5X48M21A* | *96VSN0802120B* | Split System | 45000 | 16 | 9 | 2.08 | R-454B | 650
217955855 | ARCOAIRE | Q5H9V48*K*AAA* | EA*5X60M24A* | *97VTN1202422A* | Split System | 46000 | 16 | 9 | 2.08 | R-454B | 650
217955847 | ARCOAIRE | Q5H9V48*K*AAA* | EA*5X60M24A* | *96VTN1202422B* | Split System | 46000 | 16 | 9 | 2.08 | R-454B | 650
217956197 | ARCOAIRE | Q5H9V48*K*AAA* | ESH5X60M12A* | *96CTN1002122B* | Split System | 46500 | 16 | 9 | 2.08 | R-454B | 650
217956173 | ARCOAIRE | Q5H9V48*K*AAA* | ESH5X60M12A* | *97CMN1002122B* | Split System | 46500 | 16 | 9 | 2.08 | R-454B | 650
217956191 | ARCOAIRE | Q5H9V48*K*AAA* | ESH5X60M12A* | *95MSU1002120A* | Split System | 46500 | 16 | 9 | 2.08 | R-454B | 650
217956185 | ARCOAIRE | Q5H9V48*K*AAA* | ESH5X60M12A* | *96VSN1202422B* | Split System | 46500 | 16 | 9 | 2.08 | R-454B | 650
217956205 | ARCOAIRE | Q5H9V48*K*AAA* | ESH5X60M12A* | *97CTN1002122A* | Split System | 46500 | 16 | 9 | 2.08 | R-454B | 650
217956127 | ARCOAIRE | Q5H9V48*K*AAA* | ESH5X60M12A* | *80CSU1002120B* | Split System | 46500 | 16 | 9 | 2.08 | R-454B | 650
217955795 | ARCOAIRE | Q5H9V48*K*AAA* | EA*5X60M24A* | *80CTL0902120B* | Split System | 46500 | 16 | 9 | 2.08 | R-454B | 650
217955891 | ARCOAIRE | Q5H9V48*K*AAA* | EA*5X61M21A* | *80VTL0701716B* | Split System | 46500 | 16 | 9 | 2.08 | R-454B | 650
217955819 | ARCOAIRE | Q5H9V48*K*AAA* | EA*5X60M24A* | *96VSN1002120B* | Split System | 46500 | 16 | 9 | 2.08 | R-454B | 650
217955869 | ARCOAIRE | Q5H9V48*K*AAA* | EA*5X61M21A* | *80VSL0701716B* | Split System | 46500 | 16 | 9 | 2.08 | R-454B | 650
217955901 | ARCOAIRE | Q5H9V48*K*AAA* | EA*5X61M21A* | *97CMN0802120B* | Split System | 47000 | 16 | 9 | 2.08 | R-454B | 650
217956013 | ARCOAIRE | Q5H9V48*K*AAA* | EA*5X61M24A* | *97VTN1202422A* | Split System | 47000 | 16 | 9 | 2.08 | R-454B | 650
217955987 | ARCOAIRE | Q5H9V48*K*AAA* | EA*5X61M24A* | *96CTN0802120B* | Split System | 47000 | 16 | 9 | 2.08 | R-454B | 650
217956005 | ARCOAIRE | Q5H9V48*K*AAA* | EA*5X61M24A* | *96VTN1202422B* | Split System | 47000 | 16 | 9 | 2.08 | R-454B | 650
217955993 | ARCOAIRE | Q5H9V48*K*AAA* | EA*5X61M24A* | *97CTN0802120A* | Split System | 47000 | 16 | 9 | 2.08 | R-454B | 650
217955979 | ARCOAIRE | Q5H9V48*K*AAA* | EA*5X61M24A* | *96VSN1202422B* | Split System | 47500 | 16 | 9 | 2.08 | R-454B | 650
217955995 | ARCOAIRE | Q5H9V48*K*AAA* | EA*5X61M24A* | *97CTN1002122A* | Split System | 47500 | 16 | 9 | 2.08 | R-454B | 650
217955971 | ARCOAIRE | Q5H9V48*K*AAA* | EA*5X61M24A* | *97CMN1002122B* | Split System | 47500 | 16 | 9 | 2.08 | R-454B | 650
217955989 | ARCOAIRE | Q5H9V48*K*AAA* | EA*5X61M24A* | *96CTN1002122B* | Split System | 47500 | 16 | 9 | 2.08 | R-454B | 650
217955711 | ARCOAIRE | Q5H9V48*K*AAA* | EA*5X48M21A* | *80VTL0701716B* | Split System | 44500 | 16 | 9 | 2.1 | R-454B | 650
217955687 | ARCOAIRE | Q5H9V48*K*AAA* | EA*5X48M21A* | *80CSU1002120B* | Split System | 45000 | 16 | 9 | 2.1 | R-454B | 650
217955683 | ARCOAIRE | Q5H9V48*K*AAA* | EA*5X48M21A* | *80CSU0601716B* | Split System | 45000 | 16 | 9 | 2.1 | R-454B | 650
217955737 | ARCOAIRE | Q5H9V48*K*AAA* | EA*5X48M21A* | *96VSN1002120B* | Split System | 45000 | 16 | 9 | 2.1 | R-454B | 650
217956171 | ARCOAIRE | Q5H9V48*K*AAA* | ESH5X60M12A* | *97CMN0802120B* | Split System | 46000 | 16 | 9 | 2.1 | R-454B | 650
217956131 | ARCOAIRE | Q5H9V48*K*AAA* | ESH5X60M12A* | *80VSL0902120B* | Split System | 46500 | 16 | 9 | 2.1 | R-454B | 650
217956133 | ARCOAIRE | Q5H9V48*K*AAA* | ESH5X60M12A* | *80VSL1102122B* | Split System | 46500 | 16 | 9 | 2.1 | R-454B | 650
217956175 | ARCOAIRE | Q5H9V48*K*AAA* | ESH5X60M12A* | *97CMN1202422B* | Split System | 46500 | 16 | 9 | 2.1 | R-454B | 650
217956225 | ARCOAIRE | Q5H9V48*K*AAA* | ESH5X60M12A* | *97VTN1002122A* | Split System | 46500 | 16 | 9 | 2.1 | R-454B | 650
217956141 | ARCOAIRE | Q5H9V48*K*AAA* | ESH5X60M12A* | *80MSU1002120A* | Split System | 46500 | 16 | 9 | 2.1 | R-454B | 650
217956159 | ARCOAIRE | Q5H9V48*K*AAA* | ESH5X60M12A* | *80VTL1102122B* | Split System | 46500 | 16 | 9 | 2.1 | R-454B | 650
217956193 | ARCOAIRE | Q5H9V48*K*AAA* | ESH5X60M12A* | *95MSU1002122A* | Split System | 46500 | 16 | 9 | 2.1 | R-454B | 650
217956215 | ARCOAIRE | Q5H9V48*K*AAA* | ESH5X60M12A* | *96VTN1002122B* | Split System | 46500 | 16 | 9 | 2.1 | R-454B | 650
217956157 | ARCOAIRE | Q5H9V48*K*AAA* | ESH5X60M12A* | *80VTL0902120B* | Split System | 46500 | 16 | 9 | 2.1 | R-454B | 650
217956135 | ARCOAIRE | Q5H9V48*K*AAA* | ESH5X60M12A* | *80VSL1352422B* | Split System | 46500 | 16 | 9 | 2.1 | R-454B | 650
217956137 | ARCOAIRE | Q5H9V48*K*AAA* | ESH5X60M12A* | *80MSU0601716A* | Split System | 46500 | 16 | 9 | 2.1 | R-454B | 650
217956151 | ARCOAIRE | Q5H9V48*K*AAA* | ESH5X60M12A* | *80CTL1102120B* | Split System | 46500 | 16 | 9 | 2.1 | R-454B | 650
217956165 | ARCOAIRE | Q5H9V48*K*AAA* | ESH5X60M12A* | *95CSU1002122B* | Split System | 46500 | 16 | 9 | 2.1 | R-454B | 650
217956231 | ARCOAIRE | Q5H9V48*K*AAA* | ESH5X60M12A* | OLV154F20A | Split System | 46500 | 16 | 9 | 2.1 | R-454B | 650
217956153 | ARCOAIRE | Q5H9V48*K*AAA* | ESH5X60M12A* | *80CTL1352422B* | Split System | 46500 | 16 | 9 | 2.1 | R-454B | 650
217955827 | ARCOAIRE | Q5H9V48*K*AAA* | EA*5X60M24A* | *95MSU1002122A* | Split System | 46500 | 16 | 9 | 2.1 | R-454B | 650
217955927 | ARCOAIRE | Q5H9V48*K*AAA* | EA*5X61M21A* | *96VTN0802120B* | Split System | 46500 | 16 | 9 | 2.1 | R-454B | 650
217955851 | ARCOAIRE | Q5H9V48*K*AAA* | EA*5X60M24A* | *97VTN1002120A* | Split System | 46500 | 16 | 9 | 2.1 | R-454B | 650
217955821 | ARCOAIRE | Q5H9V48*K*AAA* | EA*5X60M24A* | *96VSN1202422B* | Split System | 46500 | 16 | 9 | 2.1 | R-454B | 650
217955905 | ARCOAIRE | Q5H9V48*K*AAA* | EA*5X61M21A* | *96VSN0802120B* | Split System | 46500 | 16 | 9 | 2.1 | R-454B | 650
217955843 | ARCOAIRE | Q5H9V48*K*AAA* | EA*5X60M24A* | *96VTN1002120B* | Split System | 46500 | 16 | 9 | 2.1 | R-454B | 650
217955933 | ARCOAIRE | Q5H9V48*K*AAA* | EA*5X61M21A* | *97VTN0802120A* | Split System | 46500 | 16 | 9 | 2.1 | R-454B | 650
217955785 | ARCOAIRE | Q5H9V48*K*AAA* | EA*5X60M24A* | *80VSL1102122B* | Split System | 46500 | 16 | 9 | 2.1 | R-454B | 650
217955787 | ARCOAIRE | Q5H9V48*K*AAA* | EA*5X60M24A* | *80VSL1352422B* | Split System | 46500 | 16 | 9 | 2.1 | R-454B | 650
217955791 | ARCOAIRE | Q5H9V48*K*AAA* | EA*5X60M24A* | *80MSU1002120A* | Split System | 46500 | 16 | 9 | 2.1 | R-454B | 650
217955911 | ARCOAIRE | Q5H9V48*K*AAA* | EA*5X61M21A* | *95MSU0802120A* | Split System | 47000 | 16 | 9 | 2.1 | R-454B | 650
217955977 | ARCOAIRE | Q5H9V48*K*AAA* | EA*5X61M24A* | *96VSN1002120B* | Split System | 47000 | 16 | 9 | 2.1 | R-454B | 650
217956009 | ARCOAIRE | Q5H9V48*K*AAA* | EA*5X61M24A* | *97VTN1002120A* | Split System | 47000 | 16 | 9 | 2.1 | R-454B | 650
217955923 | ARCOAIRE | Q5H9V48*K*AAA* | EA*5X61M21A* | *97CTN0802120A* | Split System | 47000 | 16 | 9 | 2.1 | R-454B | 650
217955917 | ARCOAIRE | Q5H9V48*K*AAA* | EA*5X61M21A* | *96CTN0802120B* | Split System | 47000 | 16 | 9 | 2.1 | R-454B | 650
217955895 | ARCOAIRE | Q5H9V48*K*AAA* | EA*5X61M21A* | *95CSU0802120B* | Split System | 47000 | 16 | 9 | 2.1 | R-454B | 650
217955983 | ARCOAIRE | Q5H9V48*K*AAA* | EA*5X61M24A* | *95MSU1002120A* | Split System | 47000 | 16 | 9 | 2.1 | R-454B | 650
217956001 | ARCOAIRE | Q5H9V48*K*AAA* | EA*5X61M24A* | *96VTN1002120B* | Split System | 47000 | 16 | 9 | 2.1 | R-454B | 650
217955203 | ARCOAIRE | Q5H9V48*K*AAA* | EVM5X48M21A* | *95MSU1002122A* | Split System | 47000 | 16 | 9 | 2.1 | R-454B | 650
217915225 | ARCOAIRE | N5H9V48*K*AAA* | EVM5X48M21A* | *95MSU1002122A* | Split System | 47000 | 16 | 9 | 2.1 | R-454B | 650
217956015 | ARCOAIRE | Q5H9V48*K*AAA* | EA*5X61M24A* | OLV154F20A | Split System | 47500 | 16 | 9 | 2.1 | R-454B | 650
217955961 | ARCOAIRE | Q5H9V48*K*AAA* | EA*5X61M24A* | *80VTL1102122B* | Split System | 47500 | 16 | 9 | 2.1 | R-454B | 650
217956003 | ARCOAIRE | Q5H9V48*K*AAA* | EA*5X61M24A* | *96VTN1002122B* | Split System | 47500 | 16 | 9 | 2.1 | R-454B | 650
217956011 | ARCOAIRE | Q5H9V48*K*AAA* | EA*5X61M24A* | *97VTN1002122A* | Split System | 47500 | 16 | 9 | 2.1 | R-454B | 650
217955947 | ARCOAIRE | Q5H9V48*K*AAA* | EA*5X61M24A* | *80VSL1352422B* | Split System | 47500 | 16 | 9 | 2.1 | R-454B | 650
217955943 | ARCOAIRE | Q5H9V48*K*AAA* | EA*5X61M24A* | *80VSL0902120B* | Split System | 47500 | 16 | 9 | 2.1 | R-454B | 650
217955949 | ARCOAIRE | Q5H9V48*K*AAA* | EA*5X61M24A* | *80MSU1002120A* | Split System | 47500 | 16 | 9 | 2.1 | R-454B | 650
217955959 | ARCOAIRE | Q5H9V48*K*AAA* | EA*5X61M24A* | *80VTL0902120B* | Split System | 47500 | 16 | 9 | 2.1 | R-454B | 650
217955227 | ARCOAIRE | Q5H9V48*K*AAA* | EVM5X49M21A* | *80CSU1002120B* | Split System | 48500 | 16 | 9 | 2.1 | R-454B | 650
217915382 | ARCOAIRE | N5H9V48*K*AAA* | EVM5X49M21A* | *80CSU1002120B* | Split System | 48500 | 16 | 9 | 2.1 | R-454B | 650
217955255 | ARCOAIRE | Q5H9V48*K*AAA* | EVM5X49M21A* | *97CMN0802120B* | Split System | 48000 | 16 | 9 | 2.12 | R-454B | 650
217955321 | ARCOAIRE | Q5H9V48*K*AAA* | EVM5X60M21A* | *97CMN0802120B* | Split System | 48000 | 16 | 9 | 2.12 | R-454B | 650
217915564 | ARCOAIRE | N5H9V48*K*AAA* | EVM5X49M21A* | *97CMN0802120B* | Split System | 48000 | 16 | 9 | 2.12 | R-454B | 650
217915994 | ARCOAIRE | N5H9V48*K*AAA* | EVM5X60M21A* | *97CMN0802120B* | Split System | 48000 | 16 | 9 | 2.12 | R-454B | 650
217955549 | ARCOAIRE | Q5H9V48*K*AAA* | EVD5X61M21A* | *80CTL0702120B* | Split System | 48500 | 16 | 9 | 2.12 | R-454B | 650
217917476 | ARCOAIRE | N5H9V48*K*AAA* | EVD5X61M21A* | *80CTL0702120B* | Split System | 48500 | 16 | 9 | 2.12 | R-454B | 650
218476710 | BRYANT HEATING AND COOLING SYSTEMS | 37MUHAQ24AA3+KSAIC0701230 | FJ5AN*B30L* |  | Split System | 24200 | 16 | 9 | 2.06 | R-454B | 650
218476711 | BRYANT HEATING AND COOLING SYSTEMS | 37MUHAQ24AA3+KSAIC0701230 | PF5MN*B30L* |  | Split System | 24200 | 16 | 9 | 2.06 | R-454B | 650
218476712 | BRYANT HEATING AND COOLING SYSTEMS | 37MUHAQ24AA3+KSAIC0701230 | F55AA*B30L* |  | Split System | 24200 | 16 | 9 | 2.06 | R-454B | 650
217915381 | BRYANT HEATING AND COOLING SYSTEMS | 249VAN048**AA* | CVAMA4921XMA* | 83*CB60100C21*** | Split System | 48500 | 16 | 9 | 2.1 | R-454B | 650
217915563 | BRYANT HEATING AND COOLING SYSTEMS | 249VAN048**AA* | CVAMA4921XMA* | 987MC60080C21*** | Split System | 48000 | 16 | 9 | 2.12 | R-454B | 650
217915993 | BRYANT HEATING AND COOLING SYSTEMS | 249VAN048**AA* | CVAMA6021XMA* | 987MC60080C21*** | Split System | 48000 | 16 | 9 | 2.12 | R-454B | 650
217917475 | BRYANT HEATING AND COOLING SYSTEMS | 249VAN048**AA* | CVAVA6121XMA* | 88*TB60070C21*** | Split System | 48500 | 16 | 9 | 2.12 | R-454B | 650
217914712 | CARRIER | 27VPA948A*030* | CAA**4821AM* | 59TP7A080V21**20 | Split System | 45000 | 16 | 9 | 2.08 | R-454B | 650
217914700 | CARRIER | 27VPA948A*030* | CAA**4821AM* | 59SU5B080M21**20 | Split System | 45000 | 16 | 9 | 2.08 | R-454B | 650
217914698 | CARRIER | 27VPA948A*030* | CAA**4821AM* | 59SP6B080V21**20 | Split System | 45000 | 16 | 9 | 2.08 | R-454B | 650
217914707 | CARRIER | 27VPA948A*030* | CAA**4821AM* | 59TP6C080V21**20 | Split System | 45000 | 16 | 9 | 2.08 | R-454B | 650
217914689 | CARRIER | 27VPA948A*030* | CAA**4821AM* | 58TN*B070C21**20 | Split System | 45000 | 16 | 9 | 2.08 | R-454B | 650
217914748 | CARRIER | 27VPA948A*030* | CAA**6024AM* | 59TP7A120V24**22 | Split System | 46000 | 16 | 9 | 2.08 | R-454B | 650
217914744 | CARRIER | 27VPA948A*030* | CAA**6024AM* | GG96VTAB66120D** | Split System | 46000 | 16 | 9 | 2.08 | R-454B | 650
217914743 | CARRIER | 27VPA948A*030* | CAA**6024AM* | 59TP6C120V24**22 | Split System | 46000 | 16 | 9 | 2.08 | R-454B | 650
217914863 | CARRIER | 27VPA948A*030* | CSAH*6012AM* | 58CU*B100C21**20 | Split System | 46500 | 16 | 9 | 2.08 | R-454B | 650
217914894 | CARRIER | 27VPA948A*030* | CSAH*6012AM* | 59SU5B100M21**20 | Split System | 46500 | 16 | 9 | 2.08 | R-454B | 650
217914901 | CARRIER | 27VPA948A*030* | CSAH*6012AM* | 59TN7A100C21**22 | Split System | 46500 | 16 | 9 | 2.08 | R-454B | 650
217914897 | CARRIER | 27VPA948A*030* | CSAH*6012AM* | 59TN6C100C21**22 | Split System | 46500 | 16 | 9 | 2.08 | R-454B | 650
217914891 | CARRIER | 27VPA948A*030* | CSAH*6012AM* | 59SP6B120V24**22 | Split System | 46500 | 16 | 9 | 2.08 | R-454B | 650
217914885 | CARRIER | 27VPA948A*030* | CSAH*6012AM* | 59MN7C100C21**22 | Split System | 46500 | 16 | 9 | 2.08 | R-454B | 650
217914723 | CARRIER | 27VPA948A*030* | CAA**6024AM* | 58TN*B090C21**20 | Split System | 46500 | 16 | 9 | 2.08 | R-454B | 650
217914754 | CARRIER | 27VPA948A*030* | CAA**6121AM* | 58SP*B070V17**16 | Split System | 46500 | 16 | 9 | 2.08 | R-454B | 650
217914733 | CARRIER | 27VPA948A*030* | CAA**6024AM* | 59SP6B100V21**20 | Split System | 46500 | 16 | 9 | 2.08 | R-454B | 650
217914767 | CARRIER | 27VPA948A*030* | CAA**6121AM* | 59MN7C080C21**20 | Split System | 47000 | 16 | 9 | 2.08 | R-454B | 650
217914816 | CARRIER | 27VPA948A*030* | CAA**6124AM* | 59TP6C120V24**22 | Split System | 47000 | 16 | 9 | 2.08 | R-454B | 650
217914809 | CARRIER | 27VPA948A*030* | CAA**6124AM* | 59TN7A080C21**20 | Split System | 47000 | 16 | 9 | 2.08 | R-454B | 650
217914806 | CARRIER | 27VPA948A*030* | CAA**6124AM* | 59TN6C080C21**20 | Split System | 47000 | 16 | 9 | 2.08 | R-454B | 650
217914821 | CARRIER | 27VPA948A*030* | CAA**6124AM* | 59TP7A120V24**22 | Split System | 47000 | 16 | 9 | 2.08 | R-454B | 650
217914817 | CARRIER | 27VPA948A*030* | CAA**6124AM* | GG96VTAB66120D** | Split System | 47000 | 16 | 9 | 2.08 | R-454B | 650
217914803 | CARRIER | 27VPA948A*030* | CAA**6124AM* | 59SP6B120V24**22 | Split System | 47500 | 16 | 9 | 2.08 | R-454B | 650
217914800 | CARRIER | 27VPA948A*030* | CAA**6124AM* | 59MN7C100C21**22 | Split System | 47500 | 16 | 9 | 2.08 | R-454B | 650
217914807 | CARRIER | 27VPA948A*030* | CAA**6124AM* | 59TN6C100C21**22 | Split System | 47500 | 16 | 9 | 2.08 | R-454B | 650
217914810 | CARRIER | 27VPA948A*030* | CAA**6124AM* | 59TN7A100C21**22 | Split System | 47500 | 16 | 9 | 2.08 | R-454B | 650
217914692 | CARRIER | 27VPA948A*030* | CAA**4821AM* | 58TP*B070V17**16 | Split System | 44500 | 16 | 9 | 2.1 | R-454B | 650
217914682 | CARRIER | 27VPA948A*030* | CAA**4821AM* | 58CU*B100C21**20 | Split System | 45000 | 16 | 9 | 2.1 | R-454B | 650
217914699 | CARRIER | 27VPA948A*030* | CAA**4821AM* | 59SP6B100V21**20 | Split System | 45000 | 16 | 9 | 2.1 | R-454B | 650
217914680 | CARRIER | 27VPA948A*030* | CAA**4821AM* | 58CU*B060C17**16 | Split System | 45000 | 16 | 9 | 2.1 | R-454B | 650
217914884 | CARRIER | 27VPA948A*030* | CSAH*6012AM* | 59MN7C080C21**20 | Split System | 46000 | 16 | 9 | 2.1 | R-454B | 650
217914877 | CARRIER | 27VPA948A*030* | CSAH*6012AM* | 58TP*B090V21**20 | Split System | 46500 | 16 | 9 | 2.1 | R-454B | 650
217914895 | CARRIER | 27VPA948A*030* | CSAH*6012AM* | 59SU5B100M21**22 | Split System | 46500 | 16 | 9 | 2.1 | R-454B | 650
217914869 | CARRIER | 27VPA948A*030* | CSAH*6012AM* | 58SU*B100M21**20 | Split System | 46500 | 16 | 9 | 2.1 | R-454B | 650
217914886 | CARRIER | 27VPA948A*030* | CSAH*6012AM* | 59MN7C120C24**22 | Split System | 46500 | 16 | 9 | 2.1 | R-454B | 650
217914865 | CARRIER | 27VPA948A*030* | CSAH*6012AM* | 58SP*B110V21**22 | Split System | 46500 | 16 | 9 | 2.1 | R-454B | 650
217914866 | CARRIER | 27VPA948A*030* | CSAH*6012AM* | 58SP*B135V24**22 | Split System | 46500 | 16 | 9 | 2.1 | R-454B | 650
217914882 | CARRIER | 27VPA948A*030* | CSAH*6012AM* | 59CU5B100C21**22 | Split System | 46500 | 16 | 9 | 2.1 | R-454B | 650
217914914 | CARRIER | 27VPA948A*030* | CSAH*6012AM* | 59TP7A100V21**22 | Split System | 46500 | 16 | 9 | 2.1 | R-454B | 650
217914728 | CARRIER | 27VPA948A*030* | CAA**6024AM* | 58TP*B135V24**22 | Split System | 46500 | 16 | 9 | 2.1 | R-454B | 650
217914867 | CARRIER | 27VPA948A*030* | CSAH*6012AM* | 58SU*B060M17**16 | Split System | 46500 | 16 | 9 | 2.1 | R-454B | 650
217914878 | CARRIER | 27VPA948A*030* | CSAH*6012AM* | 58TP*B110V21**22 | Split System | 46500 | 16 | 9 | 2.1 | R-454B | 650
217914875 | CARRIER | 27VPA948A*030* | CSAH*6012AM* | 58TN*B110C21**20 | Split System | 46500 | 16 | 9 | 2.1 | R-454B | 650
217914908 | CARRIER | 27VPA948A*030* | CSAH*6012AM* | 59TP6C100V21**22 | Split System | 46500 | 16 | 9 | 2.1 | R-454B | 650
217914876 | CARRIER | 27VPA948A*030* | CSAH*6012AM* | 58TN*B135C24**22 | Split System | 46500 | 16 | 9 | 2.1 | R-454B | 650
217914879 | CARRIER | 27VPA948A*030* | CSAH*6012AM* | 58TP*B135V24**22 | Split System | 46500 | 16 | 9 | 2.1 | R-454B | 650
217914720 | CARRIER | 27VPA948A*030* | CAA**6024AM* | 58SP*B135V24**22 | Split System | 46500 | 16 | 9 | 2.1 | R-454B | 650
217914734 | CARRIER | 27VPA948A*030* | CAA**6024AM* | 59SP6B120V24**22 | Split System | 46500 | 16 | 9 | 2.1 | R-454B | 650
217914769 | CARRIER | 27VPA948A*030* | CAA**6121AM* | 59SP6B080V21**20 | Split System | 46500 | 16 | 9 | 2.1 | R-454B | 650
217914746 | CARRIER | 27VPA948A*030* | CAA**6024AM* | 59TP7A100V21**20 | Split System | 46500 | 16 | 9 | 2.1 | R-454B | 650
217914736 | CARRIER | 27VPA948A*030* | CAA**6024AM* | 59SU5B100M21**22 | Split System | 46500 | 16 | 9 | 2.1 | R-454B | 650
217914778 | CARRIER | 27VPA948A*030* | CAA**6121AM* | 59TP6C080V21**20 | Split System | 46500 | 16 | 9 | 2.1 | R-454B | 650
217914719 | CARRIER | 27VPA948A*030* | CAA**6024AM* | 58SP*B110V21**22 | Split System | 46500 | 16 | 9 | 2.1 | R-454B | 650
217914740 | CARRIER | 27VPA948A*030* | CAA**6024AM* | 59TP6C100V21**20 | Split System | 46500 | 16 | 9 | 2.1 | R-454B | 650
217914741 | CARRIER | 27VPA948A*030* | CAA**6024AM* | GG96VTAB60100C** | Split System | 46500 | 16 | 9 | 2.1 | R-454B | 650
217914722 | CARRIER | 27VPA948A*030* | CAA**6024AM* | 58SU*B100M21**20 | Split System | 46500 | 16 | 9 | 2.1 | R-454B | 650
217914771 | CARRIER | 27VPA948A*030* | CAA**6121AM* | 59SU5B080M21**20 | Split System | 47000 | 16 | 9 | 2.1 | R-454B | 650
217914765 | CARRIER | 27VPA948A*030* | CAA**6121AM* | 59CU5B080C21**20 | Split System | 47000 | 16 | 9 | 2.1 | R-454B | 650
217914776 | CARRIER | 27VPA948A*030* | CAA**6121AM* | 59TN7A080C21**20 | Split System | 47000 | 16 | 9 | 2.1 | R-454B | 650
217914813 | CARRIER | 27VPA948A*030* | CAA**6124AM* | 59TP6C100V21**20 | Split System | 47000 | 16 | 9 | 2.1 | R-454B | 650
217914802 | CARRIER | 27VPA948A*030* | CAA**6124AM* | 59SP6B100V21**20 | Split System | 47000 | 16 | 9 | 2.1 | R-454B | 650
217914804 | CARRIER | 27VPA948A*030* | CAA**6124AM* | 59SU5B100M21**20 | Split System | 47000 | 16 | 9 | 2.1 | R-454B | 650
217914819 | CARRIER | 27VPA948A*030* | CAA**6124AM* | 59TP7A100V21**20 | Split System | 47000 | 16 | 9 | 2.1 | R-454B | 650
217907937 | CARRIER | 27VPA948A*030* | CVAMA4821XMA* | 59SU5B100M21**22 | Split System | 47000 | 16 | 9 | 2.1 | R-454B | 650
217914820 | CARRIER | 27VPA948A*030* | CAA**6124AM* | 59TP7A100V21**22 | Split System | 47500 | 16 | 9 | 2.1 | R-454B | 650
217914796 | CARRIER | 27VPA948A*030* | CAA**6124AM* | 58TP*B110V21**22 | Split System | 47500 | 16 | 9 | 2.1 | R-454B | 650
217914815 | CARRIER | 27VPA948A*030* | CAA**6124AM* | 59TP6C100V21**22 | Split System | 47500 | 16 | 9 | 2.1 | R-454B | 650
217914789 | CARRIER | 27VPA948A*030* | CAA**6124AM* | 58SP*B135V24**22 | Split System | 47500 | 16 | 9 | 2.1 | R-454B | 650
217914790 | CARRIER | 27VPA948A*030* | CAA**6124AM* | 58SU*B100M21**20 | Split System | 47500 | 16 | 9 | 2.1 | R-454B | 650
217914787 | CARRIER | 27VPA948A*030* | CAA**6124AM* | 58SP*B090V21**20 | Split System | 47500 | 16 | 9 | 2.1 | R-454B | 650
217914795 | CARRIER | 27VPA948A*030* | CAA**6124AM* | 58TP*B090V21**20 | Split System | 47500 | 16 | 9 | 2.1 | R-454B | 650
217907949 | CARRIER | 27VPA948A*030* | CVAMA4921XMA* | 58CU*B100C21**20 | Split System | 48500 | 16 | 9 | 2.1 | R-454B | 650
217907996 | CARRIER | 27VPA948A*030* | CVAMA6021XMA* | 59MN7C080C21**20 | Split System | 48000 | 16 | 9 | 2.12 | R-454B | 650
217907963 | CARRIER | 27VPA948A*030* | CVAMA4921XMA* | 59MN7C080C21**20 | Split System | 48000 | 16 | 9 | 2.12 | R-454B | 650
217908110 | CARRIER | 27VPA948A*030* | CVAVA6121XMA* | 58TN*B070C21**20 | Split System | 48500 | 16 | 9 | 2.12 | R-454B | 650
217918270 | CARRIER | 27VPA960A*030* | CAA**6024AM* | 59TN6C120C24**22 | Split System | 54500 | 16 | 9 | 2.12 | R-454B | 650
217918248 | CARRIER | 27VPA960A*030* | CAA**6024AM* | 58SP*B090V21**20 | Split System | 54500 | 16 | 9 | 2.12 | R-454B | 650
217918249 | CARRIER | 27VPA960A*030* | CAA**6024AM* | 58SP*B110V21**22 | Split System | 55000 | 16 | 9 | 2.12 | R-454B | 650
217918257 | CARRIER | 27VPA960A*030* | CAA**6024AM* | 58TP*B110V21**22 | Split System | 55000 | 16 | 9 | 2.12 | R-454B | 650
217918284 | CARRIER | 27VPA960A*030* | CAA**6024AM* | OVLAAB060154 | Split System | 55500 | 16 | 9 | 2.12 | R-454B | 650
217918313 | CARRIER | 27VPA960A*030* | CAA**6121AM* | 59TP7A100V21**20 | Split System | 55500 | 16 | 9 | 2.14 | R-454B | 650
217918287 | CARRIER | 27VPA960A*030* | CAA**6121AM* | 58SP*B090V21**20 | Split System | 55500 | 16 | 9 | 2.14 | R-454B | 650
217918310 | CARRIER | 27VPA960A*030* | CAA**6121AM* | GG96VTAB60100C** | Split System | 55500 | 16 | 9 | 2.14 | R-454B | 650
217918294 | CARRIER | 27VPA960A*030* | CAA**6121AM* | 58TP*B090V21**20 | Split System | 55500 | 16 | 9 | 2.14 | R-454B | 650
217918354 | CARRIER | 27VPA960A*030* | CAA**6124AM* | 59TP7A120V24**22 | Split System | 55500 | 16 | 9 | 2.14 | R-454B | 650
217918309 | CARRIER | 27VPA960A*030* | CAA**6121AM* | 59TP6C100V21**20 | Split System | 55500 | 16 | 9 | 2.14 | R-454B | 650
217918317 | CARRIER | 27VPA960A*030* | CAA**6124AM* | 58SP*B090V21**20 | Split System | 56000 | 16 | 9 | 2.14 | R-454B | 650
217918334 | CARRIER | 27VPA960A*030* | CAA**6124AM* | 59SP6B100V21**20 | Split System | 56000 | 16 | 9 | 2.14 | R-454B | 650
217918352 | CARRIER | 27VPA960A*030* | CAA**6124AM* | 59TP7A100V21**20 | Split System | 56000 | 16 | 9 | 2.14 | R-454B | 650
217918311 | CARRIER | 27VPA960A*030* | CAA**6121AM* | 59TP6C100V21**22 | Split System | 56000 | 16 | 9 | 2.14 | R-454B | 650
217918347 | CARRIER | 27VPA960A*030* | CAA**6124AM* | GG96VTAB60100C** | Split System | 56000 | 16 | 9 | 2.14 | R-454B | 650
217918346 | CARRIER | 27VPA960A*030* | CAA**6124AM* | 59TP6C100V21**20 | Split System | 56000 | 16 | 9 | 2.14 | R-454B | 650
217918323 | CARRIER | 27VPA960A*030* | CAA**6124AM* | 58TN*B090C21**20 | Split System | 56000 | 16 | 9 | 2.14 | R-454B | 650
217918325 | CARRIER | 27VPA960A*030* | CAA**6124AM* | 58TN*B135C24**22 | Split System | 56000 | 16 | 9 | 2.14 | R-454B | 650
217918326 | CARRIER | 27VPA960A*030* | CAA**6124AM* | 58TP*B090V21**20 | Split System | 56000 | 16 | 9 | 2.14 | R-454B | 650
217918331 | CARRIER | 27VPA960A*030* | CAA**6124AM* | 59MN7C100C21**22 | Split System | 56000 | 16 | 9 | 2.14 | R-454B | 650
217918293 | CARRIER | 27VPA960A*030* | CAA**6121AM* | 58TN*B110C21**20 | Split System | 56000 | 16 | 9 | 2.14 | R-454B | 650
217918340 | CARRIER | 27VPA960A*030* | CAA**6124AM* | 59TN6C100C21**22 | Split System | 56000 | 16 | 9 | 2.14 | R-454B | 650
217918343 | CARRIER | 27VPA960A*030* | CAA**6124AM* | 59TN7A100C21**22 | Split System | 56000 | 16 | 9 | 2.14 | R-454B | 650
217918355 | CARRIER | 27VPA960A*030* | CAA**6124AM* | OVLAAB060154 | Split System | 56500 | 16 | 9 | 2.14 | R-454B | 650
217915227 | COMFORTMAKER | N5H9V48*K*AAA* | EVM5X48M21A* | *95MSU1002122A* | Split System | 47000 | 16 | 9 | 2.1 | R-454B | 650
217915232 | COMFORTMAKER | Q5H9V48*K*AAA* | EVM5X48M21A* | *95MSU1002122A* | Split System | 47000 | 16 | 9 | 2.1 | R-454B | 650
217915384 | COMFORTMAKER | N5H9V48*K*AAA* | EVM5X49M21A* | *80CSU1002120B* | Split System | 48500 | 16 | 9 | 2.1 | R-454B | 650
217915389 | COMFORTMAKER | Q5H9V48*K*AAA* | EVM5X49M21A* | *80CSU1002120B* | Split System | 48500 | 16 | 9 | 2.1 | R-454B | 650
217915566 | COMFORTMAKER | N5H9V48*K*AAA* | EVM5X49M21A* | *97CMN0802120B* | Split System | 48000 | 16 | 9 | 2.12 | R-454B | 650
217916001 | COMFORTMAKER | Q5H9V48*K*AAA* | EVM5X60M21A* | *97CMN0802120B* | Split System | 48000 | 16 | 9 | 2.12 | R-454B | 650
217915571 | COMFORTMAKER | Q5H9V48*K*AAA* | EVM5X49M21A* | *97CMN0802120B* | Split System | 48000 | 16 | 9 | 2.12 | R-454B | 650
217915996 | COMFORTMAKER | N5H9V48*K*AAA* | EVM5X60M21A* | *97CMN0802120B* | Split System | 48000 | 16 | 9 | 2.12 | R-454B | 650
217917483 | COMFORTMAKER | Q5H9V48*K*AAA* | EVD5X61M21A* | *80CTL0702120B* | Split System | 48500 | 16 | 9 | 2.12 | R-454B | 650
217917478 | COMFORTMAKER | N5H9V48*K*AAA* | EVD5X61M21A* | *80CTL0702120B* | Split System | 48500 | 16 | 9 | 2.12 | R-454B | 650
217915233 | DAY & NIGHT | Q5H9V48*K*AAA* | EVM5X48M21A* | *95MSU1002122A* | Split System | 47000 | 16 | 9 | 2.1 | R-454B | 650
217915228 | DAY & NIGHT | N5H9V48*K*AAA* | EVM5X48M21A* | *95MSU1002122A* | Split System | 47000 | 16 | 9 | 2.1 | R-454B | 650
217915385 | DAY & NIGHT | N5H9V48*K*AAA* | EVM5X49M21A* | *80CSU1002120B* | Split System | 48500 | 16 | 9 | 2.1 | R-454B | 650
217915567 | DAY & NIGHT | N5H9V48*K*AAA* | EVM5X49M21A* | *97CMN0802120B* | Split System | 48000 | 16 | 9 | 2.12 | R-454B | 650
217915572 | DAY & NIGHT | Q5H9V48*K*AAA* | EVM5X49M21A* | *97CMN0802120B* | Split System | 48000 | 16 | 9 | 2.12 | R-454B | 650
217916002 | DAY & NIGHT | Q5H9V48*K*AAA* | EVM5X60M21A* | *97CMN0802120B* | Split System | 48000 | 16 | 9 | 2.12 | R-454B | 650
217915997 | DAY & NIGHT | N5H9V48*K*AAA* | EVM5X60M21A* | *97CMN0802120B* | Split System | 48000 | 16 | 9 | 2.12 | R-454B | 650
217917479 | DAY & NIGHT | N5H9V48*K*AAA* | EVD5X61M21A* | *80CTL0702120B* | Split System | 48500 | 16 | 9 | 2.12 | R-454B | 650
217917484 | DAY & NIGHT | Q5H9V48*K*AAA* | EVD5X61M21A* | *80CTL0702120B* | Split System | 48500 | 16 | 9 | 2.12 | R-454B | 650
217915234 | HEIL | Q5H9V48*K*AAA* | EVM5X48M21A* | *95MSU1002122A* | Split System | 47000 | 16 | 9 | 2.1 | R-454B | 650
217915229 | HEIL | N5H9V48*K*AAA* | EVM5X48M21A* | *95MSU1002122A* | Split System | 47000 | 16 | 9 | 2.1 | R-454B | 650
217915391 | HEIL | Q5H9V48*K*AAA* | EVM5X49M21A* | *80CSU1002120B* | Split System | 48500 | 16 | 9 | 2.1 | R-454B | 650
217915386 | HEIL | N5H9V48*K*AAA* | EVM5X49M21A* | *80CSU1002120B* | Split System | 48500 | 16 | 9 | 2.1 | R-454B | 650
217915568 | HEIL | N5H9V48*K*AAA* | EVM5X49M21A* | *97CMN0802120B* | Split System | 48000 | 16 | 9 | 2.12 | R-454B | 650
217916003 | HEIL | Q5H9V48*K*AAA* | EVM5X60M21A* | *97CMN0802120B* | Split System | 48000 | 16 | 9 | 2.12 | R-454B | 650
217915573 | HEIL | Q5H9V48*K*AAA* | EVM5X49M21A* | *97CMN0802120B* | Split System | 48000 | 16 | 9 | 2.12 | R-454B | 650
217915998 | HEIL | N5H9V48*K*AAA* | EVM5X60M21A* | *97CMN0802120B* | Split System | 48000 | 16 | 9 | 2.12 | R-454B | 650
217917480 | HEIL | N5H9V48*K*AAA* | EVD5X61M21A* | *80CTL0702120B* | Split System | 48500 | 16 | 9 | 2.12 | R-454B | 650
217917485 | HEIL | Q5H9V48*K*AAA* | EVD5X61M21A* | *80CTL0702120B* | Split System | 48500 | 16 | 9 | 2.12 | R-454B | 650
217915230 | KEEPRITE | N5H9V48*K*AAA* | EVM5X48M21A* | *95MSU1002122A* | Split System | 47000 | 16 | 9 | 2.1 | R-454B | 650
217915235 | KEEPRITE | Q5H9V48*K*AAA* | EVM5X48M21A* | *95MSU1002122A* | Split System | 47000 | 16 | 9 | 2.1 | R-454B | 650
217915392 | KEEPRITE | Q5H9V48*K*AAA* | EVM5X49M21A* | *80CSU1002120B* | Split System | 48500 | 16 | 9 | 2.1 | R-454B | 650
217915387 | KEEPRITE | N5H9V48*K*AAA* | EVM5X49M21A* | *80CSU1002120B* | Split System | 48500 | 16 | 9 | 2.1 | R-454B | 650
217915999 | KEEPRITE | N5H9V48*K*AAA* | EVM5X60M21A* | *97CMN0802120B* | Split System | 48000 | 16 | 9 | 2.12 | R-454B | 650
217915569 | KEEPRITE | N5H9V48*K*AAA* | EVM5X49M21A* | *97CMN0802120B* | Split System | 48000 | 16 | 9 | 2.12 | R-454B | 650
217916004 | KEEPRITE | Q5H9V48*K*AAA* | EVM5X60M21A* | *97CMN0802120B* | Split System | 48000 | 16 | 9 | 2.12 | R-454B | 650
217915574 | KEEPRITE | Q5H9V48*K*AAA* | EVM5X49M21A* | *97CMN0802120B* | Split System | 48000 | 16 | 9 | 2.12 | R-454B | 650
217917486 | KEEPRITE | Q5H9V48*K*AAA* | EVD5X61M21A* | *80CTL0702120B* | Split System | 48500 | 16 | 9 | 2.12 | R-454B | 650
217917481 | KEEPRITE | N5H9V48*K*AAA* | EVD5X61M21A* | *80CTL0702120B* | Split System | 48500 | 16 | 9 | 2.12 | R-454B | 650
218476714 | PAYNE HEATING AND COOLING | 37MUHAQ24AA3+KSAIC0701230 | PF5MN*B30L* |  | Split System | 24200 | 16 | 9 | 2.06 | R-454B | 650
218476713 | PAYNE HEATING AND COOLING | 37MUHAQ24AA3+KSAIC0701230 | FJ5AN*B30L* |  | Split System | 24200 | 16 | 9 | 2.06 | R-454B | 650
217915231 | TEMPSTAR | N5H9V48*K*AAA* | EVM5X48M21A* | *95MSU1002122A* | Split System | 47000 | 16 | 9 | 2.1 | R-454B | 650
217915236 | TEMPSTAR | Q5H9V48*K*AAA* | EVM5X48M21A* | *95MSU1002122A* | Split System | 47000 | 16 | 9 | 2.1 | R-454B | 650
217915388 | TEMPSTAR | N5H9V48*K*AAA* | EVM5X49M21A* | *80CSU1002120B* | Split System | 48500 | 16 | 9 | 2.1 | R-454B | 650
217915570 | TEMPSTAR | N5H9V48*K*AAA* | EVM5X49M21A* | *97CMN0802120B* | Split System | 48000 | 16 | 9 | 2.12 | R-454B | 650
217916000 | TEMPSTAR | N5H9V48*K*AAA* | EVM5X60M21A* | *97CMN0802120B* | Split System | 48000 | 16 | 9 | 2.12 | R-454B | 650
217916005 | TEMPSTAR | Q5H9V48*K*AAA* | EVM5X60M21A* | *97CMN0802120B* | Split System | 48000 | 16 | 9 | 2.12 | R-454B | 650
217915575 | TEMPSTAR | Q5H9V48*K*AAA* | EVM5X49M21A* | *97CMN0802120B* | Split System | 48000 | 16 | 9 | 2.12 | R-454B | 650
217917482 | TEMPSTAR | N5H9V48*K*AAA* | EVD5X61M21A* | *80CTL0702120B* | Split System | 48500 | 16 | 9 | 2.12 | R-454B | 650
217917487 | TEMPSTAR | Q5H9V48*K*AAA* | EVD5X61M21A* | *80CTL0702120B* | Split System | 48500 | 16 | 9 | 2.12 | R-454B | 650
217270371 | HAIER | 1U24T3PS*HE | NCDC24BT5****+TDR | NF80D070S3B*** | Split System | 23800 | 16.1 | 9 | 1.8 | R-454B | 650
218016447 | ACIQ | N5H9V48*K*AAA* | EA*5X48M21A* | *97CMN0802120B* | Split System | 45000 | 16.5 | 9 | 2.08 | R-454B | 650
218016456 | ACIQ | N5H9V48*K*AAA* | EA*5X48M21A* | *95MSU1002120A* | Split System | 45000 | 16.5 | 9 | 2.08 | R-454B | 650
218016476 | ACIQ | N5H9V48*K*AAA* | EA*5X48M21A* | *97VTN1002120A* | Split System | 45000 | 16.5 | 9 | 2.08 | R-454B | 650
218016501 | ACIQ | N5H9V48*K*AAA* | EA*5X60M24A* | *95CSU1002122B* | Split System | 46500 | 16.5 | 9 | 2.08 | R-454B | 650
218016499 | ACIQ | N5H9V48*K*AAA* | EA*5X60M24A* | *80VTL1102122B* | Split System | 46500 | 16.5 | 9 | 2.08 | R-454B | 650
218016606 | ACIQ | N5H9V48*K*AAA* | EA*5X61M24A* | *80CTL1102120B* | Split System | 47500 | 16.5 | 9 | 2.08 | R-454B | 650
218016427 | ACIQ | N5H9V48*K*AAA* | EA*5X48M21A* | *80VSL1102122B* | Split System | 45000 | 16.5 | 9 | 2.1 | R-454B | 650
218016458 | ACIQ | N5H9V48*K*AAA* | EA*5X48M21A* | *95MSU1002122A* | Split System | 45000 | 16.5 | 9 | 2.1 | R-454B | 650
218016429 | ACIQ | N5H9V48*K*AAA* | EA*5X48M21A* | *80MSU0601716A* | Split System | 45000 | 16.5 | 9 | 2.1 | R-454B | 650
218016437 | ACIQ | N5H9V48*K*AAA* | EA*5X48M21A* | *80CTL0902120B* | Split System | 45000 | 16.5 | 9 | 2.1 | R-454B | 650
218016446 | ACIQ | N5H9V48*K*AAA* | EA*5X48M21A* | *95CSU1002122B* | Split System | 45000 | 16.5 | 9 | 2.1 | R-454B | 650
218016444 | ACIQ | N5H9V48*K*AAA* | EA*5X48M21A* | *80VTL1102122B* | Split System | 45000 | 16.5 | 9 | 2.1 | R-454B | 650
218016463 | ACIQ | N5H9V48*K*AAA* | EA*5X48M21A* | *97CTN0802120A* | Split System | 45000 | 16.5 | 9 | 2.1 | R-454B | 650
218016425 | ACIQ | N5H9V48*K*AAA* | EA*5X48M21A* | *80VSL0902120B* | Split System | 45000 | 16.5 | 9 | 2.1 | R-454B | 650
218016442 | ACIQ | N5H9V48*K*AAA* | EA*5X48M21A* | *80VTL0902120B* | Split System | 45000 | 16.5 | 9 | 2.1 | R-454B | 650
218016460 | ACIQ | N5H9V48*K*AAA* | EA*5X48M21A* | *96CTN0802120B* | Split System | 45000 | 16.5 | 9 | 2.1 | R-454B | 650
218016528 | ACIQ | N5H9V48*K*AAA* | EA*5X60M24A* | *97VTN1002122A* | Split System | 46500 | 16.5 | 9 | 2.1 | R-454B | 650
218016481 | ACIQ | N5H9V48*K*AAA* | EA*5X60M24A* | *80CSU0802120B* | Split System | 46500 | 16.5 | 9 | 2.1 | R-454B | 650
218016522 | ACIQ | N5H9V48*K*AAA* | EA*5X60M24A* | *96VTN1002122B* | Split System | 46500 | 16.5 | 9 | 2.1 | R-454B | 650
218017162 | ACIQ | N5H9V48*K*AAA* | ESH5X60M12A* | *80CTL0902120B* | Split System | 46500 | 16.5 | 9 | 2.1 | R-454B | 650
218016545 | ACIQ | N5H9V48*K*AAA* | EA*5X61M21A* | *80MSU0601716A* | Split System | 47000 | 16.5 | 9 | 2.1 | R-454B | 650
218016561 | ACIQ | N5H9V48*K*AAA* | EA*5X61M21A* | *95CSU1002122B* | Split System | 47000 | 16.5 | 9 | 2.1 | R-454B | 650
218016538 | ACIQ | N5H9V48*K*AAA* | EA*5X61M21A* | *80CSU1002120B* | Split System | 47000 | 16.5 | 9 | 2.1 | R-454B | 650
218016535 | ACIQ | N5H9V48*K*AAA* | EA*5X61M21A* | *80CSU0601716B* | Split System | 47000 | 16.5 | 9 | 2.1 | R-454B | 650
218016568 | ACIQ | N5H9V48*K*AAA* | EA*5X61M21A* | *96VSN1002120B* | Split System | 47000 | 16.5 | 9 | 2.1 | R-454B | 650
218016571 | ACIQ | N5H9V48*K*AAA* | EA*5X61M21A* | *95MSU1002120A* | Split System | 47000 | 16.5 | 9 | 2.1 | R-454B | 650
218016589 | ACIQ | N5H9V48*K*AAA* | EA*5X61M21A* | *97VTN1002120A* | Split System | 47000 | 16.5 | 9 | 2.1 | R-454B | 650
218016549 | ACIQ | N5H9V48*K*AAA* | EA*5X61M21A* | *80MSU1002120A* | Split System | 47000 | 16.5 | 9 | 2.1 | R-454B | 650
218016551 | ACIQ | N5H9V48*K*AAA* | EA*5X61M21A* | *80CTL0702120B* | Split System | 47000 | 16.5 | 9 | 2.1 | R-454B | 650
218016604 | ACIQ | N5H9V48*K*AAA* | EA*5X61M24A* | *80CTL0902120B* | Split System | 47500 | 16.5 | 9 | 2.1 | R-454B | 650
218016612 | ACIQ | N5H9V48*K*AAA* | EA*5X61M24A* | *95CSU1002122B* | Split System | 47500 | 16.5 | 9 | 2.1 | R-454B | 650
218016597 | ACIQ | N5H9V48*K*AAA* | EA*5X61M24A* | *80VSL1102122B* | Split System | 47500 | 16.5 | 9 | 2.1 | R-454B | 650
218016624 | ACIQ | N5H9V48*K*AAA* | EA*5X61M24A* | *95MSU1002122A* | Split System | 47500 | 16.5 | 9 | 2.1 | R-454B | 650
218016607 | ACIQ | N5H9V48*K*AAA* | EA*5X61M24A* | *80CTL1352422B* | Split System | 47500 | 16.5 | 9 | 2.1 | R-454B | 650
217955744 | AIRQUEST | Q5H9V48*K*AAA* | EA*5X48M21A* | *95MSU1002120A* | Split System | 45000 | 16.5 | 9 | 2.08 | R-454B | 650
217955756 | AIRQUEST | Q5H9V48*K*AAA* | EA*5X48M21A* | *97CTN1002122A* | Split System | 45000 | 16.5 | 9 | 2.08 | R-454B | 650
217955774 | AIRQUEST | Q5H9V48*K*AAA* | EA*5X48M21A* | *97VTN1002120A* | Split System | 45000 | 16.5 | 9 | 2.08 | R-454B | 650
217955750 | AIRQUEST | Q5H9V48*K*AAA* | EA*5X48M21A* | *96CTN1002122B* | Split System | 45000 | 16.5 | 9 | 2.08 | R-454B | 650
217955730 | AIRQUEST | Q5H9V48*K*AAA* | EA*5X48M21A* | *97CMN1002122B* | Split System | 45000 | 16.5 | 9 | 2.08 | R-454B | 650
217955764 | AIRQUEST | Q5H9V48*K*AAA* | EA*5X48M21A* | *96VTN1002120B* | Split System | 45000 | 16.5 | 9 | 2.08 | R-454B | 650
217955728 | AIRQUEST | Q5H9V48*K*AAA* | EA*5X48M21A* | *97CMN0802120B* | Split System | 45000 | 16.5 | 9 | 2.08 | R-454B | 650
217955710 | AIRQUEST | Q5H9V48*K*AAA* | EA*5X48M21A* | *80CTL1102120B* | Split System | 45000 | 16.5 | 9 | 2.08 | R-454B | 650
217955808 | AIRQUEST | Q5H9V48*K*AAA* | EA*5X60M24A* | *95CSU1002122B* | Split System | 46500 | 16.5 | 9 | 2.08 | R-454B | 650
217955804 | AIRQUEST | Q5H9V48*K*AAA* | EA*5X60M24A* | *80VTL1102122B* | Split System | 46500 | 16.5 | 9 | 2.08 | R-454B | 650
217955798 | AIRQUEST | Q5H9V48*K*AAA* | EA*5X60M24A* | *80CTL1102120B* | Split System | 46500 | 16.5 | 9 | 2.08 | R-454B | 650
217955956 | AIRQUEST | Q5H9V48*K*AAA* | EA*5X61M24A* | *80CTL1102120B* | Split System | 47500 | 16.5 | 9 | 2.08 | R-454B | 650
217955746 | AIRQUEST | Q5H9V48*K*AAA* | EA*5X48M21A* | *95MSU1002122A* | Split System | 45000 | 16.5 | 9 | 2.1 | R-454B | 650
217955694 | AIRQUEST | Q5H9V48*K*AAA* | EA*5X48M21A* | *80VSL1102122B* | Split System | 45000 | 16.5 | 9 | 2.1 | R-454B | 650
217955708 | AIRQUEST | Q5H9V48*K*AAA* | EA*5X48M21A* | *80CTL0902120B* | Split System | 45000 | 16.5 | 9 | 2.1 | R-454B | 650
217955722 | AIRQUEST | Q5H9V48*K*AAA* | EA*5X48M21A* | *95CSU1002122B* | Split System | 45000 | 16.5 | 9 | 2.1 | R-454B | 650
217955700 | AIRQUEST | Q5H9V48*K*AAA* | EA*5X48M21A* | *80MSU1002120A* | Split System | 45000 | 16.5 | 9 | 2.1 | R-454B | 650
217955716 | AIRQUEST | Q5H9V48*K*AAA* | EA*5X48M21A* | *80VTL1102122B* | Split System | 45000 | 16.5 | 9 | 2.1 | R-454B | 650
217955696 | AIRQUEST | Q5H9V48*K*AAA* | EA*5X48M21A* | *80MSU0601716A* | Split System | 45000 | 16.5 | 9 | 2.1 | R-454B | 650
217955692 | AIRQUEST | Q5H9V48*K*AAA* | EA*5X48M21A* | *80VSL0902120B* | Split System | 45000 | 16.5 | 9 | 2.1 | R-454B | 650
217955754 | AIRQUEST | Q5H9V48*K*AAA* | EA*5X48M21A* | *97CTN0802120A* | Split System | 45000 | 16.5 | 9 | 2.1 | R-454B | 650
217955682 | AIRQUEST | Q5H9V48*K*AAA* | EA*5X48M21A* | *80CSU0401712B* | Split System | 45000 | 16.5 | 9 | 2.1 | R-454B | 650
217955714 | AIRQUEST | Q5H9V48*K*AAA* | EA*5X48M21A* | *80VTL0902120B* | Split System | 45000 | 16.5 | 9 | 2.1 | R-454B | 650
217955748 | AIRQUEST | Q5H9V48*K*AAA* | EA*5X48M21A* | *96CTN0802120B* | Split System | 45000 | 16.5 | 9 | 2.1 | R-454B | 650
217955854 | AIRQUEST | Q5H9V48*K*AAA* | EA*5X60M24A* | *97VTN1002122A* | Split System | 46500 | 16.5 | 9 | 2.1 | R-454B | 650
217955780 | AIRQUEST | Q5H9V48*K*AAA* | EA*5X60M24A* | *80CSU0802120B* | Split System | 46500 | 16.5 | 9 | 2.1 | R-454B | 650
217955846 | AIRQUEST | Q5H9V48*K*AAA* | EA*5X60M24A* | *96VTN1002122B* | Split System | 46500 | 16.5 | 9 | 2.1 | R-454B | 650
217956150 | AIRQUEST | Q5H9V48*K*AAA* | ESH5X60M12A* | *80CTL0902120B* | Split System | 46500 | 16.5 | 9 | 2.1 | R-454B | 650
217955802 | AIRQUEST | Q5H9V48*K*AAA* | EA*5X60M24A* | *80VTL0902120B* | Split System | 46500 | 16.5 | 9 | 2.1 | R-454B | 650
217955784 | AIRQUEST | Q5H9V48*K*AAA* | EA*5X60M24A* | *80VSL0902120B* | Split System | 46500 | 16.5 | 9 | 2.1 | R-454B | 650
217955800 | AIRQUEST | Q5H9V48*K*AAA* | EA*5X60M24A* | *80CTL1352422B* | Split System | 46500 | 16.5 | 9 | 2.1 | R-454B | 650
217955876 | AIRQUEST | Q5H9V48*K*AAA* | EA*5X61M21A* | *80MSU0601716A* | Split System | 47000 | 16.5 | 9 | 2.1 | R-454B | 650
217955898 | AIRQUEST | Q5H9V48*K*AAA* | EA*5X61M21A* | *95CSU1002122B* | Split System | 47000 | 16.5 | 9 | 2.1 | R-454B | 650
217955868 | AIRQUEST | Q5H9V48*K*AAA* | EA*5X61M21A* | *80CSU1002120B* | Split System | 47000 | 16.5 | 9 | 2.1 | R-454B | 650
217955908 | AIRQUEST | Q5H9V48*K*AAA* | EA*5X61M21A* | *96VSN1002120B* | Split System | 47000 | 16.5 | 9 | 2.1 | R-454B | 650
217955880 | AIRQUEST | Q5H9V48*K*AAA* | EA*5X61M21A* | *80MSU1002120A* | Split System | 47000 | 16.5 | 9 | 2.1 | R-454B | 650
217955936 | AIRQUEST | Q5H9V48*K*AAA* | EA*5X61M21A* | *97VTN1002120A* | Split System | 47000 | 16.5 | 9 | 2.1 | R-454B | 650
217955914 | AIRQUEST | Q5H9V48*K*AAA* | EA*5X61M21A* | *95MSU1002120A* | Split System | 47000 | 16.5 | 9 | 2.1 | R-454B | 650
217955930 | AIRQUEST | Q5H9V48*K*AAA* | EA*5X61M21A* | *96VTN1002120B* | Split System | 47000 | 16.5 | 9 | 2.1 | R-454B | 650
217955864 | AIRQUEST | Q5H9V48*K*AAA* | EA*5X61M21A* | *80CSU0601716B* | Split System | 47000 | 16.5 | 9 | 2.1 | R-454B | 650
217955862 | AIRQUEST | Q5H9V48*K*AAA* | EA*5X61M21A* | *80CSU0401712B* | Split System | 47000 | 16.5 | 9 | 2.1 | R-454B | 650
217955886 | AIRQUEST | Q5H9V48*K*AAA* | EA*5X61M21A* | *80CTL0702120B* | Split System | 47000 | 16.5 | 9 | 2.1 | R-454B | 650
217955966 | AIRQUEST | Q5H9V48*K*AAA* | EA*5X61M24A* | *95CSU1002122B* | Split System | 47500 | 16.5 | 9 | 2.1 | R-454B | 650
217955954 | AIRQUEST | Q5H9V48*K*AAA* | EA*5X61M24A* | *80CTL0902120B* | Split System | 47500 | 16.5 | 9 | 2.1 | R-454B | 650
217955940 | AIRQUEST | Q5H9V48*K*AAA* | EA*5X61M24A* | *80CSU0802120B* | Split System | 47500 | 16.5 | 9 | 2.1 | R-454B | 650
217955958 | AIRQUEST | Q5H9V48*K*AAA* | EA*5X61M24A* | *80CTL1352422B* | Split System | 47500 | 16.5 | 9 | 2.1 | R-454B | 650
217955986 | AIRQUEST | Q5H9V48*K*AAA* | EA*5X61M24A* | *95MSU1002122A* | Split System | 47500 | 16.5 | 9 | 2.1 | R-454B | 650
217955946 | AIRQUEST | Q5H9V48*K*AAA* | EA*5X61M24A* | *80VSL1102122B* | Split System | 47500 | 16.5 | 9 | 2.1 | R-454B | 650
217955729 | ARCOAIRE | Q5H9V48*K*AAA* | EA*5X48M21A* | *97CMN1002122B* | Split System | 45000 | 16.5 | 9 | 2.08 | R-454B | 650
217955709 | ARCOAIRE | Q5H9V48*K*AAA* | EA*5X48M21A* | *80CTL1102120B* | Split System | 45000 | 16.5 | 9 | 2.08 | R-454B | 650
217955773 | ARCOAIRE | Q5H9V48*K*AAA* | EA*5X48M21A* | *97VTN1002120A* | Split System | 45000 | 16.5 | 9 | 2.08 | R-454B | 650
217955755 | ARCOAIRE | Q5H9V48*K*AAA* | EA*5X48M21A* | *97CTN1002122A* | Split System | 45000 | 16.5 | 9 | 2.08 | R-454B | 650
217955743 | ARCOAIRE | Q5H9V48*K*AAA* | EA*5X48M21A* | *95MSU1002120A* | Split System | 45000 | 16.5 | 9 | 2.08 | R-454B | 650
217955727 | ARCOAIRE | Q5H9V48*K*AAA* | EA*5X48M21A* | *97CMN0802120B* | Split System | 45000 | 16.5 | 9 | 2.08 | R-454B | 650
217955749 | ARCOAIRE | Q5H9V48*K*AAA* | EA*5X48M21A* | *96CTN1002122B* | Split System | 45000 | 16.5 | 9 | 2.08 | R-454B | 650
217955763 | ARCOAIRE | Q5H9V48*K*AAA* | EA*5X48M21A* | *96VTN1002120B* | Split System | 45000 | 16.5 | 9 | 2.08 | R-454B | 650
217955807 | ARCOAIRE | Q5H9V48*K*AAA* | EA*5X60M24A* | *95CSU1002122B* | Split System | 46500 | 16.5 | 9 | 2.08 | R-454B | 650
217955803 | ARCOAIRE | Q5H9V48*K*AAA* | EA*5X60M24A* | *80VTL1102122B* | Split System | 46500 | 16.5 | 9 | 2.08 | R-454B | 650
217955797 | ARCOAIRE | Q5H9V48*K*AAA* | EA*5X60M24A* | *80CTL1102120B* | Split System | 46500 | 16.5 | 9 | 2.08 | R-454B | 650
217955955 | ARCOAIRE | Q5H9V48*K*AAA* | EA*5X61M24A* | *80CTL1102120B* | Split System | 47500 | 16.5 | 9 | 2.08 | R-454B | 650
217955693 | ARCOAIRE | Q5H9V48*K*AAA* | EA*5X48M21A* | *80VSL1102122B* | Split System | 45000 | 16.5 | 9 | 2.1 | R-454B | 650
217955745 | ARCOAIRE | Q5H9V48*K*AAA* | EA*5X48M21A* | *95MSU1002122A* | Split System | 45000 | 16.5 | 9 | 2.1 | R-454B | 650
217955699 | ARCOAIRE | Q5H9V48*K*AAA* | EA*5X48M21A* | *80MSU1002120A* | Split System | 45000 | 16.5 | 9 | 2.1 | R-454B | 650
217955707 | ARCOAIRE | Q5H9V48*K*AAA* | EA*5X48M21A* | *80CTL0902120B* | Split System | 45000 | 16.5 | 9 | 2.1 | R-454B | 650
217955721 | ARCOAIRE | Q5H9V48*K*AAA* | EA*5X48M21A* | *95CSU1002122B* | Split System | 45000 | 16.5 | 9 | 2.1 | R-454B | 650
217955695 | ARCOAIRE | Q5H9V48*K*AAA* | EA*5X48M21A* | *80MSU0601716A* | Split System | 45000 | 16.5 | 9 | 2.1 | R-454B | 650
217955715 | ARCOAIRE | Q5H9V48*K*AAA* | EA*5X48M21A* | *80VTL1102122B* | Split System | 45000 | 16.5 | 9 | 2.1 | R-454B | 650
217955747 | ARCOAIRE | Q5H9V48*K*AAA* | EA*5X48M21A* | *96CTN0802120B* | Split System | 45000 | 16.5 | 9 | 2.1 | R-454B | 650
217955681 | ARCOAIRE | Q5H9V48*K*AAA* | EA*5X48M21A* | *80CSU0401712B* | Split System | 45000 | 16.5 | 9 | 2.1 | R-454B | 650
217955713 | ARCOAIRE | Q5H9V48*K*AAA* | EA*5X48M21A* | *80VTL0902120B* | Split System | 45000 | 16.5 | 9 | 2.1 | R-454B | 650
217955691 | ARCOAIRE | Q5H9V48*K*AAA* | EA*5X48M21A* | *80VSL0902120B* | Split System | 45000 | 16.5 | 9 | 2.1 | R-454B | 650
217955753 | ARCOAIRE | Q5H9V48*K*AAA* | EA*5X48M21A* | *97CTN0802120A* | Split System | 45000 | 16.5 | 9 | 2.1 | R-454B | 650
217955853 | ARCOAIRE | Q5H9V48*K*AAA* | EA*5X60M24A* | *97VTN1002122A* | Split System | 46500 | 16.5 | 9 | 2.1 | R-454B | 650
217956149 | ARCOAIRE | Q5H9V48*K*AAA* | ESH5X60M12A* | *80CTL0902120B* | Split System | 46500 | 16.5 | 9 | 2.1 | R-454B | 650
217955845 | ARCOAIRE | Q5H9V48*K*AAA* | EA*5X60M24A* | *96VTN1002122B* | Split System | 46500 | 16.5 | 9 | 2.1 | R-454B | 650
217955779 | ARCOAIRE | Q5H9V48*K*AAA* | EA*5X60M24A* | *80CSU0802120B* | Split System | 46500 | 16.5 | 9 | 2.1 | R-454B | 650
217955783 | ARCOAIRE | Q5H9V48*K*AAA* | EA*5X60M24A* | *80VSL0902120B* | Split System | 46500 | 16.5 | 9 | 2.1 | R-454B | 650
217955801 | ARCOAIRE | Q5H9V48*K*AAA* | EA*5X60M24A* | *80VTL0902120B* | Split System | 46500 | 16.5 | 9 | 2.1 | R-454B | 650
217955799 | ARCOAIRE | Q5H9V48*K*AAA* | EA*5X60M24A* | *80CTL1352422B* | Split System | 46500 | 16.5 | 9 | 2.1 | R-454B | 650
217955897 | ARCOAIRE | Q5H9V48*K*AAA* | EA*5X61M21A* | *95CSU1002122B* | Split System | 47000 | 16.5 | 9 | 2.1 | R-454B | 650
217955875 | ARCOAIRE | Q5H9V48*K*AAA* | EA*5X61M21A* | *80MSU0601716A* | Split System | 47000 | 16.5 | 9 | 2.1 | R-454B | 650
217955867 | ARCOAIRE | Q5H9V48*K*AAA* | EA*5X61M21A* | *80CSU1002120B* | Split System | 47000 | 16.5 | 9 | 2.1 | R-454B | 650
217955863 | ARCOAIRE | Q5H9V48*K*AAA* | EA*5X61M21A* | *80CSU0601716B* | Split System | 47000 | 16.5 | 9 | 2.1 | R-454B | 650
217955929 | ARCOAIRE | Q5H9V48*K*AAA* | EA*5X61M21A* | *96VTN1002120B* | Split System | 47000 | 16.5 | 9 | 2.1 | R-454B | 650
217955907 | ARCOAIRE | Q5H9V48*K*AAA* | EA*5X61M21A* | *96VSN1002120B* | Split System | 47000 | 16.5 | 9 | 2.1 | R-454B | 650
217955879 | ARCOAIRE | Q5H9V48*K*AAA* | EA*5X61M21A* | *80MSU1002120A* | Split System | 47000 | 16.5 | 9 | 2.1 | R-454B | 650
217955913 | ARCOAIRE | Q5H9V48*K*AAA* | EA*5X61M21A* | *95MSU1002120A* | Split System | 47000 | 16.5 | 9 | 2.1 | R-454B | 650
217955861 | ARCOAIRE | Q5H9V48*K*AAA* | EA*5X61M21A* | *80CSU0401712B* | Split System | 47000 | 16.5 | 9 | 2.1 | R-454B | 650
217955935 | ARCOAIRE | Q5H9V48*K*AAA* | EA*5X61M21A* | *97VTN1002120A* | Split System | 47000 | 16.5 | 9 | 2.1 | R-454B | 650
217955885 | ARCOAIRE | Q5H9V48*K*AAA* | EA*5X61M21A* | *80CTL0702120B* | Split System | 47000 | 16.5 | 9 | 2.1 | R-454B | 650
217955965 | ARCOAIRE | Q5H9V48*K*AAA* | EA*5X61M24A* | *95CSU1002122B* | Split System | 47500 | 16.5 | 9 | 2.1 | R-454B | 650
217955953 | ARCOAIRE | Q5H9V48*K*AAA* | EA*5X61M24A* | *80CTL0902120B* | Split System | 47500 | 16.5 | 9 | 2.1 | R-454B | 650
217955945 | ARCOAIRE | Q5H9V48*K*AAA* | EA*5X61M24A* | *80VSL1102122B* | Split System | 47500 | 16.5 | 9 | 2.1 | R-454B | 650
217955985 | ARCOAIRE | Q5H9V48*K*AAA* | EA*5X61M24A* | *95MSU1002122A* | Split System | 47500 | 16.5 | 9 | 2.1 | R-454B | 650
217955939 | ARCOAIRE | Q5H9V48*K*AAA* | EA*5X61M24A* | *80CSU0802120B* | Split System | 47500 | 16.5 | 9 | 2.1 | R-454B | 650
217955957 | ARCOAIRE | Q5H9V48*K*AAA* | EA*5X61M24A* | *80CTL1352422B* | Split System | 47500 | 16.5 | 9 | 2.1 | R-454B | 650
218160621 | BOSCH | BOHA-36RTB-M18S | BIVA-36RCB-M20X |  | Split System | 34000 | 16.5 | 9 | 1.9 | R-454B | 650
218160629 | BOSCH | BOHA-36RTB-M18S | BIVB-36RCB-M20X* |  | Split System | 34000 | 16.5 | 9 | 1.9 | R-454B | 650
218476968 | BRYANT HEATING AND COOLING SYSTEMS | 37MUHAQ24AA3+KSAIC0701230 | CAA**3721AM* | 82*SB60090V21*** | Split System | 24400 | 16.5 | 9 | 2.04 | R-454B | 650
218476982 | BRYANT HEATING AND COOLING SYSTEMS | 37MUHAQ24AA3+KSAIC0701230 | CAA**3721AM* | 82*TB60090V21*** | Split System | 24400 | 16.5 | 9 | 2.04 | R-454B | 650
217914697 | CARRIER | 27VPA948A*030* | CAA**4821AM* | 59MN7C100C21**22 | Split System | 45000 | 16.5 | 9 | 2.08 | R-454B | 650
217914691 | CARRIER | 27VPA948A*030* | CAA**4821AM* | 58TN*B110C21**20 | Split System | 45000 | 16.5 | 9 | 2.08 | R-454B | 650
217914708 | CARRIER | 27VPA948A*030* | CAA**4821AM* | 59TP6C100V21**20 | Split System | 45000 | 16.5 | 9 | 2.08 | R-454B | 650
217914696 | CARRIER | 27VPA948A*030* | CAA**4821AM* | 59MN7C080C21**20 | Split System | 45000 | 16.5 | 9 | 2.08 | R-454B | 650
217914713 | CARRIER | 27VPA948A*030* | CAA**4821AM* | 59TP7A100V21**20 | Split System | 45000 | 16.5 | 9 | 2.08 | R-454B | 650
217914701 | CARRIER | 27VPA948A*030* | CAA**4821AM* | 59SU5B100M21**20 | Split System | 45000 | 16.5 | 9 | 2.08 | R-454B | 650
217914706 | CARRIER | 27VPA948A*030* | CAA**4821AM* | 59TN7A100C21**22 | Split System | 45000 | 16.5 | 9 | 2.08 | R-454B | 650
217914709 | CARRIER | 27VPA948A*030* | CAA**4821AM* | GG96VTAB60100C** | Split System | 45000 | 16.5 | 9 | 2.08 | R-454B | 650
217914704 | CARRIER | 27VPA948A*030* | CAA**4821AM* | 59TN6C100C21**22 | Split System | 45000 | 16.5 | 9 | 2.08 | R-454B | 650
217914729 | CARRIER | 27VPA948A*030* | CAA**6024AM* | 59CU5B100C21**22 | Split System | 46500 | 16.5 | 9 | 2.08 | R-454B | 650
217914727 | CARRIER | 27VPA948A*030* | CAA**6024AM* | 58TP*B110V21**22 | Split System | 46500 | 16.5 | 9 | 2.08 | R-454B | 650
217914724 | CARRIER | 27VPA948A*030* | CAA**6024AM* | 58TN*B110C21**20 | Split System | 46500 | 16.5 | 9 | 2.08 | R-454B | 650
217914793 | CARRIER | 27VPA948A*030* | CAA**6124AM* | 58TN*B110C21**20 | Split System | 47500 | 16.5 | 9 | 2.08 | R-454B | 650
217914684 | CARRIER | 27VPA948A*030* | CAA**4821AM* | 58SP*B110V21**22 | Split System | 45000 | 16.5 | 9 | 2.1 | R-454B | 650
217914702 | CARRIER | 27VPA948A*030* | CAA**4821AM* | 59SU5B100M21**22 | Split System | 45000 | 16.5 | 9 | 2.1 | R-454B | 650
217914685 | CARRIER | 27VPA948A*030* | CAA**4821AM* | 58SU*B060M17**16 | Split System | 45000 | 16.5 | 9 | 2.1 | R-454B | 650
217914694 | CARRIER | 27VPA948A*030* | CAA**4821AM* | 58TP*B110V21**22 | Split System | 45000 | 16.5 | 9 | 2.1 | R-454B | 650
217914695 | CARRIER | 27VPA948A*030* | CAA**4821AM* | 59CU5B100C21**22 | Split System | 45000 | 16.5 | 9 | 2.1 | R-454B | 650
217914690 | CARRIER | 27VPA948A*030* | CAA**4821AM* | 58TN*B090C21**20 | Split System | 45000 | 16.5 | 9 | 2.1 | R-454B | 650
217914687 | CARRIER | 27VPA948A*030* | CAA**4821AM* | 58SU*B100M21**20 | Split System | 45000 | 16.5 | 9 | 2.1 | R-454B | 650
217914693 | CARRIER | 27VPA948A*030* | CAA**4821AM* | 58TP*B090V21**20 | Split System | 45000 | 16.5 | 9 | 2.1 | R-454B | 650
217914703 | CARRIER | 27VPA948A*030* | CAA**4821AM* | 59TN6C080C21**20 | Split System | 45000 | 16.5 | 9 | 2.1 | R-454B | 650
217914679 | CARRIER | 27VPA948A*030* | CAA**4821AM* | 58CU*B040C17**12 | Split System | 45000 | 16.5 | 9 | 2.1 | R-454B | 650
217914747 | CARRIER | 27VPA948A*030* | CAA**6024AM* | 59TP7A100V21**22 | Split System | 46500 | 16.5 | 9 | 2.1 | R-454B | 650
217914716 | CARRIER | 27VPA948A*030* | CAA**6024AM* | 58CU*B080C21**20 | Split System | 46500 | 16.5 | 9 | 2.1 | R-454B | 650
217914742 | CARRIER | 27VPA948A*030* | CAA**6024AM* | 59TP6C100V21**22 | Split System | 46500 | 16.5 | 9 | 2.1 | R-454B | 650
217914726 | CARRIER | 27VPA948A*030* | CAA**6024AM* | 58TP*B090V21**20 | Split System | 46500 | 16.5 | 9 | 2.1 | R-454B | 650
217914718 | CARRIER | 27VPA948A*030* | CAA**6024AM* | 58SP*B090V21**20 | Split System | 46500 | 16.5 | 9 | 2.1 | R-454B | 650
217914725 | CARRIER | 27VPA948A*030* | CAA**6024AM* | 58TN*B135C24**22 | Split System | 46500 | 16.5 | 9 | 2.1 | R-454B | 650
217914766 | CARRIER | 27VPA948A*030* | CAA**6121AM* | 59CU5B100C21**22 | Split System | 47000 | 16.5 | 9 | 2.1 | R-454B | 650
217914753 | CARRIER | 27VPA948A*030* | CAA**6121AM* | 58CU*B100C21**20 | Split System | 47000 | 16.5 | 9 | 2.1 | R-454B | 650
217914757 | CARRIER | 27VPA948A*030* | CAA**6121AM* | 58SU*B060M17**16 | Split System | 47000 | 16.5 | 9 | 2.1 | R-454B | 650
217914780 | CARRIER | 27VPA948A*030* | CAA**6121AM* | GG96VTAB60100C** | Split System | 47000 | 16.5 | 9 | 2.1 | R-454B | 650
217914750 | CARRIER | 27VPA948A*030* | CAA**6121AM* | 58CU*B040C17**12 | Split System | 47000 | 16.5 | 9 | 2.1 | R-454B | 650
217914751 | CARRIER | 27VPA948A*030* | CAA**6121AM* | 58CU*B060C17**16 | Split System | 47000 | 16.5 | 9 | 2.1 | R-454B | 650
217914770 | CARRIER | 27VPA948A*030* | CAA**6121AM* | 59SP6B100V21**20 | Split System | 47000 | 16.5 | 9 | 2.1 | R-454B | 650
217914779 | CARRIER | 27VPA948A*030* | CAA**6121AM* | 59TP6C100V21**20 | Split System | 47000 | 16.5 | 9 | 2.1 | R-454B | 650
217914772 | CARRIER | 27VPA948A*030* | CAA**6121AM* | 59SU5B100M21**20 | Split System | 47000 | 16.5 | 9 | 2.1 | R-454B | 650
217914759 | CARRIER | 27VPA948A*030* | CAA**6121AM* | 58SU*B100M21**20 | Split System | 47000 | 16.5 | 9 | 2.1 | R-454B | 650
217914760 | CARRIER | 27VPA948A*030* | CAA**6121AM* | 58TN*B070C21**20 | Split System | 47000 | 16.5 | 9 | 2.1 | R-454B | 650
217914797 | CARRIER | 27VPA948A*030* | CAA**6124AM* | 58TP*B135V24**22 | Split System | 47500 | 16.5 | 9 | 2.1 | R-454B | 650
217914798 | CARRIER | 27VPA948A*030* | CAA**6124AM* | 59CU5B100C21**22 | Split System | 47500 | 16.5 | 9 | 2.1 | R-454B | 650
217914792 | CARRIER | 27VPA948A*030* | CAA**6124AM* | 58TN*B090C21**20 | Split System | 47500 | 16.5 | 9 | 2.1 | R-454B | 650
217914794 | CARRIER | 27VPA948A*030* | CAA**6124AM* | 58TN*B135C24**22 | Split System | 47500 | 16.5 | 9 | 2.1 | R-454B | 650
217914805 | CARRIER | 27VPA948A*030* | CAA**6124AM* | 59SU5B100M21**22 | Split System | 47500 | 16.5 | 9 | 2.1 | R-454B | 650
217914785 | CARRIER | 27VPA948A*030* | CAA**6124AM* | 58CU*B080C21**20 | Split System | 47500 | 16.5 | 9 | 2.1 | R-454B | 650
217914788 | CARRIER | 27VPA948A*030* | CAA**6124AM* | 58SP*B110V21**22 | Split System | 47500 | 16.5 | 9 | 2.1 | R-454B | 650
218159715 | MIDEA | MDV-V36WMN10T(A) | MVME36B2MN10TD |  | Split System | 34000 | 16.5 | 9 | 1.9 | R-454B | 650
218476983 | PAYNE HEATING AND COOLING | 37MUHAQ24AA3+KSAIC0701230 | CAA**3721AM* | PG80VTLB60090C** | Split System | 24400 | 16.5 | 9 | 2.04 | R-454B | 650
217270505 | HAIER | 1U60T3PE*HE | NCUC49CT5****+TDR | NF80L110S5C*** | Split System | 45500 | 16.55 | 9 | 1.85 | R-454B | 650
218016422 | ACIQ | N5H9V48*K*AAA* | EA*5X48M21A* | *80CSU0802120B* | Split System | 45500 | 17 | 9 | 2.08 | R-454B | 650
218016554 | ACIQ | N5H9V48*K*AAA* | EA*5X61M21A* | *80CTL1102120B* | Split System | 47000 | 17 | 9 | 2.1 | R-454B | 650
218016558 | ACIQ | N5H9V48*K*AAA* | EA*5X61M21A* | *80VTL0902120B* | Split System | 47000 | 17 | 9 | 2.1 | R-454B | 650
218016580 | ACIQ | N5H9V48*K*AAA* | EA*5X61M21A* | *97CTN1002122A* | Split System | 47000 | 17 | 9 | 2.1 | R-454B | 650
218016577 | ACIQ | N5H9V48*K*AAA* | EA*5X61M21A* | *96CTN1002122B* | Split System | 47000 | 17 | 9 | 2.1 | R-454B | 650
218016470 | ACIQ | N5H9V48*K*AAA* | EA*5X48M21A* | *96VTN1002122B* | Split System | 45000 | 17 | 9 | 2.12 | R-454B | 650
218016477 | ACIQ | N5H9V48*K*AAA* | EA*5X48M21A* | *97VTN1002122A* | Split System | 45000 | 17 | 9 | 2.12 | R-454B | 650
217955686 | AIRQUEST | Q5H9V48*K*AAA* | EA*5X48M21A* | *80CSU0802120B* | Split System | 45500 | 17 | 9 | 2.08 | R-454B | 650
217955698 | AIRQUEST | Q5H9V48*K*AAA* | EA*5X48M21A* | *80MSU0802120A* | Split System | 45000 | 17 | 9 | 2.1 | R-454B | 650
217955790 | AIRQUEST | Q5H9V48*K*AAA* | EA*5X60M24A* | *80MSU0802120A* | Split System | 47000 | 17 | 9 | 2.1 | R-454B | 650
217955916 | AIRQUEST | Q5H9V48*K*AAA* | EA*5X61M21A* | *95MSU1002122A* | Split System | 47000 | 17 | 9 | 2.1 | R-454B | 650
217955894 | AIRQUEST | Q5H9V48*K*AAA* | EA*5X61M21A* | *80VTL0902120B* | Split System | 47000 | 17 | 9 | 2.1 | R-454B | 650
217955872 | AIRQUEST | Q5H9V48*K*AAA* | EA*5X61M21A* | *80VSL0902120B* | Split System | 47000 | 17 | 9 | 2.1 | R-454B | 650
217955890 | AIRQUEST | Q5H9V48*K*AAA* | EA*5X61M21A* | *80CTL1102120B* | Split System | 47000 | 17 | 9 | 2.1 | R-454B | 650
217955904 | AIRQUEST | Q5H9V48*K*AAA* | EA*5X61M21A* | *97CMN1002122B* | Split System | 47000 | 17 | 9 | 2.1 | R-454B | 650
217955920 | AIRQUEST | Q5H9V48*K*AAA* | EA*5X61M21A* | *96CTN1002122B* | Split System | 47000 | 17 | 9 | 2.1 | R-454B | 650
217955926 | AIRQUEST | Q5H9V48*K*AAA* | EA*5X61M21A* | *97CTN1002122A* | Split System | 47000 | 17 | 9 | 2.1 | R-454B | 650
217955776 | AIRQUEST | Q5H9V48*K*AAA* | EA*5X48M21A* | *97VTN1002122A* | Split System | 45000 | 17 | 9 | 2.12 | R-454B | 650
217955766 | AIRQUEST | Q5H9V48*K*AAA* | EA*5X48M21A* | *96VTN1002122B* | Split System | 45000 | 17 | 9 | 2.12 | R-454B | 650
217955685 | ARCOAIRE | Q5H9V48*K*AAA* | EA*5X48M21A* | *80CSU0802120B* | Split System | 45500 | 17 | 9 | 2.08 | R-454B | 650
217955697 | ARCOAIRE | Q5H9V48*K*AAA* | EA*5X48M21A* | *80MSU0802120A* | Split System | 45000 | 17 | 9 | 2.1 | R-454B | 650
217955915 | ARCOAIRE | Q5H9V48*K*AAA* | EA*5X61M21A* | *95MSU1002122A* | Split System | 47000 | 17 | 9 | 2.1 | R-454B | 650
217955789 | ARCOAIRE | Q5H9V48*K*AAA* | EA*5X60M24A* | *80MSU0802120A* | Split System | 47000 | 17 | 9 | 2.1 | R-454B | 650
217955893 | ARCOAIRE | Q5H9V48*K*AAA* | EA*5X61M21A* | *80VTL0902120B* | Split System | 47000 | 17 | 9 | 2.1 | R-454B | 650
217955871 | ARCOAIRE | Q5H9V48*K*AAA* | EA*5X61M21A* | *80VSL0902120B* | Split System | 47000 | 17 | 9 | 2.1 | R-454B | 650
217955889 | ARCOAIRE | Q5H9V48*K*AAA* | EA*5X61M21A* | *80CTL1102120B* | Split System | 47000 | 17 | 9 | 2.1 | R-454B | 650
217955919 | ARCOAIRE | Q5H9V48*K*AAA* | EA*5X61M21A* | *96CTN1002122B* | Split System | 47000 | 17 | 9 | 2.1 | R-454B | 650
217955925 | ARCOAIRE | Q5H9V48*K*AAA* | EA*5X61M21A* | *97CTN1002122A* | Split System | 47000 | 17 | 9 | 2.1 | R-454B | 650
217955903 | ARCOAIRE | Q5H9V48*K*AAA* | EA*5X61M21A* | *97CMN1002122B* | Split System | 47000 | 17 | 9 | 2.1 | R-454B | 650
217955765 | ARCOAIRE | Q5H9V48*K*AAA* | EA*5X48M21A* | *96VTN1002122B* | Split System | 45000 | 17 | 9 | 2.12 | R-454B | 650
217955775 | ARCOAIRE | Q5H9V48*K*AAA* | EA*5X48M21A* | *97VTN1002122A* | Split System | 45000 | 17 | 9 | 2.12 | R-454B | 650
217903136 | BOSCH | BOVB-36MTB-M19E | BMAC3036ABTA | BGH97M060B3C | Split System | 33400 | 17 | 9 | 2 | R-454B | 650
217903128 | BOSCH | BOVB-36MTB-M19E | BMAC3036ABTA | BGH96M060B3C | Split System | 33400 | 17 | 9 | 2 | R-454B | 650
217903129 | BOSCH | BOVB-36MTB-M19E | BMAC3036ABTA | BGH96M080B3C | Split System | 33400 | 17 | 9 | 2 | R-454B | 650
217903137 | BOSCH | BOVB-36MTB-M19E | BMAC3036ABTA | BGH97M080B3C | Split System | 33400 | 17 | 9 | 2 | R-454B | 650
217992572 | BOSCH | BOVB-36MTB-M19E | BMAC3036ABTA | BGH97M080B3A | Split System | 33400 | 17 | 9 | 2 | R-454B | 650
218476720 | BRYANT HEATING AND COOLING SYSTEMS | 37MUHAQ24AA3+KSAIC0701230 | FM(C,U)5Z24**AL* |  | Split System | 23600 | 17 | 9 | 2.02 | R-454B | 650
218476819 | BRYANT HEATING AND COOLING SYSTEMS | 37MUHAQ24AA3+KSAIC0701230 | CAA**2517AM* | 926TC48080V17*** | Split System | 24000 | 17 | 9 | 2.02 | R-454B | 650
218476823 | BRYANT HEATING AND COOLING SYSTEMS | 37MUHAQ24AA3+KSAIC0701230 | CAA**2517AM* | 927TA48080V17*** | Split System | 24000 | 17 | 9 | 2.02 | R-454B | 650
218476806 | BRYANT HEATING AND COOLING SYSTEMS | 37MUHAQ24AA3+KSAIC0701230 | CAA**2517AM* | 926SB48080V17*** | Split System | 24000 | 17 | 9 | 2.02 | R-454B | 650
218477010 | BRYANT HEATING AND COOLING SYSTEMS | 37MUHAQ24AA3+KSAIC0701230 | CAA**3721AM* | 926TC66100V21*** | Split System | 24200 | 17 | 9 | 2.02 | R-454B | 650
218477019 | BRYANT HEATING AND COOLING SYSTEMS | 37MUHAQ24AA3+KSAIC0701230 | CAA**3721AM* | 927TA66100V21*** | Split System | 24200 | 17 | 9 | 2.02 | R-454B | 650
218477004 | BRYANT HEATING AND COOLING SYSTEMS | 37MUHAQ24AA3+KSAIC0701230 | CAA**3721AM* | 926TC48080V17*** | Split System | 24200 | 17 | 9 | 2.02 | R-454B | 650
218476988 | BRYANT HEATING AND COOLING SYSTEMS | 37MUHAQ24AA3+KSAIC0701230 | CAA**3721AM* | 926SB48080V17*** | Split System | 24200 | 17 | 9 | 2.02 | R-454B | 650
218477013 | BRYANT HEATING AND COOLING SYSTEMS | 37MUHAQ24AA3+KSAIC0701230 | CAA**3721AM* | 927TA48080V17*** | Split System | 24200 | 17 | 9 | 2.02 | R-454B | 650
218476990 | BRYANT HEATING AND COOLING SYSTEMS | 37MUHAQ24AA3+KSAIC0701230 | CAA**3721AM* | 926SB60100V21*** | Split System | 24400 | 17 | 9 | 2.02 | R-454B | 650
218475847 | CARRIER | 37MUHAQ24AA3+KSAIC0701230 | CAA**2517AM* | GG96VTAB48080B** | Split System | 24000 | 17 | 9 | 2.02 | R-454B | 650
218475898 | CARRIER | 37MUHAQ24AA3+KSAIC0701230 | CAA**3721AM* | GG96VTAB48080B** | Split System | 24200 | 17 | 9 | 2.02 | R-454B | 650
217914686 | CARRIER | 27VPA948A*030* | CAA**4821AM* | 58SU*B080M21**20 | Split System | 45000 | 17 | 9 | 2.1 | R-454B | 650
217914773 | CARRIER | 27VPA948A*030* | CAA**6121AM* | 59SU5B100M21**22 | Split System | 47000 | 17 | 9 | 2.1 | R-454B | 650
217914764 | CARRIER | 27VPA948A*030* | CAA**6121AM* | 58TP*B090V21**20 | Split System | 47000 | 17 | 9 | 2.1 | R-454B | 650
217914755 | CARRIER | 27VPA948A*030* | CAA**6121AM* | 58SP*B090V21**20 | Split System | 47000 | 17 | 9 | 2.1 | R-454B | 650
217914762 | CARRIER | 27VPA948A*030* | CAA**6121AM* | 58TN*B110C21**20 | Split System | 47000 | 17 | 9 | 2.1 | R-454B | 650
217914777 | CARRIER | 27VPA948A*030* | CAA**6121AM* | 59TN7A100C21**22 | Split System | 47000 | 17 | 9 | 2.1 | R-454B | 650
217914775 | CARRIER | 27VPA948A*030* | CAA**6121AM* | 59TN6C100C21**22 | Split System | 47000 | 17 | 9 | 2.1 | R-454B | 650
217914768 | CARRIER | 27VPA948A*030* | CAA**6121AM* | 59MN7C100C21**22 | Split System | 47000 | 17 | 9 | 2.1 | R-454B | 650
217914710 | CARRIER | 27VPA948A*030* | CAA**4821AM* | 59TP6C100V21**22 | Split System | 45000 | 17 | 9 | 2.12 | R-454B | 650
217914714 | CARRIER | 27VPA948A*030* | CAA**4821AM* | 59TP7A100V21**22 | Split System | 45000 | 17 | 9 | 2.12 | R-454B | 650
216801842 | COLEMAN | HH860E2S11 | CTF60C5CGS1 | Z8ET100C20LMPS1 | Split System | 45500 | 17 | 9 | 2 | R-454B | 650
216801794 | FRASER-JOHNSTON | HH860E2S11 | CTF60C5CGS1 | Z8ET100C20LMPS1 | Split System | 45500 | 17 | 9 | 2 | R-454B | 650
216801817 | LUXAIRE | HH860E2S11 | CTU60C5XGS1+TXV | Z8ET100C16LMPS1 | Split System | 45000 | 17 | 9 | 2 | R-454B | 650
217901648 | MIDEA | MOVA-36HDN10-M20G | MC**3036AN10TH | MGV96U060B3C | Split System | 33400 | 17 | 9 | 2 | R-454B | 650
217901657 | MIDEA | MOVA-36HDN10-M20G | MC**3036AN10TH | MGV97U080B3A | Split System | 33400 | 17 | 9 | 2 | R-454B | 650
217901649 | MIDEA | MOVA-36HDN10-M20G | MC**3036AN10TH | MGV96U080B3C | Split System | 33400 | 17 | 9 | 2 | R-454B | 650
217901656 | MIDEA | MOVA-36HDN10-M20G | MC**3036AN10TH | MGV97U060B3A | Split System | 33400 | 17 | 9 | 2 | R-454B | 650
218476721 | PAYNE HEATING AND COOLING | 37MUHAQ24AA3+KSAIC0701230 | FM(C,U)5Z24**AL* |  | Split System | 23600 | 17 | 9 | 2.02 | R-454B | 650
218476824 | PAYNE HEATING AND COOLING | 37MUHAQ24AA3+KSAIC0701230 | CAA**2517AM* | PG97VTAA48080B** | Split System | 24000 | 17 | 9 | 2.02 | R-454B | 650
218476820 | PAYNE HEATING AND COOLING | 37MUHAQ24AA3+KSAIC0701230 | CAA**2517AM* | PG96VTAB48080B** | Split System | 24000 | 17 | 9 | 2.02 | R-454B | 650
218477005 | PAYNE HEATING AND COOLING | 37MUHAQ24AA3+KSAIC0701230 | CAA**3721AM* | PG96VTAB48080B** | Split System | 24200 | 17 | 9 | 2.02 | R-454B | 650
218477014 | PAYNE HEATING AND COOLING | 37MUHAQ24AA3+KSAIC0701230 | CAA**3721AM* | PG97VTAA48080B** | Split System | 24200 | 17 | 9 | 2.02 | R-454B | 650
217270468 | HAIER | 1U36T3PC*HE | NCHC36CT5****+TDR | NF95X080S4C*** | Split System | 34800 | 17.05 | 9 | 1.9 | R-454B | 650
217270268 | HAIER | 1U60T3PE*HE | NCUC49CT5****+TDR | NF97X080V5C*** | Split System | 45500 | 17.25 | 9 | 1.85 | R-454B | 650
217270476 | HAIER | 1U36T3PC*HE | NCDC42BT5****+TDR | NF97D070M3B*** | Split System | 35000 | 17.45 | 9 | 1.9 | R-454B | 650
218476730 | BRYANT HEATING AND COOLING SYSTEMS | 37MUHAQ24AA3+KSAIC0701230 | FMA5X24**AL* |  | Split System | 23400 | 17.5 | 9 | 2.02 | R-454B | 650
218476787 | BRYANT HEATING AND COOLING SYSTEMS | 37MUHAQ24AA3+KSAIC0701230 | CAA**2517AM* | 82*SB36070V14*** | Split System | 24000 | 17.5 | 9 | 2.02 | R-454B | 650
218476796 | BRYANT HEATING AND COOLING SYSTEMS | 37MUHAQ24AA3+KSAIC0701230 | CAA**2517AM* | 82*TB36070V14*** | Split System | 24000 | 17.5 | 9 | 2.02 | R-454B | 650
218476930 | BRYANT HEATING AND COOLING SYSTEMS | 37MUHAQ24AA3+KSAIC0701230 | CAA**3717AM* | 83*SB48060M17*** | Split System | 24200 | 17.5 | 9 | 2.02 | R-454B | 650
218476999 | BRYANT HEATING AND COOLING SYSTEMS | 37MUHAQ24AA3+KSAIC0701230 | CAA**3721AM* | 935SB66100M21*** | Split System | 24600 | 17.5 | 9 | 2.02 | R-454B | 650
218476926 | BRYANT HEATING AND COOLING SYSTEMS | 37MUHAQ24AA3+KSAIC0701230 | CAA**3717AM* | 82*SB48070V17*** | Split System | 24000 | 17.5 | 9 | 2.04 | R-454B | 650
218476724 | BRYANT HEATING AND COOLING SYSTEMS | 37MUHAQ24AA3+KSAIC0701230 | FM(C,U)5Z36**AL* |  | Split System | 24200 | 17.5 | 9 | 2.04 | R-454B | 650
218476722 | BRYANT HEATING AND COOLING SYSTEMS | 37MUHAQ24AA3+KSAIC0701230 | FM(C,U)5Z30**AL* |  | Split System | 24200 | 17.5 | 9 | 2.04 | R-454B | 650
218066967 | ECOER | EODA19H-4860AB* | EACE4860CE* | MGV96U100C5C | Split System | 52000 | 17.5 | 9 | 1.9 | R-454B | 650
218066975 | ECOER | EODA19H-4860AB* | EACE4860CE* | MGV80M100C5A | Split System | 52000 | 17.5 | 9 | 1.9 | R-454B | 650
218066962 | ECOER | EODA19H-2436AB* | EACE3036BE* | MGV96U060B3C | Split System | 33000 | 17.5 | 9 | 1.95 | R-454B | 650
218066971 | ECOER | EODA19H-2436AB* | EACE3036BE* | MGV80M060B4A | Split System | 33000 | 17.5 | 9 | 1.95 | R-454B | 650
218066970 | ECOER | EODA19H-2436AB* | EACE3036BE* | MGV80M080B4A | Split System | 33000 | 17.5 | 9 | 1.95 | R-454B | 650
218066961 | ECOER | EODA19H-2436AB* | EACE3036BE* | MGV96U080B3C | Split System | 33000 | 17.5 | 9 | 1.95 | R-454B | 650
218066966 | ECOER | EODA19H-4860AB* | EACE4248CE* | MGV96U100C5C | Split System | 45000 | 17.5 | 9 | 1.95 | R-454B | 650
218066974 | ECOER | EODA19H-4860AB* | EACE4248CE* | MGV80M100C5A | Split System | 45000 | 17.5 | 9 | 1.95 | R-454B | 650
217270182 | HAIER | 1U60T3PE*HE | NAM48E1TA5**** |  | Split System | 46000 | 17.5 | 9 | 1.8 | R-454B | 650
218476731 | PAYNE HEATING AND COOLING | 37MUHAQ24AA3+KSAIC0701230 | FMA5X24**AL* |  | Split System | 23400 | 17.5 | 9 | 2.02 | R-454B | 650
218476797 | PAYNE HEATING AND COOLING | 37MUHAQ24AA3+KSAIC0701230 | CAA**2517AM* | PG80VTLB36070A** | Split System | 24000 | 17.5 | 9 | 2.02 | R-454B | 650
218476931 | PAYNE HEATING AND COOLING | 37MUHAQ24AA3+KSAIC0701230 | CAA**3717AM* | PG80MSUA48060B** | Split System | 24200 | 17.5 | 9 | 2.02 | R-454B | 650
218476725 | PAYNE HEATING AND COOLING | 37MUHAQ24AA3+KSAIC0701230 | FM(C,U)5Z36**AL* |  | Split System | 24200 | 17.5 | 9 | 2.04 | R-454B | 650
218476723 | PAYNE HEATING AND COOLING | 37MUHAQ24AA3+KSAIC0701230 | FM(C,U)5Z30**AL* |  | Split System | 24200 | 17.5 | 9 | 2.04 | R-454B | 650
218066930 | YISO | YOHA2-60CB | YLCN4-4860CE | MGV80M100C5A | Split System | 52000 | 17.5 | 9 | 1.9 | R-454B | 650
218066922 | YISO | YOHA2-60CB | YLCN4-4860CE | MGV96U100C5C | Split System | 52000 | 17.5 | 9 | 1.9 | R-454B | 650
218066916 | YISO | YOHA2-36CB | YLCN4-3036BE | MGV96U080B3C | Split System | 33000 | 17.5 | 9 | 1.95 | R-454B | 650
218066917 | YISO | YOHA2-36CB | YLCN4-3036BE | MGV96U060B3C | Split System | 33000 | 17.5 | 9 | 1.95 | R-454B | 650
218066925 | YISO | YOHA2-36CB | YLCN4-3036BE | MGV80M080B4A | Split System | 33000 | 17.5 | 9 | 1.95 | R-454B | 650
218066926 | YISO | YOHA2-36CB | YLCN4-3036BE | MGV80M060B4A | Split System | 33000 | 17.5 | 9 | 1.95 | R-454B | 650
218066929 | YISO | YOHA2-60CB | YLCN4-4248CE | MGV80M100C5A | Split System | 45000 | 17.5 | 9 | 1.95 | R-454B | 650
218066921 | YISO | YOHA2-60CB | YLCN4-4248CE | MGV96U100C5C | Split System | 45000 | 17.5 | 9 | 1.95 | R-454B | 650
217313698 | GE Appliances | NS18H36HA5*** | NCDC42BT5****+TDR | NF97D045T3BF*** | Split System | 34600 | 17.55 | 9 | 1.9 | R-454B | 650
217270475 | HAIER | 1U36T3PC*HE | NCDC42BT5****+TDR | NF80D070S3B*** | Split System | 35000 | 17.9 | 9 | 1.9 | R-454B | 650
218477254 | BRYANT HEATING AND COOLING SYSTEMS | 37MUHAQ24AA3+KSAIC0701230 | FT5AN(B,X)C36L* |  | Split System | 24000 | 18 | 9 | 2.02 | R-454B | 650
218477255 | BRYANT HEATING AND COOLING SYSTEMS | 37MUHAQ24AA3+KSAIC0701230 | FG5ANXC36L* |  | Split System | 24000 | 18 | 9 | 2.02 | R-454B | 650
218477256 | BRYANT HEATING AND COOLING SYSTEMS | 37MUHAQ24AA3+KSAIC0701230 | PF5TNXC36L* |  | Split System | 24000 | 18 | 9 | 2.02 | R-454B | 650
218476792 | BRYANT HEATING AND COOLING SYSTEMS | 37MUHAQ24AA3+KSAIC0701230 | CAA**2517AM* | 83*SB48060M17*** | Split System | 24400 | 18 | 9 | 2.02 | R-454B | 650
218476015 | CARRIER | 37MUHAQ24AA3+KSAIC0701230 | FG5ANXC36L* |  | Split System | 24000 | 18 | 9 | 2.02 | R-454B | 650
217903146 | ForestAir | FA-H36-VKCE/OD-454 | FA-H36-VKCE/AH-454 |  | Split System | 34200 | 18 | 9 | 2.1 | R-454B | 650
218159766 | GE | NS21H36MA5-**A | NCHC30BT5*-**+TDR | NF97U045T3B* | Split System | 32800 | 18 | 9 | 2.42 | R-454B | 650
217270260 | HAIER | 1U36T3PC*HE | NCHC36CT5****+TDR | NF97U090V3C*** | Split System | 34600 | 18 | 9 | 1.9 | R-454B | 650
218477257 | PAYNE HEATING AND COOLING | 37MUHAQ24AA3+KSAIC0701230 | PF5TNXC36L* |  | Split System | 24000 | 18 | 9 | 2.02 | R-454B | 650
218476793 | PAYNE HEATING AND COOLING | 37MUHAQ24AA3+KSAIC0701230 | CAA**2517AM* | PG80MSUA48060B** | Split System | 24400 | 18 | 9 | 2.02 | R-454B | 650
217270466 | HAIER | 1U36T3PC*HE | NCHC36CT5****+TDR | NF98U090M3C*** | Split System | 34800 | 18.2 | 9 | 1.9 | R-454B | 650
217642454 | GE | NS21H36MA5-**A | NCU[C,U]36BT5*-**+TDR | NF97X040V3B* | Split System | 33800 | 18.5 | 9 | 2.04 | R-454B | 650
217313655 | GE Appliances | NS18H36HA5*** | NCHC36CT5****+TDR | NF93U090S3CF*** | Split System | 34800 | 18.7 | 9 | 1.9 | R-454B | 650
217313653 | GE Appliances | NS18H36HA5*** | NCHC36CT5****+TDR | NF96U090S3CF*** | Split System | 34800 | 18.85 | 9 | 1.9 | R-454B | 650
218026877 | COLEMAN | XH936E2C11 | JHC36B5AD2SS1+CC |  | Split System | 35000 | 19 | 9 | 2 | R-454B | 650
218026602 | YORK | YH936E2C11 | JHC36B5AD2SS1+CC |  | Split System | 35000 | 19 | 9 | 2 | R-454B | 650
218413865 | AIRQUEST | B5H3V48*K*AAA* | ESH5X60M12A*+WALLCON | *96CTN0802120B* | Split System | 45000 | 20 | 9 | 1.88 | R-454B | 650
218413866 | ARCOAIRE | B5H3V48*K*AAA* | ESH5X60M12A*+WALLCON | *96CTN0802120B* | Split System | 45000 | 20 | 9 | 1.88 | R-454B | 650
218413882 | ARCOAIRE | B5H3V48*K*AAA* | ESH5X60M12A*+WALLCON | *97CTN0802120A* | Split System | 45000 | 20 | 9 | 1.88 | R-454B | 650
218413883 | COMFORTMAKER | B5H3V48*K*AAA* | ESH5X60M12A*+WALLCON | *97CTN0802120A* | Split System | 45000 | 20 | 9 | 1.88 | R-454B | 650
218413868 | DAY & NIGHT | B5H3V48*K*AAA* | ESH5X60M12A*+WALLCON | *96CTN0802120B* | Split System | 45000 | 20 | 9 | 1.88 | R-454B | 650
218413884 | DAY & NIGHT | B5H3V48*K*AAA* | ESH5X60M12A*+WALLCON | *97CTN0802120A* | Split System | 45000 | 20 | 9 | 1.88 | R-454B | 650
218413880 | HEIL | B5H3V48*K*AAA* | ESH5X60M12A*+WALLCON | *97CTN0802120A* | Split System | 45000 | 20 | 9 | 1.88 | R-454B | 650
218413885 | KEEPRITE | B5H3V48*K*AAA* | ESH5X60M12A*+WALLCON | *97CTN0802120A* | Split System | 45000 | 20 | 9 | 1.88 | R-454B | 650
218413889 | AIRQUEST | B5H3V48*K*AAA* | ESH5X60M12A*+WALLCON | *97CTN1002122A* | Split System | 45000 | 20.5 | 9 | 1.88 | R-454B | 650
218413706 | ARCOAIRE | B5H3V48*K*AAA* | ESH5X48M12A*+WALLCON | *80CTL1102120B* | Split System | 44500 | 20.5 | 9 | 1.88 | R-454B | 650
218413890 | ARCOAIRE | B5H3V48*K*AAA* | ESH5X60M12A*+WALLCON | *97CTN1002122A* | Split System | 45000 | 20.5 | 9 | 1.88 | R-454B | 650
218413707 | COMFORTMAKER | B5H3V48*K*AAA* | ESH5X48M12A*+WALLCON | *80CTL1102120B* | Split System | 44500 | 20.5 | 9 | 1.88 | R-454B | 650
218413715 | COMFORTMAKER | B5H3V48*K*AAA* | ESH5X48M12A*+WALLCON | *80CTL1352422B* | Split System | 44500 | 20.5 | 9 | 1.88 | R-454B | 650
218413891 | COMFORTMAKER | B5H3V48*K*AAA* | ESH5X60M12A*+WALLCON | *97CTN1002122A* | Split System | 45000 | 20.5 | 9 | 1.88 | R-454B | 650
218413899 | COMFORTMAKER | B5H3V48*K*AAA* | ESH5X60M12A*+WALLCON | *97CTN1202422A* | Split System | 45000 | 20.5 | 9 | 1.88 | R-454B | 650
218413708 | DAY & NIGHT | B5H3V48*K*AAA* | ESH5X48M12A*+WALLCON | *80CTL1102120B* | Split System | 44500 | 20.5 | 9 | 1.88 | R-454B | 650
218413716 | DAY & NIGHT | B5H3V48*K*AAA* | ESH5X48M12A*+WALLCON | *80CTL1352422B* | Split System | 44500 | 20.5 | 9 | 1.88 | R-454B | 650
218413900 | DAY & NIGHT | B5H3V48*K*AAA* | ESH5X60M12A*+WALLCON | *97CTN1202422A* | Split System | 45000 | 20.5 | 9 | 1.88 | R-454B | 650
218413712 | HEIL | B5H3V48*K*AAA* | ESH5X48M12A*+WALLCON | *80CTL1352422B* | Split System | 44500 | 20.5 | 9 | 1.88 | R-454B | 650
218413896 | HEIL | B5H3V48*K*AAA* | ESH5X60M12A*+WALLCON | *97CTN1202422A* | Split System | 45000 | 20.5 | 9 | 1.88 | R-454B | 650
218413888 | HEIL | B5H3V48*K*AAA* | ESH5X60M12A*+WALLCON | *97CTN1002122A* | Split System | 45000 | 20.5 | 9 | 1.88 | R-454B | 650
218413701 | KEEPRITE | B5H3V48*K*AAA* | ESH5X48M12A*+WALLCON | *80CTL0902120B* | Split System | 44500 | 20.5 | 9 | 1.88 | R-454B | 650
218413709 | KEEPRITE | B5H3V48*K*AAA* | ESH5X48M12A*+WALLCON | *80CTL1102120B* | Split System | 44500 | 20.5 | 9 | 1.88 | R-454B | 650
218413893 | KEEPRITE | B5H3V48*K*AAA* | ESH5X60M12A*+WALLCON | *97CTN1002122A* | Split System | 45000 | 20.5 | 9 | 1.88 | R-454B | 650
218413901 | KEEPRITE | B5H3V48*K*AAA* | ESH5X60M12A*+WALLCON | *97CTN1202422A* | Split System | 45000 | 20.5 | 9 | 1.88 | R-454B | 650
218413703 | TEMPSTAR | B5H3V48*K*AAA* | ESH5X48M12A*+WALLCON | *80CTL0902120B* | Split System | 44500 | 20.5 | 9 | 1.88 | R-454B | 650
218413903 | TEMPSTAR | B5H3V48*K*AAA* | ESH5X60M12A*+WALLCON | *97CTN1202422A* | Split System | 45000 | 20.5 | 9 | 1.88 | R-454B | 650
218413895 | TEMPSTAR | B5H3V48*K*AAA* | ESH5X60M12A*+WALLCON | *97CTN1002122A* | Split System | 45000 | 20.5 | 9 | 1.88 | R-454B | 650
217754220 | MDV | MOD30-30HFN10-M3X | MVBM-36C24T4N10 | ML193UH110XE48B* | Split System | 29000 | 15.6 | 9 | 1.8 | R-454B | 650
217896549 | MDV | MOD30-30HFN10-M3X | MVBM-36C24T4N10 | ML193UH110XE48C* | Split System | 29000 | 15.6 | 9 | 1.8 | R-454B | 650
218156557 | MIDEA | MO1HE-H30B-2A | MAAHE-H36B-CA-UC | ML193UH110XE48C* | Split System | 29000 | 15.6 | 9 | 1.8 | R-454B | 650
218155756 | MIDEA | MO1HE-H30B-2A | MAAHE-H36B-CA | ML193UH110XE48B* | Split System | 29000 | 15.6 | 9 | 1.8 | R-454B | 650
218155799 | MIDEA | MO1HE-H30B-2A | MAAHE-H36B-CA | ML193UH110XE48C* | Split System | 29000 | 15.6 | 9 | 1.8 | R-454B | 650
218156514 | MIDEA | MO1HE-H30B-2A | MAAHE-H36B-CA-UC | ML193UH110XE48B* | Split System | 29000 | 15.6 | 9 | 1.8 | R-454B | 650
217903138 | BOSCH | BOVB-36MTB-M19E | BMAC3036BBTA | BGH97M060B3C | Split System | 33800 | 17.5 | 9 | 1.9 | R-454B | 650
217903130 | BOSCH | BOVB-36MTB-M19E | BMAC3036BBTA | BGH96M060B3C | Split System | 33800 | 17.5 | 9 | 1.9 | R-454B | 650
217903140 | BOSCH | BOVB-36MTB-M19E | BMAC3036CBTA | BGH97M080C4C | Split System | 34200 | 17.5 | 9 | 1.9 | R-454B | 650
217903132 | BOSCH | BOVB-36MTB-M19E | BMAC3036CBTA | BGH96M080C4C | Split System | 34200 | 17.5 | 9 | 1.9 | R-454B | 650
217903131 | BOSCH | BOVB-36MTB-M19E | BMAC3036BBTA | BGH96M080B3C | Split System | 34200 | 17.5 | 9 | 1.9 | R-454B | 650
217903139 | BOSCH | BOVB-36MTB-M19E | BMAC3036BBTA | BGH97M080B3C | Split System | 34200 | 17.5 | 9 | 1.9 | R-454B | 650
217642657 | GE | NS21H36MA5-**A | NCHC30BT5*-**+TDR | NF95X040S3B* | Split System | 32800 | 17.5 | 9 | 2.4 | R-454B | 650
217901650 | MIDEA | MOVA-36HDN10-M20G | MC**3036BN10TH | MGV96U060B3C | Split System | 33800 | 17.5 | 9 | 1.9 | R-454B | 650
217901658 | MIDEA | MOVA-36HDN10-M20G | MC**3036BN10TH | MGV97U060B3A | Split System | 33800 | 17.5 | 9 | 1.9 | R-454B | 650
217901659 | MIDEA | MOVA-36HDN10-M20G | MC**3036BN10TH | MGV97U080B3A | Split System | 34200 | 17.5 | 9 | 1.9 | R-454B | 650
217901651 | MIDEA | MOVA-36HDN10-M20G | MC**3036BN10TH | MGV96U080B3C | Split System | 34200 | 17.5 | 9 | 1.9 | R-454B | 650
217901660 | MIDEA | MOVA-36HDN10-M20G | MC**3036CN10TH | MGV97U080C4A | Split System | 34200 | 17.5 | 9 | 1.9 | R-454B | 650
217901652 | MIDEA | MOVA-36HDN10-M20G | MC**3036CN10TH | MGV96U080C4C | Split System | 34200 | 17.5 | 9 | 1.9 | R-454B | 650
218159769 | GE | NS21H36MA5-**A | NCHC30BT5*-**+TDR | NF97U070T3B* | Split System | 33200 | 18 | 9 | 2.42 | R-454B | 650
217642677 | GE | NS21H36MA5-**A | NCHC30BT5*-**+TDR | NF96U070S3B* | Split System | 33400 | 18 | 9 | 2.42 | R-454B | 650
217642456 | GE | NS21H36MA5-**A | NCU[C,U]36BT5*-**+TDR | NF98U070M3B* | Split System | 34000 | 18.5 | 9 | 2.06 | R-454B | 650
217642683 | GE | NS21H36MA5-**A | NCHC30BT5*-**+TDR | NF97X060V3B* | Split System | 33200 | 18.5 | 9 | 2.4 | R-454B | 650
217642682 | GE | NS21H36MA5-**A | NCHC30BT5*-**+TDR | NF97X040V3B* | Split System | 33200 | 19 | 9 | 2.38 | R-454B | 650
217464051 | AC Pro | SPHP-B-60VBB | AIRH-B-48ME2BB |  | Split System | 47500 | 17.5 | 9 | 2.1 | R-454B | 650
218071820 | Durastar | DRU1H18S2A | DRUC2417S2A | S9V2B060U4VS*** | Split System | 18000 | 17.4 | 9 | 1.75 | R-454B | 650
218155231 | MIDEA | MO1HE-H18B-2A | MAAHE-H24B-BA | S9V2B060U4VS*** | Split System | 18000 | 17.4 | 9 | 1.75 | R-454B | 650
218155989 | MIDEA | MO1HE-H18B-2A | MAAHE-H24B-BA-UC | S9V2B060U4VS*** | Split System | 18000 | 17.4 | 9 | 1.75 | R-454B | 650
217900412 | Panasonic | CU-HM18BAHU | CS-HM24BAAU2 | S9V2B060U4VS*** | Split System | 18000 | 17.4 | 9 | 1.75 | R-454B | 650
218018210 | ACIQ | N5H9V36*K*AAA* | EA*5X42M21A* | *96CTN0802120B* | Split System | 34200 | 15.2 | 9 | 2.08 | R-454B | 650
218018219 | ACIQ | N5H9V36*K*AAA* | EA*5X42M21A* | *97CTN0802120A* | Split System | 34200 | 15.2 | 9 | 2.08 | R-454B | 650
218018204 | ACIQ | N5H9V36*K*AAA* | EA*5X42M21A* | *95MSU1002122A* | Split System | 34400 | 15.2 | 9 | 2.08 | R-454B | 650
218017884 | ACIQ | N5H9V36*K*AAA* | EA*5X37M17A* | *96VTN0601716B* | Split System | 34400 | 15.2 | 9 | 2.08 | R-454B | 650
218017889 | ACIQ | N5H9V36*K*AAA* | EA*5X37M17A* | *97VTN0601716A* | Split System | 34400 | 15.2 | 9 | 2.08 | R-454B | 650
218018188 | ACIQ | N5H9V36*K*AAA* | EA*5X42M21A* | *96VSN0802120B* | Split System | 34400 | 15.2 | 9 | 2.08 | R-454B | 650
218018234 | ACIQ | N5H9V36*K*AAA* | EA*5X42M21A* | *96VTN0802120B* | Split System | 34400 | 15.2 | 9 | 2.08 | R-454B | 650
218018249 | ACIQ | N5H9V36*K*AAA* | EA*5X42M21A* | *97VTN0802120A* | Split System | 34400 | 15.2 | 9 | 2.08 | R-454B | 650
218017857 | ACIQ | N5H9V36*K*AAA* | EA*5X37M17A* | *96VSN0601716B* | Split System | 34400 | 15.2 | 9 | 2.08 | R-454B | 650
218017866 | ACIQ | N5H9V36*K*AAA* | EA*5X37M17A* | *95MSU0601716A* | Split System | 34600 | 15.2 | 9 | 2.08 | R-454B | 650
218017832 | ACIQ | N5H9V36*K*AAA* | EA*5X37M17A* | *80CTL0901716B* | Split System | 34600 | 15.2 | 9 | 2.08 | R-454B | 650
218017844 | ACIQ | N5H9V36*K*AAA* | EA*5X37M17A* | *95CSU0601716B* | Split System | 34600 | 15.2 | 9 | 2.08 | R-454B | 650
218018174 | ACIQ | N5H9V36*K*AAA* | EA*5X42M21A* | *97CMN0802120B* | Split System | 34200 | 15.2 | 9 | 2.1 | R-454B | 650
218018104 | ACIQ | N5H9V36*K*AAA* | EA*5X42M21A* | *80VSL0901716B* | Split System | 34200 | 15.2 | 9 | 2.1 | R-454B | 650
218018179 | ACIQ | N5H9V36*K*AAA* | EA*5X42M21A* | *97CMN1002122B* | Split System | 34400 | 15.2 | 9 | 2.1 | R-454B | 650
218018211 | ACIQ | N5H9V36*K*AAA* | EA*5X42M21A* | *96CTN1002122B* | Split System | 34400 | 15.2 | 9 | 2.1 | R-454B | 650
218018222 | ACIQ | N5H9V36*K*AAA* | EA*5X42M21A* | *97CTN1002122A* | Split System | 34400 | 15.2 | 9 | 2.1 | R-454B | 650
218018239 | ACIQ | N5H9V36*K*AAA* | EA*5X42M21A* | *96VTN1002120B* | Split System | 34400 | 15.2 | 9 | 2.1 | R-454B | 650
218018252 | ACIQ | N5H9V36*K*AAA* | EA*5X42M21A* | *97VTN1002120A* | Split System | 34400 | 15.2 | 9 | 2.1 | R-454B | 650
218016399 | ACIQ | N5H9V48*K*AAA* | EVD5X61M24A* | *97CTN0802120A* | Split System | 49000 | 15.2 | 9 | 2.12 | R-454B | 650
217922761 | AIRQUEST | N5H9V36*K*AAA* | EA*5X37M17A* | *96VSN0601716B* | Split System | 34400 | 15.2 | 9 | 2.08 | R-454B | 650
217922903 | AIRQUEST | Q5H9V36*K*AAA* | EA*5X37M17A* | *96VTN0601716B* | Split System | 34400 | 15.2 | 9 | 2.08 | R-454B | 650
217922768 | AIRQUEST | Q5H9V36*K*AAA* | EA*5X37M17A* | *96VSN0601716B* | Split System | 34400 | 15.2 | 9 | 2.08 | R-454B | 650
217922933 | AIRQUEST | Q5H9V36*K*AAA* | EA*5X37M17A* | *97VTN0601716A* | Split System | 34400 | 15.2 | 9 | 2.08 | R-454B | 650
217922669 | AIRQUEST | N5H9V36*K*AAA* | EA*5X37M17A* | *80CTL0901716B* | Split System | 34600 | 15.2 | 9 | 2.08 | R-454B | 650
217922716 | AIRQUEST | N5H9V36*K*AAA* | EA*5X37M17A* | *95CSU0601716B* | Split System | 34600 | 15.2 | 9 | 2.08 | R-454B | 650
217924413 | AIRQUEST | N5H9V36*K*AAA* | EA*5X42M21A* | *97CTN1002122A* | Split System | 34400 | 15.2 | 9 | 2.1 | R-454B | 650
217924375 | AIRQUEST | Q5H9V36*K*AAA* | EA*5X42M21A* | *96CTN1002122B* | Split System | 34400 | 15.2 | 9 | 2.1 | R-454B | 650
217955642 | AIRQUEST | Q5H9V48*K*AAA* | EVD5X61M24A* | *96CTN0802120B* | Split System | 49000 | 15.2 | 9 | 2.12 | R-454B | 650
217955648 | AIRQUEST | Q5H9V48*K*AAA* | EVD5X61M24A* | *97CTN0802120A* | Split System | 49000 | 15.2 | 9 | 2.12 | R-454B | 650
217918103 | AIRQUEST | N5H9V48*K*AAA* | EVD5X61M24A* | *97CTN0802120A* | Split System | 49000 | 15.2 | 9 | 2.12 | R-454B | 650
217918064 | AIRQUEST | N5H9V48*K*AAA* | EVD5X61M24A* | *96CTN0802120B* | Split System | 49000 | 15.2 | 9 | 2.12 | R-454B | 650
217924359 | ARCOAIRE | Q5H9V36*K*AAA* | EA*5X42M21A* | *96CTN0802120B* | Split System | 34200 | 15.2 | 9 | 2.08 | R-454B | 650
217924254 | ARCOAIRE | Q5H9V36*K*AAA* | EA*5X42M21A* | *96VSN0802120B* | Split System | 34400 | 15.2 | 9 | 2.08 | R-454B | 650
217922902 | ARCOAIRE | Q5H9V36*K*AAA* | EA*5X37M17A* | *96VTN0601716B* | Split System | 34400 | 15.2 | 9 | 2.08 | R-454B | 650
217922668 | ARCOAIRE | N5H9V36*K*AAA* | EA*5X37M17A* | *80CTL0901716B* | Split System | 34600 | 15.2 | 9 | 2.08 | R-454B | 650
217922653 | ARCOAIRE | N5H9V36*K*AAA* | EA*5X37M17A* | *80CTL0701716B* | Split System | 34600 | 15.2 | 9 | 2.08 | R-454B | 650
217924202 | ARCOAIRE | N5H9V36*K*AAA* | EA*5X42M21A* | *97CMN1002122B* | Split System | 34400 | 15.2 | 9 | 2.1 | R-454B | 650
217924374 | ARCOAIRE | Q5H9V36*K*AAA* | EA*5X42M21A* | *96CTN1002122B* | Split System | 34400 | 15.2 | 9 | 2.1 | R-454B | 650
217955647 | ARCOAIRE | Q5H9V48*K*AAA* | EVD5X61M24A* | *97CTN0802120A* | Split System | 49000 | 15.2 | 9 | 2.12 | R-454B | 650
217955641 | ARCOAIRE | Q5H9V48*K*AAA* | EVD5X61M24A* | *96CTN0802120B* | Split System | 49000 | 15.2 | 9 | 2.12 | R-454B | 650
217918102 | ARCOAIRE | N5H9V48*K*AAA* | EVD5X61M24A* | *97CTN0802120A* | Split System | 49000 | 15.2 | 9 | 2.12 | R-454B | 650
217922894 | BRYANT HEATING AND COOLING SYSTEMS | 249VAN036**AA* | CAA**3717AM* | 926TC48060V17*** | Split System | 34400 | 15.2 | 9 | 2.08 | R-454B | 650
217922759 | BRYANT HEATING AND COOLING SYSTEMS | 249VAN036**AA* | CAA**3717AM* | 926SB48060V17*** | Split System | 34400 | 15.2 | 9 | 2.08 | R-454B | 650
217922804 | BRYANT HEATING AND COOLING SYSTEMS | 249VAN036**AA* | CAA**3717AM* | 935SB48060M17*** | Split System | 34600 | 15.2 | 9 | 2.08 | R-454B | 650
217922714 | BRYANT HEATING AND COOLING SYSTEMS | 249VAN036**AA* | CAA**3717AM* | 935CB48060C17*** | Split System | 34600 | 15.2 | 9 | 2.08 | R-454B | 650
217922652 | BRYANT HEATING AND COOLING SYSTEMS | 249VAN036**AA* | CAA**3717AM* | 88*TB48070C17*** | Split System | 34600 | 15.2 | 9 | 2.08 | R-454B | 650
217918062 | BRYANT HEATING AND COOLING SYSTEMS | 249VAN048**AA* | CVAVA6124XMA* | 986TD60080C21*** | Split System | 49000 | 15.2 | 9 | 2.12 | R-454B | 650
217918101 | BRYANT HEATING AND COOLING SYSTEMS | 249VAN048**AA* | CVAVA6124XMA* | 987TA60080C21*** | Split System | 49000 | 15.2 | 9 | 2.12 | R-454B | 650
217908570 | CARRIER | 27VPA936A*030* | CAA**4221AM* | 59TN7A080C21**20 | Split System | 34200 | 15.2 | 9 | 2.08 | R-454B | 650
217908567 | CARRIER | 27VPA936A*030* | CAA**4221AM* | 59TN6C080C21**20 | Split System | 34200 | 15.2 | 9 | 2.08 | R-454B | 650
217908565 | CARRIER | 27VPA936A*030* | CAA**4221AM* | 59SU5B100M21**22 | Split System | 34400 | 15.2 | 9 | 2.08 | R-454B | 650
217908454 | CARRIER | 27VPA936A*030* | CAA**3717AM* | 59SP6B060V17**16 | Split System | 34400 | 15.2 | 9 | 2.08 | R-454B | 650
217908560 | CARRIER | 27VPA936A*030* | CAA**4221AM* | 59SP6B080V21**20 | Split System | 34400 | 15.2 | 9 | 2.08 | R-454B | 650
217908464 | CARRIER | 27VPA936A*030* | CAA**3717AM* | GG96VTAB48060B** | Split System | 34400 | 15.2 | 9 | 2.08 | R-454B | 650
217908581 | CARRIER | 27VPA936A*030* | CAA**4221AM* | 59TP7A080V21**20 | Split System | 34400 | 15.2 | 9 | 2.08 | R-454B | 650
217908467 | CARRIER | 27VPA936A*030* | CAA**3717AM* | 59TP7A060V17**16 | Split System | 34400 | 15.2 | 9 | 2.08 | R-454B | 650
217908576 | CARRIER | 27VPA936A*030* | CAA**4221AM* | 59TP6C080V21**20 | Split System | 34400 | 15.2 | 9 | 2.08 | R-454B | 650
217908463 | CARRIER | 27VPA936A*030* | CAA**3717AM* | 59TP6C060V17**16 | Split System | 34400 | 15.2 | 9 | 2.08 | R-454B | 650
217908451 | CARRIER | 27VPA936A*030* | CAA**3717AM* | 59CU5B060C17**16 | Split System | 34600 | 15.2 | 9 | 2.08 | R-454B | 650
217908446 | CARRIER | 27VPA936A*030* | CAA**3717AM* | 58TN*B090C17**16 | Split System | 34600 | 15.2 | 9 | 2.08 | R-454B | 650
217908457 | CARRIER | 27VPA936A*030* | CAA**3717AM* | 59SU5B060M17**16 | Split System | 34600 | 15.2 | 9 | 2.08 | R-454B | 650
217908445 | CARRIER | 27VPA936A*030* | CAA**3717AM* | 58TN*B070C17**16 | Split System | 34600 | 15.2 | 9 | 2.08 | R-454B | 650
217908556 | CARRIER | 27VPA936A*030* | CAA**4221AM* | 59MN7C080C21**20 | Split System | 34200 | 15.2 | 9 | 2.1 | R-454B | 650
217908547 | CARRIER | 27VPA936A*030* | CAA**4221AM* | 58TP*B090V17**16 | Split System | 34200 | 15.2 | 9 | 2.1 | R-454B | 650
217908537 | CARRIER | 27VPA936A*030* | CAA**4221AM* | 58SP*B090V17**16 | Split System | 34200 | 15.2 | 9 | 2.1 | R-454B | 650
217908571 | CARRIER | 27VPA936A*030* | CAA**4221AM* | 59TN7A100C21**22 | Split System | 34400 | 15.2 | 9 | 2.1 | R-454B | 650
217908568 | CARRIER | 27VPA936A*030* | CAA**4221AM* | 59TN6C100C21**22 | Split System | 34400 | 15.2 | 9 | 2.1 | R-454B | 650
217908557 | CARRIER | 27VPA936A*030* | CAA**4221AM* | 59MN7C100C21**22 | Split System | 34400 | 15.2 | 9 | 2.1 | R-454B | 650
217908582 | CARRIER | 27VPA936A*030* | CAA**4221AM* | 59TP7A100V21**20 | Split System | 34400 | 15.2 | 9 | 2.1 | R-454B | 650
217908578 | CARRIER | 27VPA936A*030* | CAA**4221AM* | GG96VTAB60100C** | Split System | 34400 | 15.2 | 9 | 2.1 | R-454B | 650
217908577 | CARRIER | 27VPA936A*030* | CAA**4221AM* | 59TP6C100V21**20 | Split System | 34400 | 15.2 | 9 | 2.1 | R-454B | 650
217908159 | CARRIER | 27VPA948A*030* | CVAVA6124XMA* | 59TN7A080C21**20 | Split System | 49000 | 15.2 | 9 | 2.12 | R-454B | 650
217908156 | CARRIER | 27VPA948A*030* | CVAVA6124XMA* | 59TN6C080C21**20 | Split System | 49000 | 15.2 | 9 | 2.12 | R-454B | 650
217922904 | COMFORTMAKER | Q5H9V36*K*AAA* | EA*5X37M17A* | *96VTN0601716B* | Split System | 34400 | 15.2 | 9 | 2.08 | R-454B | 650
217922769 | COMFORTMAKER | Q5H9V36*K*AAA* | EA*5X37M17A* | *96VSN0601716B* | Split System | 34400 | 15.2 | 9 | 2.08 | R-454B | 650
217922677 | COMFORTMAKER | Q5H9V36*K*AAA* | EA*5X37M17A* | *80CTL0901716B* | Split System | 34600 | 15.2 | 9 | 2.08 | R-454B | 650
217922807 | COMFORTMAKER | N5H9V36*K*AAA* | EA*5X37M17A* | *95MSU0601716A* | Split System | 34600 | 15.2 | 9 | 2.08 | R-454B | 650
217918070 | COMFORTMAKER | Q5H9V48*K*AAA* | EVD5X61M24A* | *96CTN0802120B* | Split System | 49000 | 15.2 | 9 | 2.12 | R-454B | 650
217918065 | COMFORTMAKER | N5H9V48*K*AAA* | EVD5X61M24A* | *96CTN0802120B* | Split System | 49000 | 15.2 | 9 | 2.12 | R-454B | 650
217918104 | COMFORTMAKER | N5H9V48*K*AAA* | EVD5X61M24A* | *97CTN0802120A* | Split System | 49000 | 15.2 | 9 | 2.12 | R-454B | 650
217918109 | COMFORTMAKER | Q5H9V48*K*AAA* | EVD5X61M24A* | *97CTN0802120A* | Split System | 49000 | 15.2 | 9 | 2.12 | R-454B | 650
217922763 | DAY & NIGHT | N5H9V36*K*AAA* | EA*5X37M17A* | *96VSN0601716B* | Split System | 34400 | 15.2 | 9 | 2.08 | R-454B | 650
217922905 | DAY & NIGHT | Q5H9V36*K*AAA* | EA*5X37M17A* | *96VTN0601716B* | Split System | 34400 | 15.2 | 9 | 2.08 | R-454B | 650
217922770 | DAY & NIGHT | Q5H9V36*K*AAA* | EA*5X37M17A* | *96VSN0601716B* | Split System | 34400 | 15.2 | 9 | 2.08 | R-454B | 650
217922935 | DAY & NIGHT | Q5H9V36*K*AAA* | EA*5X37M17A* | *97VTN0601716A* | Split System | 34400 | 15.2 | 9 | 2.08 | R-454B | 650
217922671 | DAY & NIGHT | N5H9V36*K*AAA* | EA*5X37M17A* | *80CTL0901716B* | Split System | 34600 | 15.2 | 9 | 2.08 | R-454B | 650
217922718 | DAY & NIGHT | N5H9V36*K*AAA* | EA*5X37M17A* | *95CSU0601716B* | Split System | 34600 | 15.2 | 9 | 2.08 | R-454B | 650
217922808 | DAY & NIGHT | N5H9V36*K*AAA* | EA*5X37M17A* | *95MSU0601716A* | Split System | 34600 | 15.2 | 9 | 2.08 | R-454B | 650
217923926 | DAY & NIGHT | Q5H9V36*K*AAA* | EA*5X42M21A* | *80VSL0901716B* | Split System | 34200 | 15.2 | 9 | 2.1 | R-454B | 650
217923919 | DAY & NIGHT | N5H9V36*K*AAA* | EA*5X42M21A* | *80VSL0901716B* | Split System | 34200 | 15.2 | 9 | 2.1 | R-454B | 650
217918066 | DAY & NIGHT | N5H9V48*K*AAA* | EVD5X61M24A* | *96CTN0802120B* | Split System | 49000 | 15.2 | 9 | 2.12 | R-454B | 650
217918110 | DAY & NIGHT | Q5H9V48*K*AAA* | EVD5X61M24A* | *97CTN0802120A* | Split System | 49000 | 15.2 | 9 | 2.12 | R-454B | 650
217918071 | DAY & NIGHT | Q5H9V48*K*AAA* | EVD5X61M24A* | *96CTN0802120B* | Split System | 49000 | 15.2 | 9 | 2.12 | R-454B | 650
217924356 | HEIL | N5H9V36*K*AAA* | EA*5X42M21A* | *96CTN0802120B* | Split System | 34200 | 15.2 | 9 | 2.08 | R-454B | 650
217922764 | HEIL | N5H9V36*K*AAA* | EA*5X37M17A* | *96VSN0601716B* | Split System | 34400 | 15.2 | 9 | 2.08 | R-454B | 650
217924461 | HEIL | N5H9V36*K*AAA* | EA*5X42M21A* | *96VTN0802120B* | Split System | 34400 | 15.2 | 9 | 2.08 | R-454B | 650
217922936 | HEIL | Q5H9V36*K*AAA* | EA*5X37M17A* | *97VTN0601716A* | Split System | 34400 | 15.2 | 9 | 2.08 | R-454B | 650
217924258 | HEIL | Q5H9V36*K*AAA* | EA*5X42M21A* | *96VSN0802120B* | Split System | 34400 | 15.2 | 9 | 2.08 | R-454B | 650
217922679 | HEIL | Q5H9V36*K*AAA* | EA*5X37M17A* | *80CTL0901716B* | Split System | 34600 | 15.2 | 9 | 2.08 | R-454B | 650
217922719 | HEIL | N5H9V36*K*AAA* | EA*5X37M17A* | *95CSU0601716B* | Split System | 34600 | 15.2 | 9 | 2.08 | R-454B | 650
217922809 | HEIL | N5H9V36*K*AAA* | EA*5X37M17A* | *95MSU0601716A* | Split System | 34600 | 15.2 | 9 | 2.08 | R-454B | 650
217922664 | HEIL | Q5H9V36*K*AAA* | EA*5X37M17A* | *80CTL0701716B* | Split System | 34600 | 15.2 | 9 | 2.08 | R-454B | 650
217922657 | HEIL | N5H9V36*K*AAA* | EA*5X37M17A* | *80CTL0701716B* | Split System | 34600 | 15.2 | 9 | 2.08 | R-454B | 650
217924213 | HEIL | Q5H9V36*K*AAA* | EA*5X42M21A* | *97CMN1002122B* | Split System | 34400 | 15.2 | 9 | 2.1 | R-454B | 650
217918067 | HEIL | N5H9V48*K*AAA* | EVD5X61M24A* | *96CTN0802120B* | Split System | 49000 | 15.2 | 9 | 2.12 | R-454B | 650
217918106 | HEIL | N5H9V48*K*AAA* | EVD5X61M24A* | *97CTN0802120A* | Split System | 49000 | 15.2 | 9 | 2.12 | R-454B | 650
217918072 | HEIL | Q5H9V48*K*AAA* | EVD5X61M24A* | *96CTN0802120B* | Split System | 49000 | 15.2 | 9 | 2.12 | R-454B | 650
217922930 | KEEPRITE | N5H9V36*K*AAA* | EA*5X37M17A* | *97VTN0601716A* | Split System | 34400 | 15.2 | 9 | 2.08 | R-454B | 650
217922907 | KEEPRITE | Q5H9V36*K*AAA* | EA*5X37M17A* | *96VTN0601716B* | Split System | 34400 | 15.2 | 9 | 2.08 | R-454B | 650
217922937 | KEEPRITE | Q5H9V36*K*AAA* | EA*5X37M17A* | *97VTN0601716A* | Split System | 34400 | 15.2 | 9 | 2.08 | R-454B | 650
217922772 | KEEPRITE | Q5H9V36*K*AAA* | EA*5X37M17A* | *96VSN0601716B* | Split System | 34400 | 15.2 | 9 | 2.08 | R-454B | 650
217922720 | KEEPRITE | N5H9V36*K*AAA* | EA*5X37M17A* | *95CSU0601716B* | Split System | 34600 | 15.2 | 9 | 2.08 | R-454B | 650
217924192 | KEEPRITE | N5H9V36*K*AAA* | EA*5X42M21A* | *97CMN0802120B* | Split System | 34200 | 15.2 | 9 | 2.1 | R-454B | 650
217924477 | KEEPRITE | N5H9V36*K*AAA* | EA*5X42M21A* | *96VTN1002120B* | Split System | 34400 | 15.2 | 9 | 2.1 | R-454B | 650
217918068 | KEEPRITE | N5H9V48*K*AAA* | EVD5X61M24A* | *96CTN0802120B* | Split System | 49000 | 15.2 | 9 | 2.12 | R-454B | 650
217918112 | KEEPRITE | Q5H9V48*K*AAA* | EVD5X61M24A* | *97CTN0802120A* | Split System | 49000 | 15.2 | 9 | 2.12 | R-454B | 650
217918073 | KEEPRITE | Q5H9V48*K*AAA* | EVD5X61M24A* | *96CTN0802120B* | Split System | 49000 | 15.2 | 9 | 2.12 | R-454B | 650
217922938 | TEMPSTAR | Q5H9V36*K*AAA* | EA*5X37M17A* | *97VTN0601716A* | Split System | 34400 | 15.2 | 9 | 2.08 | R-454B | 650
217922908 | TEMPSTAR | Q5H9V36*K*AAA* | EA*5X37M17A* | *96VTN0601716B* | Split System | 34400 | 15.2 | 9 | 2.08 | R-454B | 650
217922721 | TEMPSTAR | N5H9V36*K*AAA* | EA*5X37M17A* | *95CSU0601716B* | Split System | 34600 | 15.2 | 9 | 2.08 | R-454B | 650
217922818 | TEMPSTAR | Q5H9V36*K*AAA* | EA*5X37M17A* | *95MSU0601716A* | Split System | 34600 | 15.2 | 9 | 2.08 | R-454B | 650
217922681 | TEMPSTAR | Q5H9V36*K*AAA* | EA*5X37M17A* | *80CTL0901716B* | Split System | 34600 | 15.2 | 9 | 2.08 | R-454B | 650
217924373 | TEMPSTAR | N5H9V36*K*AAA* | EA*5X42M21A* | *96CTN1002122B* | Split System | 34400 | 15.2 | 9 | 2.1 | R-454B | 650
217918069 | TEMPSTAR | N5H9V48*K*AAA* | EVD5X61M24A* | *96CTN0802120B* | Split System | 49000 | 15.2 | 9 | 2.12 | R-454B | 650
217918074 | TEMPSTAR | Q5H9V48*K*AAA* | EVD5X61M24A* | *96CTN0802120B* | Split System | 49000 | 15.2 | 9 | 2.12 | R-454B | 650
217918108 | TEMPSTAR | N5H9V48*K*AAA* | EVD5X61M24A* | *97CTN0802120A* | Split System | 49000 | 15.2 | 9 | 2.12 | R-454B | 650
218018125 | ACIQ | N5H9V36*K*AAA* | EA*5X42M21A* | *80MSU0601716A* | Split System | 34400 | 15.5 | 9 | 2.08 | R-454B | 650
218018118 | ACIQ | N5H9V36*K*AAA* | EA*5X42M21A* | *80VSL1102122B* | Split System | 34400 | 15.5 | 9 | 2.08 | R-454B | 650
218018113 | ACIQ | N5H9V36*K*AAA* | EA*5X42M21A* | *80VSL0902120B* | Split System | 34400 | 15.5 | 9 | 2.08 | R-454B | 650
218017836 | ACIQ | N5H9V36*K*AAA* | EA*5X37M17A* | *80VTL0451412B* | Split System | 34600 | 15.5 | 9 | 2.08 | R-454B | 650
218017810 | ACIQ | N5H9V36*K*AAA* | EA*5X37M17A* | *80VSL0451412B* | Split System | 34600 | 15.5 | 9 | 2.08 | R-454B | 650
218017841 | ACIQ | N5H9V36*K*AAA* | EA*5X37M17A* | *80VTL0701716B* | Split System | 34600 | 15.5 | 9 | 2.08 | R-454B | 650
218017891 | ACIQ | N5H9V36*K*AAA* | EA*5X37M17A* | *97VTN0801716A* | Split System | 34600 | 15.5 | 9 | 2.08 | R-454B | 650
218017887 | ACIQ | N5H9V36*K*AAA* | EA*5X37M17A* | *96VTN0801716B* | Split System | 34600 | 15.5 | 9 | 2.08 | R-454B | 650
218017821 | ACIQ | N5H9V36*K*AAA* | EA*5X37M17A* | *80VSL0901716B* | Split System | 34800 | 15.5 | 9 | 2.08 | R-454B | 650
218018140 | ACIQ | N5H9V36*K*AAA* | EA*5X42M21A* | *80CTL1102120B* | Split System | 34400 | 15.5 | 9 | 2.1 | R-454B | 650
218018152 | ACIQ | N5H9V36*K*AAA* | EA*5X42M21A* | *80VTL1102122B* | Split System | 34400 | 15.5 | 9 | 2.1 | R-454B | 650
218021118 | ACIQ | N5H9V48*K*AAA* | EVD5X48M21A* | *96VSN1002120B* | Split System | 46500 | 15.5 | 9 | 2.1 | R-454B | 650
218021123 | ACIQ | N5H9V48*K*AAA* | EVD5X48M21A* | *95MSU1002122A* | Split System | 47000 | 15.5 | 9 | 2.1 | R-454B | 650
218020922 | ACIQ | N5H9V48*K*AAA* | EVM5X48M21A* | *80CSU0802120B* | Split System | 47000 | 15.5 | 9 | 2.1 | R-454B | 650
218020938 | ACIQ | N5H9V48*K*AAA* | EVM5X48M21A* | *80CTL1102120B* | Split System | 47000 | 15.5 | 9 | 2.1 | R-454B | 650
218020926 | ACIQ | N5H9V48*K*AAA* | EVM5X48M21A* | *80VSL0902120B* | Split System | 47000 | 15.5 | 9 | 2.1 | R-454B | 650
218020940 | ACIQ | N5H9V48*K*AAA* | EVM5X48M21A* | *80VTL0902120B* | Split System | 47000 | 15.5 | 9 | 2.1 | R-454B | 650
218021031 | ACIQ | N5H9V48*K*AAA* | EVM5X60M21A* | *80CSU0401712B* | Split System | 48000 | 15.5 | 9 | 2.1 | R-454B | 650
218021220 | ACIQ | N5H9V48*K*AAA* | EVD5X60M21A* | *95MSU1002120A* | Split System | 48500 | 15.5 | 9 | 2.1 | R-454B | 650
218021142 | ACIQ | N5H9V48*K*AAA* | EVD5X49M24A* | *80CSU1002120B* | Split System | 48500 | 15.5 | 9 | 2.1 | R-454B | 650
218021017 | ACIQ | N5H9V48*K*AAA* | EVM5X49M21A* | *97CTN0802120A* | Split System | 48000 | 15.5 | 9 | 2.12 | R-454B | 650
218021013 | ACIQ | N5H9V48*K*AAA* | EVM5X49M21A* | *96CTN0802120B* | Split System | 48000 | 15.5 | 9 | 2.12 | R-454B | 650
218021169 | ACIQ | N5H9V48*K*AAA* | EVD5X49M24A* | *96CTN1202422B* | Split System | 48500 | 15.5 | 9 | 2.12 | R-454B | 650
218021162 | ACIQ | N5H9V48*K*AAA* | EVD5X49M24A* | *96VSN1202422B* | Split System | 48500 | 15.5 | 9 | 2.12 | R-454B | 650
218021172 | ACIQ | N5H9V48*K*AAA* | EVD5X49M24A* | *97CTN1202422A* | Split System | 48500 | 15.5 | 9 | 2.12 | R-454B | 650
218016341 | ACIQ | N5H9V48*K*AAA* | EVD5X61M21A* | *96CTN0802120B* | Split System | 48500 | 15.5 | 9 | 2.12 | R-454B | 650
218016417 | ACIQ | N5H9V48*K*AAA* | EVD5X61M24A* | *97VTN1202422A* | Split System | 49000 | 15.5 | 9 | 2.12 | R-454B | 650
218016336 | ACIQ | N5H9V48*K*AAA* | EVD5X61M21A* | *95MSU0802120A* | Split System | 49000 | 15.5 | 9 | 2.12 | R-454B | 650
218016389 | ACIQ | N5H9V48*K*AAA* | EVD5X61M24A* | *95MSU0802120A* | Split System | 49000 | 15.5 | 9 | 2.12 | R-454B | 650
218016410 | ACIQ | N5H9V48*K*AAA* | EVD5X61M24A* | *96VTN1202422B* | Split System | 49000 | 15.5 | 9 | 2.12 | R-454B | 650
218021022 | ACIQ | N5H9V48*K*AAA* | EVM5X49M21A* | *96VTN1002120B* | Split System | 48000 | 15.5 | 9 | 2.15 | R-454B | 650
218021027 | ACIQ | N5H9V48*K*AAA* | EVM5X49M21A* | *97VTN1002120A* | Split System | 48000 | 15.5 | 9 | 2.15 | R-454B | 650
218021155 | ACIQ | N5H9V48*K*AAA* | EVD5X49M24A* | *80VTL1102122B* | Split System | 48500 | 15.5 | 9 | 2.15 | R-454B | 650
217923984 | AIRQUEST | Q5H9V36*K*AAA* | EA*5X42M21A* | *80MSU0601716A* | Split System | 34400 | 15.5 | 9 | 2.08 | R-454B | 650
217923977 | AIRQUEST | N5H9V36*K*AAA* | EA*5X42M21A* | *80MSU0601716A* | Split System | 34400 | 15.5 | 9 | 2.08 | R-454B | 650
217923939 | AIRQUEST | Q5H9V36*K*AAA* | EA*5X42M21A* | *80VSL0902120B* | Split System | 34400 | 15.5 | 9 | 2.08 | R-454B | 650
217922691 | AIRQUEST | Q5H9V36*K*AAA* | EA*5X37M17A* | *80VTL0451412B* | Split System | 34600 | 15.5 | 9 | 2.08 | R-454B | 650
217922571 | AIRQUEST | Q5H9V36*K*AAA* | EA*5X37M17A* | *80VSL0451412B* | Split System | 34600 | 15.5 | 9 | 2.08 | R-454B | 650
217922586 | AIRQUEST | Q5H9V36*K*AAA* | EA*5X37M17A* | *80VSL0701412B* | Split System | 34600 | 15.5 | 9 | 2.08 | R-454B | 650
217922783 | AIRQUEST | Q5H9V36*K*AAA* | EA*5X37M17A* | *96VSN0801716B* | Split System | 34600 | 15.5 | 9 | 2.08 | R-454B | 650
217922616 | AIRQUEST | Q5H9V36*K*AAA* | EA*5X37M17A* | *80VSL0901716B* | Split System | 34800 | 15.5 | 9 | 2.08 | R-454B | 650
217955394 | AIRQUEST | Q5H9V48*K*AAA* | EVD5X48M21A* | *96VSN1002120B* | Split System | 46500 | 15.5 | 9 | 2.1 | R-454B | 650
217955400 | AIRQUEST | Q5H9V48*K*AAA* | EVD5X48M21A* | *95MSU1002122A* | Split System | 47000 | 15.5 | 9 | 2.1 | R-454B | 650
217916490 | AIRQUEST | N5H9V48*K*AAA* | EVD5X48M21A* | *95MSU1002122A* | Split System | 47000 | 15.5 | 9 | 2.1 | R-454B | 650
217955164 | AIRQUEST | Q5H9V48*K*AAA* | EVM5X48M21A* | *80CSU0802120B* | Split System | 47000 | 15.5 | 9 | 2.1 | R-454B | 650
217955182 | AIRQUEST | Q5H9V48*K*AAA* | EVM5X48M21A* | *80CTL1102120B* | Split System | 47000 | 15.5 | 9 | 2.1 | R-454B | 650
217914966 | AIRQUEST | N5H9V48*K*AAA* | EVM5X48M21A* | *80CSU0802120B* | Split System | 47000 | 15.5 | 9 | 2.1 | R-454B | 650
217915083 | AIRQUEST | N5H9V48*K*AAA* | EVM5X48M21A* | *80CTL1102120B* | Split System | 47000 | 15.5 | 9 | 2.1 | R-454B | 650
217955168 | AIRQUEST | Q5H9V48*K*AAA* | EVM5X48M21A* | *80VSL0902120B* | Split System | 47000 | 15.5 | 9 | 2.1 | R-454B | 650
217915096 | AIRQUEST | N5H9V48*K*AAA* | EVM5X48M21A* | *80VTL0902120B* | Split System | 47000 | 15.5 | 9 | 2.1 | R-454B | 650
217914992 | AIRQUEST | N5H9V48*K*AAA* | EVM5X48M21A* | *80VSL0902120B* | Split System | 47000 | 15.5 | 9 | 2.1 | R-454B | 650
217955184 | AIRQUEST | Q5H9V48*K*AAA* | EVM5X48M21A* | *80VTL0902120B* | Split System | 47000 | 15.5 | 9 | 2.1 | R-454B | 650
217955290 | AIRQUEST | Q5H9V48*K*AAA* | EVM5X60M21A* | *80CSU0401712B* | Split System | 48000 | 15.5 | 9 | 2.1 | R-454B | 650
217915787 | AIRQUEST | N5H9V48*K*AAA* | EVM5X60M21A* | *80CSU0401712B* | Split System | 48000 | 15.5 | 9 | 2.1 | R-454B | 650
217955512 | AIRQUEST | Q5H9V48*K*AAA* | EVD5X60M21A* | *95MSU1002120A* | Split System | 48500 | 15.5 | 9 | 2.1 | R-454B | 650
217917221 | AIRQUEST | N5H9V48*K*AAA* | EVD5X60M21A* | *95MSU1002120A* | Split System | 48500 | 15.5 | 9 | 2.1 | R-454B | 650
217955422 | AIRQUEST | Q5H9V48*K*AAA* | EVD5X49M24A* | *80CSU1002120B* | Split System | 48500 | 15.5 | 9 | 2.1 | R-454B | 650
217916634 | AIRQUEST | N5H9V48*K*AAA* | EVD5X49M24A* | *80CSU1002120B* | Split System | 48500 | 15.5 | 9 | 2.1 | R-454B | 650
217955270 | AIRQUEST | Q5H9V48*K*AAA* | EVM5X49M21A* | *96CTN0802120B* | Split System | 48000 | 15.5 | 9 | 2.12 | R-454B | 650
217955274 | AIRQUEST | Q5H9V48*K*AAA* | EVM5X49M21A* | *97CTN0802120A* | Split System | 48000 | 15.5 | 9 | 2.12 | R-454B | 650
217915682 | AIRQUEST | N5H9V48*K*AAA* | EVM5X49M21A* | *97CTN0802120A* | Split System | 48000 | 15.5 | 9 | 2.12 | R-454B | 650
217915656 | AIRQUEST | N5H9V48*K*AAA* | EVM5X49M21A* | *96CTN0802120B* | Split System | 48000 | 15.5 | 9 | 2.12 | R-454B | 650
217955456 | AIRQUEST | Q5H9V48*K*AAA* | EVD5X49M24A* | *97CTN1202422A* | Split System | 48500 | 15.5 | 9 | 2.12 | R-454B | 650
217955452 | AIRQUEST | Q5H9V48*K*AAA* | EVD5X49M24A* | *96CTN1202422B* | Split System | 48500 | 15.5 | 9 | 2.12 | R-454B | 650
217955444 | AIRQUEST | Q5H9V48*K*AAA* | EVD5X49M24A* | *96VSN1202422B* | Split System | 48500 | 15.5 | 9 | 2.12 | R-454B | 650
217916856 | AIRQUEST | N5H9V48*K*AAA* | EVD5X49M24A* | *97CTN1202422A* | Split System | 48500 | 15.5 | 9 | 2.12 | R-454B | 650
217916830 | AIRQUEST | N5H9V48*K*AAA* | EVD5X49M24A* | *96CTN1202422B* | Split System | 48500 | 15.5 | 9 | 2.12 | R-454B | 650
217916778 | AIRQUEST | N5H9V48*K*AAA* | EVD5X49M24A* | *96VSN1202422B* | Split System | 48500 | 15.5 | 9 | 2.12 | R-454B | 650
217955580 | AIRQUEST | Q5H9V48*K*AAA* | EVD5X61M21A* | *96CTN0802120B* | Split System | 48500 | 15.5 | 9 | 2.12 | R-454B | 650
217955584 | AIRQUEST | Q5H9V48*K*AAA* | EVD5X61M21A* | *97CTN0802120A* | Split System | 48500 | 15.5 | 9 | 2.12 | R-454B | 650
217917685 | AIRQUEST | N5H9V48*K*AAA* | EVD5X61M21A* | *97CTN0802120A* | Split System | 48500 | 15.5 | 9 | 2.12 | R-454B | 650
217917659 | AIRQUEST | N5H9V48*K*AAA* | EVD5X61M21A* | *96CTN0802120B* | Split System | 48500 | 15.5 | 9 | 2.12 | R-454B | 650
217955574 | AIRQUEST | Q5H9V48*K*AAA* | EVD5X61M21A* | *95MSU0802120A* | Split System | 49000 | 15.5 | 9 | 2.12 | R-454B | 650
217955660 | AIRQUEST | Q5H9V48*K*AAA* | EVD5X61M24A* | *96VTN1202422B* | Split System | 49000 | 15.5 | 9 | 2.12 | R-454B | 650
217955668 | AIRQUEST | Q5H9V48*K*AAA* | EVD5X61M24A* | *97VTN1202422A* | Split System | 49000 | 15.5 | 9 | 2.12 | R-454B | 650
217955636 | AIRQUEST | Q5H9V48*K*AAA* | EVD5X61M24A* | *95MSU0802120A* | Split System | 49000 | 15.5 | 9 | 2.12 | R-454B | 650
217918183 | AIRQUEST | N5H9V48*K*AAA* | EVD5X61M24A* | *96VTN1202422B* | Split System | 49000 | 15.5 | 9 | 2.12 | R-454B | 650
217917620 | AIRQUEST | N5H9V48*K*AAA* | EVD5X61M21A* | *95MSU0802120A* | Split System | 49000 | 15.5 | 9 | 2.12 | R-454B | 650
217918025 | AIRQUEST | N5H9V48*K*AAA* | EVD5X61M24A* | *95MSU0802120A* | Split System | 49000 | 15.5 | 9 | 2.12 | R-454B | 650
217918235 | AIRQUEST | N5H9V48*K*AAA* | EVD5X61M24A* | *97VTN1202422A* | Split System | 49000 | 15.5 | 9 | 2.12 | R-454B | 650
217955280 | AIRQUEST | Q5H9V48*K*AAA* | EVM5X49M21A* | *96VTN1002120B* | Split System | 48000 | 15.5 | 9 | 2.15 | R-454B | 650
217955286 | AIRQUEST | Q5H9V48*K*AAA* | EVM5X49M21A* | *97VTN1002120A* | Split System | 48000 | 15.5 | 9 | 2.15 | R-454B | 650
217915722 | AIRQUEST | N5H9V48*K*AAA* | EVM5X49M21A* | *96VTN1002120B* | Split System | 48000 | 15.5 | 9 | 2.15 | R-454B | 650
217915761 | AIRQUEST | N5H9V48*K*AAA* | EVM5X49M21A* | *97VTN1002120A* | Split System | 48000 | 15.5 | 9 | 2.15 | R-454B | 650
217916725 | AIRQUEST | N5H9V48*K*AAA* | EVD5X49M24A* | *80VTL1102122B* | Split System | 48500 | 15.5 | 9 | 2.15 | R-454B | 650
217955436 | AIRQUEST | Q5H9V48*K*AAA* | EVD5X49M24A* | *80VTL1102122B* | Split System | 48500 | 15.5 | 9 | 2.15 | R-454B | 650
217923938 | ARCOAIRE | Q5H9V36*K*AAA* | EA*5X42M21A* | *80VSL0902120B* | Split System | 34400 | 15.5 | 9 | 2.08 | R-454B | 650
217922578 | ARCOAIRE | N5H9V36*K*AAA* | EA*5X37M17A* | *80VSL0701412B* | Split System | 34600 | 15.5 | 9 | 2.08 | R-454B | 650
217922706 | ARCOAIRE | Q5H9V36*K*AAA* | EA*5X37M17A* | *80VTL0701716B* | Split System | 34600 | 15.5 | 9 | 2.08 | R-454B | 650
217922585 | ARCOAIRE | Q5H9V36*K*AAA* | EA*5X37M17A* | *80VSL0701412B* | Split System | 34600 | 15.5 | 9 | 2.08 | R-454B | 650
217922947 | ARCOAIRE | Q5H9V36*K*AAA* | EA*5X37M17A* | *97VTN0801716A* | Split System | 34600 | 15.5 | 9 | 2.08 | R-454B | 650
217922917 | ARCOAIRE | Q5H9V36*K*AAA* | EA*5X37M17A* | *96VTN0801716B* | Split System | 34600 | 15.5 | 9 | 2.08 | R-454B | 650
217924036 | ARCOAIRE | N5H9V36*K*AAA* | EA*5X42M21A* | *80CTL1102120B* | Split System | 34400 | 15.5 | 9 | 2.1 | R-454B | 650
217955393 | ARCOAIRE | Q5H9V48*K*AAA* | EVD5X48M21A* | *96VSN1002120B* | Split System | 46500 | 15.5 | 9 | 2.1 | R-454B | 650
217916450 | ARCOAIRE | N5H9V48*K*AAA* | EVD5X48M21A* | *96VSN1002120B* | Split System | 46500 | 15.5 | 9 | 2.1 | R-454B | 650
217955399 | ARCOAIRE | Q5H9V48*K*AAA* | EVD5X48M21A* | *95MSU1002122A* | Split System | 47000 | 15.5 | 9 | 2.1 | R-454B | 650
217916489 | ARCOAIRE | N5H9V48*K*AAA* | EVD5X48M21A* | *95MSU1002122A* | Split System | 47000 | 15.5 | 9 | 2.1 | R-454B | 650
217955181 | ARCOAIRE | Q5H9V48*K*AAA* | EVM5X48M21A* | *80CTL1102120B* | Split System | 47000 | 15.5 | 9 | 2.1 | R-454B | 650
217955163 | ARCOAIRE | Q5H9V48*K*AAA* | EVM5X48M21A* | *80CSU0802120B* | Split System | 47000 | 15.5 | 9 | 2.1 | R-454B | 650
217915082 | ARCOAIRE | N5H9V48*K*AAA* | EVM5X48M21A* | *80CTL1102120B* | Split System | 47000 | 15.5 | 9 | 2.1 | R-454B | 650
217914965 | ARCOAIRE | N5H9V48*K*AAA* | EVM5X48M21A* | *80CSU0802120B* | Split System | 47000 | 15.5 | 9 | 2.1 | R-454B | 650
217955167 | ARCOAIRE | Q5H9V48*K*AAA* | EVM5X48M21A* | *80VSL0902120B* | Split System | 47000 | 15.5 | 9 | 2.1 | R-454B | 650
217915095 | ARCOAIRE | N5H9V48*K*AAA* | EVM5X48M21A* | *80VTL0902120B* | Split System | 47000 | 15.5 | 9 | 2.1 | R-454B | 650
217914991 | ARCOAIRE | N5H9V48*K*AAA* | EVM5X48M21A* | *80VSL0902120B* | Split System | 47000 | 15.5 | 9 | 2.1 | R-454B | 650
217955183 | ARCOAIRE | Q5H9V48*K*AAA* | EVM5X48M21A* | *80VTL0902120B* | Split System | 47000 | 15.5 | 9 | 2.1 | R-454B | 650
217955289 | ARCOAIRE | Q5H9V48*K*AAA* | EVM5X60M21A* | *80CSU0401712B* | Split System | 48000 | 15.5 | 9 | 2.1 | R-454B | 650
217955511 | ARCOAIRE | Q5H9V48*K*AAA* | EVD5X60M21A* | *95MSU1002120A* | Split System | 48500 | 15.5 | 9 | 2.1 | R-454B | 650
217917220 | ARCOAIRE | N5H9V48*K*AAA* | EVD5X60M21A* | *95MSU1002120A* | Split System | 48500 | 15.5 | 9 | 2.1 | R-454B | 650
217955421 | ARCOAIRE | Q5H9V48*K*AAA* | EVD5X49M24A* | *80CSU1002120B* | Split System | 48500 | 15.5 | 9 | 2.1 | R-454B | 650
217916633 | ARCOAIRE | N5H9V48*K*AAA* | EVD5X49M24A* | *80CSU1002120B* | Split System | 48500 | 15.5 | 9 | 2.1 | R-454B | 650
217955273 | ARCOAIRE | Q5H9V48*K*AAA* | EVM5X49M21A* | *97CTN0802120A* | Split System | 48000 | 15.5 | 9 | 2.12 | R-454B | 650
217915681 | ARCOAIRE | N5H9V48*K*AAA* | EVM5X49M21A* | *97CTN0802120A* | Split System | 48000 | 15.5 | 9 | 2.12 | R-454B | 650
217955269 | ARCOAIRE | Q5H9V48*K*AAA* | EVM5X49M21A* | *96CTN0802120B* | Split System | 48000 | 15.5 | 9 | 2.12 | R-454B | 650
217915655 | ARCOAIRE | N5H9V48*K*AAA* | EVM5X49M21A* | *96CTN0802120B* | Split System | 48000 | 15.5 | 9 | 2.12 | R-454B | 650
217955451 | ARCOAIRE | Q5H9V48*K*AAA* | EVD5X49M24A* | *96CTN1202422B* | Split System | 48500 | 15.5 | 9 | 2.12 | R-454B | 650
217955455 | ARCOAIRE | Q5H9V48*K*AAA* | EVD5X49M24A* | *97CTN1202422A* | Split System | 48500 | 15.5 | 9 | 2.12 | R-454B | 650
217955443 | ARCOAIRE | Q5H9V48*K*AAA* | EVD5X49M24A* | *96VSN1202422B* | Split System | 48500 | 15.5 | 9 | 2.12 | R-454B | 650
217916829 | ARCOAIRE | N5H9V48*K*AAA* | EVD5X49M24A* | *96CTN1202422B* | Split System | 48500 | 15.5 | 9 | 2.12 | R-454B | 650
217916855 | ARCOAIRE | N5H9V48*K*AAA* | EVD5X49M24A* | *97CTN1202422A* | Split System | 48500 | 15.5 | 9 | 2.12 | R-454B | 650
217955579 | ARCOAIRE | Q5H9V48*K*AAA* | EVD5X61M21A* | *96CTN0802120B* | Split System | 48500 | 15.5 | 9 | 2.12 | R-454B | 650
217917684 | ARCOAIRE | N5H9V48*K*AAA* | EVD5X61M21A* | *97CTN0802120A* | Split System | 48500 | 15.5 | 9 | 2.12 | R-454B | 650
217955583 | ARCOAIRE | Q5H9V48*K*AAA* | EVD5X61M21A* | *97CTN0802120A* | Split System | 48500 | 15.5 | 9 | 2.12 | R-454B | 650
217917658 | ARCOAIRE | N5H9V48*K*AAA* | EVD5X61M21A* | *96CTN0802120B* | Split System | 48500 | 15.5 | 9 | 2.12 | R-454B | 650
217955667 | ARCOAIRE | Q5H9V48*K*AAA* | EVD5X61M24A* | *97VTN1202422A* | Split System | 49000 | 15.5 | 9 | 2.12 | R-454B | 650
217955659 | ARCOAIRE | Q5H9V48*K*AAA* | EVD5X61M24A* | *96VTN1202422B* | Split System | 49000 | 15.5 | 9 | 2.12 | R-454B | 650
217955635 | ARCOAIRE | Q5H9V48*K*AAA* | EVD5X61M24A* | *95MSU0802120A* | Split System | 49000 | 15.5 | 9 | 2.12 | R-454B | 650
217955573 | ARCOAIRE | Q5H9V48*K*AAA* | EVD5X61M21A* | *95MSU0802120A* | Split System | 49000 | 15.5 | 9 | 2.12 | R-454B | 650
217918234 | ARCOAIRE | N5H9V48*K*AAA* | EVD5X61M24A* | *97VTN1202422A* | Split System | 49000 | 15.5 | 9 | 2.12 | R-454B | 650
217917619 | ARCOAIRE | N5H9V48*K*AAA* | EVD5X61M21A* | *95MSU0802120A* | Split System | 49000 | 15.5 | 9 | 2.12 | R-454B | 650
217918024 | ARCOAIRE | N5H9V48*K*AAA* | EVD5X61M24A* | *95MSU0802120A* | Split System | 49000 | 15.5 | 9 | 2.12 | R-454B | 650
217955279 | ARCOAIRE | Q5H9V48*K*AAA* | EVM5X49M21A* | *96VTN1002120B* | Split System | 48000 | 15.5 | 9 | 2.15 | R-454B | 650
217915721 | ARCOAIRE | N5H9V48*K*AAA* | EVM5X49M21A* | *96VTN1002120B* | Split System | 48000 | 15.5 | 9 | 2.15 | R-454B | 650
217915760 | ARCOAIRE | N5H9V48*K*AAA* | EVM5X49M21A* | *97VTN1002120A* | Split System | 48000 | 15.5 | 9 | 2.15 | R-454B | 650
217955285 | ARCOAIRE | Q5H9V48*K*AAA* | EVM5X49M21A* | *97VTN1002120A* | Split System | 48000 | 15.5 | 9 | 2.15 | R-454B | 650
217955435 | ARCOAIRE | Q5H9V48*K*AAA* | EVD5X49M24A* | *80VTL1102122B* | Split System | 48500 | 15.5 | 9 | 2.15 | R-454B | 650
217916724 | ARCOAIRE | N5H9V48*K*AAA* | EVD5X49M24A* | *80VTL1102122B* | Split System | 48500 | 15.5 | 9 | 2.15 | R-454B | 650
217923975 | BRYANT HEATING AND COOLING SYSTEMS | 249VAN036**AA* | CAA**4221AM* | 83*SB48060M17*** | Split System | 34400 | 15.5 | 9 | 2.08 | R-454B | 650
217923945 | BRYANT HEATING AND COOLING SYSTEMS | 249VAN036**AA* | CAA**4221AM* | 82*SB66110V21*** | Split System | 34400 | 15.5 | 9 | 2.08 | R-454B | 650
217922682 | BRYANT HEATING AND COOLING SYSTEMS | 249VAN036**AA* | CAA**3717AM* | 82*TB36045V14*** | Split System | 34600 | 15.5 | 9 | 2.08 | R-454B | 650
217922698 | BRYANT HEATING AND COOLING SYSTEMS | 249VAN036**AA* | CAA**3717AM* | 82*TB48070V17*** | Split System | 34600 | 15.5 | 9 | 2.08 | R-454B | 650
217922939 | BRYANT HEATING AND COOLING SYSTEMS | 249VAN036**AA* | CAA**3717AM* | 927TA48080V17*** | Split System | 34600 | 15.5 | 9 | 2.08 | R-454B | 650
217922774 | BRYANT HEATING AND COOLING SYSTEMS | 249VAN036**AA* | CAA**3717AM* | 926SB48080V17*** | Split System | 34600 | 15.5 | 9 | 2.08 | R-454B | 650
217916449 | BRYANT HEATING AND COOLING SYSTEMS | 249VAN048**AA* | CVAVA4821XMA* | 926SB60100V21*** | Split System | 46500 | 15.5 | 9 | 2.1 | R-454B | 650
217916488 | BRYANT HEATING AND COOLING SYSTEMS | 249VAN048**AA* | CVAVA4821XMA* | 935SB66100M21*** | Split System | 47000 | 15.5 | 9 | 2.1 | R-454B | 650
217914964 | BRYANT HEATING AND COOLING SYSTEMS | 249VAN048**AA* | CVAMA4821XMA* | 83*CB60080C21*** | Split System | 47000 | 15.5 | 9 | 2.1 | R-454B | 650
217915094 | BRYANT HEATING AND COOLING SYSTEMS | 249VAN048**AA* | CVAMA4821XMA* | 82*TB60090V21*** | Split System | 47000 | 15.5 | 9 | 2.1 | R-454B | 650
217915785 | BRYANT HEATING AND COOLING SYSTEMS | 249VAN048**AA* | CVAMA6021XMA* | 83*CB36040C17*** | Split System | 48000 | 15.5 | 9 | 2.1 | R-454B | 650
217917219 | BRYANT HEATING AND COOLING SYSTEMS | 249VAN048**AA* | CVAVA6021XMA* | 935SB60100M21*** | Split System | 48500 | 15.5 | 9 | 2.1 | R-454B | 650
217916632 | BRYANT HEATING AND COOLING SYSTEMS | 249VAN048**AA* | CVAVA4924XMA* | 83*CB60100C21*** | Split System | 48500 | 15.5 | 9 | 2.1 | R-454B | 650
217915680 | BRYANT HEATING AND COOLING SYSTEMS | 249VAN048**AA* | CVAMA4921XMA* | 987TA60080C21*** | Split System | 48000 | 15.5 | 9 | 2.12 | R-454B | 650
217915654 | BRYANT HEATING AND COOLING SYSTEMS | 249VAN048**AA* | CVAMA4921XMA* | 986TD60080C21*** | Split System | 48000 | 15.5 | 9 | 2.12 | R-454B | 650
217916854 | BRYANT HEATING AND COOLING SYSTEMS | 249VAN048**AA* | CVAVA4924XMA* | 987TA66120C24*** | Split System | 48500 | 15.5 | 9 | 2.12 | R-454B | 650
217916828 | BRYANT HEATING AND COOLING SYSTEMS | 249VAN048**AA* | CVAVA4924XMA* | 986TD66120C24*** | Split System | 48500 | 15.5 | 9 | 2.12 | R-454B | 650
217916776 | BRYANT HEATING AND COOLING SYSTEMS | 249VAN048**AA* | CVAVA4924XMA* | 926SB66120V24*** | Split System | 48500 | 15.5 | 9 | 2.12 | R-454B | 650
217917683 | BRYANT HEATING AND COOLING SYSTEMS | 249VAN048**AA* | CVAVA6121XMA* | 987TA60080C21*** | Split System | 48500 | 15.5 | 9 | 2.12 | R-454B | 650
217917657 | BRYANT HEATING AND COOLING SYSTEMS | 249VAN048**AA* | CVAVA6121XMA* | 986TD60080C21*** | Split System | 48500 | 15.5 | 9 | 2.12 | R-454B | 650
217918233 | BRYANT HEATING AND COOLING SYSTEMS | 249VAN048**AA* | CVAVA6124XMA* | 927TA66120V24*** | Split System | 49000 | 15.5 | 9 | 2.12 | R-454B | 650
217918181 | BRYANT HEATING AND COOLING SYSTEMS | 249VAN048**AA* | CVAVA6124XMA* | 926TC66120V24*** | Split System | 49000 | 15.5 | 9 | 2.12 | R-454B | 650
217918023 | BRYANT HEATING AND COOLING SYSTEMS | 249VAN048**AA* | CVAVA6124XMA* | 935SB60080M21*** | Split System | 49000 | 15.5 | 9 | 2.12 | R-454B | 650
217917618 | BRYANT HEATING AND COOLING SYSTEMS | 249VAN048**AA* | CVAVA6121XMA* | 935SB60080M21*** | Split System | 49000 | 15.5 | 9 | 2.12 | R-454B | 650
217915759 | BRYANT HEATING AND COOLING SYSTEMS | 249VAN048**AA* | CVAMA4921XMA* | 927TA60100V21*** | Split System | 48000 | 15.5 | 9 | 2.15 | R-454B | 650
217915720 | BRYANT HEATING AND COOLING SYSTEMS | 249VAN048**AA* | CVAMA4921XMA* | 926TC60100V21*** | Split System | 48000 | 15.5 | 9 | 2.15 | R-454B | 650
217916723 | BRYANT HEATING AND COOLING SYSTEMS | 249VAN048**AA* | CVAVA4924XMA* | 82*TB66110V21*** | Split System | 48500 | 15.5 | 9 | 2.15 | R-454B | 650
217908541 | CARRIER | 27VPA936A*030* | CAA**4221AM* | 58SU*B060M17**16 | Split System | 34400 | 15.5 | 9 | 2.08 | R-454B | 650
217908538 | CARRIER | 27VPA936A*030* | CAA**4221AM* | 58SP*B090V21**20 | Split System | 34400 | 15.5 | 9 | 2.08 | R-454B | 650
217908548 | CARRIER | 27VPA936A*030* | CAA**4221AM* | 58TP*B090V21**20 | Split System | 34400 | 15.5 | 9 | 2.08 | R-454B | 650
217908539 | CARRIER | 27VPA936A*030* | CAA**4221AM* | 58SP*B110V21**22 | Split System | 34400 | 15.5 | 9 | 2.08 | R-454B | 650
217908449 | CARRIER | 27VPA936A*030* | CAA**3717AM* | 58TP*B070V17**16 | Split System | 34600 | 15.5 | 9 | 2.08 | R-454B | 650
217908447 | CARRIER | 27VPA936A*030* | CAA**3717AM* | 58TP*B045V14**12 | Split System | 34600 | 15.5 | 9 | 2.08 | R-454B | 650
217908448 | CARRIER | 27VPA936A*030* | CAA**3717AM* | 58TP*B070V14**12 | Split System | 34600 | 15.5 | 9 | 2.08 | R-454B | 650
217908440 | CARRIER | 27VPA936A*030* | CAA**3717AM* | 58SP*B070V14**12 | Split System | 34600 | 15.5 | 9 | 2.08 | R-454B | 650
217908439 | CARRIER | 27VPA936A*030* | CAA**3717AM* | 58SP*B045V14**12 | Split System | 34600 | 15.5 | 9 | 2.08 | R-454B | 650
217908468 | CARRIER | 27VPA936A*030* | CAA**3717AM* | 59TP7A080V17**16 | Split System | 34600 | 15.5 | 9 | 2.08 | R-454B | 650
217908465 | CARRIER | 27VPA936A*030* | CAA**3717AM* | 59TP6C080V17**16 | Split System | 34600 | 15.5 | 9 | 2.08 | R-454B | 650
217908466 | CARRIER | 27VPA936A*030* | CAA**3717AM* | GG96VTAB48080B** | Split System | 34600 | 15.5 | 9 | 2.08 | R-454B | 650
217908455 | CARRIER | 27VPA936A*030* | CAA**3717AM* | 59SP6B080V17**16 | Split System | 34600 | 15.5 | 9 | 2.08 | R-454B | 650
217908450 | CARRIER | 27VPA936A*030* | CAA**3717AM* | 58TP*B090V17**16 | Split System | 34800 | 15.5 | 9 | 2.08 | R-454B | 650
217908442 | CARRIER | 27VPA936A*030* | CAA**3717AM* | 58SP*B090V17**16 | Split System | 34800 | 15.5 | 9 | 2.08 | R-454B | 650
217908545 | CARRIER | 27VPA936A*030* | CAA**4221AM* | 58TN*B110C21**20 | Split System | 34400 | 15.5 | 9 | 2.1 | R-454B | 650
217908549 | CARRIER | 27VPA936A*030* | CAA**4221AM* | 58TP*B110V21**22 | Split System | 34400 | 15.5 | 9 | 2.1 | R-454B | 650
217908031 | CARRIER | 27VPA948A*030* | CVAVA4821XMA* | 59SP6B100V21**20 | Split System | 46500 | 15.5 | 9 | 2.1 | R-454B | 650
217908034 | CARRIER | 27VPA948A*030* | CVAVA4821XMA* | 59SU5B100M21**22 | Split System | 47000 | 15.5 | 9 | 2.1 | R-454B | 650
217907917 | CARRIER | 27VPA948A*030* | CVAMA4821XMA* | 58CU*B080C21**20 | Split System | 47000 | 15.5 | 9 | 2.1 | R-454B | 650
217907926 | CARRIER | 27VPA948A*030* | CVAMA4821XMA* | 58TN*B110C21**20 | Split System | 47000 | 15.5 | 9 | 2.1 | R-454B | 650
217907919 | CARRIER | 27VPA948A*030* | CVAMA4821XMA* | 58SP*B090V21**20 | Split System | 47000 | 15.5 | 9 | 2.1 | R-454B | 650
217907927 | CARRIER | 27VPA948A*030* | CVAMA4821XMA* | 58TP*B090V21**20 | Split System | 47000 | 15.5 | 9 | 2.1 | R-454B | 650
217907980 | CARRIER | 27VPA948A*030* | CVAMA6021XMA* | 58CU*B040C17**12 | Split System | 48000 | 15.5 | 9 | 2.1 | R-454B | 650
217908091 | CARRIER | 27VPA948A*030* | CVAVA6021XMA* | 59SU5B100M21**20 | Split System | 48500 | 15.5 | 9 | 2.1 | R-454B | 650
217908045 | CARRIER | 27VPA948A*030* | CVAVA4924XMA* | 58CU*B100C21**20 | Split System | 48500 | 15.5 | 9 | 2.1 | R-454B | 650
217907970 | CARRIER | 27VPA948A*030* | CVAMA4921XMA* | 59TN6C080C21**20 | Split System | 48000 | 15.5 | 9 | 2.12 | R-454B | 650
217907972 | CARRIER | 27VPA948A*030* | CVAMA4921XMA* | 59TN7A080C21**20 | Split System | 48000 | 15.5 | 9 | 2.12 | R-454B | 650
217908061 | CARRIER | 27VPA948A*030* | CVAVA4924XMA* | 59TN6C120C24**22 | Split System | 48500 | 15.5 | 9 | 2.12 | R-454B | 650
217908063 | CARRIER | 27VPA948A*030* | CVAVA4924XMA* | 59TN7A120C24**22 | Split System | 48500 | 15.5 | 9 | 2.12 | R-454B | 650
217908057 | CARRIER | 27VPA948A*030* | CVAVA4924XMA* | 59SP6B120V24**22 | Split System | 48500 | 15.5 | 9 | 2.12 | R-454B | 650
217908124 | CARRIER | 27VPA948A*030* | CVAVA6121XMA* | 59TN6C080C21**20 | Split System | 48500 | 15.5 | 9 | 2.12 | R-454B | 650
217908126 | CARRIER | 27VPA948A*030* | CVAVA6121XMA* | 59TN7A080C21**20 | Split System | 48500 | 15.5 | 9 | 2.12 | R-454B | 650
217908153 | CARRIER | 27VPA948A*030* | CVAVA6124XMA* | 59SU5B080M21**20 | Split System | 49000 | 15.5 | 9 | 2.12 | R-454B | 650
217908169 | CARRIER | 27VPA948A*030* | CVAVA6124XMA* | 59TP7A120V24**22 | Split System | 49000 | 15.5 | 9 | 2.12 | R-454B | 650
217908165 | CARRIER | 27VPA948A*030* | CVAVA6124XMA* | 59TP6C120V24**22 | Split System | 49000 | 15.5 | 9 | 2.12 | R-454B | 650
217908121 | CARRIER | 27VPA948A*030* | CVAVA6121XMA* | 59SU5B080M21**20 | Split System | 49000 | 15.5 | 9 | 2.12 | R-454B | 650
217918180 | CARRIER | 27VPA948A*030* | CVAVA6124XMA* | GG96VTAB66120D** | Split System | 49000 | 15.5 | 9 | 2.12 | R-454B | 650
217907975 | CARRIER | 27VPA948A*030* | CVAMA4921XMA* | 59TP6C100V21**20 | Split System | 48000 | 15.5 | 9 | 2.15 | R-454B | 650
217915719 | CARRIER | 27VPA948A*030* | CVAMA4921XMA* | GG96VTAB60100C** | Split System | 48000 | 15.5 | 9 | 2.15 | R-454B | 650
217907978 | CARRIER | 27VPA948A*030* | CVAMA4921XMA* | 59TP7A100V21**20 | Split System | 48000 | 15.5 | 9 | 2.15 | R-454B | 650
217908052 | CARRIER | 27VPA948A*030* | CVAVA4924XMA* | 58TP*B110V21**22 | Split System | 48500 | 15.5 | 9 | 2.15 | R-454B | 650
217923985 | COMFORTMAKER | Q5H9V36*K*AAA* | EA*5X42M21A* | *80MSU0601716A* | Split System | 34400 | 15.5 | 9 | 2.08 | R-454B | 650
217923940 | COMFORTMAKER | Q5H9V36*K*AAA* | EA*5X42M21A* | *80VSL0902120B* | Split System | 34400 | 15.5 | 9 | 2.08 | R-454B | 650
217923955 | COMFORTMAKER | Q5H9V36*K*AAA* | EA*5X42M21A* | *80VSL1102122B* | Split System | 34400 | 15.5 | 9 | 2.08 | R-454B | 650
217922580 | COMFORTMAKER | N5H9V36*K*AAA* | EA*5X37M17A* | *80VSL0701412B* | Split System | 34600 | 15.5 | 9 | 2.08 | R-454B | 650
217922701 | COMFORTMAKER | N5H9V36*K*AAA* | EA*5X37M17A* | *80VTL0701716B* | Split System | 34600 | 15.5 | 9 | 2.08 | R-454B | 650
217922587 | COMFORTMAKER | Q5H9V36*K*AAA* | EA*5X37M17A* | *80VSL0701412B* | Split System | 34600 | 15.5 | 9 | 2.08 | R-454B | 650
217922565 | COMFORTMAKER | N5H9V36*K*AAA* | EA*5X37M17A* | *80VSL0451412B* | Split System | 34600 | 15.5 | 9 | 2.08 | R-454B | 650
217922919 | COMFORTMAKER | Q5H9V36*K*AAA* | EA*5X37M17A* | *96VTN0801716B* | Split System | 34600 | 15.5 | 9 | 2.08 | R-454B | 650
217924045 | COMFORTMAKER | Q5H9V36*K*AAA* | EA*5X42M21A* | *80CTL1102120B* | Split System | 34400 | 15.5 | 9 | 2.1 | R-454B | 650
217924038 | COMFORTMAKER | N5H9V36*K*AAA* | EA*5X42M21A* | *80CTL1102120B* | Split System | 34400 | 15.5 | 9 | 2.1 | R-454B | 650
217924091 | COMFORTMAKER | Q5H9V36*K*AAA* | EA*5X42M21A* | *80VTL1102122B* | Split System | 34400 | 15.5 | 9 | 2.1 | R-454B | 650
217916452 | COMFORTMAKER | N5H9V48*K*AAA* | EVD5X48M21A* | *96VSN1002120B* | Split System | 46500 | 15.5 | 9 | 2.1 | R-454B | 650
217916457 | COMFORTMAKER | Q5H9V48*K*AAA* | EVD5X48M21A* | *96VSN1002120B* | Split System | 46500 | 15.5 | 9 | 2.1 | R-454B | 650
217916496 | COMFORTMAKER | Q5H9V48*K*AAA* | EVD5X48M21A* | *95MSU1002122A* | Split System | 47000 | 15.5 | 9 | 2.1 | R-454B | 650
217916491 | COMFORTMAKER | N5H9V48*K*AAA* | EVD5X48M21A* | *95MSU1002122A* | Split System | 47000 | 15.5 | 9 | 2.1 | R-454B | 650
217915089 | COMFORTMAKER | Q5H9V48*K*AAA* | EVM5X48M21A* | *80CTL1102120B* | Split System | 47000 | 15.5 | 9 | 2.1 | R-454B | 650
217914972 | COMFORTMAKER | Q5H9V48*K*AAA* | EVM5X48M21A* | *80CSU0802120B* | Split System | 47000 | 15.5 | 9 | 2.1 | R-454B | 650
217915097 | COMFORTMAKER | N5H9V48*K*AAA* | EVM5X48M21A* | *80VTL0902120B* | Split System | 47000 | 15.5 | 9 | 2.1 | R-454B | 650
217914993 | COMFORTMAKER | N5H9V48*K*AAA* | EVM5X48M21A* | *80VSL0902120B* | Split System | 47000 | 15.5 | 9 | 2.1 | R-454B | 650
217915102 | COMFORTMAKER | Q5H9V48*K*AAA* | EVM5X48M21A* | *80VTL0902120B* | Split System | 47000 | 15.5 | 9 | 2.1 | R-454B | 650
217915788 | COMFORTMAKER | N5H9V48*K*AAA* | EVM5X60M21A* | *80CSU0401712B* | Split System | 48000 | 15.5 | 9 | 2.1 | R-454B | 650
217917222 | COMFORTMAKER | N5H9V48*K*AAA* | EVD5X60M21A* | *95MSU1002120A* | Split System | 48500 | 15.5 | 9 | 2.1 | R-454B | 650
217917227 | COMFORTMAKER | Q5H9V48*K*AAA* | EVD5X60M21A* | *95MSU1002120A* | Split System | 48500 | 15.5 | 9 | 2.1 | R-454B | 650
217916640 | COMFORTMAKER | Q5H9V48*K*AAA* | EVD5X49M24A* | *80CSU1002120B* | Split System | 48500 | 15.5 | 9 | 2.1 | R-454B | 650
217915662 | COMFORTMAKER | Q5H9V48*K*AAA* | EVM5X49M21A* | *96CTN0802120B* | Split System | 48000 | 15.5 | 9 | 2.12 | R-454B | 650
217915657 | COMFORTMAKER | N5H9V48*K*AAA* | EVM5X49M21A* | *96CTN0802120B* | Split System | 48000 | 15.5 | 9 | 2.12 | R-454B | 650
217915688 | COMFORTMAKER | Q5H9V48*K*AAA* | EVM5X49M21A* | *97CTN0802120A* | Split System | 48000 | 15.5 | 9 | 2.12 | R-454B | 650
217916836 | COMFORTMAKER | Q5H9V48*K*AAA* | EVD5X49M24A* | *96CTN1202422B* | Split System | 48500 | 15.5 | 9 | 2.12 | R-454B | 650
217916857 | COMFORTMAKER | N5H9V48*K*AAA* | EVD5X49M24A* | *97CTN1202422A* | Split System | 48500 | 15.5 | 9 | 2.12 | R-454B | 650
217916831 | COMFORTMAKER | N5H9V48*K*AAA* | EVD5X49M24A* | *96CTN1202422B* | Split System | 48500 | 15.5 | 9 | 2.12 | R-454B | 650
217916779 | COMFORTMAKER | N5H9V48*K*AAA* | EVD5X49M24A* | *96VSN1202422B* | Split System | 48500 | 15.5 | 9 | 2.12 | R-454B | 650
217916862 | COMFORTMAKER | Q5H9V48*K*AAA* | EVD5X49M24A* | *97CTN1202422A* | Split System | 48500 | 15.5 | 9 | 2.12 | R-454B | 650
217916784 | COMFORTMAKER | Q5H9V48*K*AAA* | EVD5X49M24A* | *96VSN1202422B* | Split System | 48500 | 15.5 | 9 | 2.12 | R-454B | 650
217917660 | COMFORTMAKER | N5H9V48*K*AAA* | EVD5X61M21A* | *96CTN0802120B* | Split System | 48500 | 15.5 | 9 | 2.12 | R-454B | 650
217917665 | COMFORTMAKER | Q5H9V48*K*AAA* | EVD5X61M21A* | *96CTN0802120B* | Split System | 48500 | 15.5 | 9 | 2.12 | R-454B | 650
217917686 | COMFORTMAKER | N5H9V48*K*AAA* | EVD5X61M21A* | *97CTN0802120A* | Split System | 48500 | 15.5 | 9 | 2.12 | R-454B | 650
217917691 | COMFORTMAKER | Q5H9V48*K*AAA* | EVD5X61M21A* | *97CTN0802120A* | Split System | 48500 | 15.5 | 9 | 2.12 | R-454B | 650
217918031 | COMFORTMAKER | Q5H9V48*K*AAA* | EVD5X61M24A* | *95MSU0802120A* | Split System | 49000 | 15.5 | 9 | 2.12 | R-454B | 650
217917626 | COMFORTMAKER | Q5H9V48*K*AAA* | EVD5X61M21A* | *95MSU0802120A* | Split System | 49000 | 15.5 | 9 | 2.12 | R-454B | 650
217918184 | COMFORTMAKER | N5H9V48*K*AAA* | EVD5X61M24A* | *96VTN1202422B* | Split System | 49000 | 15.5 | 9 | 2.12 | R-454B | 650
217918236 | COMFORTMAKER | N5H9V48*K*AAA* | EVD5X61M24A* | *97VTN1202422A* | Split System | 49000 | 15.5 | 9 | 2.12 | R-454B | 650
217917621 | COMFORTMAKER | N5H9V48*K*AAA* | EVD5X61M21A* | *95MSU0802120A* | Split System | 49000 | 15.5 | 9 | 2.12 | R-454B | 650
217918026 | COMFORTMAKER | N5H9V48*K*AAA* | EVD5X61M24A* | *95MSU0802120A* | Split System | 49000 | 15.5 | 9 | 2.12 | R-454B | 650
217918241 | COMFORTMAKER | Q5H9V48*K*AAA* | EVD5X61M24A* | *97VTN1202422A* | Split System | 49000 | 15.5 | 9 | 2.12 | R-454B | 650
217915728 | COMFORTMAKER | Q5H9V48*K*AAA* | EVM5X49M21A* | *96VTN1002120B* | Split System | 48000 | 15.5 | 9 | 2.15 | R-454B | 650
217915762 | COMFORTMAKER | N5H9V48*K*AAA* | EVM5X49M21A* | *97VTN1002120A* | Split System | 48000 | 15.5 | 9 | 2.15 | R-454B | 650
217915723 | COMFORTMAKER | N5H9V48*K*AAA* | EVM5X49M21A* | *96VTN1002120B* | Split System | 48000 | 15.5 | 9 | 2.15 | R-454B | 650
217916726 | COMFORTMAKER | N5H9V48*K*AAA* | EVD5X49M24A* | *80VTL1102122B* | Split System | 48500 | 15.5 | 9 | 2.15 | R-454B | 650
217916731 | COMFORTMAKER | Q5H9V48*K*AAA* | EVD5X49M24A* | *80VTL1102122B* | Split System | 48500 | 15.5 | 9 | 2.15 | R-454B | 650
217923986 | DAY & NIGHT | Q5H9V36*K*AAA* | EA*5X42M21A* | *80MSU0601716A* | Split System | 34400 | 15.5 | 9 | 2.08 | R-454B | 650
217923956 | DAY & NIGHT | Q5H9V36*K*AAA* | EA*5X42M21A* | *80VSL1102122B* | Split System | 34400 | 15.5 | 9 | 2.08 | R-454B | 650
217922686 | DAY & NIGHT | N5H9V36*K*AAA* | EA*5X37M17A* | *80VTL0451412B* | Split System | 34600 | 15.5 | 9 | 2.08 | R-454B | 650
217922702 | DAY & NIGHT | N5H9V36*K*AAA* | EA*5X37M17A* | *80VTL0701716B* | Split System | 34600 | 15.5 | 9 | 2.08 | R-454B | 650
217922913 | DAY & NIGHT | N5H9V36*K*AAA* | EA*5X37M17A* | *96VTN0801716B* | Split System | 34600 | 15.5 | 9 | 2.08 | R-454B | 650
217922920 | DAY & NIGHT | Q5H9V36*K*AAA* | EA*5X37M17A* | *96VTN0801716B* | Split System | 34600 | 15.5 | 9 | 2.08 | R-454B | 650
217922785 | DAY & NIGHT | Q5H9V36*K*AAA* | EA*5X37M17A* | *96VSN0801716B* | Split System | 34600 | 15.5 | 9 | 2.08 | R-454B | 650
217922618 | DAY & NIGHT | Q5H9V36*K*AAA* | EA*5X37M17A* | *80VSL0901716B* | Split System | 34800 | 15.5 | 9 | 2.08 | R-454B | 650
217924039 | DAY & NIGHT | N5H9V36*K*AAA* | EA*5X42M21A* | *80CTL1102120B* | Split System | 34400 | 15.5 | 9 | 2.1 | R-454B | 650
217924092 | DAY & NIGHT | Q5H9V36*K*AAA* | EA*5X42M21A* | *80VTL1102122B* | Split System | 34400 | 15.5 | 9 | 2.1 | R-454B | 650
217916458 | DAY & NIGHT | Q5H9V48*K*AAA* | EVD5X48M21A* | *96VSN1002120B* | Split System | 46500 | 15.5 | 9 | 2.1 | R-454B | 650
217916492 | DAY & NIGHT | N5H9V48*K*AAA* | EVD5X48M21A* | *95MSU1002122A* | Split System | 47000 | 15.5 | 9 | 2.1 | R-454B | 650
217916497 | DAY & NIGHT | Q5H9V48*K*AAA* | EVD5X48M21A* | *95MSU1002122A* | Split System | 47000 | 15.5 | 9 | 2.1 | R-454B | 650
217914973 | DAY & NIGHT | Q5H9V48*K*AAA* | EVM5X48M21A* | *80CSU0802120B* | Split System | 47000 | 15.5 | 9 | 2.1 | R-454B | 650
217915085 | DAY & NIGHT | N5H9V48*K*AAA* | EVM5X48M21A* | *80CTL1102120B* | Split System | 47000 | 15.5 | 9 | 2.1 | R-454B | 650
217914968 | DAY & NIGHT | N5H9V48*K*AAA* | EVM5X48M21A* | *80CSU0802120B* | Split System | 47000 | 15.5 | 9 | 2.1 | R-454B | 650
217915090 | DAY & NIGHT | Q5H9V48*K*AAA* | EVM5X48M21A* | *80CTL1102120B* | Split System | 47000 | 15.5 | 9 | 2.1 | R-454B | 650
217915098 | DAY & NIGHT | N5H9V48*K*AAA* | EVM5X48M21A* | *80VTL0902120B* | Split System | 47000 | 15.5 | 9 | 2.1 | R-454B | 650
217915103 | DAY & NIGHT | Q5H9V48*K*AAA* | EVM5X48M21A* | *80VTL0902120B* | Split System | 47000 | 15.5 | 9 | 2.1 | R-454B | 650
217914994 | DAY & NIGHT | N5H9V48*K*AAA* | EVM5X48M21A* | *80VSL0902120B* | Split System | 47000 | 15.5 | 9 | 2.1 | R-454B | 650
217914999 | DAY & NIGHT | Q5H9V48*K*AAA* | EVM5X48M21A* | *80VSL0902120B* | Split System | 47000 | 15.5 | 9 | 2.1 | R-454B | 650
217915794 | DAY & NIGHT | Q5H9V48*K*AAA* | EVM5X60M21A* | *80CSU0401712B* | Split System | 48000 | 15.5 | 9 | 2.1 | R-454B | 650
217915789 | DAY & NIGHT | N5H9V48*K*AAA* | EVM5X60M21A* | *80CSU0401712B* | Split System | 48000 | 15.5 | 9 | 2.1 | R-454B | 650
217917223 | DAY & NIGHT | N5H9V48*K*AAA* | EVD5X60M21A* | *95MSU1002120A* | Split System | 48500 | 15.5 | 9 | 2.1 | R-454B | 650
217917228 | DAY & NIGHT | Q5H9V48*K*AAA* | EVD5X60M21A* | *95MSU1002120A* | Split System | 48500 | 15.5 | 9 | 2.1 | R-454B | 650
217916636 | DAY & NIGHT | N5H9V48*K*AAA* | EVD5X49M24A* | *80CSU1002120B* | Split System | 48500 | 15.5 | 9 | 2.1 | R-454B | 650
217916641 | DAY & NIGHT | Q5H9V48*K*AAA* | EVD5X49M24A* | *80CSU1002120B* | Split System | 48500 | 15.5 | 9 | 2.1 | R-454B | 650
217915684 | DAY & NIGHT | N5H9V48*K*AAA* | EVM5X49M21A* | *97CTN0802120A* | Split System | 48000 | 15.5 | 9 | 2.12 | R-454B | 650
217915658 | DAY & NIGHT | N5H9V48*K*AAA* | EVM5X49M21A* | *96CTN0802120B* | Split System | 48000 | 15.5 | 9 | 2.12 | R-454B | 650
217915689 | DAY & NIGHT | Q5H9V48*K*AAA* | EVM5X49M21A* | *97CTN0802120A* | Split System | 48000 | 15.5 | 9 | 2.12 | R-454B | 650
217915663 | DAY & NIGHT | Q5H9V48*K*AAA* | EVM5X49M21A* | *96CTN0802120B* | Split System | 48000 | 15.5 | 9 | 2.12 | R-454B | 650
217916785 | DAY & NIGHT | Q5H9V48*K*AAA* | EVD5X49M24A* | *96VSN1202422B* | Split System | 48500 | 15.5 | 9 | 2.12 | R-454B | 650
217916863 | DAY & NIGHT | Q5H9V48*K*AAA* | EVD5X49M24A* | *97CTN1202422A* | Split System | 48500 | 15.5 | 9 | 2.12 | R-454B | 650
217916832 | DAY & NIGHT | N5H9V48*K*AAA* | EVD5X49M24A* | *96CTN1202422B* | Split System | 48500 | 15.5 | 9 | 2.12 | R-454B | 650
217916858 | DAY & NIGHT | N5H9V48*K*AAA* | EVD5X49M24A* | *97CTN1202422A* | Split System | 48500 | 15.5 | 9 | 2.12 | R-454B | 650
217916780 | DAY & NIGHT | N5H9V48*K*AAA* | EVD5X49M24A* | *96VSN1202422B* | Split System | 48500 | 15.5 | 9 | 2.12 | R-454B | 650
217916837 | DAY & NIGHT | Q5H9V48*K*AAA* | EVD5X49M24A* | *96CTN1202422B* | Split System | 48500 | 15.5 | 9 | 2.12 | R-454B | 650
217917692 | DAY & NIGHT | Q5H9V48*K*AAA* | EVD5X61M21A* | *97CTN0802120A* | Split System | 48500 | 15.5 | 9 | 2.12 | R-454B | 650
217917687 | DAY & NIGHT | N5H9V48*K*AAA* | EVD5X61M21A* | *97CTN0802120A* | Split System | 48500 | 15.5 | 9 | 2.12 | R-454B | 650
217917661 | DAY & NIGHT | N5H9V48*K*AAA* | EVD5X61M21A* | *96CTN0802120B* | Split System | 48500 | 15.5 | 9 | 2.12 | R-454B | 650
217917627 | DAY & NIGHT | Q5H9V48*K*AAA* | EVD5X61M21A* | *95MSU0802120A* | Split System | 49000 | 15.5 | 9 | 2.12 | R-454B | 650
217918237 | DAY & NIGHT | N5H9V48*K*AAA* | EVD5X61M24A* | *97VTN1202422A* | Split System | 49000 | 15.5 | 9 | 2.12 | R-454B | 650
217918185 | DAY & NIGHT | N5H9V48*K*AAA* | EVD5X61M24A* | *96VTN1202422B* | Split System | 49000 | 15.5 | 9 | 2.12 | R-454B | 650
217918027 | DAY & NIGHT | N5H9V48*K*AAA* | EVD5X61M24A* | *95MSU0802120A* | Split System | 49000 | 15.5 | 9 | 2.12 | R-454B | 650
217918032 | DAY & NIGHT | Q5H9V48*K*AAA* | EVD5X61M24A* | *95MSU0802120A* | Split System | 49000 | 15.5 | 9 | 2.12 | R-454B | 650
217917622 | DAY & NIGHT | N5H9V48*K*AAA* | EVD5X61M21A* | *95MSU0802120A* | Split System | 49000 | 15.5 | 9 | 2.12 | R-454B | 650
217918242 | DAY & NIGHT | Q5H9V48*K*AAA* | EVD5X61M24A* | *97VTN1202422A* | Split System | 49000 | 15.5 | 9 | 2.12 | R-454B | 650
217918190 | DAY & NIGHT | Q5H9V48*K*AAA* | EVD5X61M24A* | *96VTN1202422B* | Split System | 49000 | 15.5 | 9 | 2.12 | R-454B | 650
217915768 | DAY & NIGHT | Q5H9V48*K*AAA* | EVM5X49M21A* | *97VTN1002120A* | Split System | 48000 | 15.5 | 9 | 2.15 | R-454B | 650
217915724 | DAY & NIGHT | N5H9V48*K*AAA* | EVM5X49M21A* | *96VTN1002120B* | Split System | 48000 | 15.5 | 9 | 2.15 | R-454B | 650
217915763 | DAY & NIGHT | N5H9V48*K*AAA* | EVM5X49M21A* | *97VTN1002120A* | Split System | 48000 | 15.5 | 9 | 2.15 | R-454B | 650
217915729 | DAY & NIGHT | Q5H9V48*K*AAA* | EVM5X49M21A* | *96VTN1002120B* | Split System | 48000 | 15.5 | 9 | 2.15 | R-454B | 650
217916732 | DAY & NIGHT | Q5H9V48*K*AAA* | EVD5X49M24A* | *80VTL1102122B* | Split System | 48500 | 15.5 | 9 | 2.15 | R-454B | 650
217916727 | DAY & NIGHT | N5H9V48*K*AAA* | EVD5X49M24A* | *80VTL1102122B* | Split System | 48500 | 15.5 | 9 | 2.15 | R-454B | 650
217923957 | HEIL | Q5H9V36*K*AAA* | EA*5X42M21A* | *80VSL1102122B* | Split System | 34400 | 15.5 | 9 | 2.08 | R-454B | 650
217923942 | HEIL | Q5H9V36*K*AAA* | EA*5X42M21A* | *80VSL0902120B* | Split System | 34400 | 15.5 | 9 | 2.08 | R-454B | 650
217922687 | HEIL | N5H9V36*K*AAA* | EA*5X37M17A* | *80VTL0451412B* | Split System | 34600 | 15.5 | 9 | 2.08 | R-454B | 650
217922703 | HEIL | N5H9V36*K*AAA* | EA*5X37M17A* | *80VTL0701716B* | Split System | 34600 | 15.5 | 9 | 2.08 | R-454B | 650
217922574 | HEIL | Q5H9V36*K*AAA* | EA*5X37M17A* | *80VSL0451412B* | Split System | 34600 | 15.5 | 9 | 2.08 | R-454B | 650
217922786 | HEIL | Q5H9V36*K*AAA* | EA*5X37M17A* | *96VSN0801716B* | Split System | 34600 | 15.5 | 9 | 2.08 | R-454B | 650
217922921 | HEIL | Q5H9V36*K*AAA* | EA*5X37M17A* | *96VTN0801716B* | Split System | 34600 | 15.5 | 9 | 2.08 | R-454B | 650
217922612 | HEIL | N5H9V36*K*AAA* | EA*5X37M17A* | *80VSL0901716B* | Split System | 34800 | 15.5 | 9 | 2.08 | R-454B | 650
217922619 | HEIL | Q5H9V36*K*AAA* | EA*5X37M17A* | *80VSL0901716B* | Split System | 34800 | 15.5 | 9 | 2.08 | R-454B | 650
217916454 | HEIL | N5H9V48*K*AAA* | EVD5X48M21A* | *96VSN1002120B* | Split System | 46500 | 15.5 | 9 | 2.1 | R-454B | 650
217916459 | HEIL | Q5H9V48*K*AAA* | EVD5X48M21A* | *96VSN1002120B* | Split System | 46500 | 15.5 | 9 | 2.1 | R-454B | 650
217916498 | HEIL | Q5H9V48*K*AAA* | EVD5X48M21A* | *95MSU1002122A* | Split System | 47000 | 15.5 | 9 | 2.1 | R-454B | 650
217916493 | HEIL | N5H9V48*K*AAA* | EVD5X48M21A* | *95MSU1002122A* | Split System | 47000 | 15.5 | 9 | 2.1 | R-454B | 650
217914969 | HEIL | N5H9V48*K*AAA* | EVM5X48M21A* | *80CSU0802120B* | Split System | 47000 | 15.5 | 9 | 2.1 | R-454B | 650
217915086 | HEIL | N5H9V48*K*AAA* | EVM5X48M21A* | *80CTL1102120B* | Split System | 47000 | 15.5 | 9 | 2.1 | R-454B | 650
217914974 | HEIL | Q5H9V48*K*AAA* | EVM5X48M21A* | *80CSU0802120B* | Split System | 47000 | 15.5 | 9 | 2.1 | R-454B | 650
217915099 | HEIL | N5H9V48*K*AAA* | EVM5X48M21A* | *80VTL0902120B* | Split System | 47000 | 15.5 | 9 | 2.1 | R-454B | 650
217915000 | HEIL | Q5H9V48*K*AAA* | EVM5X48M21A* | *80VSL0902120B* | Split System | 47000 | 15.5 | 9 | 2.1 | R-454B | 650
217914995 | HEIL | N5H9V48*K*AAA* | EVM5X48M21A* | *80VSL0902120B* | Split System | 47000 | 15.5 | 9 | 2.1 | R-454B | 650
217915104 | HEIL | Q5H9V48*K*AAA* | EVM5X48M21A* | *80VTL0902120B* | Split System | 47000 | 15.5 | 9 | 2.1 | R-454B | 650
217915790 | HEIL | N5H9V48*K*AAA* | EVM5X60M21A* | *80CSU0401712B* | Split System | 48000 | 15.5 | 9 | 2.1 | R-454B | 650
217915795 | HEIL | Q5H9V48*K*AAA* | EVM5X60M21A* | *80CSU0401712B* | Split System | 48000 | 15.5 | 9 | 2.1 | R-454B | 650
217917229 | HEIL | Q5H9V48*K*AAA* | EVD5X60M21A* | *95MSU1002120A* | Split System | 48500 | 15.5 | 9 | 2.1 | R-454B | 650
217917224 | HEIL | N5H9V48*K*AAA* | EVD5X60M21A* | *95MSU1002120A* | Split System | 48500 | 15.5 | 9 | 2.1 | R-454B | 650
217916642 | HEIL | Q5H9V48*K*AAA* | EVD5X49M24A* | *80CSU1002120B* | Split System | 48500 | 15.5 | 9 | 2.1 | R-454B | 650
217916637 | HEIL | N5H9V48*K*AAA* | EVD5X49M24A* | *80CSU1002120B* | Split System | 48500 | 15.5 | 9 | 2.1 | R-454B | 650
217915685 | HEIL | N5H9V48*K*AAA* | EVM5X49M21A* | *97CTN0802120A* | Split System | 48000 | 15.5 | 9 | 2.12 | R-454B | 650
217915690 | HEIL | Q5H9V48*K*AAA* | EVM5X49M21A* | *97CTN0802120A* | Split System | 48000 | 15.5 | 9 | 2.12 | R-454B | 650
217915659 | HEIL | N5H9V48*K*AAA* | EVM5X49M21A* | *96CTN0802120B* | Split System | 48000 | 15.5 | 9 | 2.12 | R-454B | 650
217915664 | HEIL | Q5H9V48*K*AAA* | EVM5X49M21A* | *96CTN0802120B* | Split System | 48000 | 15.5 | 9 | 2.12 | R-454B | 650
217916781 | HEIL | N5H9V48*K*AAA* | EVD5X49M24A* | *96VSN1202422B* | Split System | 48500 | 15.5 | 9 | 2.12 | R-454B | 650
217916859 | HEIL | N5H9V48*K*AAA* | EVD5X49M24A* | *97CTN1202422A* | Split System | 48500 | 15.5 | 9 | 2.12 | R-454B | 650
217916864 | HEIL | Q5H9V48*K*AAA* | EVD5X49M24A* | *97CTN1202422A* | Split System | 48500 | 15.5 | 9 | 2.12 | R-454B | 650
217916833 | HEIL | N5H9V48*K*AAA* | EVD5X49M24A* | *96CTN1202422B* | Split System | 48500 | 15.5 | 9 | 2.12 | R-454B | 650
217916786 | HEIL | Q5H9V48*K*AAA* | EVD5X49M24A* | *96VSN1202422B* | Split System | 48500 | 15.5 | 9 | 2.12 | R-454B | 650
217917667 | HEIL | Q5H9V48*K*AAA* | EVD5X61M21A* | *96CTN0802120B* | Split System | 48500 | 15.5 | 9 | 2.12 | R-454B | 650
217917662 | HEIL | N5H9V48*K*AAA* | EVD5X61M21A* | *96CTN0802120B* | Split System | 48500 | 15.5 | 9 | 2.12 | R-454B | 650
217917693 | HEIL | Q5H9V48*K*AAA* | EVD5X61M21A* | *97CTN0802120A* | Split System | 48500 | 15.5 | 9 | 2.12 | R-454B | 650
217918243 | HEIL | Q5H9V48*K*AAA* | EVD5X61M24A* | *97VTN1202422A* | Split System | 49000 | 15.5 | 9 | 2.12 | R-454B | 650
217918028 | HEIL | N5H9V48*K*AAA* | EVD5X61M24A* | *95MSU0802120A* | Split System | 49000 | 15.5 | 9 | 2.12 | R-454B | 650
217917628 | HEIL | Q5H9V48*K*AAA* | EVD5X61M21A* | *95MSU0802120A* | Split System | 49000 | 15.5 | 9 | 2.12 | R-454B | 650
217917623 | HEIL | N5H9V48*K*AAA* | EVD5X61M21A* | *95MSU0802120A* | Split System | 49000 | 15.5 | 9 | 2.12 | R-454B | 650
217915764 | HEIL | N5H9V48*K*AAA* | EVM5X49M21A* | *97VTN1002120A* | Split System | 48000 | 15.5 | 9 | 2.15 | R-454B | 650
217915730 | HEIL | Q5H9V48*K*AAA* | EVM5X49M21A* | *96VTN1002120B* | Split System | 48000 | 15.5 | 9 | 2.15 | R-454B | 650
217915725 | HEIL | N5H9V48*K*AAA* | EVM5X49M21A* | *96VTN1002120B* | Split System | 48000 | 15.5 | 9 | 2.15 | R-454B | 650
217916733 | HEIL | Q5H9V48*K*AAA* | EVD5X49M24A* | *80VTL1102122B* | Split System | 48500 | 15.5 | 9 | 2.15 | R-454B | 650
217916728 | HEIL | N5H9V48*K*AAA* | EVD5X49M24A* | *80VTL1102122B* | Split System | 48500 | 15.5 | 9 | 2.15 | R-454B | 650
217924079 | KEEPRITE | Q5H9V36*K*AAA* | EA*5X42M21A* | *80VTL0902120B* | Split System | 34400 | 15.5 | 9 | 2.08 | R-454B | 650
217924072 | KEEPRITE | N5H9V36*K*AAA* | EA*5X42M21A* | *80VTL0902120B* | Split System | 34400 | 15.5 | 9 | 2.08 | R-454B | 650
217922568 | KEEPRITE | N5H9V36*K*AAA* | EA*5X37M17A* | *80VSL0451412B* | Split System | 34600 | 15.5 | 9 | 2.08 | R-454B | 650
217922688 | KEEPRITE | N5H9V36*K*AAA* | EA*5X37M17A* | *80VTL0451412B* | Split System | 34600 | 15.5 | 9 | 2.08 | R-454B | 650
217922704 | KEEPRITE | N5H9V36*K*AAA* | EA*5X37M17A* | *80VTL0701716B* | Split System | 34600 | 15.5 | 9 | 2.08 | R-454B | 650
217922922 | KEEPRITE | Q5H9V36*K*AAA* | EA*5X37M17A* | *96VTN0801716B* | Split System | 34600 | 15.5 | 9 | 2.08 | R-454B | 650
217922952 | KEEPRITE | Q5H9V36*K*AAA* | EA*5X37M17A* | *97VTN0801716A* | Split System | 34600 | 15.5 | 9 | 2.08 | R-454B | 650
217922915 | KEEPRITE | N5H9V36*K*AAA* | EA*5X37M17A* | *96VTN0801716B* | Split System | 34600 | 15.5 | 9 | 2.08 | R-454B | 650
217922787 | KEEPRITE | Q5H9V36*K*AAA* | EA*5X37M17A* | *96VSN0801716B* | Split System | 34600 | 15.5 | 9 | 2.08 | R-454B | 650
217922620 | KEEPRITE | Q5H9V36*K*AAA* | EA*5X37M17A* | *80VSL0901716B* | Split System | 34800 | 15.5 | 9 | 2.08 | R-454B | 650
217916455 | KEEPRITE | N5H9V48*K*AAA* | EVD5X48M21A* | *96VSN1002120B* | Split System | 46500 | 15.5 | 9 | 2.1 | R-454B | 650
217916460 | KEEPRITE | Q5H9V48*K*AAA* | EVD5X48M21A* | *96VSN1002120B* | Split System | 46500 | 15.5 | 9 | 2.1 | R-454B | 650
217916494 | KEEPRITE | N5H9V48*K*AAA* | EVD5X48M21A* | *95MSU1002122A* | Split System | 47000 | 15.5 | 9 | 2.1 | R-454B | 650
217916499 | KEEPRITE | Q5H9V48*K*AAA* | EVD5X48M21A* | *95MSU1002122A* | Split System | 47000 | 15.5 | 9 | 2.1 | R-454B | 650
217914970 | KEEPRITE | N5H9V48*K*AAA* | EVM5X48M21A* | *80CSU0802120B* | Split System | 47000 | 15.5 | 9 | 2.1 | R-454B | 650
217915087 | KEEPRITE | N5H9V48*K*AAA* | EVM5X48M21A* | *80CTL1102120B* | Split System | 47000 | 15.5 | 9 | 2.1 | R-454B | 650
217914975 | KEEPRITE | Q5H9V48*K*AAA* | EVM5X48M21A* | *80CSU0802120B* | Split System | 47000 | 15.5 | 9 | 2.1 | R-454B | 650
217915092 | KEEPRITE | Q5H9V48*K*AAA* | EVM5X48M21A* | *80CTL1102120B* | Split System | 47000 | 15.5 | 9 | 2.1 | R-454B | 650
217915100 | KEEPRITE | N5H9V48*K*AAA* | EVM5X48M21A* | *80VTL0902120B* | Split System | 47000 | 15.5 | 9 | 2.1 | R-454B | 650
217914996 | KEEPRITE | N5H9V48*K*AAA* | EVM5X48M21A* | *80VSL0902120B* | Split System | 47000 | 15.5 | 9 | 2.1 | R-454B | 650
217915001 | KEEPRITE | Q5H9V48*K*AAA* | EVM5X48M21A* | *80VSL0902120B* | Split System | 47000 | 15.5 | 9 | 2.1 | R-454B | 650
217915105 | KEEPRITE | Q5H9V48*K*AAA* | EVM5X48M21A* | *80VTL0902120B* | Split System | 47000 | 15.5 | 9 | 2.1 | R-454B | 650
217915791 | KEEPRITE | N5H9V48*K*AAA* | EVM5X60M21A* | *80CSU0401712B* | Split System | 48000 | 15.5 | 9 | 2.1 | R-454B | 650
217915796 | KEEPRITE | Q5H9V48*K*AAA* | EVM5X60M21A* | *80CSU0401712B* | Split System | 48000 | 15.5 | 9 | 2.1 | R-454B | 650
217917225 | KEEPRITE | N5H9V48*K*AAA* | EVD5X60M21A* | *95MSU1002120A* | Split System | 48500 | 15.5 | 9 | 2.1 | R-454B | 650
217917230 | KEEPRITE | Q5H9V48*K*AAA* | EVD5X60M21A* | *95MSU1002120A* | Split System | 48500 | 15.5 | 9 | 2.1 | R-454B | 650
217916638 | KEEPRITE | N5H9V48*K*AAA* | EVD5X49M24A* | *80CSU1002120B* | Split System | 48500 | 15.5 | 9 | 2.1 | R-454B | 650
217915665 | KEEPRITE | Q5H9V48*K*AAA* | EVM5X49M21A* | *96CTN0802120B* | Split System | 48000 | 15.5 | 9 | 2.12 | R-454B | 650
217915686 | KEEPRITE | N5H9V48*K*AAA* | EVM5X49M21A* | *97CTN0802120A* | Split System | 48000 | 15.5 | 9 | 2.12 | R-454B | 650
217915691 | KEEPRITE | Q5H9V48*K*AAA* | EVM5X49M21A* | *97CTN0802120A* | Split System | 48000 | 15.5 | 9 | 2.12 | R-454B | 650
217915660 | KEEPRITE | N5H9V48*K*AAA* | EVM5X49M21A* | *96CTN0802120B* | Split System | 48000 | 15.5 | 9 | 2.12 | R-454B | 650
217916865 | KEEPRITE | Q5H9V48*K*AAA* | EVD5X49M24A* | *97CTN1202422A* | Split System | 48500 | 15.5 | 9 | 2.12 | R-454B | 650
217916860 | KEEPRITE | N5H9V48*K*AAA* | EVD5X49M24A* | *97CTN1202422A* | Split System | 48500 | 15.5 | 9 | 2.12 | R-454B | 650
217916839 | KEEPRITE | Q5H9V48*K*AAA* | EVD5X49M24A* | *96CTN1202422B* | Split System | 48500 | 15.5 | 9 | 2.12 | R-454B | 650
217916834 | KEEPRITE | N5H9V48*K*AAA* | EVD5X49M24A* | *96CTN1202422B* | Split System | 48500 | 15.5 | 9 | 2.12 | R-454B | 650
217916782 | KEEPRITE | N5H9V48*K*AAA* | EVD5X49M24A* | *96VSN1202422B* | Split System | 48500 | 15.5 | 9 | 2.12 | R-454B | 650
217916787 | KEEPRITE | Q5H9V48*K*AAA* | EVD5X49M24A* | *96VSN1202422B* | Split System | 48500 | 15.5 | 9 | 2.12 | R-454B | 650
217917668 | KEEPRITE | Q5H9V48*K*AAA* | EVD5X61M21A* | *96CTN0802120B* | Split System | 48500 | 15.5 | 9 | 2.12 | R-454B | 650
217917694 | KEEPRITE | Q5H9V48*K*AAA* | EVD5X61M21A* | *97CTN0802120A* | Split System | 48500 | 15.5 | 9 | 2.12 | R-454B | 650
217917689 | KEEPRITE | N5H9V48*K*AAA* | EVD5X61M21A* | *97CTN0802120A* | Split System | 48500 | 15.5 | 9 | 2.12 | R-454B | 650
217918029 | KEEPRITE | N5H9V48*K*AAA* | EVD5X61M24A* | *95MSU0802120A* | Split System | 49000 | 15.5 | 9 | 2.12 | R-454B | 650
217918244 | KEEPRITE | Q5H9V48*K*AAA* | EVD5X61M24A* | *97VTN1202422A* | Split System | 49000 | 15.5 | 9 | 2.12 | R-454B | 650
217918034 | KEEPRITE | Q5H9V48*K*AAA* | EVD5X61M24A* | *95MSU0802120A* | Split System | 49000 | 15.5 | 9 | 2.12 | R-454B | 650
217918239 | KEEPRITE | N5H9V48*K*AAA* | EVD5X61M24A* | *97VTN1202422A* | Split System | 49000 | 15.5 | 9 | 2.12 | R-454B | 650
217917624 | KEEPRITE | N5H9V48*K*AAA* | EVD5X61M21A* | *95MSU0802120A* | Split System | 49000 | 15.5 | 9 | 2.12 | R-454B | 650
217918192 | KEEPRITE | Q5H9V48*K*AAA* | EVD5X61M24A* | *96VTN1202422B* | Split System | 49000 | 15.5 | 9 | 2.12 | R-454B | 650
217918187 | KEEPRITE | N5H9V48*K*AAA* | EVD5X61M24A* | *96VTN1202422B* | Split System | 49000 | 15.5 | 9 | 2.12 | R-454B | 650
217915726 | KEEPRITE | N5H9V48*K*AAA* | EVM5X49M21A* | *96VTN1002120B* | Split System | 48000 | 15.5 | 9 | 2.15 | R-454B | 650
217915765 | KEEPRITE | N5H9V48*K*AAA* | EVM5X49M21A* | *97VTN1002120A* | Split System | 48000 | 15.5 | 9 | 2.15 | R-454B | 650
217915770 | KEEPRITE | Q5H9V48*K*AAA* | EVM5X49M21A* | *97VTN1002120A* | Split System | 48000 | 15.5 | 9 | 2.15 | R-454B | 650
217915731 | KEEPRITE | Q5H9V48*K*AAA* | EVM5X49M21A* | *96VTN1002120B* | Split System | 48000 | 15.5 | 9 | 2.15 | R-454B | 650
217916734 | KEEPRITE | Q5H9V48*K*AAA* | EVD5X49M24A* | *80VTL1102122B* | Split System | 48500 | 15.5 | 9 | 2.15 | R-454B | 650
217924073 | TEMPSTAR | N5H9V36*K*AAA* | EA*5X42M21A* | *80VTL0902120B* | Split System | 34400 | 15.5 | 9 | 2.08 | R-454B | 650
217922591 | TEMPSTAR | Q5H9V36*K*AAA* | EA*5X37M17A* | *80VSL0701412B* | Split System | 34600 | 15.5 | 9 | 2.08 | R-454B | 650
217922569 | TEMPSTAR | N5H9V36*K*AAA* | EA*5X37M17A* | *80VSL0451412B* | Split System | 34600 | 15.5 | 9 | 2.08 | R-454B | 650
217922946 | TEMPSTAR | N5H9V36*K*AAA* | EA*5X37M17A* | *97VTN0801716A* | Split System | 34600 | 15.5 | 9 | 2.08 | R-454B | 650
217922788 | TEMPSTAR | Q5H9V36*K*AAA* | EA*5X37M17A* | *96VSN0801716B* | Split System | 34600 | 15.5 | 9 | 2.08 | R-454B | 650
217922614 | TEMPSTAR | N5H9V36*K*AAA* | EA*5X37M17A* | *80VSL0901716B* | Split System | 34800 | 15.5 | 9 | 2.08 | R-454B | 650
217922621 | TEMPSTAR | Q5H9V36*K*AAA* | EA*5X37M17A* | *80VSL0901716B* | Split System | 34800 | 15.5 | 9 | 2.08 | R-454B | 650
217916456 | TEMPSTAR | N5H9V48*K*AAA* | EVD5X48M21A* | *96VSN1002120B* | Split System | 46500 | 15.5 | 9 | 2.1 | R-454B | 650
217916461 | TEMPSTAR | Q5H9V48*K*AAA* | EVD5X48M21A* | *96VSN1002120B* | Split System | 46500 | 15.5 | 9 | 2.1 | R-454B | 650
217916500 | TEMPSTAR | Q5H9V48*K*AAA* | EVD5X48M21A* | *95MSU1002122A* | Split System | 47000 | 15.5 | 9 | 2.1 | R-454B | 650
217915088 | TEMPSTAR | N5H9V48*K*AAA* | EVM5X48M21A* | *80CTL1102120B* | Split System | 47000 | 15.5 | 9 | 2.1 | R-454B | 650
217914971 | TEMPSTAR | N5H9V48*K*AAA* | EVM5X48M21A* | *80CSU0802120B* | Split System | 47000 | 15.5 | 9 | 2.1 | R-454B | 650
217914976 | TEMPSTAR | Q5H9V48*K*AAA* | EVM5X48M21A* | *80CSU0802120B* | Split System | 47000 | 15.5 | 9 | 2.1 | R-454B | 650
217915093 | TEMPSTAR | Q5H9V48*K*AAA* | EVM5X48M21A* | *80CTL1102120B* | Split System | 47000 | 15.5 | 9 | 2.1 | R-454B | 650
217915002 | TEMPSTAR | Q5H9V48*K*AAA* | EVM5X48M21A* | *80VSL0902120B* | Split System | 47000 | 15.5 | 9 | 2.1 | R-454B | 650
217915101 | TEMPSTAR | N5H9V48*K*AAA* | EVM5X48M21A* | *80VTL0902120B* | Split System | 47000 | 15.5 | 9 | 2.1 | R-454B | 650
217915797 | TEMPSTAR | Q5H9V48*K*AAA* | EVM5X60M21A* | *80CSU0401712B* | Split System | 48000 | 15.5 | 9 | 2.1 | R-454B | 650
217917226 | TEMPSTAR | N5H9V48*K*AAA* | EVD5X60M21A* | *95MSU1002120A* | Split System | 48500 | 15.5 | 9 | 2.1 | R-454B | 650
217917231 | TEMPSTAR | Q5H9V48*K*AAA* | EVD5X60M21A* | *95MSU1002120A* | Split System | 48500 | 15.5 | 9 | 2.1 | R-454B | 650
217916644 | TEMPSTAR | Q5H9V48*K*AAA* | EVD5X49M24A* | *80CSU1002120B* | Split System | 48500 | 15.5 | 9 | 2.1 | R-454B | 650
217916639 | TEMPSTAR | N5H9V48*K*AAA* | EVD5X49M24A* | *80CSU1002120B* | Split System | 48500 | 15.5 | 9 | 2.1 | R-454B | 650
217915666 | TEMPSTAR | Q5H9V48*K*AAA* | EVM5X49M21A* | *96CTN0802120B* | Split System | 48000 | 15.5 | 9 | 2.12 | R-454B | 650
217915661 | TEMPSTAR | N5H9V48*K*AAA* | EVM5X49M21A* | *96CTN0802120B* | Split System | 48000 | 15.5 | 9 | 2.12 | R-454B | 650
217915692 | TEMPSTAR | Q5H9V48*K*AAA* | EVM5X49M21A* | *97CTN0802120A* | Split System | 48000 | 15.5 | 9 | 2.12 | R-454B | 650
217915687 | TEMPSTAR | N5H9V48*K*AAA* | EVM5X49M21A* | *97CTN0802120A* | Split System | 48000 | 15.5 | 9 | 2.12 | R-454B | 650
217916835 | TEMPSTAR | N5H9V48*K*AAA* | EVD5X49M24A* | *96CTN1202422B* | Split System | 48500 | 15.5 | 9 | 2.12 | R-454B | 650
217916783 | TEMPSTAR | N5H9V48*K*AAA* | EVD5X49M24A* | *96VSN1202422B* | Split System | 48500 | 15.5 | 9 | 2.12 | R-454B | 650
217916866 | TEMPSTAR | Q5H9V48*K*AAA* | EVD5X49M24A* | *97CTN1202422A* | Split System | 48500 | 15.5 | 9 | 2.12 | R-454B | 650
217916840 | TEMPSTAR | Q5H9V48*K*AAA* | EVD5X49M24A* | *96CTN1202422B* | Split System | 48500 | 15.5 | 9 | 2.12 | R-454B | 650
217916861 | TEMPSTAR | N5H9V48*K*AAA* | EVD5X49M24A* | *97CTN1202422A* | Split System | 48500 | 15.5 | 9 | 2.12 | R-454B | 650
217917669 | TEMPSTAR | Q5H9V48*K*AAA* | EVD5X61M21A* | *96CTN0802120B* | Split System | 48500 | 15.5 | 9 | 2.12 | R-454B | 650
217917664 | TEMPSTAR | N5H9V48*K*AAA* | EVD5X61M21A* | *96CTN0802120B* | Split System | 48500 | 15.5 | 9 | 2.12 | R-454B | 650
217917695 | TEMPSTAR | Q5H9V48*K*AAA* | EVD5X61M21A* | *97CTN0802120A* | Split System | 48500 | 15.5 | 9 | 2.12 | R-454B | 650
217917625 | TEMPSTAR | N5H9V48*K*AAA* | EVD5X61M21A* | *95MSU0802120A* | Split System | 49000 | 15.5 | 9 | 2.12 | R-454B | 650
217917630 | TEMPSTAR | Q5H9V48*K*AAA* | EVD5X61M21A* | *95MSU0802120A* | Split System | 49000 | 15.5 | 9 | 2.12 | R-454B | 650
217918030 | TEMPSTAR | N5H9V48*K*AAA* | EVD5X61M24A* | *95MSU0802120A* | Split System | 49000 | 15.5 | 9 | 2.12 | R-454B | 650
217918035 | TEMPSTAR | Q5H9V48*K*AAA* | EVD5X61M24A* | *95MSU0802120A* | Split System | 49000 | 15.5 | 9 | 2.12 | R-454B | 650
217918245 | TEMPSTAR | Q5H9V48*K*AAA* | EVD5X61M24A* | *97VTN1202422A* | Split System | 49000 | 15.5 | 9 | 2.12 | R-454B | 650
217918240 | TEMPSTAR | N5H9V48*K*AAA* | EVD5X61M24A* | *97VTN1202422A* | Split System | 49000 | 15.5 | 9 | 2.12 | R-454B | 650
217915766 | TEMPSTAR | N5H9V48*K*AAA* | EVM5X49M21A* | *97VTN1002120A* | Split System | 48000 | 15.5 | 9 | 2.15 | R-454B | 650
217915732 | TEMPSTAR | Q5H9V48*K*AAA* | EVM5X49M21A* | *96VTN1002120B* | Split System | 48000 | 15.5 | 9 | 2.15 | R-454B | 650
217915771 | TEMPSTAR | Q5H9V48*K*AAA* | EVM5X49M21A* | *97VTN1002120A* | Split System | 48000 | 15.5 | 9 | 2.15 | R-454B | 650
217916735 | TEMPSTAR | Q5H9V48*K*AAA* | EVD5X49M24A* | *80VTL1102122B* | Split System | 48500 | 15.5 | 9 | 2.15 | R-454B | 650
217916730 | TEMPSTAR | N5H9V48*K*AAA* | EVD5X49M24A* | *80VTL1102122B* | Split System | 48500 | 15.5 | 9 | 2.15 | R-454B | 650
218021096 | ACIQ | N5H9V48*K*AAA* | EVD5X48M21A* | *80MSU0601716A* | Split System | 47000 | 16 | 9 | 2.1 | R-454B | 650
218020931 | ACIQ | N5H9V48*K*AAA* | EVM5X48M21A* | *80MSU0802120A* | Split System | 47000 | 16 | 9 | 2.1 | R-454B | 650
218020941 | ACIQ | N5H9V48*K*AAA* | EVM5X48M21A* | *80VTL1102122B* | Split System | 47000 | 16 | 9 | 2.1 | R-454B | 650
218021067 | ACIQ | N5H9V48*K*AAA* | EVM5X60M21A* | *95MSU1002120A* | Split System | 48000 | 16 | 9 | 2.1 | R-454B | 650
218021212 | ACIQ | N5H9V48*K*AAA* | EVD5X60M21A* | *97CMN0802120B* | Split System | 48000 | 16 | 9 | 2.1 | R-454B | 650
218021070 | ACIQ | N5H9V48*K*AAA* | EVM5X60M21A* | *96CTN0802120B* | Split System | 48000 | 16 | 9 | 2.1 | R-454B | 650
218021227 | ACIQ | N5H9V48*K*AAA* | EVD5X60M21A* | *97CTN0802120A* | Split System | 48000 | 16 | 9 | 2.1 | R-454B | 650
218021073 | ACIQ | N5H9V48*K*AAA* | EVM5X60M21A* | *97CTN0802120A* | Split System | 48000 | 16 | 9 | 2.1 | R-454B | 650
218021025 | ACIQ | N5H9V48*K*AAA* | EVM5X49M21A* | *97VTN0802120A* | Split System | 48000 | 16 | 9 | 2.1 | R-454B | 650
218021004 | ACIQ | N5H9V48*K*AAA* | EVM5X49M21A* | *96VSN0802120B* | Split System | 48000 | 16 | 9 | 2.1 | R-454B | 650
218021006 | ACIQ | N5H9V48*K*AAA* | EVM5X49M21A* | *96VSN1002120B* | Split System | 48000 | 16 | 9 | 2.1 | R-454B | 650
218021224 | ACIQ | N5H9V48*K*AAA* | EVD5X60M21A* | *96CTN0802120B* | Split System | 48000 | 16 | 9 | 2.1 | R-454B | 650
218021020 | ACIQ | N5H9V48*K*AAA* | EVM5X49M21A* | *96VTN0802120B* | Split System | 48000 | 16 | 9 | 2.1 | R-454B | 650
218020983 | ACIQ | N5H9V48*K*AAA* | EVM5X49M21A* | *80MSU0601716A* | Split System | 48500 | 16 | 9 | 2.1 | R-454B | 650
218021010 | ACIQ | N5H9V48*K*AAA* | EVM5X49M21A* | *95MSU1002120A* | Split System | 48500 | 16 | 9 | 2.1 | R-454B | 650
218021144 | ACIQ | N5H9V48*K*AAA* | EVD5X49M24A* | *80VSL0902120B* | Split System | 48500 | 16 | 9 | 2.1 | R-454B | 650
218021153 | ACIQ | N5H9V48*K*AAA* | EVD5X49M24A* | *80VTL0902120B* | Split System | 48500 | 16 | 9 | 2.1 | R-454B | 650
218021146 | ACIQ | N5H9V48*K*AAA* | EVD5X49M24A* | *80VSL1102122B* | Split System | 48500 | 16 | 9 | 2.1 | R-454B | 650
218021148 | ACIQ | N5H9V48*K*AAA* | EVD5X49M24A* | *80VSL1352422B* | Split System | 48500 | 16 | 9 | 2.1 | R-454B | 650
218016329 | ACIQ | N5H9V48*K*AAA* | EVD5X61M21A* | *97CMN0802120B* | Split System | 48500 | 16 | 9 | 2.1 | R-454B | 650
218021214 | ACIQ | N5H9V48*K*AAA* | EVD5X60M21A* | *97CMN1002122B* | Split System | 48500 | 16 | 9 | 2.1 | R-454B | 650
218021229 | ACIQ | N5H9V48*K*AAA* | EVD5X60M21A* | *97CTN1002122A* | Split System | 48500 | 16 | 9 | 2.1 | R-454B | 650
218021261 | ACIQ | N5H9V48*K*AAA* | EVD5X61M21A* | *95CSU0802120B* | Split System | 48500 | 16 | 9 | 2.1 | R-454B | 650
218021226 | ACIQ | N5H9V48*K*AAA* | EVD5X60M21A* | *96CTN1002122B* | Split System | 48500 | 16 | 9 | 2.1 | R-454B | 650
218016406 | ACIQ | N5H9V48*K*AAA* | EVD5X61M24A* | *96VTN1002120B* | Split System | 49000 | 16 | 9 | 2.1 | R-454B | 650
218016391 | ACIQ | N5H9V48*K*AAA* | EVD5X61M24A* | *95MSU1002120A* | Split System | 49000 | 16 | 9 | 2.1 | R-454B | 650
218021060 | ACIQ | N5H9V48*K*AAA* | EVM5X60M21A* | *97CMN1002122B* | Split System | 48500 | 16 | 9 | 2.12 | R-454B | 650
218021002 | ACIQ | N5H9V48*K*AAA* | EVM5X49M21A* | *97CMN1002122B* | Split System | 48500 | 16 | 9 | 2.12 | R-454B | 650
218021075 | ACIQ | N5H9V48*K*AAA* | EVM5X60M21A* | *97CTN1002122A* | Split System | 48500 | 16 | 9 | 2.12 | R-454B | 650
218021072 | ACIQ | N5H9V48*K*AAA* | EVM5X60M21A* | *96CTN1002122B* | Split System | 48500 | 16 | 9 | 2.12 | R-454B | 650
218021015 | ACIQ | N5H9V48*K*AAA* | EVM5X49M21A* | *96CTN1002122B* | Split System | 48500 | 16 | 9 | 2.12 | R-454B | 650
218021018 | ACIQ | N5H9V48*K*AAA* | EVM5X49M21A* | *97CTN1002122A* | Split System | 48500 | 16 | 9 | 2.12 | R-454B | 650
218016405 | ACIQ | N5H9V48*K*AAA* | EVD5X61M24A* | *96VTN0802120B* | Split System | 49000 | 16 | 9 | 2.12 | R-454B | 650
218016412 | ACIQ | N5H9V48*K*AAA* | EVD5X61M24A* | *97VTN0802120A* | Split System | 49000 | 16 | 9 | 2.12 | R-454B | 650
218016384 | ACIQ | N5H9V48*K*AAA* | EVD5X61M24A* | *96VSN0802120B* | Split System | 49000 | 16 | 9 | 2.12 | R-454B | 650
218016385 | ACIQ | N5H9V48*K*AAA* | EVD5X61M24A* | *96VSN1002120B* | Split System | 49000 | 16 | 9 | 2.12 | R-454B | 650
218016353 | ACIQ | N5H9V48*K*AAA* | EVD5X61M21A* | *97VTN0802120A* | Split System | 48500 | 16 | 9 | 2.15 | R-454B | 650
218021151 | ACIQ | N5H9V48*K*AAA* | EVD5X49M24A* | *80CTL0902120B* | Split System | 48500 | 16 | 9 | 2.15 | R-454B | 650
218016354 | ACIQ | N5H9V48*K*AAA* | EVD5X61M21A* | *97VTN1002120A* | Split System | 49000 | 16 | 9 | 2.15 | R-454B | 650
218016349 | ACIQ | N5H9V48*K*AAA* | EVD5X61M21A* | *96VTN1002120B* | Split System | 49000 | 16 | 9 | 2.15 | R-454B | 650
218016403 | ACIQ | N5H9V48*K*AAA* | EVD5X61M24A* | *97CTN1202422A* | Split System | 49000 | 16 | 9 | 2.15 | R-454B | 650
218016401 | ACIQ | N5H9V48*K*AAA* | EVD5X61M24A* | *97CTN1002122A* | Split System | 49000 | 16 | 9 | 2.15 | R-454B | 650
218016380 | ACIQ | N5H9V48*K*AAA* | EVD5X61M24A* | *97CMN1002122B* | Split System | 49000 | 16 | 9 | 2.15 | R-454B | 650
218016387 | ACIQ | N5H9V48*K*AAA* | EVD5X61M24A* | *96VSN1202422B* | Split System | 49000 | 16 | 9 | 2.15 | R-454B | 650
218016396 | ACIQ | N5H9V48*K*AAA* | EVD5X61M24A* | *96CTN1002122B* | Split System | 49000 | 16 | 9 | 2.15 | R-454B | 650
217955174 | AIRQUEST | Q5H9V48*K*AAA* | EVM5X48M21A* | *80MSU0802120A* | Split System | 47000 | 16 | 9 | 2.1 | R-454B | 650
217915031 | AIRQUEST | N5H9V48*K*AAA* | EVM5X48M21A* | *80MSU0802120A* | Split System | 47000 | 16 | 9 | 2.1 | R-454B | 650
217955366 | AIRQUEST | Q5H9V48*K*AAA* | EVD5X48M21A* | *80MSU0601716A* | Split System | 47000 | 16 | 9 | 2.1 | R-454B | 650
217916282 | AIRQUEST | N5H9V48*K*AAA* | EVD5X48M21A* | *80MSU0601716A* | Split System | 47000 | 16 | 9 | 2.1 | R-454B | 650
217955186 | AIRQUEST | Q5H9V48*K*AAA* | EVM5X48M21A* | *80VTL1102122B* | Split System | 47000 | 16 | 9 | 2.1 | R-454B | 650
217915109 | AIRQUEST | N5H9V48*K*AAA* | EVM5X48M21A* | *80VTL1102122B* | Split System | 47000 | 16 | 9 | 2.1 | R-454B | 650
217955332 | AIRQUEST | Q5H9V48*K*AAA* | EVM5X60M21A* | *95MSU1002120A* | Split System | 48000 | 16 | 9 | 2.1 | R-454B | 650
217916060 | AIRQUEST | N5H9V48*K*AAA* | EVM5X60M21A* | *95MSU1002120A* | Split System | 48000 | 16 | 9 | 2.1 | R-454B | 650
217955520 | AIRQUEST | Q5H9V48*K*AAA* | EVD5X60M21A* | *97CTN0802120A* | Split System | 48000 | 16 | 9 | 2.1 | R-454B | 650
217955336 | AIRQUEST | Q5H9V48*K*AAA* | EVM5X60M21A* | *96CTN0802120B* | Split System | 48000 | 16 | 9 | 2.1 | R-454B | 650
217955340 | AIRQUEST | Q5H9V48*K*AAA* | EVM5X60M21A* | *97CTN0802120A* | Split System | 48000 | 16 | 9 | 2.1 | R-454B | 650
217955516 | AIRQUEST | Q5H9V48*K*AAA* | EVD5X60M21A* | *96CTN0802120B* | Split System | 48000 | 16 | 9 | 2.1 | R-454B | 650
217955262 | AIRQUEST | Q5H9V48*K*AAA* | EVM5X49M21A* | *96VSN1002120B* | Split System | 48000 | 16 | 9 | 2.1 | R-454B | 650
217955278 | AIRQUEST | Q5H9V48*K*AAA* | EVM5X49M21A* | *96VTN0802120B* | Split System | 48000 | 16 | 9 | 2.1 | R-454B | 650
217955284 | AIRQUEST | Q5H9V48*K*AAA* | EVM5X49M21A* | *97VTN0802120A* | Split System | 48000 | 16 | 9 | 2.1 | R-454B | 650
217955502 | AIRQUEST | Q5H9V48*K*AAA* | EVD5X60M21A* | *97CMN0802120B* | Split System | 48000 | 16 | 9 | 2.1 | R-454B | 650
217955260 | AIRQUEST | Q5H9V48*K*AAA* | EVM5X49M21A* | *96VSN0802120B* | Split System | 48000 | 16 | 9 | 2.1 | R-454B | 650
217915748 | AIRQUEST | N5H9V48*K*AAA* | EVM5X49M21A* | *97VTN0802120A* | Split System | 48000 | 16 | 9 | 2.1 | R-454B | 650
217915708 | AIRQUEST | N5H9V48*K*AAA* | EVM5X49M21A* | *96VTN0802120B* | Split System | 48000 | 16 | 9 | 2.1 | R-454B | 650
217915604 | AIRQUEST | N5H9V48*K*AAA* | EVM5X49M21A* | *96VSN1002120B* | Split System | 48000 | 16 | 9 | 2.1 | R-454B | 650
217916112 | AIRQUEST | N5H9V48*K*AAA* | EVM5X60M21A* | *97CTN0802120A* | Split System | 48000 | 16 | 9 | 2.1 | R-454B | 650
217915591 | AIRQUEST | N5H9V48*K*AAA* | EVM5X49M21A* | *96VSN0802120B* | Split System | 48000 | 16 | 9 | 2.1 | R-454B | 650
217917247 | AIRQUEST | N5H9V48*K*AAA* | EVD5X60M21A* | *96CTN0802120B* | Split System | 48000 | 16 | 9 | 2.1 | R-454B | 650
217917156 | AIRQUEST | N5H9V48*K*AAA* | EVD5X60M21A* | *97CMN0802120B* | Split System | 48000 | 16 | 9 | 2.1 | R-454B | 650
217955234 | AIRQUEST | Q5H9V48*K*AAA* | EVM5X49M21A* | *80MSU0601716A* | Split System | 48500 | 16 | 9 | 2.1 | R-454B | 650
217955266 | AIRQUEST | Q5H9V48*K*AAA* | EVM5X49M21A* | *95MSU1002120A* | Split System | 48500 | 16 | 9 | 2.1 | R-454B | 650
217955424 | AIRQUEST | Q5H9V48*K*AAA* | EVD5X49M24A* | *80VSL0902120B* | Split System | 48500 | 16 | 9 | 2.1 | R-454B | 650
217955426 | AIRQUEST | Q5H9V48*K*AAA* | EVD5X49M24A* | *80VSL1102122B* | Split System | 48500 | 16 | 9 | 2.1 | R-454B | 650
217916647 | AIRQUEST | N5H9V48*K*AAA* | EVD5X49M24A* | *80VSL0902120B* | Split System | 48500 | 16 | 9 | 2.1 | R-454B | 650
217915630 | AIRQUEST | N5H9V48*K*AAA* | EVM5X49M21A* | *95MSU1002120A* | Split System | 48500 | 16 | 9 | 2.1 | R-454B | 650
217955428 | AIRQUEST | Q5H9V48*K*AAA* | EVD5X49M24A* | *80VSL1352422B* | Split System | 48500 | 16 | 9 | 2.1 | R-454B | 650
217916712 | AIRQUEST | N5H9V48*K*AAA* | EVD5X49M24A* | *80VTL0902120B* | Split System | 48500 | 16 | 9 | 2.1 | R-454B | 650
217916660 | AIRQUEST | N5H9V48*K*AAA* | EVD5X49M24A* | *80VSL1102122B* | Split System | 48500 | 16 | 9 | 2.1 | R-454B | 650
217916673 | AIRQUEST | N5H9V48*K*AAA* | EVD5X49M24A* | *80VSL1352422B* | Split System | 48500 | 16 | 9 | 2.1 | R-454B | 650
217955434 | AIRQUEST | Q5H9V48*K*AAA* | EVD5X49M24A* | *80VTL0902120B* | Split System | 48500 | 16 | 9 | 2.1 | R-454B | 650
217915422 | AIRQUEST | N5H9V48*K*AAA* | EVM5X49M21A* | *80MSU0601716A* | Split System | 48500 | 16 | 9 | 2.1 | R-454B | 650
217955504 | AIRQUEST | Q5H9V48*K*AAA* | EVD5X60M21A* | *97CMN1002122B* | Split System | 48500 | 16 | 9 | 2.1 | R-454B | 650
217955522 | AIRQUEST | Q5H9V48*K*AAA* | EVD5X60M21A* | *97CTN1002122A* | Split System | 48500 | 16 | 9 | 2.1 | R-454B | 650
217955560 | AIRQUEST | Q5H9V48*K*AAA* | EVD5X61M21A* | *95CSU0802120B* | Split System | 48500 | 16 | 9 | 2.1 | R-454B | 650
217917260 | AIRQUEST | N5H9V48*K*AAA* | EVD5X60M21A* | *96CTN1002122B* | Split System | 48500 | 16 | 9 | 2.1 | R-454B | 650
217917286 | AIRQUEST | N5H9V48*K*AAA* | EVD5X60M21A* | *97CTN1002122A* | Split System | 48500 | 16 | 9 | 2.1 | R-454B | 650
217917568 | AIRQUEST | N5H9V48*K*AAA* | EVD5X61M21A* | *97CMN0802120B* | Split System | 48500 | 16 | 9 | 2.1 | R-454B | 650
217955518 | AIRQUEST | Q5H9V48*K*AAA* | EVD5X60M21A* | *96CTN1002122B* | Split System | 48500 | 16 | 9 | 2.1 | R-454B | 650
217955566 | AIRQUEST | Q5H9V48*K*AAA* | EVD5X61M21A* | *97CMN0802120B* | Split System | 48500 | 16 | 9 | 2.1 | R-454B | 650
217917542 | AIRQUEST | N5H9V48*K*AAA* | EVD5X61M21A* | *95CSU0802120B* | Split System | 48500 | 16 | 9 | 2.1 | R-454B | 650
217917169 | AIRQUEST | N5H9V48*K*AAA* | EVD5X60M21A* | *97CMN1002122B* | Split System | 48500 | 16 | 9 | 2.1 | R-454B | 650
217955638 | AIRQUEST | Q5H9V48*K*AAA* | EVD5X61M24A* | *95MSU1002120A* | Split System | 49000 | 16 | 9 | 2.1 | R-454B | 650
217955656 | AIRQUEST | Q5H9V48*K*AAA* | EVD5X61M24A* | *96VTN1002120B* | Split System | 49000 | 16 | 9 | 2.1 | R-454B | 650
217955664 | AIRQUEST | Q5H9V48*K*AAA* | EVD5X61M24A* | *97VTN1002120A* | Split System | 49000 | 16 | 9 | 2.1 | R-454B | 650
217918038 | AIRQUEST | N5H9V48*K*AAA* | EVD5X61M24A* | *95MSU1002120A* | Split System | 49000 | 16 | 9 | 2.1 | R-454B | 650
217918156 | AIRQUEST | N5H9V48*K*AAA* | EVD5X61M24A* | *96VTN1002120B* | Split System | 49000 | 16 | 9 | 2.1 | R-454B | 650
217955272 | AIRQUEST | Q5H9V48*K*AAA* | EVM5X49M21A* | *96CTN1002122B* | Split System | 48500 | 16 | 9 | 2.12 | R-454B | 650
217955324 | AIRQUEST | Q5H9V48*K*AAA* | EVM5X60M21A* | *97CMN1002122B* | Split System | 48500 | 16 | 9 | 2.12 | R-454B | 650
217955342 | AIRQUEST | Q5H9V48*K*AAA* | EVM5X60M21A* | *97CTN1002122A* | Split System | 48500 | 16 | 9 | 2.12 | R-454B | 650
217955258 | AIRQUEST | Q5H9V48*K*AAA* | EVM5X49M21A* | *97CMN1002122B* | Split System | 48500 | 16 | 9 | 2.12 | R-454B | 650
217955276 | AIRQUEST | Q5H9V48*K*AAA* | EVM5X49M21A* | *97CTN1002122A* | Split System | 48500 | 16 | 9 | 2.12 | R-454B | 650
217916099 | AIRQUEST | N5H9V48*K*AAA* | EVM5X60M21A* | *96CTN1002122B* | Split System | 48500 | 16 | 9 | 2.12 | R-454B | 650
217955338 | AIRQUEST | Q5H9V48*K*AAA* | EVM5X60M21A* | *96CTN1002122B* | Split System | 48500 | 16 | 9 | 2.12 | R-454B | 650
217915578 | AIRQUEST | N5H9V48*K*AAA* | EVM5X49M21A* | *97CMN1002122B* | Split System | 48500 | 16 | 9 | 2.12 | R-454B | 650
217916125 | AIRQUEST | N5H9V48*K*AAA* | EVM5X60M21A* | *97CTN1002122A* | Split System | 48500 | 16 | 9 | 2.12 | R-454B | 650
217915695 | AIRQUEST | N5H9V48*K*AAA* | EVM5X49M21A* | *97CTN1002122A* | Split System | 48500 | 16 | 9 | 2.12 | R-454B | 650
217955628 | AIRQUEST | Q5H9V48*K*AAA* | EVD5X61M24A* | *97CMN1202422B* | Split System | 49000 | 16 | 9 | 2.12 | R-454B | 650
217955654 | AIRQUEST | Q5H9V48*K*AAA* | EVD5X61M24A* | *96VTN0802120B* | Split System | 49000 | 16 | 9 | 2.12 | R-454B | 650
217955630 | AIRQUEST | Q5H9V48*K*AAA* | EVD5X61M24A* | *96VSN0802120B* | Split System | 49000 | 16 | 9 | 2.12 | R-454B | 650
217955632 | AIRQUEST | Q5H9V48*K*AAA* | EVD5X61M24A* | *96VSN1002120B* | Split System | 49000 | 16 | 9 | 2.12 | R-454B | 650
217955662 | AIRQUEST | Q5H9V48*K*AAA* | EVD5X61M24A* | *97VTN0802120A* | Split System | 49000 | 16 | 9 | 2.12 | R-454B | 650
217918196 | AIRQUEST | N5H9V48*K*AAA* | EVD5X61M24A* | *97VTN0802120A* | Split System | 49000 | 16 | 9 | 2.12 | R-454B | 650
217917999 | AIRQUEST | N5H9V48*K*AAA* | EVD5X61M24A* | *96VSN1002120B* | Split System | 49000 | 16 | 9 | 2.12 | R-454B | 650
217917986 | AIRQUEST | N5H9V48*K*AAA* | EVD5X61M24A* | *96VSN0802120B* | Split System | 49000 | 16 | 9 | 2.12 | R-454B | 650
217918142 | AIRQUEST | N5H9V48*K*AAA* | EVD5X61M24A* | *96VTN0802120B* | Split System | 49000 | 16 | 9 | 2.12 | R-454B | 650
217955588 | AIRQUEST | Q5H9V48*K*AAA* | EVD5X61M21A* | *96VTN0802120B* | Split System | 48500 | 16 | 9 | 2.15 | R-454B | 650
217955432 | AIRQUEST | Q5H9V48*K*AAA* | EVD5X49M24A* | *80CTL0902120B* | Split System | 48500 | 16 | 9 | 2.15 | R-454B | 650
217955594 | AIRQUEST | Q5H9V48*K*AAA* | EVD5X61M21A* | *97VTN0802120A* | Split System | 48500 | 16 | 9 | 2.15 | R-454B | 650
217916699 | AIRQUEST | N5H9V48*K*AAA* | EVD5X49M24A* | *80CTL0902120B* | Split System | 48500 | 16 | 9 | 2.15 | R-454B | 650
217917751 | AIRQUEST | N5H9V48*K*AAA* | EVD5X61M21A* | *97VTN0802120A* | Split System | 48500 | 16 | 9 | 2.15 | R-454B | 650
217955570 | AIRQUEST | Q5H9V48*K*AAA* | EVD5X61M21A* | *96VSN0802120B* | Split System | 48500 | 16 | 9 | 2.15 | R-454B | 650
217917594 | AIRQUEST | N5H9V48*K*AAA* | EVD5X61M21A* | *96VSN0802120B* | Split System | 48500 | 16 | 9 | 2.15 | R-454B | 650
217955590 | AIRQUEST | Q5H9V48*K*AAA* | EVD5X61M21A* | *96VTN1002120B* | Split System | 49000 | 16 | 9 | 2.15 | R-454B | 650
217955596 | AIRQUEST | Q5H9V48*K*AAA* | EVD5X61M21A* | *97VTN1002120A* | Split System | 49000 | 16 | 9 | 2.15 | R-454B | 650
217917725 | AIRQUEST | N5H9V48*K*AAA* | EVD5X61M21A* | *96VTN1002120B* | Split System | 49000 | 16 | 9 | 2.15 | R-454B | 650
217917764 | AIRQUEST | N5H9V48*K*AAA* | EVD5X61M21A* | *97VTN1002120A* | Split System | 49000 | 16 | 9 | 2.15 | R-454B | 650
217955626 | AIRQUEST | Q5H9V48*K*AAA* | EVD5X61M24A* | *97CMN1002122B* | Split System | 49000 | 16 | 9 | 2.15 | R-454B | 650
217955644 | AIRQUEST | Q5H9V48*K*AAA* | EVD5X61M24A* | *96CTN1002122B* | Split System | 49000 | 16 | 9 | 2.15 | R-454B | 650
217955634 | AIRQUEST | Q5H9V48*K*AAA* | EVD5X61M24A* | *96VSN1202422B* | Split System | 49000 | 16 | 9 | 2.15 | R-454B | 650
217955650 | AIRQUEST | Q5H9V48*K*AAA* | EVD5X61M24A* | *97CTN1002122A* | Split System | 49000 | 16 | 9 | 2.15 | R-454B | 650
217955652 | AIRQUEST | Q5H9V48*K*AAA* | EVD5X61M24A* | *97CTN1202422A* | Split System | 49000 | 16 | 9 | 2.15 | R-454B | 650
217955646 | AIRQUEST | Q5H9V48*K*AAA* | EVD5X61M24A* | *96CTN1202422B* | Split System | 49000 | 16 | 9 | 2.15 | R-454B | 650
217918116 | AIRQUEST | N5H9V48*K*AAA* | EVD5X61M24A* | *97CTN1002122A* | Split System | 49000 | 16 | 9 | 2.15 | R-454B | 650
217918012 | AIRQUEST | N5H9V48*K*AAA* | EVD5X61M24A* | *96VSN1202422B* | Split System | 49000 | 16 | 9 | 2.15 | R-454B | 650
217918077 | AIRQUEST | N5H9V48*K*AAA* | EVD5X61M24A* | *96CTN1002122B* | Split System | 49000 | 16 | 9 | 2.15 | R-454B | 650
217918129 | AIRQUEST | N5H9V48*K*AAA* | EVD5X61M24A* | *97CTN1202422A* | Split System | 49000 | 16 | 9 | 2.15 | R-454B | 650
217917960 | AIRQUEST | N5H9V48*K*AAA* | EVD5X61M24A* | *97CMN1002122B* | Split System | 49000 | 16 | 9 | 2.15 | R-454B | 650
217955173 | ARCOAIRE | Q5H9V48*K*AAA* | EVM5X48M21A* | *80MSU0802120A* | Split System | 47000 | 16 | 9 | 2.1 | R-454B | 650
217916281 | ARCOAIRE | N5H9V48*K*AAA* | EVD5X48M21A* | *80MSU0601716A* | Split System | 47000 | 16 | 9 | 2.1 | R-454B | 650
217955365 | ARCOAIRE | Q5H9V48*K*AAA* | EVD5X48M21A* | *80MSU0601716A* | Split System | 47000 | 16 | 9 | 2.1 | R-454B | 650
217955185 | ARCOAIRE | Q5H9V48*K*AAA* | EVM5X48M21A* | *80VTL1102122B* | Split System | 47000 | 16 | 9 | 2.1 | R-454B | 650
217915108 | ARCOAIRE | N5H9V48*K*AAA* | EVM5X48M21A* | *80VTL1102122B* | Split System | 47000 | 16 | 9 | 2.1 | R-454B | 650
217955331 | ARCOAIRE | Q5H9V48*K*AAA* | EVM5X60M21A* | *95MSU1002120A* | Split System | 48000 | 16 | 9 | 2.1 | R-454B | 650
217916059 | ARCOAIRE | N5H9V48*K*AAA* | EVM5X60M21A* | *95MSU1002120A* | Split System | 48000 | 16 | 9 | 2.1 | R-454B | 650
217955515 | ARCOAIRE | Q5H9V48*K*AAA* | EVD5X60M21A* | *96CTN0802120B* | Split System | 48000 | 16 | 9 | 2.1 | R-454B | 650
217955277 | ARCOAIRE | Q5H9V48*K*AAA* | EVM5X49M21A* | *96VTN0802120B* | Split System | 48000 | 16 | 9 | 2.1 | R-454B | 650
217955339 | ARCOAIRE | Q5H9V48*K*AAA* | EVM5X60M21A* | *97CTN0802120A* | Split System | 48000 | 16 | 9 | 2.1 | R-454B | 650
217955283 | ARCOAIRE | Q5H9V48*K*AAA* | EVM5X49M21A* | *97VTN0802120A* | Split System | 48000 | 16 | 9 | 2.1 | R-454B | 650
217955519 | ARCOAIRE | Q5H9V48*K*AAA* | EVD5X60M21A* | *97CTN0802120A* | Split System | 48000 | 16 | 9 | 2.1 | R-454B | 650
217916085 | ARCOAIRE | N5H9V48*K*AAA* | EVM5X60M21A* | *96CTN0802120B* | Split System | 48000 | 16 | 9 | 2.1 | R-454B | 650
217955261 | ARCOAIRE | Q5H9V48*K*AAA* | EVM5X49M21A* | *96VSN1002120B* | Split System | 48000 | 16 | 9 | 2.1 | R-454B | 650
217955501 | ARCOAIRE | Q5H9V48*K*AAA* | EVD5X60M21A* | *97CMN0802120B* | Split System | 48000 | 16 | 9 | 2.1 | R-454B | 650
217917155 | ARCOAIRE | N5H9V48*K*AAA* | EVD5X60M21A* | *97CMN0802120B* | Split System | 48000 | 16 | 9 | 2.1 | R-454B | 650
217955259 | ARCOAIRE | Q5H9V48*K*AAA* | EVM5X49M21A* | *96VSN0802120B* | Split System | 48000 | 16 | 9 | 2.1 | R-454B | 650
217915603 | ARCOAIRE | N5H9V48*K*AAA* | EVM5X49M21A* | *96VSN1002120B* | Split System | 48000 | 16 | 9 | 2.1 | R-454B | 650
217915590 | ARCOAIRE | N5H9V48*K*AAA* | EVM5X49M21A* | *96VSN0802120B* | Split System | 48000 | 16 | 9 | 2.1 | R-454B | 650
217915747 | ARCOAIRE | N5H9V48*K*AAA* | EVM5X49M21A* | *97VTN0802120A* | Split System | 48000 | 16 | 9 | 2.1 | R-454B | 650
217916111 | ARCOAIRE | N5H9V48*K*AAA* | EVM5X60M21A* | *97CTN0802120A* | Split System | 48000 | 16 | 9 | 2.1 | R-454B | 650
217955335 | ARCOAIRE | Q5H9V48*K*AAA* | EVM5X60M21A* | *96CTN0802120B* | Split System | 48000 | 16 | 9 | 2.1 | R-454B | 650
217955427 | ARCOAIRE | Q5H9V48*K*AAA* | EVD5X49M24A* | *80VSL1352422B* | Split System | 48500 | 16 | 9 | 2.1 | R-454B | 650
217955265 | ARCOAIRE | Q5H9V48*K*AAA* | EVM5X49M21A* | *95MSU1002120A* | Split System | 48500 | 16 | 9 | 2.1 | R-454B | 650
217955433 | ARCOAIRE | Q5H9V48*K*AAA* | EVD5X49M24A* | *80VTL0902120B* | Split System | 48500 | 16 | 9 | 2.1 | R-454B | 650
217955423 | ARCOAIRE | Q5H9V48*K*AAA* | EVD5X49M24A* | *80VSL0902120B* | Split System | 48500 | 16 | 9 | 2.1 | R-454B | 650
217955425 | ARCOAIRE | Q5H9V48*K*AAA* | EVD5X49M24A* | *80VSL1102122B* | Split System | 48500 | 16 | 9 | 2.1 | R-454B | 650
217955233 | ARCOAIRE | Q5H9V48*K*AAA* | EVM5X49M21A* | *80MSU0601716A* | Split System | 48500 | 16 | 9 | 2.1 | R-454B | 650
217915421 | ARCOAIRE | N5H9V48*K*AAA* | EVM5X49M21A* | *80MSU0601716A* | Split System | 48500 | 16 | 9 | 2.1 | R-454B | 650
217915629 | ARCOAIRE | N5H9V48*K*AAA* | EVM5X49M21A* | *95MSU1002120A* | Split System | 48500 | 16 | 9 | 2.1 | R-454B | 650
217916659 | ARCOAIRE | N5H9V48*K*AAA* | EVD5X49M24A* | *80VSL1102122B* | Split System | 48500 | 16 | 9 | 2.1 | R-454B | 650
217916646 | ARCOAIRE | N5H9V48*K*AAA* | EVD5X49M24A* | *80VSL0902120B* | Split System | 48500 | 16 | 9 | 2.1 | R-454B | 650
217916711 | ARCOAIRE | N5H9V48*K*AAA* | EVD5X49M24A* | *80VTL0902120B* | Split System | 48500 | 16 | 9 | 2.1 | R-454B | 650
217916672 | ARCOAIRE | N5H9V48*K*AAA* | EVD5X49M24A* | *80VSL1352422B* | Split System | 48500 | 16 | 9 | 2.1 | R-454B | 650
217955565 | ARCOAIRE | Q5H9V48*K*AAA* | EVD5X61M21A* | *97CMN0802120B* | Split System | 48500 | 16 | 9 | 2.1 | R-454B | 650
217955559 | ARCOAIRE | Q5H9V48*K*AAA* | EVD5X61M21A* | *95CSU0802120B* | Split System | 48500 | 16 | 9 | 2.1 | R-454B | 650
217955521 | ARCOAIRE | Q5H9V48*K*AAA* | EVD5X60M21A* | *97CTN1002122A* | Split System | 48500 | 16 | 9 | 2.1 | R-454B | 650
217955503 | ARCOAIRE | Q5H9V48*K*AAA* | EVD5X60M21A* | *97CMN1002122B* | Split System | 48500 | 16 | 9 | 2.1 | R-454B | 650
217955517 | ARCOAIRE | Q5H9V48*K*AAA* | EVD5X60M21A* | *96CTN1002122B* | Split System | 48500 | 16 | 9 | 2.1 | R-454B | 650
217917168 | ARCOAIRE | N5H9V48*K*AAA* | EVD5X60M21A* | *97CMN1002122B* | Split System | 48500 | 16 | 9 | 2.1 | R-454B | 650
217917259 | ARCOAIRE | N5H9V48*K*AAA* | EVD5X60M21A* | *96CTN1002122B* | Split System | 48500 | 16 | 9 | 2.1 | R-454B | 650
217917541 | ARCOAIRE | N5H9V48*K*AAA* | EVD5X61M21A* | *95CSU0802120B* | Split System | 48500 | 16 | 9 | 2.1 | R-454B | 650
217917285 | ARCOAIRE | N5H9V48*K*AAA* | EVD5X60M21A* | *97CTN1002122A* | Split System | 48500 | 16 | 9 | 2.1 | R-454B | 650
217917567 | ARCOAIRE | N5H9V48*K*AAA* | EVD5X61M21A* | *97CMN0802120B* | Split System | 48500 | 16 | 9 | 2.1 | R-454B | 650
217955663 | ARCOAIRE | Q5H9V48*K*AAA* | EVD5X61M24A* | *97VTN1002120A* | Split System | 49000 | 16 | 9 | 2.1 | R-454B | 650
217955655 | ARCOAIRE | Q5H9V48*K*AAA* | EVD5X61M24A* | *96VTN1002120B* | Split System | 49000 | 16 | 9 | 2.1 | R-454B | 650
217955637 | ARCOAIRE | Q5H9V48*K*AAA* | EVD5X61M24A* | *95MSU1002120A* | Split System | 49000 | 16 | 9 | 2.1 | R-454B | 650
217918037 | ARCOAIRE | N5H9V48*K*AAA* | EVD5X61M24A* | *95MSU1002120A* | Split System | 49000 | 16 | 9 | 2.1 | R-454B | 650
217918155 | ARCOAIRE | N5H9V48*K*AAA* | EVD5X61M24A* | *96VTN1002120B* | Split System | 49000 | 16 | 9 | 2.1 | R-454B | 650
217918208 | ARCOAIRE | N5H9V48*K*AAA* | EVD5X61M24A* | *97VTN1002120A* | Split System | 49000 | 16 | 9 | 2.1 | R-454B | 650
217955257 | ARCOAIRE | Q5H9V48*K*AAA* | EVM5X49M21A* | *97CMN1002122B* | Split System | 48500 | 16 | 9 | 2.12 | R-454B | 650
217955323 | ARCOAIRE | Q5H9V48*K*AAA* | EVM5X60M21A* | *97CMN1002122B* | Split System | 48500 | 16 | 9 | 2.12 | R-454B | 650
217955275 | ARCOAIRE | Q5H9V48*K*AAA* | EVM5X49M21A* | *97CTN1002122A* | Split System | 48500 | 16 | 9 | 2.12 | R-454B | 650
217955271 | ARCOAIRE | Q5H9V48*K*AAA* | EVM5X49M21A* | *96CTN1002122B* | Split System | 48500 | 16 | 9 | 2.12 | R-454B | 650
217955337 | ARCOAIRE | Q5H9V48*K*AAA* | EVM5X60M21A* | *96CTN1002122B* | Split System | 48500 | 16 | 9 | 2.12 | R-454B | 650
217955341 | ARCOAIRE | Q5H9V48*K*AAA* | EVM5X60M21A* | *97CTN1002122A* | Split System | 48500 | 16 | 9 | 2.12 | R-454B | 650
217916098 | ARCOAIRE | N5H9V48*K*AAA* | EVM5X60M21A* | *96CTN1002122B* | Split System | 48500 | 16 | 9 | 2.12 | R-454B | 650
217915668 | ARCOAIRE | N5H9V48*K*AAA* | EVM5X49M21A* | *96CTN1002122B* | Split System | 48500 | 16 | 9 | 2.12 | R-454B | 650
217915577 | ARCOAIRE | N5H9V48*K*AAA* | EVM5X49M21A* | *97CMN1002122B* | Split System | 48500 | 16 | 9 | 2.12 | R-454B | 650
217915694 | ARCOAIRE | N5H9V48*K*AAA* | EVM5X49M21A* | *97CTN1002122A* | Split System | 48500 | 16 | 9 | 2.12 | R-454B | 650
217916124 | ARCOAIRE | N5H9V48*K*AAA* | EVM5X60M21A* | *97CTN1002122A* | Split System | 48500 | 16 | 9 | 2.12 | R-454B | 650
217916007 | ARCOAIRE | N5H9V48*K*AAA* | EVM5X60M21A* | *97CMN1002122B* | Split System | 48500 | 16 | 9 | 2.12 | R-454B | 650
217955627 | ARCOAIRE | Q5H9V48*K*AAA* | EVD5X61M24A* | *97CMN1202422B* | Split System | 49000 | 16 | 9 | 2.12 | R-454B | 650
217917972 | ARCOAIRE | N5H9V48*K*AAA* | EVD5X61M24A* | *97CMN1202422B* | Split System | 49000 | 16 | 9 | 2.12 | R-454B | 650
217955629 | ARCOAIRE | Q5H9V48*K*AAA* | EVD5X61M24A* | *96VSN0802120B* | Split System | 49000 | 16 | 9 | 2.12 | R-454B | 650
217955631 | ARCOAIRE | Q5H9V48*K*AAA* | EVD5X61M24A* | *96VSN1002120B* | Split System | 49000 | 16 | 9 | 2.12 | R-454B | 650
217955653 | ARCOAIRE | Q5H9V48*K*AAA* | EVD5X61M24A* | *96VTN0802120B* | Split System | 49000 | 16 | 9 | 2.12 | R-454B | 650
217955661 | ARCOAIRE | Q5H9V48*K*AAA* | EVD5X61M24A* | *97VTN0802120A* | Split System | 49000 | 16 | 9 | 2.12 | R-454B | 650
217917985 | ARCOAIRE | N5H9V48*K*AAA* | EVD5X61M24A* | *96VSN0802120B* | Split System | 49000 | 16 | 9 | 2.12 | R-454B | 650
217917998 | ARCOAIRE | N5H9V48*K*AAA* | EVD5X61M24A* | *96VSN1002120B* | Split System | 49000 | 16 | 9 | 2.12 | R-454B | 650
217918195 | ARCOAIRE | N5H9V48*K*AAA* | EVD5X61M24A* | *97VTN0802120A* | Split System | 49000 | 16 | 9 | 2.12 | R-454B | 650
217918141 | ARCOAIRE | N5H9V48*K*AAA* | EVD5X61M24A* | *96VTN0802120B* | Split System | 49000 | 16 | 9 | 2.12 | R-454B | 650
217955431 | ARCOAIRE | Q5H9V48*K*AAA* | EVD5X49M24A* | *80CTL0902120B* | Split System | 48500 | 16 | 9 | 2.15 | R-454B | 650
217955587 | ARCOAIRE | Q5H9V48*K*AAA* | EVD5X61M21A* | *96VTN0802120B* | Split System | 48500 | 16 | 9 | 2.15 | R-454B | 650
217955569 | ARCOAIRE | Q5H9V48*K*AAA* | EVD5X61M21A* | *96VSN0802120B* | Split System | 48500 | 16 | 9 | 2.15 | R-454B | 650
217955593 | ARCOAIRE | Q5H9V48*K*AAA* | EVD5X61M21A* | *97VTN0802120A* | Split System | 48500 | 16 | 9 | 2.15 | R-454B | 650
217916698 | ARCOAIRE | N5H9V48*K*AAA* | EVD5X49M24A* | *80CTL0902120B* | Split System | 48500 | 16 | 9 | 2.15 | R-454B | 650
217917710 | ARCOAIRE | N5H9V48*K*AAA* | EVD5X61M21A* | *96VTN0802120B* | Split System | 48500 | 16 | 9 | 2.15 | R-454B | 650
217917593 | ARCOAIRE | N5H9V48*K*AAA* | EVD5X61M21A* | *96VSN0802120B* | Split System | 48500 | 16 | 9 | 2.15 | R-454B | 650
217917750 | ARCOAIRE | N5H9V48*K*AAA* | EVD5X61M21A* | *97VTN0802120A* | Split System | 48500 | 16 | 9 | 2.15 | R-454B | 650
217955589 | ARCOAIRE | Q5H9V48*K*AAA* | EVD5X61M21A* | *96VTN1002120B* | Split System | 49000 | 16 | 9 | 2.15 | R-454B | 650
217955595 | ARCOAIRE | Q5H9V48*K*AAA* | EVD5X61M21A* | *97VTN1002120A* | Split System | 49000 | 16 | 9 | 2.15 | R-454B | 650
217917763 | ARCOAIRE | N5H9V48*K*AAA* | EVD5X61M21A* | *97VTN1002120A* | Split System | 49000 | 16 | 9 | 2.15 | R-454B | 650
217917724 | ARCOAIRE | N5H9V48*K*AAA* | EVD5X61M21A* | *96VTN1002120B* | Split System | 49000 | 16 | 9 | 2.15 | R-454B | 650
217955649 | ARCOAIRE | Q5H9V48*K*AAA* | EVD5X61M24A* | *97CTN1002122A* | Split System | 49000 | 16 | 9 | 2.15 | R-454B | 650
217955651 | ARCOAIRE | Q5H9V48*K*AAA* | EVD5X61M24A* | *97CTN1202422A* | Split System | 49000 | 16 | 9 | 2.15 | R-454B | 650
217955625 | ARCOAIRE | Q5H9V48*K*AAA* | EVD5X61M24A* | *97CMN1002122B* | Split System | 49000 | 16 | 9 | 2.15 | R-454B | 650
217955643 | ARCOAIRE | Q5H9V48*K*AAA* | EVD5X61M24A* | *96CTN1002122B* | Split System | 49000 | 16 | 9 | 2.15 | R-454B | 650
217955645 | ARCOAIRE | Q5H9V48*K*AAA* | EVD5X61M24A* | *96CTN1202422B* | Split System | 49000 | 16 | 9 | 2.15 | R-454B | 650
217918011 | ARCOAIRE | N5H9V48*K*AAA* | EVD5X61M24A* | *96VSN1202422B* | Split System | 49000 | 16 | 9 | 2.15 | R-454B | 650
217918128 | ARCOAIRE | N5H9V48*K*AAA* | EVD5X61M24A* | *97CTN1202422A* | Split System | 49000 | 16 | 9 | 2.15 | R-454B | 650
217917959 | ARCOAIRE | N5H9V48*K*AAA* | EVD5X61M24A* | *97CMN1002122B* | Split System | 49000 | 16 | 9 | 2.15 | R-454B | 650
217955633 | ARCOAIRE | Q5H9V48*K*AAA* | EVD5X61M24A* | *96VSN1202422B* | Split System | 49000 | 16 | 9 | 2.15 | R-454B | 650
217918115 | ARCOAIRE | N5H9V48*K*AAA* | EVD5X61M24A* | *97CTN1002122A* | Split System | 49000 | 16 | 9 | 2.15 | R-454B | 650
217918089 | ARCOAIRE | N5H9V48*K*AAA* | EVD5X61M24A* | *96CTN1202422B* | Split System | 49000 | 16 | 9 | 2.15 | R-454B | 650
217918076 | ARCOAIRE | N5H9V48*K*AAA* | EVD5X61M24A* | *96CTN1002122B* | Split System | 49000 | 16 | 9 | 2.15 | R-454B | 650
217916280 | BRYANT HEATING AND COOLING SYSTEMS | 249VAN048**AA* | CVAVA4821XMA* | 83*SB48060M17*** | Split System | 47000 | 16 | 9 | 2.1 | R-454B | 650
217915029 | BRYANT HEATING AND COOLING SYSTEMS | 249VAN048**AA* | CVAMA4821XMA* | 83*SB60080M21*** | Split System | 47000 | 16 | 9 | 2.1 | R-454B | 650
217915107 | BRYANT HEATING AND COOLING SYSTEMS | 249VAN048**AA* | CVAMA4821XMA* | 82*TB66110V21*** | Split System | 47000 | 16 | 9 | 2.1 | R-454B | 650
217916084 | BRYANT HEATING AND COOLING SYSTEMS | 249VAN048**AA* | CVAMA6021XMA* | 986TD60080C21*** | Split System | 48000 | 16 | 9 | 2.1 | R-454B | 650
217915589 | BRYANT HEATING AND COOLING SYSTEMS | 249VAN048**AA* | CVAMA4921XMA* | 926SB60080V21*** | Split System | 48000 | 16 | 9 | 2.1 | R-454B | 650
217915706 | BRYANT HEATING AND COOLING SYSTEMS | 249VAN048**AA* | CVAMA4921XMA* | 926TC60080V21*** | Split System | 48000 | 16 | 9 | 2.1 | R-454B | 650
217916110 | BRYANT HEATING AND COOLING SYSTEMS | 249VAN048**AA* | CVAMA6021XMA* | 987TA60080C21*** | Split System | 48000 | 16 | 9 | 2.1 | R-454B | 650
217915746 | BRYANT HEATING AND COOLING SYSTEMS | 249VAN048**AA* | CVAMA4921XMA* | 927TA60080V21*** | Split System | 48000 | 16 | 9 | 2.1 | R-454B | 650
217917271 | BRYANT HEATING AND COOLING SYSTEMS | 249VAN048**AA* | CVAVA6021XMA* | 987TA60080C21*** | Split System | 48000 | 16 | 9 | 2.1 | R-454B | 650
217917154 | BRYANT HEATING AND COOLING SYSTEMS | 249VAN048**AA* | CVAVA6021XMA* | 987MC60080C21*** | Split System | 48000 | 16 | 9 | 2.1 | R-454B | 650
217915420 | BRYANT HEATING AND COOLING SYSTEMS | 249VAN048**AA* | CVAMA4921XMA* | 83*SB48060M17*** | Split System | 48500 | 16 | 9 | 2.1 | R-454B | 650
217916671 | BRYANT HEATING AND COOLING SYSTEMS | 249VAN048**AA* | CVAVA4924XMA* | 82*SB66135V24*** | Split System | 48500 | 16 | 9 | 2.1 | R-454B | 650
217915628 | BRYANT HEATING AND COOLING SYSTEMS | 249VAN048**AA* | CVAMA4921XMA* | 935SB60100M21*** | Split System | 48500 | 16 | 9 | 2.1 | R-454B | 650
217916658 | BRYANT HEATING AND COOLING SYSTEMS | 249VAN048**AA* | CVAVA4924XMA* | 82*SB66110V21*** | Split System | 48500 | 16 | 9 | 2.1 | R-454B | 650
217916645 | BRYANT HEATING AND COOLING SYSTEMS | 249VAN048**AA* | CVAVA4924XMA* | 82*SB60090V21*** | Split System | 48500 | 16 | 9 | 2.1 | R-454B | 650
217916710 | BRYANT HEATING AND COOLING SYSTEMS | 249VAN048**AA* | CVAVA4924XMA* | 82*TB60090V21*** | Split System | 48500 | 16 | 9 | 2.1 | R-454B | 650
217917284 | BRYANT HEATING AND COOLING SYSTEMS | 249VAN048**AA* | CVAVA6021XMA* | 987TA66100C21*** | Split System | 48500 | 16 | 9 | 2.1 | R-454B | 650
217917566 | BRYANT HEATING AND COOLING SYSTEMS | 249VAN048**AA* | CVAVA6121XMA* | 987MC60080C21*** | Split System | 48500 | 16 | 9 | 2.1 | R-454B | 650
217917258 | BRYANT HEATING AND COOLING SYSTEMS | 249VAN048**AA* | CVAVA6021XMA* | 986TD66100C21*** | Split System | 48500 | 16 | 9 | 2.1 | R-454B | 650
217917167 | BRYANT HEATING AND COOLING SYSTEMS | 249VAN048**AA* | CVAVA6021XMA* | 987MC66100C21*** | Split System | 48500 | 16 | 9 | 2.1 | R-454B | 650
217917540 | BRYANT HEATING AND COOLING SYSTEMS | 249VAN048**AA* | CVAVA6121XMA* | 935CB60080C21*** | Split System | 48500 | 16 | 9 | 2.1 | R-454B | 650
217918154 | BRYANT HEATING AND COOLING SYSTEMS | 249VAN048**AA* | CVAVA6124XMA* | 926TC60100V21*** | Split System | 49000 | 16 | 9 | 2.1 | R-454B | 650
217918036 | BRYANT HEATING AND COOLING SYSTEMS | 249VAN048**AA* | CVAVA6124XMA* | 935SB60100M21*** | Split System | 49000 | 16 | 9 | 2.1 | R-454B | 650
217918207 | BRYANT HEATING AND COOLING SYSTEMS | 249VAN048**AA* | CVAVA6124XMA* | 927TA60100V21*** | Split System | 49000 | 16 | 9 | 2.1 | R-454B | 650
217915667 | BRYANT HEATING AND COOLING SYSTEMS | 249VAN048**AA* | CVAMA4921XMA* | 986TD66100C21*** | Split System | 48500 | 16 | 9 | 2.12 | R-454B | 650
217916123 | BRYANT HEATING AND COOLING SYSTEMS | 249VAN048**AA* | CVAMA6021XMA* | 987TA66100C21*** | Split System | 48500 | 16 | 9 | 2.12 | R-454B | 650
217915576 | BRYANT HEATING AND COOLING SYSTEMS | 249VAN048**AA* | CVAMA4921XMA* | 987MC66100C21*** | Split System | 48500 | 16 | 9 | 2.12 | R-454B | 650
217916006 | BRYANT HEATING AND COOLING SYSTEMS | 249VAN048**AA* | CVAMA6021XMA* | 987MC66100C21*** | Split System | 48500 | 16 | 9 | 2.12 | R-454B | 650
217915693 | BRYANT HEATING AND COOLING SYSTEMS | 249VAN048**AA* | CVAMA4921XMA* | 987TA66100C21*** | Split System | 48500 | 16 | 9 | 2.12 | R-454B | 650
217916097 | BRYANT HEATING AND COOLING SYSTEMS | 249VAN048**AA* | CVAMA6021XMA* | 986TD66100C21*** | Split System | 48500 | 16 | 9 | 2.12 | R-454B | 650
217917971 | BRYANT HEATING AND COOLING SYSTEMS | 249VAN048**AA* | CVAVA6124XMA* | 987MC66120C24*** | Split System | 49000 | 16 | 9 | 2.12 | R-454B | 650
217917997 | BRYANT HEATING AND COOLING SYSTEMS | 249VAN048**AA* | CVAVA6124XMA* | 926SB60100V21*** | Split System | 49000 | 16 | 9 | 2.12 | R-454B | 650
217918194 | BRYANT HEATING AND COOLING SYSTEMS | 249VAN048**AA* | CVAVA6124XMA* | 927TA60080V21*** | Split System | 49000 | 16 | 9 | 2.12 | R-454B | 650
217918140 | BRYANT HEATING AND COOLING SYSTEMS | 249VAN048**AA* | CVAVA6124XMA* | 926TC60080V21*** | Split System | 49000 | 16 | 9 | 2.12 | R-454B | 650
217916697 | BRYANT HEATING AND COOLING SYSTEMS | 249VAN048**AA* | CVAVA4924XMA* | 88*TB60090C21*** | Split System | 48500 | 16 | 9 | 2.15 | R-454B | 650
217917592 | BRYANT HEATING AND COOLING SYSTEMS | 249VAN048**AA* | CVAVA6121XMA* | 926SB60080V21*** | Split System | 48500 | 16 | 9 | 2.15 | R-454B | 650
217917709 | BRYANT HEATING AND COOLING SYSTEMS | 249VAN048**AA* | CVAVA6121XMA* | 926TC60080V21*** | Split System | 48500 | 16 | 9 | 2.15 | R-454B | 650
217917762 | BRYANT HEATING AND COOLING SYSTEMS | 249VAN048**AA* | CVAVA6121XMA* | 927TA60100V21*** | Split System | 49000 | 16 | 9 | 2.15 | R-454B | 650
217917723 | BRYANT HEATING AND COOLING SYSTEMS | 249VAN048**AA* | CVAVA6121XMA* | 926TC60100V21*** | Split System | 49000 | 16 | 9 | 2.15 | R-454B | 650
217918010 | BRYANT HEATING AND COOLING SYSTEMS | 249VAN048**AA* | CVAVA6124XMA* | 926SB66120V24*** | Split System | 49000 | 16 | 9 | 2.15 | R-454B | 650
217918114 | BRYANT HEATING AND COOLING SYSTEMS | 249VAN048**AA* | CVAVA6124XMA* | 987TA66100C21*** | Split System | 49000 | 16 | 9 | 2.15 | R-454B | 650
217918127 | BRYANT HEATING AND COOLING SYSTEMS | 249VAN048**AA* | CVAVA6124XMA* | 987TA66120C24*** | Split System | 49000 | 16 | 9 | 2.15 | R-454B | 650
217918088 | BRYANT HEATING AND COOLING SYSTEMS | 249VAN048**AA* | CVAVA6124XMA* | 986TD66120C24*** | Split System | 49000 | 16 | 9 | 2.15 | R-454B | 650
217917958 | BRYANT HEATING AND COOLING SYSTEMS | 249VAN048**AA* | CVAVA6124XMA* | 987MC66100C21*** | Split System | 49000 | 16 | 9 | 2.15 | R-454B | 650
217918075 | BRYANT HEATING AND COOLING SYSTEMS | 249VAN048**AA* | CVAVA6124XMA* | 986TD66100C21*** | Split System | 49000 | 16 | 9 | 2.15 | R-454B | 650
217908018 | CARRIER | 27VPA948A*030* | CVAVA4821XMA* | 58SU*B060M17**16 | Split System | 47000 | 16 | 9 | 2.1 | R-454B | 650
217907922 | CARRIER | 27VPA948A*030* | CVAMA4821XMA* | 58SU*B080M21**20 | Split System | 47000 | 16 | 9 | 2.1 | R-454B | 650
217907928 | CARRIER | 27VPA948A*030* | CVAMA4821XMA* | 58TP*B110V21**22 | Split System | 47000 | 16 | 9 | 2.1 | R-454B | 650
217908001 | CARRIER | 27VPA948A*030* | CVAMA6021XMA* | 59SU5B100M21**20 | Split System | 48000 | 16 | 9 | 2.1 | R-454B | 650
217907974 | CARRIER | 27VPA948A*030* | CVAMA4921XMA* | 59TP6C080V21**20 | Split System | 48000 | 16 | 9 | 2.1 | R-454B | 650
217907966 | CARRIER | 27VPA948A*030* | CVAMA4921XMA* | 59SP6B100V21**20 | Split System | 48000 | 16 | 9 | 2.1 | R-454B | 650
217908095 | CARRIER | 27VPA948A*030* | CVAVA6021XMA* | 59TN7A080C21**20 | Split System | 48000 | 16 | 9 | 2.1 | R-454B | 650
217908005 | CARRIER | 27VPA948A*030* | CVAMA6021XMA* | 59TN7A080C21**20 | Split System | 48000 | 16 | 9 | 2.1 | R-454B | 650
217908093 | CARRIER | 27VPA948A*030* | CVAVA6021XMA* | 59TN6C080C21**20 | Split System | 48000 | 16 | 9 | 2.1 | R-454B | 650
217907977 | CARRIER | 27VPA948A*030* | CVAMA4921XMA* | 59TP7A080V21**20 | Split System | 48000 | 16 | 9 | 2.1 | R-454B | 650
217908003 | CARRIER | 27VPA948A*030* | CVAMA6021XMA* | 59TN6C080C21**20 | Split System | 48000 | 16 | 9 | 2.1 | R-454B | 650
217907965 | CARRIER | 27VPA948A*030* | CVAMA4921XMA* | 59SP6B080V21**20 | Split System | 48000 | 16 | 9 | 2.1 | R-454B | 650
217908086 | CARRIER | 27VPA948A*030* | CVAVA6021XMA* | 59MN7C080C21**20 | Split System | 48000 | 16 | 9 | 2.1 | R-454B | 650
217907968 | CARRIER | 27VPA948A*030* | CVAMA4921XMA* | 59SU5B100M21**20 | Split System | 48500 | 16 | 9 | 2.1 | R-454B | 650
217907952 | CARRIER | 27VPA948A*030* | CVAMA4921XMA* | 58SU*B060M17**16 | Split System | 48500 | 16 | 9 | 2.1 | R-454B | 650
217908046 | CARRIER | 27VPA948A*030* | CVAVA4924XMA* | 58SP*B090V21**20 | Split System | 48500 | 16 | 9 | 2.1 | R-454B | 650
217908047 | CARRIER | 27VPA948A*030* | CVAVA4924XMA* | 58SP*B110V21**22 | Split System | 48500 | 16 | 9 | 2.1 | R-454B | 650
217908051 | CARRIER | 27VPA948A*030* | CVAVA4924XMA* | 58TP*B090V21**20 | Split System | 48500 | 16 | 9 | 2.1 | R-454B | 650
217908048 | CARRIER | 27VPA948A*030* | CVAVA4924XMA* | 58SP*B135V24**22 | Split System | 48500 | 16 | 9 | 2.1 | R-454B | 650
217908096 | CARRIER | 27VPA948A*030* | CVAVA6021XMA* | 59TN7A100C21**22 | Split System | 48500 | 16 | 9 | 2.1 | R-454B | 650
217908117 | CARRIER | 27VPA948A*030* | CVAVA6121XMA* | 59MN7C080C21**20 | Split System | 48500 | 16 | 9 | 2.1 | R-454B | 650
217908115 | CARRIER | 27VPA948A*030* | CVAVA6121XMA* | 59CU5B080C21**20 | Split System | 48500 | 16 | 9 | 2.1 | R-454B | 650
217908094 | CARRIER | 27VPA948A*030* | CVAVA6021XMA* | 59TN6C100C21**22 | Split System | 48500 | 16 | 9 | 2.1 | R-454B | 650
217908087 | CARRIER | 27VPA948A*030* | CVAVA6021XMA* | 59MN7C100C21**22 | Split System | 48500 | 16 | 9 | 2.1 | R-454B | 650
217908167 | CARRIER | 27VPA948A*030* | CVAVA6124XMA* | 59TP7A100V21**20 | Split System | 49000 | 16 | 9 | 2.1 | R-454B | 650
217908163 | CARRIER | 27VPA948A*030* | CVAVA6124XMA* | 59TP6C100V21**20 | Split System | 49000 | 16 | 9 | 2.1 | R-454B | 650
217918153 | CARRIER | 27VPA948A*030* | CVAVA6124XMA* | GG96VTAB60100C** | Split System | 49000 | 16 | 9 | 2.1 | R-454B | 650
217908154 | CARRIER | 27VPA948A*030* | CVAVA6124XMA* | 59SU5B100M21**20 | Split System | 49000 | 16 | 9 | 2.1 | R-454B | 650
217907973 | CARRIER | 27VPA948A*030* | CVAMA4921XMA* | 59TN7A100C21**22 | Split System | 48500 | 16 | 9 | 2.12 | R-454B | 650
217908004 | CARRIER | 27VPA948A*030* | CVAMA6021XMA* | 59TN6C100C21**22 | Split System | 48500 | 16 | 9 | 2.12 | R-454B | 650
217907971 | CARRIER | 27VPA948A*030* | CVAMA4921XMA* | 59TN6C100C21**22 | Split System | 48500 | 16 | 9 | 2.12 | R-454B | 650
217907964 | CARRIER | 27VPA948A*030* | CVAMA4921XMA* | 59MN7C100C21**22 | Split System | 48500 | 16 | 9 | 2.12 | R-454B | 650
217907997 | CARRIER | 27VPA948A*030* | CVAMA6021XMA* | 59MN7C100C21**22 | Split System | 48500 | 16 | 9 | 2.12 | R-454B | 650
217908006 | CARRIER | 27VPA948A*030* | CVAMA6021XMA* | 59TN7A100C21**22 | Split System | 48500 | 16 | 9 | 2.12 | R-454B | 650
217908149 | CARRIER | 27VPA948A*030* | CVAVA6124XMA* | 59MN7C120C24**22 | Split System | 49000 | 16 | 9 | 2.12 | R-454B | 650
217908166 | CARRIER | 27VPA948A*030* | CVAVA6124XMA* | 59TP7A080V21**20 | Split System | 49000 | 16 | 9 | 2.12 | R-454B | 650
217908150 | CARRIER | 27VPA948A*030* | CVAVA6124XMA* | 59SP6B080V21**20 | Split System | 49000 | 16 | 9 | 2.12 | R-454B | 650
217908151 | CARRIER | 27VPA948A*030* | CVAVA6124XMA* | 59SP6B100V21**20 | Split System | 49000 | 16 | 9 | 2.12 | R-454B | 650
217908162 | CARRIER | 27VPA948A*030* | CVAVA6124XMA* | 59TP6C080V21**20 | Split System | 49000 | 16 | 9 | 2.12 | R-454B | 650
217908128 | CARRIER | 27VPA948A*030* | CVAVA6121XMA* | 59TP6C080V21**20 | Split System | 48500 | 16 | 9 | 2.15 | R-454B | 650
217908131 | CARRIER | 27VPA948A*030* | CVAVA6121XMA* | 59TP7A080V21**20 | Split System | 48500 | 16 | 9 | 2.15 | R-454B | 650
217908119 | CARRIER | 27VPA948A*030* | CVAVA6121XMA* | 59SP6B080V21**20 | Split System | 48500 | 16 | 9 | 2.15 | R-454B | 650
217908050 | CARRIER | 27VPA948A*030* | CVAVA4924XMA* | 58TN*B090C21**20 | Split System | 48500 | 16 | 9 | 2.15 | R-454B | 650
217908129 | CARRIER | 27VPA948A*030* | CVAVA6121XMA* | 59TP6C100V21**20 | Split System | 49000 | 16 | 9 | 2.15 | R-454B | 650
217908132 | CARRIER | 27VPA948A*030* | CVAVA6121XMA* | 59TP7A100V21**20 | Split System | 49000 | 16 | 9 | 2.15 | R-454B | 650
217917722 | CARRIER | 27VPA948A*030* | CVAVA6121XMA* | GG96VTAB60100C** | Split System | 49000 | 16 | 9 | 2.15 | R-454B | 650
217908157 | CARRIER | 27VPA948A*030* | CVAVA6124XMA* | 59TN6C100C21**22 | Split System | 49000 | 16 | 9 | 2.15 | R-454B | 650
217908160 | CARRIER | 27VPA948A*030* | CVAVA6124XMA* | 59TN7A100C21**22 | Split System | 49000 | 16 | 9 | 2.15 | R-454B | 650
217908152 | CARRIER | 27VPA948A*030* | CVAVA6124XMA* | 59SP6B120V24**22 | Split System | 49000 | 16 | 9 | 2.15 | R-454B | 650
217908158 | CARRIER | 27VPA948A*030* | CVAVA6124XMA* | 59TN6C120C24**22 | Split System | 49000 | 16 | 9 | 2.15 | R-454B | 650
217908161 | CARRIER | 27VPA948A*030* | CVAVA6124XMA* | 59TN7A120C24**22 | Split System | 49000 | 16 | 9 | 2.15 | R-454B | 650
217908148 | CARRIER | 27VPA948A*030* | CVAVA6124XMA* | 59MN7C100C21**22 | Split System | 49000 | 16 | 9 | 2.15 | R-454B | 650
217916288 | COMFORTMAKER | Q5H9V48*K*AAA* | EVD5X48M21A* | *80MSU0601716A* | Split System | 47000 | 16 | 9 | 2.1 | R-454B | 650
217915032 | COMFORTMAKER | N5H9V48*K*AAA* | EVM5X48M21A* | *80MSU0802120A* | Split System | 47000 | 16 | 9 | 2.1 | R-454B | 650
217915037 | COMFORTMAKER | Q5H9V48*K*AAA* | EVM5X48M21A* | *80MSU0802120A* | Split System | 47000 | 16 | 9 | 2.1 | R-454B | 650
217916283 | COMFORTMAKER | N5H9V48*K*AAA* | EVD5X48M21A* | *80MSU0601716A* | Split System | 47000 | 16 | 9 | 2.1 | R-454B | 650
217915115 | COMFORTMAKER | Q5H9V48*K*AAA* | EVM5X48M21A* | *80VTL1102122B* | Split System | 47000 | 16 | 9 | 2.1 | R-454B | 650
217915110 | COMFORTMAKER | N5H9V48*K*AAA* | EVM5X48M21A* | *80VTL1102122B* | Split System | 47000 | 16 | 9 | 2.1 | R-454B | 650
217916066 | COMFORTMAKER | Q5H9V48*K*AAA* | EVM5X60M21A* | *95MSU1002120A* | Split System | 48000 | 16 | 9 | 2.1 | R-454B | 650
217916061 | COMFORTMAKER | N5H9V48*K*AAA* | EVM5X60M21A* | *95MSU1002120A* | Split System | 48000 | 16 | 9 | 2.1 | R-454B | 650
217915709 | COMFORTMAKER | N5H9V48*K*AAA* | EVM5X49M21A* | *96VTN0802120B* | Split System | 48000 | 16 | 9 | 2.1 | R-454B | 650
217916113 | COMFORTMAKER | N5H9V48*K*AAA* | EVM5X60M21A* | *97CTN0802120A* | Split System | 48000 | 16 | 9 | 2.1 | R-454B | 650
217915754 | COMFORTMAKER | Q5H9V48*K*AAA* | EVM5X49M21A* | *97VTN0802120A* | Split System | 48000 | 16 | 9 | 2.1 | R-454B | 650
217916118 | COMFORTMAKER | Q5H9V48*K*AAA* | EVM5X60M21A* | *97CTN0802120A* | Split System | 48000 | 16 | 9 | 2.1 | R-454B | 650
217915749 | COMFORTMAKER | N5H9V48*K*AAA* | EVM5X49M21A* | *97VTN0802120A* | Split System | 48000 | 16 | 9 | 2.1 | R-454B | 650
217915605 | COMFORTMAKER | N5H9V48*K*AAA* | EVM5X49M21A* | *96VSN1002120B* | Split System | 48000 | 16 | 9 | 2.1 | R-454B | 650
217915714 | COMFORTMAKER | Q5H9V48*K*AAA* | EVM5X49M21A* | *96VTN0802120B* | Split System | 48000 | 16 | 9 | 2.1 | R-454B | 650
217917253 | COMFORTMAKER | Q5H9V48*K*AAA* | EVD5X60M21A* | *96CTN0802120B* | Split System | 48000 | 16 | 9 | 2.1 | R-454B | 650
217915597 | COMFORTMAKER | Q5H9V48*K*AAA* | EVM5X49M21A* | *96VSN0802120B* | Split System | 48000 | 16 | 9 | 2.1 | R-454B | 650
217916087 | COMFORTMAKER | N5H9V48*K*AAA* | EVM5X60M21A* | *96CTN0802120B* | Split System | 48000 | 16 | 9 | 2.1 | R-454B | 650
217917162 | COMFORTMAKER | Q5H9V48*K*AAA* | EVD5X60M21A* | *97CMN0802120B* | Split System | 48000 | 16 | 9 | 2.1 | R-454B | 650
217917279 | COMFORTMAKER | Q5H9V48*K*AAA* | EVD5X60M21A* | *97CTN0802120A* | Split System | 48000 | 16 | 9 | 2.1 | R-454B | 650
217915610 | COMFORTMAKER | Q5H9V48*K*AAA* | EVM5X49M21A* | *96VSN1002120B* | Split System | 48000 | 16 | 9 | 2.1 | R-454B | 650
217917248 | COMFORTMAKER | N5H9V48*K*AAA* | EVD5X60M21A* | *96CTN0802120B* | Split System | 48000 | 16 | 9 | 2.1 | R-454B | 650
217915592 | COMFORTMAKER | N5H9V48*K*AAA* | EVM5X49M21A* | *96VSN0802120B* | Split System | 48000 | 16 | 9 | 2.1 | R-454B | 650
217917157 | COMFORTMAKER | N5H9V48*K*AAA* | EVD5X60M21A* | *97CMN0802120B* | Split System | 48000 | 16 | 9 | 2.1 | R-454B | 650
217917274 | COMFORTMAKER | N5H9V48*K*AAA* | EVD5X60M21A* | *97CTN0802120A* | Split System | 48000 | 16 | 9 | 2.1 | R-454B | 650
217915423 | COMFORTMAKER | N5H9V48*K*AAA* | EVM5X49M21A* | *80MSU0601716A* | Split System | 48500 | 16 | 9 | 2.1 | R-454B | 650
217915428 | COMFORTMAKER | Q5H9V48*K*AAA* | EVM5X49M21A* | *80MSU0601716A* | Split System | 48500 | 16 | 9 | 2.1 | R-454B | 650
217916718 | COMFORTMAKER | Q5H9V48*K*AAA* | EVD5X49M24A* | *80VTL0902120B* | Split System | 48500 | 16 | 9 | 2.1 | R-454B | 650
217916653 | COMFORTMAKER | Q5H9V48*K*AAA* | EVD5X49M24A* | *80VSL0902120B* | Split System | 48500 | 16 | 9 | 2.1 | R-454B | 650
217916666 | COMFORTMAKER | Q5H9V48*K*AAA* | EVD5X49M24A* | *80VSL1102122B* | Split System | 48500 | 16 | 9 | 2.1 | R-454B | 650
217916713 | COMFORTMAKER | N5H9V48*K*AAA* | EVD5X49M24A* | *80VTL0902120B* | Split System | 48500 | 16 | 9 | 2.1 | R-454B | 650
217915631 | COMFORTMAKER | N5H9V48*K*AAA* | EVM5X49M21A* | *95MSU1002120A* | Split System | 48500 | 16 | 9 | 2.1 | R-454B | 650
217916674 | COMFORTMAKER | N5H9V48*K*AAA* | EVD5X49M24A* | *80VSL1352422B* | Split System | 48500 | 16 | 9 | 2.1 | R-454B | 650
217916661 | COMFORTMAKER | N5H9V48*K*AAA* | EVD5X49M24A* | *80VSL1102122B* | Split System | 48500 | 16 | 9 | 2.1 | R-454B | 650
217916648 | COMFORTMAKER | N5H9V48*K*AAA* | EVD5X49M24A* | *80VSL0902120B* | Split System | 48500 | 16 | 9 | 2.1 | R-454B | 650
217915636 | COMFORTMAKER | Q5H9V48*K*AAA* | EVM5X49M21A* | *95MSU1002120A* | Split System | 48500 | 16 | 9 | 2.1 | R-454B | 650
217917543 | COMFORTMAKER | N5H9V48*K*AAA* | EVD5X61M21A* | *95CSU0802120B* | Split System | 48500 | 16 | 9 | 2.1 | R-454B | 650
217917548 | COMFORTMAKER | Q5H9V48*K*AAA* | EVD5X61M21A* | *95CSU0802120B* | Split System | 48500 | 16 | 9 | 2.1 | R-454B | 650
217917292 | COMFORTMAKER | Q5H9V48*K*AAA* | EVD5X60M21A* | *97CTN1002122A* | Split System | 48500 | 16 | 9 | 2.1 | R-454B | 650
217917266 | COMFORTMAKER | Q5H9V48*K*AAA* | EVD5X60M21A* | *96CTN1002122B* | Split System | 48500 | 16 | 9 | 2.1 | R-454B | 650
217917261 | COMFORTMAKER | N5H9V48*K*AAA* | EVD5X60M21A* | *96CTN1002122B* | Split System | 48500 | 16 | 9 | 2.1 | R-454B | 650
217917574 | COMFORTMAKER | Q5H9V48*K*AAA* | EVD5X61M21A* | *97CMN0802120B* | Split System | 48500 | 16 | 9 | 2.1 | R-454B | 650
217917569 | COMFORTMAKER | N5H9V48*K*AAA* | EVD5X61M21A* | *97CMN0802120B* | Split System | 48500 | 16 | 9 | 2.1 | R-454B | 650
217917287 | COMFORTMAKER | N5H9V48*K*AAA* | EVD5X60M21A* | *97CTN1002122A* | Split System | 48500 | 16 | 9 | 2.1 | R-454B | 650
217917175 | COMFORTMAKER | Q5H9V48*K*AAA* | EVD5X60M21A* | *97CMN1002122B* | Split System | 48500 | 16 | 9 | 2.1 | R-454B | 650
217918162 | COMFORTMAKER | Q5H9V48*K*AAA* | EVD5X61M24A* | *96VTN1002120B* | Split System | 49000 | 16 | 9 | 2.1 | R-454B | 650
217918215 | COMFORTMAKER | Q5H9V48*K*AAA* | EVD5X61M24A* | *97VTN1002120A* | Split System | 49000 | 16 | 9 | 2.1 | R-454B | 650
217918044 | COMFORTMAKER | Q5H9V48*K*AAA* | EVD5X61M24A* | *95MSU1002120A* | Split System | 49000 | 16 | 9 | 2.1 | R-454B | 650
217918157 | COMFORTMAKER | N5H9V48*K*AAA* | EVD5X61M24A* | *96VTN1002120B* | Split System | 49000 | 16 | 9 | 2.1 | R-454B | 650
217918210 | COMFORTMAKER | N5H9V48*K*AAA* | EVD5X61M24A* | *97VTN1002120A* | Split System | 49000 | 16 | 9 | 2.1 | R-454B | 650
217918039 | COMFORTMAKER | N5H9V48*K*AAA* | EVD5X61M24A* | *95MSU1002120A* | Split System | 49000 | 16 | 9 | 2.1 | R-454B | 650
217916100 | COMFORTMAKER | N5H9V48*K*AAA* | EVM5X60M21A* | *96CTN1002122B* | Split System | 48500 | 16 | 9 | 2.12 | R-454B | 650
217915701 | COMFORTMAKER | Q5H9V48*K*AAA* | EVM5X49M21A* | *97CTN1002122A* | Split System | 48500 | 16 | 9 | 2.12 | R-454B | 650
217916014 | COMFORTMAKER | Q5H9V48*K*AAA* | EVM5X60M21A* | *97CMN1002122B* | Split System | 48500 | 16 | 9 | 2.12 | R-454B | 650
217916105 | COMFORTMAKER | Q5H9V48*K*AAA* | EVM5X60M21A* | *96CTN1002122B* | Split System | 48500 | 16 | 9 | 2.12 | R-454B | 650
217916009 | COMFORTMAKER | N5H9V48*K*AAA* | EVM5X60M21A* | *97CMN1002122B* | Split System | 48500 | 16 | 9 | 2.12 | R-454B | 650
217916131 | COMFORTMAKER | Q5H9V48*K*AAA* | EVM5X60M21A* | *97CTN1002122A* | Split System | 48500 | 16 | 9 | 2.12 | R-454B | 650
217915579 | COMFORTMAKER | N5H9V48*K*AAA* | EVM5X49M21A* | *97CMN1002122B* | Split System | 48500 | 16 | 9 | 2.12 | R-454B | 650
217915675 | COMFORTMAKER | Q5H9V48*K*AAA* | EVM5X49M21A* | *96CTN1002122B* | Split System | 48500 | 16 | 9 | 2.12 | R-454B | 650
217915696 | COMFORTMAKER | N5H9V48*K*AAA* | EVM5X49M21A* | *97CTN1002122A* | Split System | 48500 | 16 | 9 | 2.12 | R-454B | 650
217915670 | COMFORTMAKER | N5H9V48*K*AAA* | EVM5X49M21A* | *96CTN1002122B* | Split System | 48500 | 16 | 9 | 2.12 | R-454B | 650
217917979 | COMFORTMAKER | Q5H9V48*K*AAA* | EVD5X61M24A* | *97CMN1202422B* | Split System | 49000 | 16 | 9 | 2.12 | R-454B | 650
217917974 | COMFORTMAKER | N5H9V48*K*AAA* | EVD5X61M24A* | *97CMN1202422B* | Split System | 49000 | 16 | 9 | 2.12 | R-454B | 650
217918202 | COMFORTMAKER | Q5H9V48*K*AAA* | EVD5X61M24A* | *97VTN0802120A* | Split System | 49000 | 16 | 9 | 2.12 | R-454B | 650
217918148 | COMFORTMAKER | Q5H9V48*K*AAA* | EVD5X61M24A* | *96VTN0802120B* | Split System | 49000 | 16 | 9 | 2.12 | R-454B | 650
217917987 | COMFORTMAKER | N5H9V48*K*AAA* | EVD5X61M24A* | *96VSN0802120B* | Split System | 49000 | 16 | 9 | 2.12 | R-454B | 650
217918000 | COMFORTMAKER | N5H9V48*K*AAA* | EVD5X61M24A* | *96VSN1002120B* | Split System | 49000 | 16 | 9 | 2.12 | R-454B | 650
217918197 | COMFORTMAKER | N5H9V48*K*AAA* | EVD5X61M24A* | *97VTN0802120A* | Split System | 49000 | 16 | 9 | 2.12 | R-454B | 650
217918143 | COMFORTMAKER | N5H9V48*K*AAA* | EVD5X61M24A* | *96VTN0802120B* | Split System | 49000 | 16 | 9 | 2.12 | R-454B | 650
217917992 | COMFORTMAKER | Q5H9V48*K*AAA* | EVD5X61M24A* | *96VSN0802120B* | Split System | 49000 | 16 | 9 | 2.12 | R-454B | 650
217918005 | COMFORTMAKER | Q5H9V48*K*AAA* | EVD5X61M24A* | *96VSN1002120B* | Split System | 49000 | 16 | 9 | 2.12 | R-454B | 650
217917600 | COMFORTMAKER | Q5H9V48*K*AAA* | EVD5X61M21A* | *96VSN0802120B* | Split System | 48500 | 16 | 9 | 2.15 | R-454B | 650
217917712 | COMFORTMAKER | N5H9V48*K*AAA* | EVD5X61M21A* | *96VTN0802120B* | Split System | 48500 | 16 | 9 | 2.15 | R-454B | 650
217917717 | COMFORTMAKER | Q5H9V48*K*AAA* | EVD5X61M21A* | *96VTN0802120B* | Split System | 48500 | 16 | 9 | 2.15 | R-454B | 650
217916700 | COMFORTMAKER | N5H9V48*K*AAA* | EVD5X49M24A* | *80CTL0902120B* | Split System | 48500 | 16 | 9 | 2.15 | R-454B | 650
217917595 | COMFORTMAKER | N5H9V48*K*AAA* | EVD5X61M21A* | *96VSN0802120B* | Split System | 48500 | 16 | 9 | 2.15 | R-454B | 650
217917752 | COMFORTMAKER | N5H9V48*K*AAA* | EVD5X61M21A* | *97VTN0802120A* | Split System | 48500 | 16 | 9 | 2.15 | R-454B | 650
217917757 | COMFORTMAKER | Q5H9V48*K*AAA* | EVD5X61M21A* | *97VTN0802120A* | Split System | 48500 | 16 | 9 | 2.15 | R-454B | 650
217917731 | COMFORTMAKER | Q5H9V48*K*AAA* | EVD5X61M21A* | *96VTN1002120B* | Split System | 49000 | 16 | 9 | 2.15 | R-454B | 650
217917726 | COMFORTMAKER | N5H9V48*K*AAA* | EVD5X61M21A* | *96VTN1002120B* | Split System | 49000 | 16 | 9 | 2.15 | R-454B | 650
217917765 | COMFORTMAKER | N5H9V48*K*AAA* | EVD5X61M21A* | *97VTN1002120A* | Split System | 49000 | 16 | 9 | 2.15 | R-454B | 650
217917770 | COMFORTMAKER | Q5H9V48*K*AAA* | EVD5X61M21A* | *97VTN1002120A* | Split System | 49000 | 16 | 9 | 2.15 | R-454B | 650
217918096 | COMFORTMAKER | Q5H9V48*K*AAA* | EVD5X61M24A* | *96CTN1202422B* | Split System | 49000 | 16 | 9 | 2.15 | R-454B | 650
217918078 | COMFORTMAKER | N5H9V48*K*AAA* | EVD5X61M24A* | *96CTN1002122B* | Split System | 49000 | 16 | 9 | 2.15 | R-454B | 650
217918083 | COMFORTMAKER | Q5H9V48*K*AAA* | EVD5X61M24A* | *96CTN1002122B* | Split System | 49000 | 16 | 9 | 2.15 | R-454B | 650
217918130 | COMFORTMAKER | N5H9V48*K*AAA* | EVD5X61M24A* | *97CTN1202422A* | Split System | 49000 | 16 | 9 | 2.15 | R-454B | 650
217917966 | COMFORTMAKER | Q5H9V48*K*AAA* | EVD5X61M24A* | *97CMN1002122B* | Split System | 49000 | 16 | 9 | 2.15 | R-454B | 650
217917961 | COMFORTMAKER | N5H9V48*K*AAA* | EVD5X61M24A* | *97CMN1002122B* | Split System | 49000 | 16 | 9 | 2.15 | R-454B | 650
217918013 | COMFORTMAKER | N5H9V48*K*AAA* | EVD5X61M24A* | *96VSN1202422B* | Split System | 49000 | 16 | 9 | 2.15 | R-454B | 650
217918018 | COMFORTMAKER | Q5H9V48*K*AAA* | EVD5X61M24A* | *96VSN1202422B* | Split System | 49000 | 16 | 9 | 2.15 | R-454B | 650
217918122 | COMFORTMAKER | Q5H9V48*K*AAA* | EVD5X61M24A* | *97CTN1002122A* | Split System | 49000 | 16 | 9 | 2.15 | R-454B | 650
217918135 | COMFORTMAKER | Q5H9V48*K*AAA* | EVD5X61M24A* | *97CTN1202422A* | Split System | 49000 | 16 | 9 | 2.15 | R-454B | 650
217918091 | COMFORTMAKER | N5H9V48*K*AAA* | EVD5X61M24A* | *96CTN1202422B* | Split System | 49000 | 16 | 9 | 2.15 | R-454B | 650
217915038 | DAY & NIGHT | Q5H9V48*K*AAA* | EVM5X48M21A* | *80MSU0802120A* | Split System | 47000 | 16 | 9 | 2.1 | R-454B | 650
217915033 | DAY & NIGHT | N5H9V48*K*AAA* | EVM5X48M21A* | *80MSU0802120A* | Split System | 47000 | 16 | 9 | 2.1 | R-454B | 650
217916284 | DAY & NIGHT | N5H9V48*K*AAA* | EVD5X48M21A* | *80MSU0601716A* | Split System | 47000 | 16 | 9 | 2.1 | R-454B | 650
217916289 | DAY & NIGHT | Q5H9V48*K*AAA* | EVD5X48M21A* | *80MSU0601716A* | Split System | 47000 | 16 | 9 | 2.1 | R-454B | 650
217915111 | DAY & NIGHT | N5H9V48*K*AAA* | EVM5X48M21A* | *80VTL1102122B* | Split System | 47000 | 16 | 9 | 2.1 | R-454B | 650
217915116 | DAY & NIGHT | Q5H9V48*K*AAA* | EVM5X48M21A* | *80VTL1102122B* | Split System | 47000 | 16 | 9 | 2.1 | R-454B | 650
217916067 | DAY & NIGHT | Q5H9V48*K*AAA* | EVM5X60M21A* | *95MSU1002120A* | Split System | 48000 | 16 | 9 | 2.1 | R-454B | 650
217916062 | DAY & NIGHT | N5H9V48*K*AAA* | EVM5X60M21A* | *95MSU1002120A* | Split System | 48000 | 16 | 9 | 2.1 | R-454B | 650
217915611 | DAY & NIGHT | Q5H9V48*K*AAA* | EVM5X49M21A* | *96VSN1002120B* | Split System | 48000 | 16 | 9 | 2.1 | R-454B | 650
217915715 | DAY & NIGHT | Q5H9V48*K*AAA* | EVM5X49M21A* | *96VTN0802120B* | Split System | 48000 | 16 | 9 | 2.1 | R-454B | 650
217915593 | DAY & NIGHT | N5H9V48*K*AAA* | EVM5X49M21A* | *96VSN0802120B* | Split System | 48000 | 16 | 9 | 2.1 | R-454B | 650
217916119 | DAY & NIGHT | Q5H9V48*K*AAA* | EVM5X60M21A* | *97CTN0802120A* | Split System | 48000 | 16 | 9 | 2.1 | R-454B | 650
217915755 | DAY & NIGHT | Q5H9V48*K*AAA* | EVM5X49M21A* | *97VTN0802120A* | Split System | 48000 | 16 | 9 | 2.1 | R-454B | 650
217915750 | DAY & NIGHT | N5H9V48*K*AAA* | EVM5X49M21A* | *97VTN0802120A* | Split System | 48000 | 16 | 9 | 2.1 | R-454B | 650
217917254 | DAY & NIGHT | Q5H9V48*K*AAA* | EVD5X60M21A* | *96CTN0802120B* | Split System | 48000 | 16 | 9 | 2.1 | R-454B | 650
217917275 | DAY & NIGHT | N5H9V48*K*AAA* | EVD5X60M21A* | *97CTN0802120A* | Split System | 48000 | 16 | 9 | 2.1 | R-454B | 650
217915710 | DAY & NIGHT | N5H9V48*K*AAA* | EVM5X49M21A* | *96VTN0802120B* | Split System | 48000 | 16 | 9 | 2.1 | R-454B | 650
217915598 | DAY & NIGHT | Q5H9V48*K*AAA* | EVM5X49M21A* | *96VSN0802120B* | Split System | 48000 | 16 | 9 | 2.1 | R-454B | 650
217915606 | DAY & NIGHT | N5H9V48*K*AAA* | EVM5X49M21A* | *96VSN1002120B* | Split System | 48000 | 16 | 9 | 2.1 | R-454B | 650
217916114 | DAY & NIGHT | N5H9V48*K*AAA* | EVM5X60M21A* | *97CTN0802120A* | Split System | 48000 | 16 | 9 | 2.1 | R-454B | 650
217916088 | DAY & NIGHT | N5H9V48*K*AAA* | EVM5X60M21A* | *96CTN0802120B* | Split System | 48000 | 16 | 9 | 2.1 | R-454B | 650
217916093 | DAY & NIGHT | Q5H9V48*K*AAA* | EVM5X60M21A* | *96CTN0802120B* | Split System | 48000 | 16 | 9 | 2.1 | R-454B | 650
217917158 | DAY & NIGHT | N5H9V48*K*AAA* | EVD5X60M21A* | *97CMN0802120B* | Split System | 48000 | 16 | 9 | 2.1 | R-454B | 650
217917249 | DAY & NIGHT | N5H9V48*K*AAA* | EVD5X60M21A* | *96CTN0802120B* | Split System | 48000 | 16 | 9 | 2.1 | R-454B | 650
217917163 | DAY & NIGHT | Q5H9V48*K*AAA* | EVD5X60M21A* | *97CMN0802120B* | Split System | 48000 | 16 | 9 | 2.1 | R-454B | 650
217917280 | DAY & NIGHT | Q5H9V48*K*AAA* | EVD5X60M21A* | *97CTN0802120A* | Split System | 48000 | 16 | 9 | 2.1 | R-454B | 650
217916714 | DAY & NIGHT | N5H9V48*K*AAA* | EVD5X49M24A* | *80VTL0902120B* | Split System | 48500 | 16 | 9 | 2.1 | R-454B | 650
217916675 | DAY & NIGHT | N5H9V48*K*AAA* | EVD5X49M24A* | *80VSL1352422B* | Split System | 48500 | 16 | 9 | 2.1 | R-454B | 650
217916662 | DAY & NIGHT | N5H9V48*K*AAA* | EVD5X49M24A* | *80VSL1102122B* | Split System | 48500 | 16 | 9 | 2.1 | R-454B | 650
217916680 | DAY & NIGHT | Q5H9V48*K*AAA* | EVD5X49M24A* | *80VSL1352422B* | Split System | 48500 | 16 | 9 | 2.1 | R-454B | 650
217916649 | DAY & NIGHT | N5H9V48*K*AAA* | EVD5X49M24A* | *80VSL0902120B* | Split System | 48500 | 16 | 9 | 2.1 | R-454B | 650
217915637 | DAY & NIGHT | Q5H9V48*K*AAA* | EVM5X49M21A* | *95MSU1002120A* | Split System | 48500 | 16 | 9 | 2.1 | R-454B | 650
217915429 | DAY & NIGHT | Q5H9V48*K*AAA* | EVM5X49M21A* | *80MSU0601716A* | Split System | 48500 | 16 | 9 | 2.1 | R-454B | 650
217916667 | DAY & NIGHT | Q5H9V48*K*AAA* | EVD5X49M24A* | *80VSL1102122B* | Split System | 48500 | 16 | 9 | 2.1 | R-454B | 650
217916654 | DAY & NIGHT | Q5H9V48*K*AAA* | EVD5X49M24A* | *80VSL0902120B* | Split System | 48500 | 16 | 9 | 2.1 | R-454B | 650
217916719 | DAY & NIGHT | Q5H9V48*K*AAA* | EVD5X49M24A* | *80VTL0902120B* | Split System | 48500 | 16 | 9 | 2.1 | R-454B | 650
217917267 | DAY & NIGHT | Q5H9V48*K*AAA* | EVD5X60M21A* | *96CTN1002122B* | Split System | 48500 | 16 | 9 | 2.1 | R-454B | 650
217917575 | DAY & NIGHT | Q5H9V48*K*AAA* | EVD5X61M21A* | *97CMN0802120B* | Split System | 48500 | 16 | 9 | 2.1 | R-454B | 650
217917293 | DAY & NIGHT | Q5H9V48*K*AAA* | EVD5X60M21A* | *97CTN1002122A* | Split System | 48500 | 16 | 9 | 2.1 | R-454B | 650
217917549 | DAY & NIGHT | Q5H9V48*K*AAA* | EVD5X61M21A* | *95CSU0802120B* | Split System | 48500 | 16 | 9 | 2.1 | R-454B | 650
217917570 | DAY & NIGHT | N5H9V48*K*AAA* | EVD5X61M21A* | *97CMN0802120B* | Split System | 48500 | 16 | 9 | 2.1 | R-454B | 650
217917544 | DAY & NIGHT | N5H9V48*K*AAA* | EVD5X61M21A* | *95CSU0802120B* | Split System | 48500 | 16 | 9 | 2.1 | R-454B | 650
217917176 | DAY & NIGHT | Q5H9V48*K*AAA* | EVD5X60M21A* | *97CMN1002122B* | Split System | 48500 | 16 | 9 | 2.1 | R-454B | 650
217917171 | DAY & NIGHT | N5H9V48*K*AAA* | EVD5X60M21A* | *97CMN1002122B* | Split System | 48500 | 16 | 9 | 2.1 | R-454B | 650
217917288 | DAY & NIGHT | N5H9V48*K*AAA* | EVD5X60M21A* | *97CTN1002122A* | Split System | 48500 | 16 | 9 | 2.1 | R-454B | 650
217918163 | DAY & NIGHT | Q5H9V48*K*AAA* | EVD5X61M24A* | *96VTN1002120B* | Split System | 49000 | 16 | 9 | 2.1 | R-454B | 650
217918211 | DAY & NIGHT | N5H9V48*K*AAA* | EVD5X61M24A* | *97VTN1002120A* | Split System | 49000 | 16 | 9 | 2.1 | R-454B | 650
217918216 | DAY & NIGHT | Q5H9V48*K*AAA* | EVD5X61M24A* | *97VTN1002120A* | Split System | 49000 | 16 | 9 | 2.1 | R-454B | 650
217918158 | DAY & NIGHT | N5H9V48*K*AAA* | EVD5X61M24A* | *96VTN1002120B* | Split System | 49000 | 16 | 9 | 2.1 | R-454B | 650
217918040 | DAY & NIGHT | N5H9V48*K*AAA* | EVD5X61M24A* | *95MSU1002120A* | Split System | 49000 | 16 | 9 | 2.1 | R-454B | 650
217915585 | DAY & NIGHT | Q5H9V48*K*AAA* | EVM5X49M21A* | *97CMN1002122B* | Split System | 48500 | 16 | 9 | 2.12 | R-454B | 650
217915676 | DAY & NIGHT | Q5H9V48*K*AAA* | EVM5X49M21A* | *96CTN1002122B* | Split System | 48500 | 16 | 9 | 2.12 | R-454B | 650
217915697 | DAY & NIGHT | N5H9V48*K*AAA* | EVM5X49M21A* | *97CTN1002122A* | Split System | 48500 | 16 | 9 | 2.12 | R-454B | 650
217916010 | DAY & NIGHT | N5H9V48*K*AAA* | EVM5X60M21A* | *97CMN1002122B* | Split System | 48500 | 16 | 9 | 2.12 | R-454B | 650
217916127 | DAY & NIGHT | N5H9V48*K*AAA* | EVM5X60M21A* | *97CTN1002122A* | Split System | 48500 | 16 | 9 | 2.12 | R-454B | 650
217915671 | DAY & NIGHT | N5H9V48*K*AAA* | EVM5X49M21A* | *96CTN1002122B* | Split System | 48500 | 16 | 9 | 2.12 | R-454B | 650
217915702 | DAY & NIGHT | Q5H9V48*K*AAA* | EVM5X49M21A* | *97CTN1002122A* | Split System | 48500 | 16 | 9 | 2.12 | R-454B | 650
217916101 | DAY & NIGHT | N5H9V48*K*AAA* | EVM5X60M21A* | *96CTN1002122B* | Split System | 48500 | 16 | 9 | 2.12 | R-454B | 650
217915580 | DAY & NIGHT | N5H9V48*K*AAA* | EVM5X49M21A* | *97CMN1002122B* | Split System | 48500 | 16 | 9 | 2.12 | R-454B | 650
217916015 | DAY & NIGHT | Q5H9V48*K*AAA* | EVM5X60M21A* | *97CMN1002122B* | Split System | 48500 | 16 | 9 | 2.12 | R-454B | 650
217916132 | DAY & NIGHT | Q5H9V48*K*AAA* | EVM5X60M21A* | *97CTN1002122A* | Split System | 48500 | 16 | 9 | 2.12 | R-454B | 650
217916106 | DAY & NIGHT | Q5H9V48*K*AAA* | EVM5X60M21A* | *96CTN1002122B* | Split System | 48500 | 16 | 9 | 2.12 | R-454B | 650
217917980 | DAY & NIGHT | Q5H9V48*K*AAA* | EVD5X61M24A* | *97CMN1202422B* | Split System | 49000 | 16 | 9 | 2.12 | R-454B | 650
217917975 | DAY & NIGHT | N5H9V48*K*AAA* | EVD5X61M24A* | *97CMN1202422B* | Split System | 49000 | 16 | 9 | 2.12 | R-454B | 650
217918001 | DAY & NIGHT | N5H9V48*K*AAA* | EVD5X61M24A* | *96VSN1002120B* | Split System | 49000 | 16 | 9 | 2.12 | R-454B | 650
217918149 | DAY & NIGHT | Q5H9V48*K*AAA* | EVD5X61M24A* | *96VTN0802120B* | Split System | 49000 | 16 | 9 | 2.12 | R-454B | 650
217918203 | DAY & NIGHT | Q5H9V48*K*AAA* | EVD5X61M24A* | *97VTN0802120A* | Split System | 49000 | 16 | 9 | 2.12 | R-454B | 650
217918144 | DAY & NIGHT | N5H9V48*K*AAA* | EVD5X61M24A* | *96VTN0802120B* | Split System | 49000 | 16 | 9 | 2.12 | R-454B | 650
217918198 | DAY & NIGHT | N5H9V48*K*AAA* | EVD5X61M24A* | *97VTN0802120A* | Split System | 49000 | 16 | 9 | 2.12 | R-454B | 650
217918006 | DAY & NIGHT | Q5H9V48*K*AAA* | EVD5X61M24A* | *96VSN1002120B* | Split System | 49000 | 16 | 9 | 2.12 | R-454B | 650
217917988 | DAY & NIGHT | N5H9V48*K*AAA* | EVD5X61M24A* | *96VSN0802120B* | Split System | 49000 | 16 | 9 | 2.12 | R-454B | 650
217917601 | DAY & NIGHT | Q5H9V48*K*AAA* | EVD5X61M21A* | *96VSN0802120B* | Split System | 48500 | 16 | 9 | 2.15 | R-454B | 650
217917753 | DAY & NIGHT | N5H9V48*K*AAA* | EVD5X61M21A* | *97VTN0802120A* | Split System | 48500 | 16 | 9 | 2.15 | R-454B | 650
217916706 | DAY & NIGHT | Q5H9V48*K*AAA* | EVD5X49M24A* | *80CTL0902120B* | Split System | 48500 | 16 | 9 | 2.15 | R-454B | 650
217917713 | DAY & NIGHT | N5H9V48*K*AAA* | EVD5X61M21A* | *96VTN0802120B* | Split System | 48500 | 16 | 9 | 2.15 | R-454B | 650
217916701 | DAY & NIGHT | N5H9V48*K*AAA* | EVD5X49M24A* | *80CTL0902120B* | Split System | 48500 | 16 | 9 | 2.15 | R-454B | 650
217917718 | DAY & NIGHT | Q5H9V48*K*AAA* | EVD5X61M21A* | *96VTN0802120B* | Split System | 48500 | 16 | 9 | 2.15 | R-454B | 650
217917758 | DAY & NIGHT | Q5H9V48*K*AAA* | EVD5X61M21A* | *97VTN0802120A* | Split System | 48500 | 16 | 9 | 2.15 | R-454B | 650
217917766 | DAY & NIGHT | N5H9V48*K*AAA* | EVD5X61M21A* | *97VTN1002120A* | Split System | 49000 | 16 | 9 | 2.15 | R-454B | 650
217917732 | DAY & NIGHT | Q5H9V48*K*AAA* | EVD5X61M21A* | *96VTN1002120B* | Split System | 49000 | 16 | 9 | 2.15 | R-454B | 650
217917727 | DAY & NIGHT | N5H9V48*K*AAA* | EVD5X61M21A* | *96VTN1002120B* | Split System | 49000 | 16 | 9 | 2.15 | R-454B | 650
217917771 | DAY & NIGHT | Q5H9V48*K*AAA* | EVD5X61M21A* | *97VTN1002120A* | Split System | 49000 | 16 | 9 | 2.15 | R-454B | 650
217917967 | DAY & NIGHT | Q5H9V48*K*AAA* | EVD5X61M24A* | *97CMN1002122B* | Split System | 49000 | 16 | 9 | 2.15 | R-454B | 650
217918019 | DAY & NIGHT | Q5H9V48*K*AAA* | EVD5X61M24A* | *96VSN1202422B* | Split System | 49000 | 16 | 9 | 2.15 | R-454B | 650
217918097 | DAY & NIGHT | Q5H9V48*K*AAA* | EVD5X61M24A* | *96CTN1202422B* | Split System | 49000 | 16 | 9 | 2.15 | R-454B | 650
217917962 | DAY & NIGHT | N5H9V48*K*AAA* | EVD5X61M24A* | *97CMN1002122B* | Split System | 49000 | 16 | 9 | 2.15 | R-454B | 650
217918014 | DAY & NIGHT | N5H9V48*K*AAA* | EVD5X61M24A* | *96VSN1202422B* | Split System | 49000 | 16 | 9 | 2.15 | R-454B | 650
217918118 | DAY & NIGHT | N5H9V48*K*AAA* | EVD5X61M24A* | *97CTN1002122A* | Split System | 49000 | 16 | 9 | 2.15 | R-454B | 650
217918084 | DAY & NIGHT | Q5H9V48*K*AAA* | EVD5X61M24A* | *96CTN1002122B* | Split System | 49000 | 16 | 9 | 2.15 | R-454B | 650
217918079 | DAY & NIGHT | N5H9V48*K*AAA* | EVD5X61M24A* | *96CTN1002122B* | Split System | 49000 | 16 | 9 | 2.15 | R-454B | 650
217918136 | DAY & NIGHT | Q5H9V48*K*AAA* | EVD5X61M24A* | *97CTN1202422A* | Split System | 49000 | 16 | 9 | 2.15 | R-454B | 650
217918123 | DAY & NIGHT | Q5H9V48*K*AAA* | EVD5X61M24A* | *97CTN1002122A* | Split System | 49000 | 16 | 9 | 2.15 | R-454B | 650
217918092 | DAY & NIGHT | N5H9V48*K*AAA* | EVD5X61M24A* | *96CTN1202422B* | Split System | 49000 | 16 | 9 | 2.15 | R-454B | 650
217916285 | HEIL | N5H9V48*K*AAA* | EVD5X48M21A* | *80MSU0601716A* | Split System | 47000 | 16 | 9 | 2.1 | R-454B | 650
217916290 | HEIL | Q5H9V48*K*AAA* | EVD5X48M21A* | *80MSU0601716A* | Split System | 47000 | 16 | 9 | 2.1 | R-454B | 650
217915117 | HEIL | Q5H9V48*K*AAA* | EVM5X48M21A* | *80VTL1102122B* | Split System | 47000 | 16 | 9 | 2.1 | R-454B | 650
217915112 | HEIL | N5H9V48*K*AAA* | EVM5X48M21A* | *80VTL1102122B* | Split System | 47000 | 16 | 9 | 2.1 | R-454B | 650
217916068 | HEIL | Q5H9V48*K*AAA* | EVM5X60M21A* | *95MSU1002120A* | Split System | 48000 | 16 | 9 | 2.1 | R-454B | 650
217916063 | HEIL | N5H9V48*K*AAA* | EVM5X60M21A* | *95MSU1002120A* | Split System | 48000 | 16 | 9 | 2.1 | R-454B | 650
217915716 | HEIL | Q5H9V48*K*AAA* | EVM5X49M21A* | *96VTN0802120B* | Split System | 48000 | 16 | 9 | 2.1 | R-454B | 650
217915612 | HEIL | Q5H9V48*K*AAA* | EVM5X49M21A* | *96VSN1002120B* | Split System | 48000 | 16 | 9 | 2.1 | R-454B | 650
217915599 | HEIL | Q5H9V48*K*AAA* | EVM5X49M21A* | *96VSN0802120B* | Split System | 48000 | 16 | 9 | 2.1 | R-454B | 650
217915751 | HEIL | N5H9V48*K*AAA* | EVM5X49M21A* | *97VTN0802120A* | Split System | 48000 | 16 | 9 | 2.1 | R-454B | 650
217916120 | HEIL | Q5H9V48*K*AAA* | EVM5X60M21A* | *97CTN0802120A* | Split System | 48000 | 16 | 9 | 2.1 | R-454B | 650
217917255 | HEIL | Q5H9V48*K*AAA* | EVD5X60M21A* | *96CTN0802120B* | Split System | 48000 | 16 | 9 | 2.1 | R-454B | 650
217916089 | HEIL | N5H9V48*K*AAA* | EVM5X60M21A* | *96CTN0802120B* | Split System | 48000 | 16 | 9 | 2.1 | R-454B | 650
217915756 | HEIL | Q5H9V48*K*AAA* | EVM5X49M21A* | *97VTN0802120A* | Split System | 48000 | 16 | 9 | 2.1 | R-454B | 650
217915594 | HEIL | N5H9V48*K*AAA* | EVM5X49M21A* | *96VSN0802120B* | Split System | 48000 | 16 | 9 | 2.1 | R-454B | 650
217917250 | HEIL | N5H9V48*K*AAA* | EVD5X60M21A* | *96CTN0802120B* | Split System | 48000 | 16 | 9 | 2.1 | R-454B | 650
217917281 | HEIL | Q5H9V48*K*AAA* | EVD5X60M21A* | *97CTN0802120A* | Split System | 48000 | 16 | 9 | 2.1 | R-454B | 650
217916115 | HEIL | N5H9V48*K*AAA* | EVM5X60M21A* | *97CTN0802120A* | Split System | 48000 | 16 | 9 | 2.1 | R-454B | 650
217917276 | HEIL | N5H9V48*K*AAA* | EVD5X60M21A* | *97CTN0802120A* | Split System | 48000 | 16 | 9 | 2.1 | R-454B | 650
217915711 | HEIL | N5H9V48*K*AAA* | EVM5X49M21A* | *96VTN0802120B* | Split System | 48000 | 16 | 9 | 2.1 | R-454B | 650
217916094 | HEIL | Q5H9V48*K*AAA* | EVM5X60M21A* | *96CTN0802120B* | Split System | 48000 | 16 | 9 | 2.1 | R-454B | 650
217917159 | HEIL | N5H9V48*K*AAA* | EVD5X60M21A* | *97CMN0802120B* | Split System | 48000 | 16 | 9 | 2.1 | R-454B | 650
217917164 | HEIL | Q5H9V48*K*AAA* | EVD5X60M21A* | *97CMN0802120B* | Split System | 48000 | 16 | 9 | 2.1 | R-454B | 650
217915430 | HEIL | Q5H9V48*K*AAA* | EVM5X49M21A* | *80MSU0601716A* | Split System | 48500 | 16 | 9 | 2.1 | R-454B | 650
217916655 | HEIL | Q5H9V48*K*AAA* | EVD5X49M24A* | *80VSL0902120B* | Split System | 48500 | 16 | 9 | 2.1 | R-454B | 650
217915633 | HEIL | N5H9V48*K*AAA* | EVM5X49M21A* | *95MSU1002120A* | Split System | 48500 | 16 | 9 | 2.1 | R-454B | 650
217916676 | HEIL | N5H9V48*K*AAA* | EVD5X49M24A* | *80VSL1352422B* | Split System | 48500 | 16 | 9 | 2.1 | R-454B | 650
217916715 | HEIL | N5H9V48*K*AAA* | EVD5X49M24A* | *80VTL0902120B* | Split System | 48500 | 16 | 9 | 2.1 | R-454B | 650
217915638 | HEIL | Q5H9V48*K*AAA* | EVM5X49M21A* | *95MSU1002120A* | Split System | 48500 | 16 | 9 | 2.1 | R-454B | 650
217915425 | HEIL | N5H9V48*K*AAA* | EVM5X49M21A* | *80MSU0601716A* | Split System | 48500 | 16 | 9 | 2.1 | R-454B | 650
217916650 | HEIL | N5H9V48*K*AAA* | EVD5X49M24A* | *80VSL0902120B* | Split System | 48500 | 16 | 9 | 2.1 | R-454B | 650
217916681 | HEIL | Q5H9V48*K*AAA* | EVD5X49M24A* | *80VSL1352422B* | Split System | 48500 | 16 | 9 | 2.1 | R-454B | 650
217916663 | HEIL | N5H9V48*K*AAA* | EVD5X49M24A* | *80VSL1102122B* | Split System | 48500 | 16 | 9 | 2.1 | R-454B | 650
217917172 | HEIL | N5H9V48*K*AAA* | EVD5X60M21A* | *97CMN1002122B* | Split System | 48500 | 16 | 9 | 2.1 | R-454B | 650
217917550 | HEIL | Q5H9V48*K*AAA* | EVD5X61M21A* | *95CSU0802120B* | Split System | 48500 | 16 | 9 | 2.1 | R-454B | 650
217917263 | HEIL | N5H9V48*K*AAA* | EVD5X60M21A* | *96CTN1002122B* | Split System | 48500 | 16 | 9 | 2.1 | R-454B | 650
217917545 | HEIL | N5H9V48*K*AAA* | EVD5X61M21A* | *95CSU0802120B* | Split System | 48500 | 16 | 9 | 2.1 | R-454B | 650
217917576 | HEIL | Q5H9V48*K*AAA* | EVD5X61M21A* | *97CMN0802120B* | Split System | 48500 | 16 | 9 | 2.1 | R-454B | 650
217917294 | HEIL | Q5H9V48*K*AAA* | EVD5X60M21A* | *97CTN1002122A* | Split System | 48500 | 16 | 9 | 2.1 | R-454B | 650
217917571 | HEIL | N5H9V48*K*AAA* | EVD5X61M21A* | *97CMN0802120B* | Split System | 48500 | 16 | 9 | 2.1 | R-454B | 650
217917289 | HEIL | N5H9V48*K*AAA* | EVD5X60M21A* | *97CTN1002122A* | Split System | 48500 | 16 | 9 | 2.1 | R-454B | 650
217917177 | HEIL | Q5H9V48*K*AAA* | EVD5X60M21A* | *97CMN1002122B* | Split System | 48500 | 16 | 9 | 2.1 | R-454B | 650
217917268 | HEIL | Q5H9V48*K*AAA* | EVD5X60M21A* | *96CTN1002122B* | Split System | 48500 | 16 | 9 | 2.1 | R-454B | 650
217918212 | HEIL | N5H9V48*K*AAA* | EVD5X61M24A* | *97VTN1002120A* | Split System | 49000 | 16 | 9 | 2.1 | R-454B | 650
217918164 | HEIL | Q5H9V48*K*AAA* | EVD5X61M24A* | *96VTN1002120B* | Split System | 49000 | 16 | 9 | 2.1 | R-454B | 650
217918217 | HEIL | Q5H9V48*K*AAA* | EVD5X61M24A* | *97VTN1002120A* | Split System | 49000 | 16 | 9 | 2.1 | R-454B | 650
217918046 | HEIL | Q5H9V48*K*AAA* | EVD5X61M24A* | *95MSU1002120A* | Split System | 49000 | 16 | 9 | 2.1 | R-454B | 650
217918159 | HEIL | N5H9V48*K*AAA* | EVD5X61M24A* | *96VTN1002120B* | Split System | 49000 | 16 | 9 | 2.1 | R-454B | 650
217915677 | HEIL | Q5H9V48*K*AAA* | EVM5X49M21A* | *96CTN1002122B* | Split System | 48500 | 16 | 9 | 2.12 | R-454B | 650
217916128 | HEIL | N5H9V48*K*AAA* | EVM5X60M21A* | *97CTN1002122A* | Split System | 48500 | 16 | 9 | 2.12 | R-454B | 650
217916107 | HEIL | Q5H9V48*K*AAA* | EVM5X60M21A* | *96CTN1002122B* | Split System | 48500 | 16 | 9 | 2.12 | R-454B | 650
217916016 | HEIL | Q5H9V48*K*AAA* | EVM5X60M21A* | *97CMN1002122B* | Split System | 48500 | 16 | 9 | 2.12 | R-454B | 650
217916102 | HEIL | N5H9V48*K*AAA* | EVM5X60M21A* | *96CTN1002122B* | Split System | 48500 | 16 | 9 | 2.12 | R-454B | 650
217916133 | HEIL | Q5H9V48*K*AAA* | EVM5X60M21A* | *97CTN1002122A* | Split System | 48500 | 16 | 9 | 2.12 | R-454B | 650
217915672 | HEIL | N5H9V48*K*AAA* | EVM5X49M21A* | *96CTN1002122B* | Split System | 48500 | 16 | 9 | 2.12 | R-454B | 650
217916011 | HEIL | N5H9V48*K*AAA* | EVM5X60M21A* | *97CMN1002122B* | Split System | 48500 | 16 | 9 | 2.12 | R-454B | 650
217915586 | HEIL | Q5H9V48*K*AAA* | EVM5X49M21A* | *97CMN1002122B* | Split System | 48500 | 16 | 9 | 2.12 | R-454B | 650
217915581 | HEIL | N5H9V48*K*AAA* | EVM5X49M21A* | *97CMN1002122B* | Split System | 48500 | 16 | 9 | 2.12 | R-454B | 650
217915703 | HEIL | Q5H9V48*K*AAA* | EVM5X49M21A* | *97CTN1002122A* | Split System | 48500 | 16 | 9 | 2.12 | R-454B | 650
217915698 | HEIL | N5H9V48*K*AAA* | EVM5X49M21A* | *97CTN1002122A* | Split System | 48500 | 16 | 9 | 2.12 | R-454B | 650
217917976 | HEIL | N5H9V48*K*AAA* | EVD5X61M24A* | *97CMN1202422B* | Split System | 49000 | 16 | 9 | 2.12 | R-454B | 650
217917994 | HEIL | Q5H9V48*K*AAA* | EVD5X61M24A* | *96VSN0802120B* | Split System | 49000 | 16 | 9 | 2.12 | R-454B | 650
217918199 | HEIL | N5H9V48*K*AAA* | EVD5X61M24A* | *97VTN0802120A* | Split System | 49000 | 16 | 9 | 2.12 | R-454B | 650
217918150 | HEIL | Q5H9V48*K*AAA* | EVD5X61M24A* | *96VTN0802120B* | Split System | 49000 | 16 | 9 | 2.12 | R-454B | 650
217918002 | HEIL | N5H9V48*K*AAA* | EVD5X61M24A* | *96VSN1002120B* | Split System | 49000 | 16 | 9 | 2.12 | R-454B | 650
217918204 | HEIL | Q5H9V48*K*AAA* | EVD5X61M24A* | *97VTN0802120A* | Split System | 49000 | 16 | 9 | 2.12 | R-454B | 650
217918145 | HEIL | N5H9V48*K*AAA* | EVD5X61M24A* | *96VTN0802120B* | Split System | 49000 | 16 | 9 | 2.12 | R-454B | 650
217917989 | HEIL | N5H9V48*K*AAA* | EVD5X61M24A* | *96VSN0802120B* | Split System | 49000 | 16 | 9 | 2.12 | R-454B | 650
217916707 | HEIL | Q5H9V48*K*AAA* | EVD5X49M24A* | *80CTL0902120B* | Split System | 48500 | 16 | 9 | 2.15 | R-454B | 650
217916702 | HEIL | N5H9V48*K*AAA* | EVD5X49M24A* | *80CTL0902120B* | Split System | 48500 | 16 | 9 | 2.15 | R-454B | 650
217917597 | HEIL | N5H9V48*K*AAA* | EVD5X61M21A* | *96VSN0802120B* | Split System | 48500 | 16 | 9 | 2.15 | R-454B | 650
217917714 | HEIL | N5H9V48*K*AAA* | EVD5X61M21A* | *96VTN0802120B* | Split System | 48500 | 16 | 9 | 2.15 | R-454B | 650
217917759 | HEIL | Q5H9V48*K*AAA* | EVD5X61M21A* | *97VTN0802120A* | Split System | 48500 | 16 | 9 | 2.15 | R-454B | 650
217917719 | HEIL | Q5H9V48*K*AAA* | EVD5X61M21A* | *96VTN0802120B* | Split System | 48500 | 16 | 9 | 2.15 | R-454B | 650
217917602 | HEIL | Q5H9V48*K*AAA* | EVD5X61M21A* | *96VSN0802120B* | Split System | 48500 | 16 | 9 | 2.15 | R-454B | 650
217917733 | HEIL | Q5H9V48*K*AAA* | EVD5X61M21A* | *96VTN1002120B* | Split System | 49000 | 16 | 9 | 2.15 | R-454B | 650
217917767 | HEIL | N5H9V48*K*AAA* | EVD5X61M21A* | *97VTN1002120A* | Split System | 49000 | 16 | 9 | 2.15 | R-454B | 650
217917772 | HEIL | Q5H9V48*K*AAA* | EVD5X61M21A* | *97VTN1002120A* | Split System | 49000 | 16 | 9 | 2.15 | R-454B | 650
217917728 | HEIL | N5H9V48*K*AAA* | EVD5X61M21A* | *96VTN1002120B* | Split System | 49000 | 16 | 9 | 2.15 | R-454B | 650
217918085 | HEIL | Q5H9V48*K*AAA* | EVD5X61M24A* | *96CTN1002122B* | Split System | 49000 | 16 | 9 | 2.15 | R-454B | 650
217918137 | HEIL | Q5H9V48*K*AAA* | EVD5X61M24A* | *97CTN1202422A* | Split System | 49000 | 16 | 9 | 2.15 | R-454B | 650
217918098 | HEIL | Q5H9V48*K*AAA* | EVD5X61M24A* | *96CTN1202422B* | Split System | 49000 | 16 | 9 | 2.15 | R-454B | 650
217918080 | HEIL | N5H9V48*K*AAA* | EVD5X61M24A* | *96CTN1002122B* | Split System | 49000 | 16 | 9 | 2.15 | R-454B | 650
217918020 | HEIL | Q5H9V48*K*AAA* | EVD5X61M24A* | *96VSN1202422B* | Split System | 49000 | 16 | 9 | 2.15 | R-454B | 650
217918119 | HEIL | N5H9V48*K*AAA* | EVD5X61M24A* | *97CTN1002122A* | Split System | 49000 | 16 | 9 | 2.15 | R-454B | 650
217917963 | HEIL | N5H9V48*K*AAA* | EVD5X61M24A* | *97CMN1002122B* | Split System | 49000 | 16 | 9 | 2.15 | R-454B | 650
217918015 | HEIL | N5H9V48*K*AAA* | EVD5X61M24A* | *96VSN1202422B* | Split System | 49000 | 16 | 9 | 2.15 | R-454B | 650
217918132 | HEIL | N5H9V48*K*AAA* | EVD5X61M24A* | *97CTN1202422A* | Split System | 49000 | 16 | 9 | 2.15 | R-454B | 650
217917968 | HEIL | Q5H9V48*K*AAA* | EVD5X61M24A* | *97CMN1002122B* | Split System | 49000 | 16 | 9 | 2.15 | R-454B | 650
217918093 | HEIL | N5H9V48*K*AAA* | EVD5X61M24A* | *96CTN1202422B* | Split System | 49000 | 16 | 9 | 2.15 | R-454B | 650
217918124 | HEIL | Q5H9V48*K*AAA* | EVD5X61M24A* | *97CTN1002122A* | Split System | 49000 | 16 | 9 | 2.15 | R-454B | 650
217916286 | KEEPRITE | N5H9V48*K*AAA* | EVD5X48M21A* | *80MSU0601716A* | Split System | 47000 | 16 | 9 | 2.1 | R-454B | 650
217915040 | KEEPRITE | Q5H9V48*K*AAA* | EVM5X48M21A* | *80MSU0802120A* | Split System | 47000 | 16 | 9 | 2.1 | R-454B | 650
217916291 | KEEPRITE | Q5H9V48*K*AAA* | EVD5X48M21A* | *80MSU0601716A* | Split System | 47000 | 16 | 9 | 2.1 | R-454B | 650
217915035 | KEEPRITE | N5H9V48*K*AAA* | EVM5X48M21A* | *80MSU0802120A* | Split System | 47000 | 16 | 9 | 2.1 | R-454B | 650
217915118 | KEEPRITE | Q5H9V48*K*AAA* | EVM5X48M21A* | *80VTL1102122B* | Split System | 47000 | 16 | 9 | 2.1 | R-454B | 650
217915113 | KEEPRITE | N5H9V48*K*AAA* | EVM5X48M21A* | *80VTL1102122B* | Split System | 47000 | 16 | 9 | 2.1 | R-454B | 650
217916069 | KEEPRITE | Q5H9V48*K*AAA* | EVM5X60M21A* | *95MSU1002120A* | Split System | 48000 | 16 | 9 | 2.1 | R-454B | 650
217916064 | KEEPRITE | N5H9V48*K*AAA* | EVM5X60M21A* | *95MSU1002120A* | Split System | 48000 | 16 | 9 | 2.1 | R-454B | 650
217915600 | KEEPRITE | Q5H9V48*K*AAA* | EVM5X49M21A* | *96VSN0802120B* | Split System | 48000 | 16 | 9 | 2.1 | R-454B | 650
217915752 | KEEPRITE | N5H9V48*K*AAA* | EVM5X49M21A* | *97VTN0802120A* | Split System | 48000 | 16 | 9 | 2.1 | R-454B | 650
217917282 | KEEPRITE | Q5H9V48*K*AAA* | EVD5X60M21A* | *97CTN0802120A* | Split System | 48000 | 16 | 9 | 2.1 | R-454B | 650
217915613 | KEEPRITE | Q5H9V48*K*AAA* | EVM5X49M21A* | *96VSN1002120B* | Split System | 48000 | 16 | 9 | 2.1 | R-454B | 650
217915608 | KEEPRITE | N5H9V48*K*AAA* | EVM5X49M21A* | *96VSN1002120B* | Split System | 48000 | 16 | 9 | 2.1 | R-454B | 650
217915712 | KEEPRITE | N5H9V48*K*AAA* | EVM5X49M21A* | *96VTN0802120B* | Split System | 48000 | 16 | 9 | 2.1 | R-454B | 650
217916116 | KEEPRITE | N5H9V48*K*AAA* | EVM5X60M21A* | *97CTN0802120A* | Split System | 48000 | 16 | 9 | 2.1 | R-454B | 650
217917277 | KEEPRITE | N5H9V48*K*AAA* | EVD5X60M21A* | *97CTN0802120A* | Split System | 48000 | 16 | 9 | 2.1 | R-454B | 650
217916090 | KEEPRITE | N5H9V48*K*AAA* | EVM5X60M21A* | *96CTN0802120B* | Split System | 48000 | 16 | 9 | 2.1 | R-454B | 650
217917251 | KEEPRITE | N5H9V48*K*AAA* | EVD5X60M21A* | *96CTN0802120B* | Split System | 48000 | 16 | 9 | 2.1 | R-454B | 650
217915595 | KEEPRITE | N5H9V48*K*AAA* | EVM5X49M21A* | *96VSN0802120B* | Split System | 48000 | 16 | 9 | 2.1 | R-454B | 650
217916095 | KEEPRITE | Q5H9V48*K*AAA* | EVM5X60M21A* | *96CTN0802120B* | Split System | 48000 | 16 | 9 | 2.1 | R-454B | 650
217916121 | KEEPRITE | Q5H9V48*K*AAA* | EVM5X60M21A* | *97CTN0802120A* | Split System | 48000 | 16 | 9 | 2.1 | R-454B | 650
217917165 | KEEPRITE | Q5H9V48*K*AAA* | EVD5X60M21A* | *97CMN0802120B* | Split System | 48000 | 16 | 9 | 2.1 | R-454B | 650
217917160 | KEEPRITE | N5H9V48*K*AAA* | EVD5X60M21A* | *97CMN0802120B* | Split System | 48000 | 16 | 9 | 2.1 | R-454B | 650
217917256 | KEEPRITE | Q5H9V48*K*AAA* | EVD5X60M21A* | *96CTN0802120B* | Split System | 48000 | 16 | 9 | 2.1 | R-454B | 650
217915431 | KEEPRITE | Q5H9V48*K*AAA* | EVM5X49M21A* | *80MSU0601716A* | Split System | 48500 | 16 | 9 | 2.1 | R-454B | 650
217916656 | KEEPRITE | Q5H9V48*K*AAA* | EVD5X49M24A* | *80VSL0902120B* | Split System | 48500 | 16 | 9 | 2.1 | R-454B | 650
217915634 | KEEPRITE | N5H9V48*K*AAA* | EVM5X49M21A* | *95MSU1002120A* | Split System | 48500 | 16 | 9 | 2.1 | R-454B | 650
217915639 | KEEPRITE | Q5H9V48*K*AAA* | EVM5X49M21A* | *95MSU1002120A* | Split System | 48500 | 16 | 9 | 2.1 | R-454B | 650
217916721 | KEEPRITE | Q5H9V48*K*AAA* | EVD5X49M24A* | *80VTL0902120B* | Split System | 48500 | 16 | 9 | 2.1 | R-454B | 650
217916716 | KEEPRITE | N5H9V48*K*AAA* | EVD5X49M24A* | *80VTL0902120B* | Split System | 48500 | 16 | 9 | 2.1 | R-454B | 650
217916651 | KEEPRITE | N5H9V48*K*AAA* | EVD5X49M24A* | *80VSL0902120B* | Split System | 48500 | 16 | 9 | 2.1 | R-454B | 650
217916664 | KEEPRITE | N5H9V48*K*AAA* | EVD5X49M24A* | *80VSL1102122B* | Split System | 48500 | 16 | 9 | 2.1 | R-454B | 650
217916682 | KEEPRITE | Q5H9V48*K*AAA* | EVD5X49M24A* | *80VSL1352422B* | Split System | 48500 | 16 | 9 | 2.1 | R-454B | 650
217916677 | KEEPRITE | N5H9V48*K*AAA* | EVD5X49M24A* | *80VSL1352422B* | Split System | 48500 | 16 | 9 | 2.1 | R-454B | 650
217917173 | KEEPRITE | N5H9V48*K*AAA* | EVD5X60M21A* | *97CMN1002122B* | Split System | 48500 | 16 | 9 | 2.1 | R-454B | 650
217917178 | KEEPRITE | Q5H9V48*K*AAA* | EVD5X60M21A* | *97CMN1002122B* | Split System | 48500 | 16 | 9 | 2.1 | R-454B | 650
217917295 | KEEPRITE | Q5H9V48*K*AAA* | EVD5X60M21A* | *97CTN1002122A* | Split System | 48500 | 16 | 9 | 2.1 | R-454B | 650
217917546 | KEEPRITE | N5H9V48*K*AAA* | EVD5X61M21A* | *95CSU0802120B* | Split System | 48500 | 16 | 9 | 2.1 | R-454B | 650
217917577 | KEEPRITE | Q5H9V48*K*AAA* | EVD5X61M21A* | *97CMN0802120B* | Split System | 48500 | 16 | 9 | 2.1 | R-454B | 650
217917269 | KEEPRITE | Q5H9V48*K*AAA* | EVD5X60M21A* | *96CTN1002122B* | Split System | 48500 | 16 | 9 | 2.1 | R-454B | 650
217917551 | KEEPRITE | Q5H9V48*K*AAA* | EVD5X61M21A* | *95CSU0802120B* | Split System | 48500 | 16 | 9 | 2.1 | R-454B | 650
217917290 | KEEPRITE | N5H9V48*K*AAA* | EVD5X60M21A* | *97CTN1002122A* | Split System | 48500 | 16 | 9 | 2.1 | R-454B | 650
217917572 | KEEPRITE | N5H9V48*K*AAA* | EVD5X61M21A* | *97CMN0802120B* | Split System | 48500 | 16 | 9 | 2.1 | R-454B | 650
217918047 | KEEPRITE | Q5H9V48*K*AAA* | EVD5X61M24A* | *95MSU1002120A* | Split System | 49000 | 16 | 9 | 2.1 | R-454B | 650
217918165 | KEEPRITE | Q5H9V48*K*AAA* | EVD5X61M24A* | *96VTN1002120B* | Split System | 49000 | 16 | 9 | 2.1 | R-454B | 650
217918160 | KEEPRITE | N5H9V48*K*AAA* | EVD5X61M24A* | *96VTN1002120B* | Split System | 49000 | 16 | 9 | 2.1 | R-454B | 650
217916017 | KEEPRITE | Q5H9V48*K*AAA* | EVM5X60M21A* | *97CMN1002122B* | Split System | 48500 | 16 | 9 | 2.12 | R-454B | 650
217916134 | KEEPRITE | Q5H9V48*K*AAA* | EVM5X60M21A* | *97CTN1002122A* | Split System | 48500 | 16 | 9 | 2.12 | R-454B | 650
217916129 | KEEPRITE | N5H9V48*K*AAA* | EVM5X60M21A* | *97CTN1002122A* | Split System | 48500 | 16 | 9 | 2.12 | R-454B | 650
217915699 | KEEPRITE | N5H9V48*K*AAA* | EVM5X49M21A* | *97CTN1002122A* | Split System | 48500 | 16 | 9 | 2.12 | R-454B | 650
217915678 | KEEPRITE | Q5H9V48*K*AAA* | EVM5X49M21A* | *96CTN1002122B* | Split System | 48500 | 16 | 9 | 2.12 | R-454B | 650
217915582 | KEEPRITE | N5H9V48*K*AAA* | EVM5X49M21A* | *97CMN1002122B* | Split System | 48500 | 16 | 9 | 2.12 | R-454B | 650
217916012 | KEEPRITE | N5H9V48*K*AAA* | EVM5X60M21A* | *97CMN1002122B* | Split System | 48500 | 16 | 9 | 2.12 | R-454B | 650
217915587 | KEEPRITE | Q5H9V48*K*AAA* | EVM5X49M21A* | *97CMN1002122B* | Split System | 48500 | 16 | 9 | 2.12 | R-454B | 650
218425676 | VKIN | UCHA-48HDCSN4 | UCHA-48SHDCN4 |  | Split System | 48000 | 17.5 | 9.8 | 2.25 | R-454B | 650
218046442 | VillaTherm | VHP-UCHA-48HDCT-A | VAH-UCHA-48HDC-A |  | Split System | 48000 | 18.5 | 9.8 | 2.2 | R-454B | 650
218393473 | VillaTherm | VHP-UCHA-48HDCT-A | VAH-UCHA-48HDC |  | Split System | 48000 | 18.5 | 9.8 | 2.2 | R-454B | 650
216997493 | BLUERIDGE | BXS3A18SC0 | BNHFA18DH0 |  | Split System | 18000 | 18.5 | 9.8 | 2.3 | R-454B | 650
217958915 | CanAir | 4C25SCH18H21 | 4C28SEF18H21 |  | Split System | 18000 | 18.5 | 9.8 | 2.3 | R-454B | 650
218425841 | Custom Comfort | CCOESBSZ17HP | CCOXHBAHU18 |  | Split System | 18000 | 18.5 | 9.8 | 2.3 | R-454B | 650
216997497 | BLUERIDGE | BXS5A33UC0 | BNHFA36DH0 |  | Split System | 33000 | 16.5 | 10 | 2 | R-454B | 650
216997505 | BLUERIDGE | BNG3A24UCN | BNGFA24DH2 |  | Split System | 23000 | 18.3 | 10 | 1.87 | R-454B | 650
216720946 | COMFORTSTAR | CPH3-24CD(O) | AHU3-24-SG3 |  | Split System | 23000 | 18.3 | 10 | 1.87 | R-454B | 650
218160676 | Grandaire | W5H9V24AKAAA | WCVL245CB |  | Split System | 23000 | 18.3 | 10 | 1.87 | R-454B | 650
217478341 | Kerr Kapstone | A-KX12P24SA-1 | B-KX12P24SA-1 |  | Split System | 23000 | 18.3 | 10 | 1.87 | R-454B | 650
217465755 | AC PRO | A7CP21V36P-**A | 7AH2AV36PXC** |  | Split System | 34000 | 20 | 10 | 2.1 | R-454B | 650
216997495 | BLUERIDGE | BXS5A18UC0 | BNHFA18DH0 |  | Split System | 18000 | 18 | 10 | 2.2 | R-454B | 650
217958917 | CanAir | 4C28SCH18H21 | 4C28SEF18H21 |  | Split System | 18000 | 18 | 10 | 2.2 | R-454B | 650
216997496 | BLUERIDGE | BXS5A24UC0 | BNHFA24DH0 |  | Split System | 23000 | 18.7 | 10 | 2.16 | R-454B | 650
217958918 | CanAir | 4C28SCH24H21 | 4C28SEF24H21 |  | Split System | 23000 | 18.7 | 10 | 2.16 | R-454B | 650
217903121 | BOSCH | BOVB-36MTB-M19E | BIVB-36MCB-M19X |  | Split System | 36400 | 19 | 10 | 2.1 | R-454B | 650
217901647 | MIDEA | MOVA-36HDN10-M20G | MVME36B2MN10TA |  | Split System | 36400 | 19 | 10 | 2.1 | R-454B | 650
217619861 | HISENSE | AUWR-3624P | AHU-36U3T24 |  | Split System | 32000 | 19.5 | 10.5 | 2.15 | R-454B | 650
218405857 | AIRQUEST | B5H3V24*K*AAA* | FCMA5B36L0C*+WALLCON |  | Split System | 22800 | 21.5 | 10.5 | 2.06 | R-454B | 650
218405858 | ARCOAIRE | B5H3V24*K*AAA* | FCMA5B36L0C*+WALLCON |  | Split System | 22800 | 21.5 | 10.5 | 2.06 | R-454B | 650
218405859 | COMFORTMAKER | B5H3V24*K*AAA* | FCMA5B36L0C*+WALLCON |  | Split System | 22800 | 21.5 | 10.5 | 2.06 | R-454B | 650
218405860 | DAY & NIGHT | B5H3V24*K*AAA* | FCMA5B36L0C*+WALLCON |  | Split System | 22800 | 21.5 | 10.5 | 2.06 | R-454B | 650
218405856 | HEIL | B5H3V24*K*AAA* | FCMA5B36L0C*+WALLCON |  | Split System | 22800 | 21.5 | 10.5 | 2.06 | R-454B | 650
218405861 | KEEPRITE | B5H3V24*K*AAA* | FCMA5B36L0C*+WALLCON |  | Split System | 22800 | 21.5 | 10.5 | 2.06 | R-454B | 650
218405863 | TEMPSTAR | B5H3V24*K*AAA* | FCMA5B36L0C*+WALLCON |  | Split System | 22800 | 21.5 | 10.5 | 2.06 | R-454B | 650
218598242 | LUXAIRE | HH860E2S12 | JHC60C5CH2SS1 |  | Split System | 54000 | 18 | 8.1 | 2 | R-454B | 650
218328411 | FRIEDRICH | FRP17AY24AJVC | RH2VY2417STACN |  | Split System | 22600 | 16 | 9 | 2.1 | R-454B | 650
218327576 | RUUD | RP17AY24AJVC | RH2VY2417STACN |  | Split System | 22600 | 16 | 9 | 2.1 | R-454B | 650
216439316 | TRANE | 5TWV0X36A1 | 5TEMCD04AV31+TDR |  | Split System | 34600 | 19.2 | 9.4 | 2.24 | R-454B | 650
217969180 | MDV | MOD30-32HFN10-M3 | MVBM-36B24T4N10 |  | Split System | 32000 | 15.2 | 8.5 | 2 | R-454B | 650
218008910 | MIDEA | MO1BE-H32B-2A | MAAHE-H36B-BA |  | Split System | 32000 | 15.2 | 8.5 | 2 | R-454B | 650
218046865 | MIDEA | MO1BE-H36B-2B | MAAHE-H36B-BA |  | Split System | 32000 | 15.2 | 8.5 | 2 | R-454B | 650
217970334 | MIDEA | MO1BE-H32B-2A | MAAHE-H36B-BA-UC |  | Split System | 32000 | 15.2 | 8.5 | 2 | R-454B | 650
218156601 | HISENSE | AUW-48U3TH1(JCH) | DC49B3J |  | Split System | 48000 | 15.2 | 8.5 | 1.75 | R-454B | 650
218156600 | HISENSE | AUW-36U3TW1(JCH) | DC37D3J |  | Split System | 36000 | 15.2 | 9 | 1.9 | R-454B | 650
216720948 | COMFORTSTAR | CPH3-36CD(O) | AHU3-36-SG3 |  | Split System | 36000 | 16.5 | 8.2 | 1.85 | R-454B | 650
215798837 | INNOVAIR | SHV36H2BA | SAV36BDA |  | Split System | 36000 | 16.5 | 8.2 | 1.85 | R-454B | 650
215797518 | MDV | MOD30-36HFN10-M3X | MVBC-36HWFN10-MC3E-D |  | Split System | 36000 | 16.5 | 8.2 | 1.85 | R-454B | 650
218083041 | DUCANE | 7SHP15V24P-**A | 7AH1AV24PX-230-** |  | Split System | 24000 | 16 | 8.5 | 1.8 | R-454B | 650
216445268 | ZERO | ZOV-48HDTB | ZAV-48HDTB |  | Split System | 47000 | 18 | 8.5 | 1.8 | R-454B | 650
218475410 | AIRQUEST | D5CUHAH36AAK+KSAIC0701230 | FTMA5B36L0C* |  | Split System | 35000 | 16.5 | 8.5 | 1.76 | R-454B | 650
218475411 | ARCOAIRE | D5CUHAH36AAK+KSAIC0701230 | FTMA5B36L0C* |  | Split System | 35000 | 16.5 | 8.5 | 1.76 | R-454B | 650
218475378 | BRYANT HEATING AND COOLING SYSTEMS | 37MUHAQ36AA3+KSAIC0701230 | FT5AN(B,X)C36L* |  | Split System | 35000 | 16.5 | 8.5 | 1.76 | R-454B | 650
218475412 | COMFORTMAKER | D5CUHAH36AAK+KSAIC0701230 | FTMA5B36L0C* |  | Split System | 35000 | 16.5 | 8.5 | 1.76 | R-454B | 650
218475413 | DAY & NIGHT | D5CUHAH36AAK+KSAIC0701230 | FTMA5B36L0C* |  | Split System | 35000 | 16.5 | 8.5 | 1.76 | R-454B | 650
218475409 | HEIL | D5CUHAH36AAK+KSAIC0701230 | FTMA5B36L0C* |  | Split System | 35000 | 16.5 | 8.5 | 1.76 | R-454B | 650
218475414 | KEEPRITE | D5CUHAH36AAK+KSAIC0701230 | FTMA5B36L0C* |  | Split System | 35000 | 16.5 | 8.5 | 1.76 | R-454B | 650
218475377 | PAYNE HEATING AND COOLING | 37MUHAQ36AA3+KSAIC0701230 | PF5TNXC36L* |  | Split System | 35000 | 16.5 | 8.5 | 1.76 | R-454B | 650
218475415 | TEMPSTAR | D5CUHAH36AAK+KSAIC0701230 | FTMA5B36L0C* |  | Split System | 35000 | 16.5 | 8.5 | 1.76 | R-454B | 650
218475402 | AIRQUEST | D5CUHAH30AAK+KSAIC0701230 | FTMA5B36L0C* |  | Split System | 29800 | 17 | 8.5 | 1.78 | R-454B | 650
218475403 | ARCOAIRE | D5CUHAH30AAK+KSAIC0701230 | FTMA5B36L0C* |  | Split System | 29800 | 17 | 8.5 | 1.78 | R-454B | 650
218475376 | BRYANT HEATING AND COOLING SYSTEMS | 37MUHAQ30AA3+KSAIC0701230 | FT5AN(B,X)C36L* |  | Split System | 29800 | 17 | 8.5 | 1.78 | R-454B | 650
218475404 | COMFORTMAKER | D5CUHAH30AAK+KSAIC0701230 | FTMA5B36L0C* |  | Split System | 29800 | 17 | 8.5 | 1.78 | R-454B | 650
218475405 | DAY & NIGHT | D5CUHAH30AAK+KSAIC0701230 | FTMA5B36L0C* |  | Split System | 29800 | 17 | 8.5 | 1.78 | R-454B | 650
218475401 | HEIL | D5CUHAH30AAK+KSAIC0701230 | FTMA5B36L0C* |  | Split System | 29800 | 17 | 8.5 | 1.78 | R-454B | 650
218475406 | KEEPRITE | D5CUHAH30AAK+KSAIC0701230 | FTMA5B36L0C* |  | Split System | 29800 | 17 | 8.5 | 1.78 | R-454B | 650
218475375 | PAYNE HEATING AND COOLING | 37MUHAQ30AA3+KSAIC0701230 | PF5TNXC36L* |  | Split System | 29800 | 17 | 8.5 | 1.78 | R-454B | 650
218475407 | TEMPSTAR | D5CUHAH30AAK+KSAIC0701230 | FTMA5B36L0C* |  | Split System | 29800 | 17 | 8.5 | 1.78 | R-454B | 650
218475386 | AIRQUEST | D5CUHAH18AAK+KSAIC0701230 | FTMA5X24L0B* |  | Split System | 18300 | 16 | 8.5 | 1.92 | R-454B | 650
218475387 | ARCOAIRE | D5CUHAH18AAK+KSAIC0701230 | FTMA5X24L0B* |  | Split System | 18300 | 16 | 8.5 | 1.92 | R-454B | 650
218475372 | BRYANT HEATING AND COOLING SYSTEMS | 37MUHAQ18AA3+KSAIC0701230 | FT5ANXB24L* |  | Split System | 18300 | 16 | 8.5 | 1.92 | R-454B | 650
218475388 | COMFORTMAKER | D5CUHAH18AAK+KSAIC0701230 | FTMA5X24L0B* |  | Split System | 18300 | 16 | 8.5 | 1.92 | R-454B | 650
218475389 | DAY & NIGHT | D5CUHAH18AAK+KSAIC0701230 | FTMA5X24L0B* |  | Split System | 18300 | 16 | 8.5 | 1.92 | R-454B | 650
218475385 | HEIL | D5CUHAH18AAK+KSAIC0701230 | FTMA5X24L0B* |  | Split System | 18300 | 16 | 8.5 | 1.92 | R-454B | 650
218475390 | KEEPRITE | D5CUHAH18AAK+KSAIC0701230 | FTMA5X24L0B* |  | Split System | 18300 | 16 | 8.5 | 1.92 | R-454B | 650
218475371 | PAYNE HEATING AND COOLING | 37MUHAQ18AA3+KSAIC0701230 | PF5TNXB24L* |  | Split System | 18300 | 16 | 8.5 | 1.92 | R-454B | 650
218475391 | TEMPSTAR | D5CUHAH18AAK+KSAIC0701230 | FTMA5X24L0B* |  | Split System | 18300 | 16 | 8.5 | 1.92 | R-454B | 650
218393474 | VillaTherm | VHP-UCHA-60HDCT-A | VAH-UCHA-60HDC |  | Split System | 54000 | 17 | 9 | 2.2 | R-454B | 650
218477280 | AIRQUEST | D5CUHAH60AAK+KSAIC0701230 | FTMA5B60L0D* |  | Split System | 56500 | 16 | 9 | 1.78 | R-454B | 650
218477281 | ARCOAIRE | D5CUHAH60AAK+KSAIC0701230 | FTMA5B60L0D* |  | Split System | 56500 | 16 | 9 | 1.78 | R-454B | 650
218477276 | BRYANT HEATING AND COOLING SYSTEMS | 37MUHAQ60AA3+KSAIC0701230 | FT5ANBD60L* |  | Split System | 56500 | 16 | 9 | 1.78 | R-454B | 650
218475853 | CARRIER | 37MUHAQ60AA3+KSAIC0701230 | FT5ANBD60L* |  | Split System | 56500 | 16 | 9 | 1.78 | R-454B | 650
218477282 | COMFORTMAKER | D5CUHAH60AAK+KSAIC0701230 | FTMA5B60L0D* |  | Split System | 56500 | 16 | 9 | 1.78 | R-454B | 650
218477283 | DAY & NIGHT | D5CUHAH60AAK+KSAIC0701230 | FTMA5B60L0D* |  | Split System | 56500 | 16 | 9 | 1.78 | R-454B | 650
218477279 | HEIL | D5CUHAH60AAK+KSAIC0701230 | FTMA5B60L0D* |  | Split System | 56500 | 16 | 9 | 1.78 | R-454B | 650
218477284 | KEEPRITE | D5CUHAH60AAK+KSAIC0701230 | FTMA5B60L0D* |  | Split System | 56500 | 16 | 9 | 1.78 | R-454B | 650
218477285 | TEMPSTAR | D5CUHAH60AAK+KSAIC0701230 | FTMA5B60L0D* |  | Split System | 56500 | 16 | 9 | 1.78 | R-454B | 650
218475418 | AIRQUEST | D5CURAH24AAK+KSAIC0701230 | FTMA5X24L0B* |  | Split System | 24000 | 15.5 | 9 | 1.98 | R-454B | 650
218475419 | ARCOAIRE | D5CURAH24AAK+KSAIC0701230 | FTMA5X24L0B* |  | Split System | 24000 | 15.5 | 9 | 1.98 | R-454B | 650
218475379 | BRYANT HEATING AND COOLING SYSTEMS | 37MURAQ24AA3+KSAIC0701230 | FT5ANXB24L* |  | Split System | 24000 | 15.5 | 9 | 1.98 | R-454B | 650
218475420 | COMFORTMAKER | D5CURAH24AAK+KSAIC0701230 | FTMA5X24L0B* |  | Split System | 24000 | 15.5 | 9 | 1.98 | R-454B | 650
218475421 | DAY & NIGHT | D5CURAH24AAK+KSAIC0701230 | FTMA5X24L0B* |  | Split System | 24000 | 15.5 | 9 | 1.98 | R-454B | 650
218475417 | HEIL | D5CURAH24AAK+KSAIC0701230 | FTMA5X24L0B* |  | Split System | 24000 | 15.5 | 9 | 1.98 | R-454B | 650
218475422 | KEEPRITE | D5CURAH24AAK+KSAIC0701230 | FTMA5X24L0B* |  | Split System | 24000 | 15.5 | 9 | 1.98 | R-454B | 650
218475380 | PAYNE HEATING AND COOLING | 37MURAQ24AA3+KSAIC0701230 | PF5TNXB24L* |  | Split System | 24000 | 15.5 | 9 | 1.98 | R-454B | 650
218475423 | TEMPSTAR | D5CURAH24AAK+KSAIC0701230 | FTMA5X24L0B* |  | Split System | 24000 | 15.5 | 9 | 1.98 | R-454B | 650
216997509 | BLUERIDGE | BNG3A60UCN | BNGFA60DH2 |  | Split System | 54000 | 16 | 9 | 1.8 | R-454B | 650
216720950 | COMFORTSTAR | CPH3-60CD(O) | AHU3-60-SG3 |  | Split System | 54000 | 16 | 9 | 1.8 | R-454B | 650
218160680 | Grandaire | W5H9V60AKAAA | WCVL605CD |  | Split System | 54000 | 16 | 9 | 1.8 | R-454B | 650
218425820 | ForestAir | FA-H60-VKCE/OD-454 | FA-H60-VKCE/AH-454 (SL) |  | Split System | 54000 | 16.7 | 9 | 2.2 | R-454B | 650
218425677 | VKIN | UCHA-60HDCSN4 | UCHA-60SHDCN4 |  | Split System | 54000 | 16.7 | 9 | 2.2 | R-454B | 650
216723119 | ZERO | ZOV-24HDTB | ZAV-24HDTB |  | Split System | 24000 | 18 | 9 | 1.8 | R-454B | 650
218161828 | AIRQUEST | B5H0V36*K*AAA* | FCMA5B48L0C*+WALLCON |  | Split System | 34800 | 19 | 9 | 1.96 | R-454B | 650
218161829 | ARCOAIRE | B5H0V36*K*AAA* | FCMA5B48L0C*+WALLCON |  | Split System | 34800 | 19 | 9 | 1.96 | R-454B | 650
218161827 | HEIL | B5H0V36*K*AAA* | FCMA5B48L0C*+WALLCON |  | Split System | 34800 | 19 | 9 | 1.96 | R-454B | 650
217429782 | Jetson | HP-60ODU-001 | HP-60IDU-001 |  | Split System | 52000 | 17 | 9.3 | 1.95 | R-454B | 650
218393605 | Jetson | HP-48ODU-001 | HP-48IDU-002 |  | Split System | 48000 | 17 | 9.4 | 1.95 | R-454B | 650
218160679 | Grandaire | W5H9V48AKAAA | WCVL605CD |  | Split System | 48000 | 16.5 | 9.5 | 1.9 | R-454B | 650
218159990 | FRIEDRICH | FRP17AY60AJVC | FRH2VY6024STACN |  | Split System | 57000 | 17 | 9.5 | 2 | R-454B | 650
218159983 | RHEEM | RP17AY60AJVC | RH2VY6024STACN |  | Split System | 57000 | 17 | 9.5 | 2 | R-454B | 650
218159991 | RUUD | RP17AY60AJVC | RH2VY6024STACN |  | Split System | 57000 | 17 | 9.5 | 2 | R-454B | 650
218159984 | SURE | SP17AY60AJVC | SH2VY6024STACN |  | Split System | 57000 | 17 | 9.5 | 2 | R-454B | 650
218159987 | FRIEDRICH | FRP17AY48AJVC | FRH2VY4821STACN |  | Split System | 45500 | 16 | 9.5 | 2 | R-454B | 650
218159981 | RHEEM | RP17AY48AJVC | RH2VY4821STACN |  | Split System | 45500 | 16 | 9.5 | 2 | R-454B | 650
218159988 | RUUD | RP17AY48AJVC | RH2VY4821STACN |  | Split System | 45500 | 16 | 9.5 | 2 | R-454B | 650
218159982 | SURE | SP17AY48AJVC | SH2VY4821STACN |  | Split System | 45500 | 16 | 9.5 | 2 | R-454B | 650
218159993 | FRIEDRICH | FRP17AY36AJVC | FRH2VY3617STACN |  | Split System | 34000 | 16.5 | 9.5 | 2 | R-454B | 650
218159979 | RHEEM | RP17AY36AJVC | RH2VY3617STACN |  | Split System | 34000 | 16.5 | 9.5 | 2 | R-454B | 650
218159985 | RUUD | RP17AY36AJVC | RH2VY3617STACN |  | Split System | 34000 | 16.5 | 9.5 | 2 | R-454B | 650
218159980 | SURE | SP17AY36AJVC | SH2VY3617STACN |  | Split System | 34000 | 16.5 | 9.5 | 2 | R-454B | 650
215798902 | YORK | HH860E2S11 | H,YE48(1,2)60+TXV-BLEED+TD |  | Split System | 44500 | 15.2 | 8.5 | 2 | R-454B | 650
216980134 | BOSCH | BOVA-36RTB-M20S | L(E,G)M24BJ |  | Split System | 21000 | 18.7 | 8.1 | 2 | R-454B | 650
218076439 | BOSCH | BOVA-24RXB-M15S | L(E,F)W30BJ |  | Split System | 15700 | 15.2 | 8.5 | 1.81 | R-454B | 650
218325304 | AMERICAN STANDARD | 5A6H7036A1 | 5AXAB007AS3+TDR | S8X2B060M4PSC | Split System | 32600 | 17.1 | 8.2 | 1.9 | R-454B | 650
218325311 | AMERICAN STANDARD | 5A6H7036A1 | 5AXAB007AS3+TDR | S8X2B080M4PTC | Split System | 32600 | 17.1 | 8.2 | 1.9 | R-454B | 650
218325300 | AMERICAN STANDARD | 5A6H7036A1 | 5AXAB007AS3+TDR | S8X2B080M4PSC | Split System | 32600 | 17.1 | 8.2 | 1.9 | R-454B | 650
218325297 | AMERICAN STANDARD | 5A6H7036A1 | 5AXAB007AS3+TDR | S8X1B060M4PTC | Split System | 32600 | 17.1 | 8.2 | 1.9 | R-454B | 650
218325298 | AMERICAN STANDARD | 5A6H7036A1 | 5AXAB007AS3+TDR | S8X2B060M4PTC | Split System | 32600 | 17.1 | 8.2 | 1.9 | R-454B | 650
218325305 | AMERICAN STANDARD | 5A6H7036A1 | 5AXAB007AS3+TDR | S8X1B080M4PTC | Split System | 32600 | 17.1 | 8.2 | 1.9 | R-454B | 650
218325290 | AMERICAN STANDARD | 5A6H7024A1 | 5AXAB007AS3+TDR | *DHMB060CCV3 | Split System | 23400 | 17.1 | 8.2 | 1.8 | R-454B | 650
218325410 | AMERICAN STANDARD | 5A6H7048A1 | 5AXAC009AS3+TDR | S9V2C100D5VSB | Split System | 43000 | 16 | 8.5 | 2.15 | R-454B | 650
218325467 | AMERICAN STANDARD | 5A6H7048A1 | 5AXAC011AS3+TDR | S9V2C100D5VSB | Split System | 43000 | 16 | 8.5 | 2.15 | R-454B | 650
218325711 | AMERICAN STANDARD | 5A6H7048A1 | 5AXAD012AS3+TDR | S9V2C100D5VSB | Split System | 43000 | 16 | 8.5 | 2.15 | R-454B | 650
218325407 | AMERICAN STANDARD | 5A6H7048A1 | 5AXAC009AS3+TDR | S9X2C100D5PSB | Split System | 43500 | 16 | 8.5 | 2.16 | R-454B | 650
218325463 | AMERICAN STANDARD | 5A6H7048A1 | 5AXAC011AS3+TDR | S9X2C100D5PSB | Split System | 43500 | 16 | 8.5 | 2.16 | R-454B | 650
218325699 | AMERICAN STANDARD | 5A6H7048A1 | 5AXAD012AS3+TDR | S9X1C100D5PSB | Split System | 43500 | 16 | 8.5 | 2.16 | R-454B | 650
218325455 | AMERICAN STANDARD | 5A6H7048A1 | 5AXAC011AS3+TDR | S9X1C100D5PSB | Split System | 43500 | 16 | 8.5 | 2.16 | R-454B | 650
218325707 | AMERICAN STANDARD | 5A6H7048A1 | 5AXAD012AS3+TDR | S9X2C100D5PSB | Split System | 43500 | 16 | 8.5 | 2.16 | R-454B | 650
218325399 | AMERICAN STANDARD | 5A6H7048A1 | 5AXAC009AS3+TDR | S9X1C100D5PSB | Split System | 43500 | 16 | 8.5 | 2.16 | R-454B | 650
218325712 | AMERICAN STANDARD | 5A6H7048A1 | 5AXAD012AS3+TDR | S8V2C080M5PDB | Split System | 43500 | 16.5 | 8.5 | 2.16 | R-454B | 650
218325414 | AMERICAN STANDARD | 5A6H7048A1 | 5AXAC009AS3+TDR | S8V2C080M5PCB | Split System | 43500 | 16.5 | 8.5 | 2.16 | R-454B | 650
218325471 | AMERICAN STANDARD | 5A6H7048A1 | 5AXAC011AS3+TDR | S8V2C080M5PCB | Split System | 43500 | 16.5 | 8.5 | 2.16 | R-454B | 650
218325715 | AMERICAN STANDARD | 5A6H7048A1 | 5AXAD012AS3+TDR | S8V2C080M5PCB | Split System | 43500 | 16.5 | 8.5 | 2.16 | R-454B | 650
218325411 | AMERICAN STANDARD | 5A6H7048A1 | 5AXAC009AS3+TDR | S8V2C080M5PDB | Split System | 43500 | 16.5 | 8.5 | 2.16 | R-454B | 650
218325468 | AMERICAN STANDARD | 5A6H7048A1 | 5AXAC011AS3+TDR | S8V2C080M5PDB | Split System | 43500 | 16.5 | 8.5 | 2.16 | R-454B | 650
218325409 | AMERICAN STANDARD | 5A6H7048A1 | 5AXAC009AS3+TDR | S8V2C100M5PDB | Split System | 44000 | 16 | 8.7 | 2.17 | R-454B | 650
218325460 | AMERICAN STANDARD | 5A6H7048A1 | 5AXAC011AS3+TDR | S8V2C100M5PCB | Split System | 44000 | 16 | 8.7 | 2.17 | R-454B | 650
218325403 | AMERICAN STANDARD | 5A6H7048A1 | 5AXAC009AS3+TDR | S8V2C100M5PCB | Split System | 44000 | 16 | 8.7 | 2.17 | R-454B | 650
218325710 | AMERICAN STANDARD | 5A6H7048A1 | 5AXAD012AS3+TDR | S8V2C100M5PDB | Split System | 44000 | 16 | 8.7 | 2.17 | R-454B | 650
218325466 | AMERICAN STANDARD | 5A6H7048A1 | 5AXAC011AS3+TDR | S8V2C100M5PDB | Split System | 44000 | 16 | 8.7 | 2.17 | R-454B | 650
218325704 | AMERICAN STANDARD | 5A6H7048A1 | 5AXAD012AS3+TDR | S8V2C100M5PCB | Split System | 44000 | 16 | 8.7 | 2.17 | R-454B | 650
218325408 | AMERICAN STANDARD | 5A6H7048A1 | 5AXAC009AS3+TDR | S9V2C100D4VSB | Split System | 43000 | 17.1 | 8.7 | 2.1 | R-454B | 650
218325708 | AMERICAN STANDARD | 5A6H7048A1 | 5AXAD012AS3+TDR | S9V2C100D4VSB | Split System | 43000 | 17.1 | 8.7 | 2.1 | R-454B | 650
218325465 | AMERICAN STANDARD | 5A6H7048A1 | 5AXAC011AS3+TDR | S9V2C100D4VSB | Split System | 43000 | 17.1 | 8.7 | 2.1 | R-454B | 650
218325459 | AMERICAN STANDARD | 5A6H7048A1 | 5AXAC011AS3+TDR | S8X1C080M5PTC | Split System | 43500 | 17.1 | 8.7 | 2.1 | R-454B | 650
218325713 | AMERICAN STANDARD | 5A6H7048A1 | 5AXAD012AS3+TDR | S8X1C080M5PSC | Split System | 43500 | 17.1 | 8.7 | 2.1 | R-454B | 650
218325402 | AMERICAN STANDARD | 5A6H7048A1 | 5AXAC009AS3+TDR | S8X1C080M5PTC | Split System | 43500 | 17.1 | 8.7 | 2.1 | R-454B | 650
218325404 | AMERICAN STANDARD | 5A6H7048A1 | 5AXAC009AS3+TDR | S8X2C080M5PTC | Split System | 43500 | 17.1 | 8.7 | 2.1 | R-454B | 650
218325470 | AMERICAN STANDARD | 5A6H7048A1 | 5AXAC011AS3+TDR | S8X2C100M5PTC | Split System | 43500 | 17.1 | 8.7 | 2.1 | R-454B | 650
218325462 | AMERICAN STANDARD | 5A6H7048A1 | 5AXAC011AS3+TDR | S8X2C080M5PSC | Split System | 43500 | 17.1 | 8.7 | 2.1 | R-454B | 650
218325469 | AMERICAN STANDARD | 5A6H7048A1 | 5AXAC011AS3+TDR | S8X1C080M5PSC | Split System | 43500 | 17.1 | 8.7 | 2.1 | R-454B | 650
218325413 | AMERICAN STANDARD | 5A6H7048A1 | 5AXAC009AS3+TDR | S8X2C100M5PTC | Split System | 43500 | 17.1 | 8.7 | 2.1 | R-454B | 650
218325401 | AMERICAN STANDARD | 5A6H7048A1 | 5AXAC009AS3+TDR | S8X1C100M5PSC | Split System | 43500 | 17.1 | 8.7 | 2.1 | R-454B | 650
218325412 | AMERICAN STANDARD | 5A6H7048A1 | 5AXAC009AS3+TDR | S8X1C080M5PSC | Split System | 43500 | 17.1 | 8.7 | 2.1 | R-454B | 650
218325400 | AMERICAN STANDARD | 5A6H7048A1 | 5AXAC009AS3+TDR | S8X2C100M5PSC | Split System | 43500 | 17.1 | 8.7 | 2.1 | R-454B | 650
218325705 | AMERICAN STANDARD | 5A6H7048A1 | 5AXAD012AS3+TDR | S8X2C080M5PTC | Split System | 43500 | 17.1 | 8.7 | 2.1 | R-454B | 650
218325405 | AMERICAN STANDARD | 5A6H7048A1 | 5AXAC009AS3+TDR | S8X2C080M5PSC | Split System | 43500 | 17.1 | 8.7 | 2.1 | R-454B | 650
218325457 | AMERICAN STANDARD | 5A6H7048A1 | 5AXAC011AS3+TDR | S8X2C100M5PSC | Split System | 43500 | 17.1 | 8.7 | 2.1 | R-454B | 650
218325458 | AMERICAN STANDARD | 5A6H7048A1 | 5AXAC011AS3+TDR | S8X1C100M5PSC | Split System | 43500 | 17.1 | 8.7 | 2.1 | R-454B | 650
218325473 | AMERICAN STANDARD | 5A6H7048A1 | 5AXAC011AS3+TDR | S8X1C100M5PTC | Split System | 43500 | 17.1 | 8.7 | 2.1 | R-454B | 650
218325706 | AMERICAN STANDARD | 5A6H7048A1 | 5AXAD012AS3+TDR | S8X2C080M5PSC | Split System | 43500 | 17.1 | 8.7 | 2.1 | R-454B | 650
218325416 | AMERICAN STANDARD | 5A6H7048A1 | 5AXAC009AS3+TDR | S8X1C100M5PTC | Split System | 43500 | 17.1 | 8.7 | 2.1 | R-454B | 650
218325717 | AMERICAN STANDARD | 5A6H7048A1 | 5AXAD012AS3+TDR | S8X1C100M5PTC | Split System | 43500 | 17.1 | 8.7 | 2.1 | R-454B | 650
218325700 | AMERICAN STANDARD | 5A6H7048A1 | 5AXAD012AS3+TDR | S8X2C100M5PSC | Split System | 43500 | 17.1 | 8.7 | 2.1 | R-454B | 650
218325701 | AMERICAN STANDARD | 5A6H7048A1 | 5AXAD012AS3+TDR | S8X1C100M5PSC | Split System | 43500 | 17.1 | 8.7 | 2.1 | R-454B | 650
218325714 | AMERICAN STANDARD | 5A6H7048A1 | 5AXAD012AS3+TDR | S8X2C100M5PTC | Split System | 43500 | 17.1 | 8.7 | 2.1 | R-454B | 650
218325461 | AMERICAN STANDARD | 5A6H7048A1 | 5AXAC011AS3+TDR | S8X2C080M5PTC | Split System | 43500 | 17.1 | 8.7 | 2.1 | R-454B | 650
218325702 | AMERICAN STANDARD | 5A6H7048A1 | 5AXAD012AS3+TDR | S8X1C080M5PTC | Split System | 43500 | 17.1 | 8.7 | 2.1 | R-454B | 650
217122073 | ARMSTRONG AIR | A7CP21V36P-**A | 7E[C,U]36BX-**+TDR | A96UH1E070B12S* | Split System | 34000 | 18 | 8.5 | 2.06 | R-454B | 650
217121581 | LENNOX | EL21KLV-036-230A** | CK40[C,U]T-36B-**+TDR | ML196UH070XE36B* | Split System | 34000 | 18 | 8.5 | 2.06 | R-454B | 650
216776146 | LENNOX | SL22KLV-060-230A** | CK40[C,U]T-60D-**+TDR | EL297UH135XV60D* | Split System | 55000 | 19 | 8.5 | 1.82 | R-454B | 650
216776137 | LENNOX | SL22KLV-060-230A** | CK40[C,U]T-49C-**+TDR | SL297UH080NV60C* | Split System | 55000 | 19 | 8.5 | 1.84 | R-454B | 650
216776145 | LENNOX | SL22KLV-060-230A** | CK40[C,U]T-60D-**+TDR | SLP99UH135XV60D* | Split System | 55000 | 19.5 | 8.5 | 1.84 | R-454B | 650
216766780 | TRANE | 5TWX7024A1 | 5PX*B004AS3 | S9V2B040D3VSB | Split System | 21800 | 15.5 | 8.5 | 1.9 | R-454B | 650
217443374 | LENNOX | EL21KLV-048-230A** | CK40HT-51/61C-**+TDR | EL195UH100NE60C* | Split System | 45500 | 18 | 8.5 | 2.02 | R-454B | 650
217121584 | LENNOX | EL21KLV-036-230A** | CK40[C,U]T-36B-**+TDR | ML296UH070XV36B* | Split System | 33000 | 18 | 8.5 | 2.04 | R-454B | 650
217121583 | LENNOX | EL21KLV-036-230A** | CK40[C,U]T-36B-**+TDR | ML296UH045XV36B* | Split System | 33200 | 18 | 8.5 | 2.04 | R-454B | 650
217179534 | AMERICAN STANDARD | 5A6V8X24A1 | 5PX*BD04AS3 | S8V2B080M4PCB | Split System | 21600 | 18.1 | 8.5 | 2.1 | R-454B | 650
217179566 | AMERICAN STANDARD | 5A6V8X24A1 | 5TXCB006AS3 | S8V2B060M4PCB | Split System | 22000 | 18.1 | 8.5 | 2.2 | R-454B | 650
217179562 | AMERICAN STANDARD | 5A6V8X24A1 | 5TXCB006AS3+P0V0A000M30SD+LRP |  | Split System | 22000 | 18.1 | 8.5 | 2.2 | R-454B | 650
217179568 | AMERICAN STANDARD | 5A6V8X24A1 | 5TXCB006AS3 | S8V2B080M4PCB | Split System | 22000 | 18.1 | 8.5 | 2.2 | R-454B | 650
217179571 | TRANE | 5TWV8X24A1 | 5TXCB006AS3 | S9V2B040U3VSB+LRP | Split System | 22000 | 18.1 | 8.5 | 2.2 | R-454B | 650
217179551 | TRANE | 5TWV8X24A1 | 5PX*BD06AS3 | S9V2B040D3VSB+LRP | Split System | 22000 | 18.1 | 8.5 | 2.2 | R-454B | 650
217122164 | AIREASE | A7CP21V36P-**A | 7AH2AE36PX-** |  | Split System | 34000 | 19 | 8.5 | 2.1 | R-454B | 650
217122063 | ARMSTRONG AIR | A7CP21V36P-**A | 7AH2AE36PX-** |  | Split System | 34000 | 19 | 8.5 | 2.1 | R-454B | 650
217122046 | ARMSTRONG AIR | A7CP21V60P-**A | 7AH1AV60PX-** |  | Split System | 54000 | 19 | 8.5 | 2.16 | R-454B | 650
217121562 | LENNOX | EL21KLV-036-230A** | CBK47UHET-036-230-** |  | Split System | 34000 | 19 | 8.5 | 2.1 | R-454B | 650
217595417 | LENNOX | EL21KLV-036-230A** | CBK47UHET-036-460-** |  | Split System | 34000 | 19 | 8.5 | 2.1 | R-454B | 650
217121526 | LENNOX | EL21KLV-060-230A** | CBK45UHVT-060-230-** |  | Split System | 54000 | 19 | 8.5 | 2.16 | R-454B | 650
216776117 | LENNOX | SL22KLV-048-230A** | CK40[C,U]T-49C-**+TDR | SLP99UH110XV60C* | Split System | 45000 | 19.5 | 8.5 | 1.84 | R-454B | 650
216776116 | LENNOX | SL22KLV-048-230A** | CK40[C,U]T-49C-**+TDR | SLP99UH090XV60C* | Split System | 45000 | 19.5 | 8.5 | 1.84 | R-454B | 650
216776118 | LENNOX | SL22KLV-048-230A** | CK40[C,U]T-49C-**+TDR | EL297UH090XV60C* | Split System | 45000 | 19.5 | 8.5 | 1.84 | R-454B | 650
216776138 | LENNOX | SL22KLV-060-230A** | CK40[C,U]T-49C-**+TDR | SLP99UH090XV60C* | Split System | 55500 | 19.5 | 8.5 | 1.84 | R-454B | 650
216776129 | LENNOX | SL22KLV-060-230A** | CK40[C,U]T-60C-**+TDR | EL297UH090XV60C* | Split System | 56000 | 20 | 8.5 | 1.94 | R-454B | 650
216776127 | LENNOX | SL22KLV-060-230A** | CK40[C,U]T-60C-**+TDR | SLP99UH090XV60C* | Split System | 56000 | 20 | 8.5 | 1.94 | R-454B | 650
217106185 | BRYANT HEATING AND COOLING SYSTEMS | 293VAN036**AA* | CVAVA3817XMA*+UI | 987TA48060C17*** | Split System | 35200 | 20.5 | 8.5 | 2.02 | R-454B | 650
217106188 | BRYANT HEATING AND COOLING SYSTEMS | 293VAN036**AA* | CVAVA4221XMA*+UI | 987TA48080C17*** | Split System | 34200 | 20.5 | 8.5 | 2.06 | R-454B | 650
217106184 | BRYANT HEATING AND COOLING SYSTEMS | 293VAN036**AA* | CVAVA3621XMA*+UI | 987TA48080C17*** | Split System | 34200 | 20.5 | 8.5 | 2.06 | R-454B | 650
215940615 | BRYANT HEATING AND COOLING SYSTEMS | 293VAN036**AA* | CVAVA4221XMA*+UI | 986TD60080C21*** | Split System | 34400 | 20.5 | 8.5 | 2.06 | R-454B | 650
215940544 | CARRIER | 27VNA336A*030* | CVAVA3621XMA*+UI | 59TN7A080C17**16 | Split System | 34200 | 20.5 | 8.5 | 2.06 | R-454B | 650
217106179 | BRYANT HEATING AND COOLING SYSTEMS | 293VAN036**AA* | CVAMA4921XMA*+UI | 987TA48060C17*** | Split System | 35200 | 21 | 8.5 | 2.04 | R-454B | 650
217106181 | BRYANT HEATING AND COOLING SYSTEMS | 293VAN036**AA* | CVAMA6021XMA*+UI | 987TA48060C17*** | Split System | 35200 | 21 | 8.5 | 2.04 | R-454B | 650
217106177 | BRYANT HEATING AND COOLING SYSTEMS | 293VAN036**AA* | CVAMA4421XMA*+UI | 987TA48060C17*** | Split System | 35200 | 21 | 8.5 | 2.04 | R-454B | 650
217106189 | BRYANT HEATING AND COOLING SYSTEMS | 293VAN036**AA* | CVAVA6021XMA*+UI | 987TA48060C17*** | Split System | 35200 | 21 | 8.5 | 2.04 | R-454B | 650
215942361 | BRYANT HEATING AND COOLING SYSTEMS | 293VAN036**AA* | CVAMA4421XMA*+UI | 987MC42060C17*** | Split System | 35200 | 21 | 8.5 | 2.08 | R-454B | 650
217106186 | BRYANT HEATING AND COOLING SYSTEMS | 293VAN036**AA* | CVAVA3817XMA*+UI | 987TA48080C17*** | Split System | 35200 | 21 | 8.5 | 2.08 | R-454B | 650
215940284 | CARRIER | 27VNA336A*030* | CVAMA4421XMA*+UI | 59TN7A060C17**16 | Split System | 35200 | 21 | 8.5 | 2.04 | R-454B | 650
215942390 | CARRIER | 27VNA336A*030* | CVAMA4921XMA*+UI | 59TN6C060C17**14 | Split System | 35200 | 21 | 8.5 | 2.06 | R-454B | 650
215942400 | CARRIER | 27VNA336A*030* | CVAMA6021XMA*+UI | 59MN7C060C17**14 | Split System | 35200 | 21 | 8.5 | 2.08 | R-454B | 650
215942511 | BRYANT HEATING AND COOLING SYSTEMS | 293VAN036**AA* | CVAVA6121XMA*+UI | 987MC42060C17*** | Split System | 35600 | 21.5 | 8.5 | 2.08 | R-454B | 650
216769890 | TRANE | 5TWR7024A1 | 5TXCC005AS3 | *DHMC100CCV4 | Split System | 21800 | 15.2 | 8.5 | 1.9 | R-454B | 650
216574984 | MIDEA | MOVB-36HDN10-M16G | MHVE30B1MN10TB |  | Split System | 28600 | 16 | 8.5 | 1.8 | R-454B | 650
216574983 | MIDEA | MOVB-24HDN10-M16G | MPUE24A1MN10TA |  | Split System | 23400 | 16 | 8.5 | 1.81 | R-454B | 650
217596675 | MIDEA | MOVB-24HDN10-M16G | MPCE24A1MN10TA |  | Split System | 23400 | 16 | 8.5 | 1.81 | R-454B | 650
216766955 | TRANE | 5TWX7036A1 | 5PX*C005AS3 | S8V2C080M5PDB | Split System | 32400 | 16 | 8.5 | 2.1 | R-454B | 650
217189175 | CONCORD | 7SCP18V24P-**A | 7EH24AX-**+TDR | 80G1UH070AE12* | Split System | 23600 | 16.2 | 8.5 | 1.8 | R-454B | 650
217450617 | DUCANE | 7SCP18V24P-**A | 7EH24AX-**+TDR | 80G1UH070AE12L* | Split System | 23600 | 16.2 | 8.5 | 1.8 | R-454B | 650
217124010 | GE Appliances | NS18H24HA5*** | NCHC24AT5****+TDR | NF80U070S3A*** | Split System | 23600 | 16.2 | 8.5 | 1.8 | R-454B | 650
217596069 | ECOER | EODA19H-4860AB* | EBCT3036BB* | FG7SA-090C-T24B* | Split System | 33000 | 16.5 | 8.5 | 1.95 | R-454B | 650
217596070 | ECOER | EODA19H-4860AB* | EBCT3036BB* | FG7SA-072C-T24B* | Split System | 33000 | 16.5 | 8.5 | 1.95 | R-454B | 650
217563428 | YISO | YOHA2-60CB | YLAN4-3036BB | FG7SA-072C-T24B* | Split System | 33000 | 16.5 | 8.5 | 1.95 | R-454B | 650
217563427 | YISO | YOHA2-60CB | YLAN4-3036BB | FG7SA-090C-T24B* | Split System | 33000 | 16.5 | 8.5 | 1.95 | R-454B | 650
217189241 | CONCORD | 7SCP18V36P-**A | 7E[C,U]36BX-**+TDR | 80G2UH090BE16L* | Split System | 34800 | 16.95 | 8.5 | 1.9 | R-454B | 650
217124109 | GE Appliances | NS18H36HA5*** | NCHC30BT5****+TDR | NF80U090S4B*** | Split System | 34600 | 16.95 | 8.5 | 1.85 | R-454B | 650
217124084 | GE Appliances | NS18H36HA5*** | NCUC36BT5****+TDR | NF80L090S4B*** | Split System | 34800 | 16.95 | 8.5 | 1.9 | R-454B | 650
217124085 | GE Appliances | NS18H36HA5*** | NCUC36BT5****+TDR | NF80U090T4B*** | Split System | 34800 | 16.95 | 8.5 | 1.9 | R-454B | 650
216374751 | CHAMPION HEATING AND COOLING | HH836E2S11 | CTF36C5CDS1 | Z9ET100C20SMPS1 | Split System | 33600 | 17 | 8.5 | 2 | R-454B | 650
216374631 | COLEMAN | HH836E2S11 | CTF36C5CDS1 | Z9ET100C20SMPS1 | Split System | 33600 | 17 | 8.5 | 2 | R-454B | 650
217596062 | ECOER | EODA19H-2436AB* | EBCT2430AB* | FG7SA-054C-T23A* | Split System | 23800 | 17 | 8.5 | 2 | R-454B | 650
217596063 | ECOER | EODA19H-2436AB* | EBCT2430BB* | FG7SA-072C-T24B* | Split System | 24000 | 17 | 8.5 | 2.1 | R-454B | 650
217596064 | ECOER | EODA19H-2436AB* | EBCT2430BB* | FG7SA-090C-T24B* | Split System | 24000 | 17 | 8.5 | 2.1 | R-454B | 650
216374551 | FRASER-JOHNSTON | HH836E2S11 | CTF36C5CDS1 | Z9ET100C20SMPS1 | Split System | 33600 | 17 | 8.5 | 2 | R-454B | 650
216374711 | JOHNSON CONTROLS | HH836E2S11 | CTF36C5CDS1 | Z9ET100C20SMPS1 | Split System | 33600 | 17 | 8.5 | 2 | R-454B | 650
216374591 | LUXAIRE | HH836E2S11 | CTF36C5CDS1 | Z9ET100C20SMPS1 | Split System | 33600 | 17 | 8.5 | 2 | R-454B | 650
217563420 | YISO | YOHA2-36CB | YLAN4-2430AB | FG7SA-054C-T23A* | Split System | 23800 | 17 | 8.5 | 2 | R-454B | 650
217563422 | YISO | YOHA2-36CB | YLAN4-2430BB | FG7SA-090C-T24B* | Split System | 24000 | 17 | 8.5 | 2.1 | R-454B | 650
216374505 | YORK | HH836E2S11 | CTF36C5CDS1 | Y92E100C20SMPS1 | Split System | 33600 | 17 | 8.5 | 2 | R-454B | 650
217450652 | DUCANE | 7SCP18V36P-**A | 7E[C,U]36BX-**+TDR | 80G1UH090BE16L* | Split System | 34800 | 17.05 | 8.5 | 1.9 | R-454B | 650
217124086 | GE Appliances | NS18H36HA5*** | NCUC36BT5****+TDR | NF80U090S4B*** | Split System | 34800 | 17.05 | 8.5 | 1.9 | R-454B | 650
216374547 | CHAMPION HEATING AND COOLING | HH836E2S11 | CTF36C5CDS1 | Z9ET100C16SMPS1 | Split System | 33000 | 18 | 8.5 | 2 | R-454B | 650
216786408 | CHAMPION HEATING AND COOLING | HH836E2S11 | CTU36B5XDS1+TXV | Z8ES080B12LMPS1 | Split System | 33200 | 18 | 8.5 | 2 | R-454B | 650
216786393 | CHAMPION HEATING AND COOLING | HH836E2S11 | CTF36B5CDS1 | Z8ES080B12LMPS1 | Split System | 33200 | 18 | 8.5 | 2 | R-454B | 650
216784664 | CHAMPION HEATING AND COOLING | HH836E2S11 | CTF36B5CDS1 | Z8ES100B12LMPS1 | Split System | 33400 | 18 | 8.5 | 2 | R-454B | 650
216784680 | CHAMPION HEATING AND COOLING | HH836E2S11 | CTU36B5XDS1+TXV | Z8ES100B12LMPS1 | Split System | 33400 | 18 | 8.5 | 2 | R-454B | 650
217444123 | CHAMPION HEATING AND COOLING | HH836E2S11 | CTM36C5CDS1 | Z8VT100C20SMPC1 | Split System | 33600 | 18 | 8.5 | 2 | R-454B | 650
217444119 | CHAMPION HEATING AND COOLING | HH836E2S11 | CTM36C5CDS1 | Z8VT100C16SMPC1 | Split System | 33800 | 18 | 8.5 | 2 | R-454B | 650
216783390 | CHAMPION HEATING AND COOLING | HH836E2S11 | CTM36C5CDS1 | Z8ES080C16LMPS1 | Split System | 34000 | 18 | 8.5 | 2 | R-454B | 650
216784693 | CHAMPION HEATING AND COOLING | HH836E2S11 | CTM36C5CDS1 | Z8ES100C16LMPS1 | Split System | 34200 | 18 | 8.5 | 2 | R-454B | 650
216782080 | CHAMPION HEATING AND COOLING | HH836E2S11 | CTM36C5CDS1 | Z8ES120C16LMPS1 | Split System | 34400 | 18 | 8.5 | 2 | R-454B | 650
216784483 | CHAMPION HEATING AND COOLING | HH836E2S11 | CTF36C5CDS1 | Z8ES120C16LMPS1 | Split System | 34400 | 18 | 8.5 | 2 | R-454B | 650
216786379 | CHAMPION HEATING AND COOLING | HH836E2S11 | CTF36C5CDS1 | Z8ES100C16LMPS1 | Split System | 34400 | 18 | 8.5 | 2 | R-454B | 650
216374666 | COLEMAN | HH836E2S11 | CTF36C5CDS1 | Z9ET100C16SMPS1 | Split System | 33000 | 18 | 8.5 | 2 | R-454B | 650
216786384 | COLEMAN | HH836E2S11 | CTF36B5CDS1 | Z8ES080B12LMPS1 | Split System | 33200 | 18 | 8.5 | 2 | R-454B | 650
216786399 | COLEMAN | HH836E2S11 | CTU36B5XDS1+TXV | Z8ES080B12LMPS1 | Split System | 33200 | 18 | 8.5 | 2 | R-454B | 650
216784656 | COLEMAN | HH836E2S11 | CTF36B5CDS1 | Z8ES100B12LMPS1 | Split System | 33400 | 18 | 8.5 | 2 | R-454B | 650
216784671 | COLEMAN | HH836E2S11 | CTU36B5XDS1+TXV | Z8ES100B12LMPS1 | Split System | 33400 | 18 | 8.5 | 2 | R-454B | 650
217444031 | COLEMAN | HH836E2S11 | CTM36C5CDS1 | Z8VT100C20SMPC1 | Split System | 33600 | 18 | 8.5 | 2 | R-454B | 650
217444027 | COLEMAN | HH836E2S11 | CTM36C5CDS1 | Z8VT100C16SMPC1 | Split System | 33800 | 18 | 8.5 | 2 | R-454B | 650
216782655 | COLEMAN | HH836E2S11 | CTF36C5CDS1 | Z8ES080C16LMPS1 | Split System | 34000 | 18 | 8.5 | 2 | R-454B | 650
216784685 | COLEMAN | HH836E2S11 | CTM36C5CDS1 | Z8ES100C16LMPS1 | Split System | 34200 | 18 | 8.5 | 2 | R-454B | 650
216782071 | COLEMAN | HH836E2S11 | CTM36C5CDS1 | Z8ES120C16LMPS1 | Split System | 34400 | 18 | 8.5 | 2 | R-454B | 650
216784474 | COLEMAN | HH836E2S11 | CTF36C5CDS1 | Z8ES120C16LMPS1 | Split System | 34400 | 18 | 8.5 | 2 | R-454B | 650
216786370 | COLEMAN | HH836E2S11 | CTF36C5CDS1 | Z8ES100C16LMPS1 | Split System | 34400 | 18 | 8.5 | 2 | R-454B | 650
216374587 | FRASER-JOHNSTON | HH836E2S11 | CTF36C5CDS1 | Z9ET100C16SMPS1 | Split System | 33000 | 18 | 8.5 | 2 | R-454B | 650
216786390 | FRASER-JOHNSTON | HH836E2S11 | CTF36B5CDS1 | Z8ES080B12LMPS1 | Split System | 33200 | 18 | 8.5 | 2 | R-454B | 650
216786405 | FRASER-JOHNSTON | HH836E2S11 | CTU36B5XDS1+TXV | Z8ES080B12LMPS1 | Split System | 33200 | 18 | 8.5 | 2 | R-454B | 650
216784661 | FRASER-JOHNSTON | HH836E2S11 | CTF36B5CDS1 | Z8ES100B12LMPS1 | Split System | 33400 | 18 | 8.5 | 2 | R-454B | 650
216784677 | FRASER-JOHNSTON | HH836E2S11 | CTU36B5XDS1+TXV | Z8ES100B12LMPS1 | Split System | 33400 | 18 | 8.5 | 2 | R-454B | 650
217444169 | FRASER-JOHNSTON | HH836E2S11 | CTM36C5CDS1 | Z8VT100C20SMPC1 | Split System | 33600 | 18 | 8.5 | 2 | R-454B | 650
216782661 | FRASER-JOHNSTON | HH836E2S11 | CTF36C5CDS1 | Z8ES080C16LMPS1 | Split System | 34000 | 18 | 8.5 | 2 | R-454B | 650
216783387 | FRASER-JOHNSTON | HH836E2S11 | CTM36C5CDS1 | Z8ES080C16LMPS1 | Split System | 34000 | 18 | 8.5 | 2 | R-454B | 650
216784690 | FRASER-JOHNSTON | HH836E2S11 | CTM36C5CDS1 | Z8ES100C16LMPS1 | Split System | 34200 | 18 | 8.5 | 2 | R-454B | 650
216784480 | FRASER-JOHNSTON | HH836E2S11 | CTF36C5CDS1 | Z8ES120C16LMPS1 | Split System | 34400 | 18 | 8.5 | 2 | R-454B | 650
216786376 | FRASER-JOHNSTON | HH836E2S11 | CTF36C5CDS1 | Z8ES100C16LMPS1 | Split System | 34400 | 18 | 8.5 | 2 | R-454B | 650
216786396 | JOHNSON CONTROLS | HH836E2S11 | CTF36B5CDS1 | Z8ES080B12LMPS1 | Split System | 33200 | 18 | 8.5 | 2 | R-454B | 650
216786411 | JOHNSON CONTROLS | HH836E2S11 | CTU36B5XDS1+TXV | Z8ES080B12LMPS1 | Split System | 33200 | 18 | 8.5 | 2 | R-454B | 650
216784668 | JOHNSON CONTROLS | HH836E2S11 | CTF36B5CDS1 | Z8ES100B12LMPS1 | Split System | 33400 | 18 | 8.5 | 2 | R-454B | 650
216784683 | JOHNSON CONTROLS | HH836E2S11 | CTU36B5XDS1+TXV | Z8ES100B12LMPS1 | Split System | 33400 | 18 | 8.5 | 2 | R-454B | 650
216783393 | JOHNSON CONTROLS | HH836E2S11 | CTM36C5CDS1 | Z8ES080C16LMPS1 | Split System | 34000 | 18 | 8.5 | 2 | R-454B | 650
216782667 | JOHNSON CONTROLS | HH836E2S11 | CTF36C5CDS1 | Z8ES080C16LMPS1 | Split System | 34000 | 18 | 8.5 | 2 | R-454B | 650
216784696 | JOHNSON CONTROLS | HH836E2S11 | CTM36C5CDS1 | Z8ES100C16LMPS1 | Split System | 34200 | 18 | 8.5 | 2 | R-454B | 650
216786381 | JOHNSON CONTROLS | HH836E2S11 | CTF36C5CDS1 | Z8ES100C16LMPS1 | Split System | 34400 | 18 | 8.5 | 2 | R-454B | 650
216782083 | JOHNSON CONTROLS | HH836E2S11 | CTM36C5CDS1 | Z8ES120C16LMPS1 | Split System | 34400 | 18 | 8.5 | 2 | R-454B | 650
216784486 | JOHNSON CONTROLS | HH836E2S11 | CTF36C5CDS1 | Z8ES120C16LMPS1 | Split System | 34400 | 18 | 8.5 | 2 | R-454B | 650
216374627 | LUXAIRE | HH836E2S11 | CTF36C5CDS1 | Z9ET100C16SMPS1 | Split System | 33000 | 18 | 8.5 | 2 | R-454B | 650
216786402 | LUXAIRE | HH836E2S11 | CTU36B5XDS1+TXV | Z8ES080B12LMPS1 | Split System | 33200 | 18 | 8.5 | 2 | R-454B | 650
216786387 | LUXAIRE | HH836E2S11 | CTF36B5CDS1 | Z8ES080B12LMPS1 | Split System | 33200 | 18 | 8.5 | 2 | R-454B | 650
216784673 | LUXAIRE | HH836E2S11 | CTU36B5XDS1+TXV | Z8ES100B12LMPS1 | Split System | 33400 | 18 | 8.5 | 2 | R-454B | 650
216784659 | LUXAIRE | HH836E2S11 | CTF36B5CDS1 | Z8ES100B12LMPS1 | Split System | 33400 | 18 | 8.5 | 2 | R-454B | 650
217443985 | LUXAIRE | HH836E2S11 | CTM36C5CDS1 | Z8VT100C20SMPC1 | Split System | 33600 | 18 | 8.5 | 2 | R-454B | 650
217443981 | LUXAIRE | HH836E2S11 | CTM36C5CDS1 | Z8VT100C16SMPC1 | Split System | 33800 | 18 | 8.5 | 2 | R-454B | 650
216783384 | LUXAIRE | HH836E2S11 | CTM36C5CDS1 | Z8ES080C16LMPS1 | Split System | 34000 | 18 | 8.5 | 2 | R-454B | 650
216782658 | LUXAIRE | HH836E2S11 | CTF36C5CDS1 | Z8ES080C16LMPS1 | Split System | 34000 | 18 | 8.5 | 2 | R-454B | 650
216784687 | LUXAIRE | HH836E2S11 | CTM36C5CDS1 | Z8ES100C16LMPS1 | Split System | 34200 | 18 | 8.5 | 2 | R-454B | 650
216782075 | LUXAIRE | HH836E2S11 | CTM36C5CDS1 | Z8ES120C16LMPS1 | Split System | 34400 | 18 | 8.5 | 2 | R-454B | 650
216784477 | LUXAIRE | HH836E2S11 | CTF36C5CDS1 | Z8ES120C16LMPS1 | Split System | 34400 | 18 | 8.5 | 2 | R-454B | 650
216786373 | LUXAIRE | HH836E2S11 | CTF36C5CDS1 | Z8ES100C16LMPS1 | Split System | 34400 | 18 | 8.5 | 2 | R-454B | 650
216891945 | SURE | RD18AY48AJVC | TCFY4824MTANM | S962V1155A24M4 | Split System | 43000 | 18 | 8.5 | 2.1 | R-454B | 650
216374500 | YORK | HH836E2S11 | CTF36C5CDS1 | Y92E100C16SMPS1 | Split System | 33000 | 18 | 8.5 | 2 | R-454B | 650
216780747 | YORK | HH836E2S11 | CTF36B5CDS1 | Y81E080B12LMPS1 | Split System | 33200 | 18 | 8.5 | 2 | R-454B | 650
216780752 | YORK | HH836E2S11 | CTU36B5XDS1+TXV | Y81E080B12LMPS1 | Split System | 33200 | 18 | 8.5 | 2 | R-454B | 650
216780233 | YORK | HH836E2S11 | CTF36B5CDS1 | Y81E100B12LMPS1 | Split System | 33400 | 18 | 8.5 | 2 | R-454B | 650
217443939 | YORK | HH836E2S11 | CTM36C5CDS1 | Y82V100C20SMPC1 | Split System | 33600 | 18 | 8.5 | 2 | R-454B | 650
217443935 | YORK | HH836E2S11 | CTM36C5CDS1 | Y82V100C16SMPC1 | Split System | 33800 | 18 | 8.5 | 2 | R-454B | 650
216781027 | YORK | HH836E2S11 | CTF36C5CDS1 | Y81E080C16LMPS1 | Split System | 34000 | 18 | 8.5 | 2 | R-454B | 650
216779847 | YORK | HH836E2S11 | CTM36C5CDS1 | Y81E080C16LMPS1 | Split System | 34000 | 18 | 8.5 | 2 | R-454B | 650
216780243 | YORK | HH836E2S11 | CTM36C5CDS1 | Y81E100C16LMPS1 | Split System | 34200 | 18 | 8.5 | 2 | R-454B | 650
216780845 | YORK | HH836E2S11 | CTM36C5CDS1 | Y81E120C16LMPS1 | Split System | 34400 | 18 | 8.5 | 2 | R-454B | 650
216780182 | YORK | HH836E2S11 | CTF36C5CDS1 | Y81E120C16LMPS1 | Split System | 34400 | 18 | 8.5 | 2 | R-454B | 650
216780742 | YORK | HH836E2S11 | CTF36C5CDS1 | Y81E100C16LMPS1 | Split System | 34400 | 18 | 8.5 | 2 | R-454B | 650
217188736 | AIREASE | A7SCP18V36P-**A | 7EH30BX-**+TDR | A80US2V090B16* | Split System | 34400 | 18.05 | 8.5 | 1.85 | R-454B | 650
217124105 | GE Appliances | NS18H36HA5*** | NCHC30BT5****+TDR | NF80U090V4B*** | Split System | 34400 | 18.05 | 8.5 | 1.85 | R-454B | 650
217189846 | LENNOX | EL18KSLV-036-230A** | CK40HT-30B-**+TDR | SL280UH090V48B* | Split System | 34400 | 18.05 | 8.5 | 1.85 | R-454B | 650
217124082 | GE Appliances | NS18H36HA5*** | NCUC36BT5****+TDR | NF80U090V4B*** | Split System | 34600 | 18.1 | 8.5 | 1.9 | R-454B | 650
217189823 | LENNOX | EL18KSLV-036-230A** | CK40[C,U]T-36B-**+TDR | SL280UH090V48B* | Split System | 34600 | 18.1 | 8.5 | 1.9 | R-454B | 650
217122204 | AIREASE | A7CP21V48P-**A | 7AH2AE60PX-** |  | Split System | 47000 | 18.5 | 8.5 | 2.1 | R-454B | 650
217122103 | ARMSTRONG AIR | A7CP21V48P-**A | 7AH2AE60PX-** |  | Split System | 47000 | 18.5 | 8.5 | 2.1 | R-454B | 650
217443380 | LENNOX | EL21KLV-048-230A** | CK40HT-51/61C-**+TDR | ML196UH090XE60C* | Split System | 45500 | 18.5 | 8.5 | 2.02 | R-454B | 650
217121638 | LENNOX | EL21KLV-048-230A** | CBK47UHET-060-230-** |  | Split System | 47000 | 18.5 | 8.5 | 2.1 | R-454B | 650
217595418 | LENNOX | EL21KLV-048-230A** | CBK47UHET-060-460-** |  | Split System | 47000 | 18.5 | 8.5 | 2.1 | R-454B | 650
217444120 | CHAMPION HEATING AND COOLING | HH836E2S11 | CTM36C5CDS1 | Z8VT080C16SMPC1 | Split System | 33800 | 19 | 8.5 | 2 | R-454B | 650
217444028 | COLEMAN | HH836E2S11 | CTM36C5CDS1 | Z8VT080C16SMPC1 | Split System | 33800 | 19 | 8.5 | 2 | R-454B | 650
217444166 | FRASER-JOHNSTON | HH836E2S11 | CTM36C5CDS1 | Z8VT080C16SMPC1 | Split System | 33800 | 19 | 8.5 | 2 | R-454B | 650
217443982 | LUXAIRE | HH836E2S11 | CTM36C5CDS1 | Z8VT080C16SMPC1 | Split System | 33800 | 19 | 8.5 | 2 | R-454B | 650
217443936 | YORK | HH836E2S11 | CTM36C5CDS1 | Y82V080C16SMPC1 | Split System | 33800 | 19 | 8.5 | 2 | R-454B | 650
217446604 | AIREASE | A7CP21V48P-**A | 7EH51CX-**+TDR | A97US2V090C20S* | Split System | 46000 | 19.5 | 8.5 | 2.04 | R-454B | 650
217446595 | AIREASE | A7CP21V48P-**A | 7EH51CX-**+TDR | A97US2V080C20X* | Split System | 46000 | 19.5 | 8.5 | 2.04 | R-454B | 650
217122222 | AIREASE | A7CP21V36P-**A | 7AH1AE42PX-** |  | Split System | 34400 | 19.5 | 8.5 | 2.06 | R-454B | 650
217122201 | AIREASE | A7CP21V48P-**A | 7AH1AV60PX-** |  | Split System | 47000 | 19.5 | 8.5 | 2.18 | R-454B | 650
217446367 | ARMSTRONG AIR | A7CP21V48P-**A | 7EH51CX-**+TDR | A98USMV090C20S* | Split System | 46000 | 19.5 | 8.5 | 2.04 | R-454B | 650
217122121 | ARMSTRONG AIR | A7CP21V36P-**A | 7AH1AE42PX-** |  | Split System | 34400 | 19.5 | 8.5 | 2.06 | R-454B | 650
217122100 | ARMSTRONG AIR | A7CP21V48P-**A | 7AH1AV60PX-** |  | Split System | 47000 | 19.5 | 8.5 | 2.18 | R-454B | 650
217443395 | LENNOX | EL21KLV-048-230A** | CK40HT-51/61C-**+TDR | SLP99UH090XV60C* | Split System | 46000 | 19.5 | 8.5 | 2.04 | R-454B | 650
217443390 | LENNOX | EL21KLV-048-230A** | CK40HT-51/61C-**+TDR | SL297UH080NV60C* | Split System | 46000 | 19.5 | 8.5 | 2.04 | R-454B | 650
217121968 | LENNOX | EL21KLV-036-230A** | CBK45UHET-042-230-** |  | Split System | 34400 | 19.5 | 8.5 | 2.06 | R-454B | 650
217121632 | LENNOX | EL21KLV-048-230A** | CBK45UHVT-060-230-** |  | Split System | 47000 | 19.5 | 8.5 | 2.18 | R-454B | 650
217446599 | AIREASE | A7CP21V48P-**A | 7EH51CX-**+TDR | A98USMV110C20S* | Split System | 46000 | 20 | 8.5 | 2.04 | R-454B | 650
217446372 | ARMSTRONG AIR | A7CP21V48P-**A | 7EH51CX-**+TDR | A97US2V090C16S* | Split System | 46000 | 20 | 8.5 | 2.04 | R-454B | 650
217443406 | LENNOX | EL21KLV-048-230A** | CK40HT-51/61C-**+TDR | EL297UH110XV60C* | Split System | 46000 | 20 | 8.5 | 2.04 | R-454B | 650
217443396 | LENNOX | EL21KLV-048-230A** | CK40HT-51/61C-**+TDR | SLP99UH110XV60C* | Split System | 46000 | 20 | 8.5 | 2.04 | R-454B | 650
217443400 | LENNOX | EL21KLV-048-230A** | CK40HT-51/61C-**+TDR | EL297UH090XV48C* | Split System | 46000 | 20 | 8.5 | 2.04 | R-454B | 650
217443393 | LENNOX | EL21KLV-048-230A** | CK40HT-51/61C-**+TDR | SLP99UH090XV48C* | Split System | 46000 | 20 | 8.5 | 2.04 | R-454B | 650
215940617 | AIRQUEST | H5H3V36*K*AAA* | EVD5X42M21A*+WALLCON | *96CTN0802120B* | Split System | 34400 | 20.5 | 8.5 | 2.04 | R-454B | 650
215940618 | ARCOAIRE | H5H3V36*K*AAA* | EVD5X42M21A*+WALLCON | *96CTN0802120B* | Split System | 34400 | 20.5 | 8.5 | 2.04 | R-454B | 650
215940666 | HEIL | H5H3V36*K*AAA* | EVD5X42M21A*+WALLCON | *97CTN0802120A* | Split System | 34400 | 20.5 | 8.5 | 2.04 | R-454B | 650
215942463 | AIRQUEST | H5H3V36*K*AAA* | EVD5X60M21A*+WALLCON | *96CTN0601714B* | Split System | 35200 | 21 | 8.5 | 2 | R-454B | 650
215940427 | AIRQUEST | H5H3V36*K*AAA* | EVM5X60M21A*+WALLCON | *97CTN0601716A* | Split System | 35200 | 21 | 8.5 | 2.02 | R-454B | 650
215940357 | AIRQUEST | H5H3V36*K*AAA* | EVM5X49M21A*+WALLCON | *97CTN0601716A* | Split System | 35200 | 21 | 8.5 | 2.02 | R-454B | 650
215942383 | AIRQUEST | H5H3V36*K*AAA* | EVM5X49M21A*+WALLCON | *97CMN0601714B* | Split System | 35200 | 21 | 8.5 | 2.06 | R-454B | 650
215942403 | AIRQUEST | H5H3V36*K*AAA* | EVM5X60M21A*+WALLCON | *97CMN0601714B* | Split System | 35200 | 21 | 8.5 | 2.06 | R-454B | 650
215942373 | AIRQUEST | H5H3V36*K*AAA* | EVM5X44M21A*+WALLCON | *96CTN0601714B* | Split System | 35200 | 21 | 8.5 | 2.06 | R-454B | 650
215942363 | AIRQUEST | H5H3V36*K*AAA* | EVM5X44M21A*+WALLCON | *97CMN0601714B* | Split System | 35200 | 21 | 8.5 | 2.06 | R-454B | 650
215942393 | AIRQUEST | H5H3V36*K*AAA* | EVM5X49M21A*+WALLCON | *96CTN0601714B* | Split System | 35200 | 21 | 8.5 | 2.06 | R-454B | 650
215942454 | ARCOAIRE | H5H3V36*K*AAA* | EVD5X60M21A*+WALLCON | *97CMN0601714B* | Split System | 35200 | 21 | 8.5 | 2.06 | R-454B | 650
215942374 | ARCOAIRE | H5H3V36*K*AAA* | EVM5X44M21A*+WALLCON | *96CTN0601714B* | Split System | 35200 | 21 | 8.5 | 2.06 | R-454B | 650
215942465 | COMFORTMAKER | C5H3V36*K*AAA* | EVD5X60M21A*+WALLCON | *96CTN0601714B* | Split System | 35200 | 21 | 8.5 | 2 | R-454B | 650
215940609 | COMFORTMAKER | C5H3V36*K*AAA* | EVD5X38M17A*+WALLCON | *97CTN0801716A* | Split System | 35200 | 21 | 8.5 | 2.06 | R-454B | 650
215942466 | DAY & NIGHT | C5H3V36*K*AAA* | EVD5X60M21A*+WALLCON | *96CTN0601714B* | Split System | 35200 | 21 | 8.5 | 2 | R-454B | 650
215940360 | DAY & NIGHT | C5H3V36*K*AAA* | EVM5X49M21A*+WALLCON | *97CTN0601716A* | Split System | 35200 | 21 | 8.5 | 2.02 | R-454B | 650
215942386 | DAY & NIGHT | C5H3V36*K*AAA* | EVM5X49M21A*+WALLCON | *97CMN0601714B* | Split System | 35200 | 21 | 8.5 | 2.06 | R-454B | 650
215942376 | DAY & NIGHT | C5H3V36*K*AAA* | EVM5X44M21A*+WALLCON | *96CTN0601714B* | Split System | 35200 | 21 | 8.5 | 2.06 | R-454B | 650
215940836 | HEIL | H5H3V36*K*AAA* | EVD5X60M21A*+WALLCON | *97CTN0601716A* | Split System | 35200 | 21 | 8.5 | 2 | R-454B | 650
215940426 | HEIL | H5H3V36*K*AAA* | EVM5X60M21A*+WALLCON | *97CTN0601716A* | Split System | 35200 | 21 | 8.5 | 2.02 | R-454B | 650
215942382 | HEIL | H5H3V36*K*AAA* | EVM5X49M21A*+WALLCON | *97CMN0601714B* | Split System | 35200 | 21 | 8.5 | 2.06 | R-454B | 650
215940361 | KEEPRITE | C5H3V36*K*AAA* | EVM5X49M21A*+WALLCON | *97CTN0601716A* | Split System | 35200 | 21 | 8.5 | 2.02 | R-454B | 650
215942417 | KEEPRITE | C5H3V36*K*AAA* | EVM5X60M21A*+WALLCON | *96CTN0601714B* | Split System | 35200 | 21 | 8.5 | 2.06 | R-454B | 650
215942407 | KEEPRITE | C5H3V36*K*AAA* | EVM5X60M21A*+WALLCON | *97CMN0601714B* | Split System | 35200 | 21 | 8.5 | 2.06 | R-454B | 650
215942457 | KEEPRITE | C5H3V36*K*AAA* | EVD5X60M21A*+WALLCON | *97CMN0601714B* | Split System | 35200 | 21 | 8.5 | 2.06 | R-454B | 650
215942397 | KEEPRITE | C5H3V36*K*AAA* | EVM5X49M21A*+WALLCON | *96CTN0601714B* | Split System | 35200 | 21 | 8.5 | 2.06 | R-454B | 650
215940363 | TEMPSTAR | T5H3V36*K*AAA* | EVM5X49M21A*+WALLCON | *97CTN0601716A* | Split System | 35200 | 21 | 8.5 | 2.02 | R-454B | 650
215942459 | TEMPSTAR | T5H3V36*K*AAA* | EVD5X60M21A*+WALLCON | *97CMN0601714B* | Split System | 35200 | 21 | 8.5 | 2.06 | R-454B | 650
215940613 | TEMPSTAR | T5H3V36*K*AAA* | EVD5X38M17A*+WALLCON | *97CTN0801716A* | Split System | 35200 | 21 | 8.5 | 2.06 | R-454B | 650
215942514 | ARCOAIRE | H5H3V36*K*AAA* | EVD5X61M21A*+WALLCON | *97CMN0601714B* | Split System | 35600 | 21.5 | 8.5 | 2.06 | R-454B | 650
215942515 | COMFORTMAKER | C5H3V36*K*AAA* | EVD5X61M21A*+WALLCON | *97CMN0601714B* | Split System | 35600 | 21.5 | 8.5 | 2.06 | R-454B | 650
215942516 | DAY & NIGHT | C5H3V36*K*AAA* | EVD5X61M21A*+WALLCON | *97CMN0601714B* | Split System | 35600 | 21.5 | 8.5 | 2.06 | R-454B | 650
215942519 | TEMPSTAR | T5H3V36*K*AAA* | EVD5X61M21A*+WALLCON | *97CMN0601714B* | Split System | 35600 | 21.5 | 8.5 | 2.06 | R-454B | 650
216766121 | AMERICAN STANDARD | 5A6H7036A1 | 5PX*BD06AS3 | S8V2A040M3PCB | Split System | 32600 | 16 | 8.5 | 2 | R-454B | 650
216766119 | AMERICAN STANDARD | 5A6H7036A1 | 5PX*BD06AS3 | S8V2B080M4PDB | Split System | 33000 | 16.5 | 8.5 | 2 | R-454B | 650
216766989 | TRANE | 5TWX7036A1 | 5PX*CD07AS3 | S8V2C100M5PCB | Split System | 33600 | 16.5 | 8.5 | 2.1 | R-454B | 650
217562402 | FRIEDRICH | RD18AY36AJVC | TCFY3617STANM | FR962V0603A17M4S | Split System | 31200 | 18 | 8.5 | 1.9 | R-454B | 650
217562384 | FRIEDRICH | RD18AY36AJVC | TCFY3621STANM | FR97MV0703A17DH | Split System | 31200 | 18 | 8.5 | 1.9 | R-454B | 650
217562399 | FRIEDRICH | RD18AY36AJVC | TCFY3621STANM | FR98MV0603A17UP | Split System | 31200 | 18 | 8.5 | 1.9 | R-454B | 650
217562342 | FRIEDRICH | RD18AY36AJVC | TCFY3617STANM | FR951V0603A17M4S | Split System | 31200 | 18 | 8.5 | 1.9 | R-454B | 650
217562397 | FRIEDRICH | RD18AY36AJVC | TCFY3617STANM | FR921V0603A17M4S | Split System | 31200 | 18 | 8.5 | 1.9 | R-454B | 650
217562370 | FRIEDRICH | RD18AY36AJVC | TCFY3621STANM | FR951V0603A17M4S | Split System | 31200 | 18 | 8.5 | 1.9 | R-454B | 650
217562364 | FRIEDRICH | RD18AY36AJVC | TCFY3621STANM | FR962V0603A17M4S | Split System | 31200 | 18 | 8.5 | 1.9 | R-454B | 650
217562406 | FRIEDRICH | RD18AY36AJVC | TCFY3621STANM | FR921V0403A17M4S | Split System | 31400 | 18 | 8.5 | 1.9 | R-454B | 650
217562336 | FRIEDRICH | RD18AY36AJVC | TCFY3621STANM | FR962V1005A21M4S | Split System | 31400 | 18 | 8.5 | 1.9 | R-454B | 650
217562357 | FRIEDRICH | RD18AY36AJVC | TCFY3621STANM | FR962V0705A21M4S | Split System | 31400 | 18 | 8.5 | 1.9 | R-454B | 650
217562359 | FRIEDRICH | RD18AY36AJVC | TCFY3621STANM | FR962V0703A17M4S | Split System | 31400 | 18 | 8.5 | 1.9 | R-454B | 650
217562447 | FRIEDRICH | RD18AY36AJVC | TCFY3621STANM | FR951V0703A17M4S | Split System | 31400 | 18 | 8.5 | 1.9 | R-454B | 650
217562331 | FRIEDRICH | RD18AY36AJVC | TCFY3617STANM | FR951V0703A17M4S | Split System | 31400 | 18 | 8.5 | 1.9 | R-454B | 650
217562349 | FRIEDRICH | RD18AY36AJVC | TCFY3621STANM | FR921V0705A21M4S | Split System | 31400 | 18 | 8.5 | 1.9 | R-454B | 650
217562381 | FRIEDRICH | RD18AY36AJVC | TCFY3621STANM | FR951V1005A21M4S | Split System | 31400 | 18 | 8.5 | 1.9 | R-454B | 650
217562373 | FRIEDRICH | RD18AY36AJVC | TCFY3621STANM | FR921V0703A17M4S | Split System | 31400 | 18 | 8.5 | 1.9 | R-454B | 650
217562335 | FRIEDRICH | RD18AY36AJVC | TCFY3617STANM | FR962V0403A17M4S | Split System | 31400 | 18 | 8.5 | 1.9 | R-454B | 650
217562387 | FRIEDRICH | RD18AY36AJVC | TCFY3617STANM | FR921V0403A17M4S | Split System | 31400 | 18 | 8.5 | 1.9 | R-454B | 650
216891629 | RHEEM | RD18AY36AJVC | RCFY3617STANM | R962V0603A17M4 | Split System | 31200 | 18 | 8.5 | 1.9 | R-454B | 650
216891529 | RHEEM | RD18AY36AJVC | RCFY3621STANM | R951V0705A21M4 | Split System | 31400 | 18 | 8.5 | 1.9 | R-454B | 650
216891996 | SURE | RD18AY36AJVC | TCFY3621STANM | S921V0403A17M4 | Split System | 31400 | 18 | 8.5 | 1.9 | R-454B | 650
217562333 | FRIEDRICH | RD18AY36AJVC | TCFY3621STANM | FR97MV0603A17DH | Split System | 31400 | 19 | 8.5 | 1.9 | R-454B | 650
217562348 | FRIEDRICH | RD18AY36AJVC | TCFY3621STANM | FR98MV1005A21UP | Split System | 31400 | 19 | 8.5 | 1.9 | R-454B | 650
217562365 | FRIEDRICH | RD18AY36AJVC | TCFY3621STANM | FR951V0855A21M4S | Split System | 31400 | 19 | 8.5 | 1.9 | R-454B | 650
217562367 | FRIEDRICH | RD18AY36AJVC | TCFY3621STANM | FR98MV0855A21UP | Split System | 31400 | 19 | 8.5 | 1.9 | R-454B | 650
217562356 | FRIEDRICH | RD18AY36AJVC | TCFY3621STANM | FR97MV1005A21DH | Split System | 31600 | 19 | 8.5 | 1.9 | R-454B | 650
217121973 | LENNOX | EL21KLV-048-230A** | CK40[C,U]T-60C-**+TDR | EL196UH110XE60C* | Split System | 47000 | 19 | 8.5 | 2.12 | R-454B | 650
216892196 | RUSSELL | RD18AY36AJVC | TCFY3621STANM | S97MV1005A21DH | Split System | 31600 | 19 | 8.5 | 1.9 | R-454B | 650
217122224 | AIREASE | A7CP21V36P-**A | 7AH1AV36PX-** |  | Split System | 34600 | 19.5 | 8.5 | 2.06 | R-454B | 650
217122205 | AIREASE | A7CP21V48P-**A | 7AH1AV48PX-** |  | Split System | 46500 | 19.5 | 8.5 | 2.08 | R-454B | 650
217122123 | ARMSTRONG AIR | A7CP21V36P-**A | 7AH1AV36PX-** |  | Split System | 34600 | 19.5 | 8.5 | 2.06 | R-454B | 650
217122104 | ARMSTRONG AIR | A7CP21V48P-**A | 7AH1AV48PX-** |  | Split System | 46500 | 19.5 | 8.5 | 2.08 | R-454B | 650
217121970 | LENNOX | EL21KLV-036-230A** | CBK45UHVT-036-230-** |  | Split System | 34600 | 19.5 | 8.5 | 2.06 | R-454B | 650
217121639 | LENNOX | EL21KLV-048-230A** | CBK45UHVT-048-230-** |  | Split System | 46500 | 19.5 | 8.5 | 2.08 | R-454B | 650
216684920 | MAINLINE | MLP19AY24AJVC | TCFY2421HEAAM | ML962V0703A17M4 | Split System | 22800 | 20 | 8.5 | 1.8 | R-454B | 650
216684928 | MAINLINE | MLP19AY24AJVC | TCFY2421HEAAM | ML98MV0703A17UP | Split System | 22800 | 20 | 8.5 | 1.8 | R-454B | 650
216684912 | MAINLINE | MLP19AY24AJVC | TCFY2421HEAAM | ML951V0703A17M4 | Split System | 22800 | 20 | 8.5 | 1.8 | R-454B | 650
215940677 | AIRQUEST | H5H3V36*K*AAA* | EVD5X42M21A*+WALLCON | *97CTN1002122A* | Split System | 34400 | 21 | 8.5 | 2.06 | R-454B | 650
215940517 | AIRQUEST | H5H3V36*K*AAA* | EVD5X36M21A*+WALLCON | *80CSU0401712B* | Split System | 34600 | 21 | 8.5 | 2.06 | R-454B | 650
215940298 | ARCOAIRE | H5H3V36*K*AAA* | EVM5X44M21A*+WALLCON | *97CTN0801716A* | Split System | 35400 | 21 | 8.5 | 2.02 | R-454B | 650
215940528 | ARCOAIRE | H5H3V36*K*AAA* | EVD5X36M21A*+WALLCON | *80CSU0601716B* | Split System | 34400 | 21 | 8.5 | 2.04 | R-454B | 650
217106190 | BRYANT HEATING AND COOLING SYSTEMS | 293VAN036**AA* | CVAVA6021XMA*+UI | 987TA48080C17*** | Split System | 35400 | 21 | 8.5 | 2.02 | R-454B | 650
217106178 | BRYANT HEATING AND COOLING SYSTEMS | 293VAN036**AA* | CVAMA4421XMA*+UI | 987TA48080C17*** | Split System | 35400 | 21 | 8.5 | 2.02 | R-454B | 650
217106182 | BRYANT HEATING AND COOLING SYSTEMS | 293VAN036**AA* | CVAMA6021XMA*+UI | 987TA48080C17*** | Split System | 35400 | 21 | 8.5 | 2.02 | R-454B | 650
215940625 | BRYANT HEATING AND COOLING SYSTEMS | 293VAN036**AA* | CVAVA4221XMA*+UI | 83*CB36040C17*** | Split System | 34600 | 21 | 8.5 | 2.04 | R-454B | 650
217106180 | BRYANT HEATING AND COOLING SYSTEMS | 293VAN036**AA* | CVAMA4921XMA*+UI | 987TA48080C17*** | Split System | 35400 | 21 | 8.5 | 2.06 | R-454B | 650
215940294 | CARRIER | 27VNA336A*030* | CVAMA4421XMA*+UI | 59TN7A080C17**16 | Split System | 35400 | 21 | 8.5 | 2.02 | R-454B | 650
215940624 | CARRIER | 27VNA336A*030* | CVAVA4221XMA*+UI | 58CU*B040C17**12 | Split System | 34600 | 21 | 8.5 | 2.04 | R-454B | 650
215940634 | CARRIER | 27VNA336A*030* | CVAVA4221XMA*+UI | 58CU*B060C17**16 | Split System | 34400 | 21 | 8.5 | 2.06 | R-454B | 650
215940734 | CARRIER | 27VNA336A*030* | CVAVA4824XMA*+UI | 59TN7A080C21**20 | Split System | 35000 | 21 | 8.5 | 2.06 | R-454B | 650
215940674 | CARRIER | 27VNA336A*030* | CVAVA4221XMA*+UI | 59TN7A100C21**22 | Split System | 34400 | 21 | 8.5 | 2.08 | R-454B | 650
215940529 | COMFORTMAKER | C5H3V36*K*AAA* | EVD5X36M21A*+WALLCON | *80CSU0601716B* | Split System | 34400 | 21 | 8.5 | 2.04 | R-454B | 650
215940629 | COMFORTMAKER | C5H3V36*K*AAA* | EVD5X42M21A*+WALLCON | *80CSU0401712B* | Split System | 34600 | 21 | 8.5 | 2.04 | R-454B | 650
215940729 | COMFORTMAKER | C5H3V36*K*AAA* | EVD5X48M24A*+WALLCON | *96CTN0802120B* | Split System | 35000 | 21 | 8.5 | 2.04 | R-454B | 650
215940530 | DAY & NIGHT | C5H3V36*K*AAA* | EVD5X36M21A*+WALLCON | *80CSU0601716B* | Split System | 34400 | 21 | 8.5 | 2.04 | R-454B | 650
215940730 | DAY & NIGHT | C5H3V36*K*AAA* | EVD5X48M24A*+WALLCON | *96CTN0802120B* | Split System | 35000 | 21 | 8.5 | 2.04 | R-454B | 650
215940680 | DAY & NIGHT | C5H3V36*K*AAA* | EVD5X42M21A*+WALLCON | *97CTN1002122A* | Split System | 34400 | 21 | 8.5 | 2.06 | R-454B | 650
215940296 | HEIL | H5H3V36*K*AAA* | EVM5X44M21A*+WALLCON | *97CTN0801716A* | Split System | 35400 | 21 | 8.5 | 2.02 | R-454B | 650
215940726 | HEIL | H5H3V36*K*AAA* | EVD5X48M24A*+WALLCON | *96CTN0802120B* | Split System | 35000 | 21 | 8.5 | 2.04 | R-454B | 650
215940736 | HEIL | H5H3V36*K*AAA* | EVD5X48M24A*+WALLCON | *97CTN0802120A* | Split System | 35000 | 21 | 8.5 | 2.04 | R-454B | 650
215940676 | HEIL | H5H3V36*K*AAA* | EVD5X42M21A*+WALLCON | *97CTN1002122A* | Split System | 34400 | 21 | 8.5 | 2.06 | R-454B | 650
215940851 | KEEPRITE | C5H3V36*K*AAA* | EVD5X60M21A*+WALLCON | *97CTN0801716A* | Split System | 35400 | 21 | 8.5 | 2 | R-454B | 650
215940531 | KEEPRITE | C5H3V36*K*AAA* | EVD5X36M21A*+WALLCON | *80CSU0601716B* | Split System | 34400 | 21 | 8.5 | 2.04 | R-454B | 650
215940853 | TEMPSTAR | T5H3V36*K*AAA* | EVD5X60M21A*+WALLCON | *97CTN0801716A* | Split System | 35400 | 21 | 8.5 | 2 | R-454B | 650
215940533 | TEMPSTAR | T5H3V36*K*AAA* | EVD5X36M21A*+WALLCON | *80CSU0601716B* | Split System | 34400 | 21 | 8.5 | 2.04 | R-454B | 650
215940478 | ARCOAIRE | H5H3V36*K*AAA* | EVM5X60M24A*+WALLCON | *97CTN0802120A* | Split System | 35400 | 21.5 | 8.5 | 2.04 | R-454B | 650
215940778 | ARCOAIRE | H5H3V36*K*AAA* | EVD5X49M24A*+WALLCON | *97CTN0802120A* | Split System | 35400 | 21.5 | 8.5 | 2.04 | R-454B | 650
215940768 | ARCOAIRE | H5H3V36*K*AAA* | EVD5X49M24A*+WALLCON | *96CTN0802120B* | Split System | 35400 | 21.5 | 8.5 | 2.04 | R-454B | 650
215940745 | BRYANT HEATING AND COOLING SYSTEMS | 293VAN036**AA* | CVAVA4824XMA*+UI | 987TA66100C21*** | Split System | 35000 | 21.5 | 8.5 | 2.04 | R-454B | 650
215940695 | BRYANT HEATING AND COOLING SYSTEMS | 293VAN036**AA* | CVAVA4224XMA*+UI | 987TA60080C21*** | Split System | 35400 | 21.5 | 8.5 | 2.06 | R-454B | 650
215940325 | BRYANT HEATING AND COOLING SYSTEMS | 293VAN036**AA* | CVAMA4921XMA*+UI | 986TD60080C21*** | Split System | 35600 | 21.5 | 8.5 | 2.06 | R-454B | 650
217106191 | BRYANT HEATING AND COOLING SYSTEMS | 293VAN036**AA* | CVAVA6121XMA*+UI | 987TA48080C17*** | Split System | 35600 | 21.5 | 8.5 | 2.06 | R-454B | 650
215940464 | CARRIER | 27VNA336A*030* | CVAMA6024XMA*+UI | 59TN6C080C21**20 | Split System | 35400 | 21.5 | 8.5 | 2.06 | R-454B | 650
215940684 | CARRIER | 27VNA336A*030* | CVAVA4224XMA*+UI | 59TN6C080C21**20 | Split System | 35400 | 21.5 | 8.5 | 2.06 | R-454B | 650
215940374 | CARRIER | 27VNA336A*030* | CVAMA4921XMA*+UI | 59TN7A080C21**20 | Split System | 35600 | 21.5 | 8.5 | 2.06 | R-454B | 650
215940759 | COMFORTMAKER | C5H3V36*K*AAA* | EVD5X48M24A*+WALLCON | *97CTN1202422A* | Split System | 35000 | 21.5 | 8.5 | 2.02 | R-454B | 650
215940760 | DAY & NIGHT | C5H3V36*K*AAA* | EVD5X48M24A*+WALLCON | *97CTN1202422A* | Split System | 35000 | 21.5 | 8.5 | 2.02 | R-454B | 650
215940780 | DAY & NIGHT | C5H3V36*K*AAA* | EVD5X49M24A*+WALLCON | *97CTN0802120A* | Split System | 35400 | 21.5 | 8.5 | 2.04 | R-454B | 650
215940880 | DAY & NIGHT | C5H3V36*K*AAA* | EVD5X60M24A*+WALLCON | *96CTN0802120B* | Split System | 35400 | 21.5 | 8.5 | 2.04 | R-454B | 650
215940700 | DAY & NIGHT | C5H3V36*K*AAA* | EVD5X42M24A*+WALLCON | *97CTN0802120A* | Split System | 35400 | 21.5 | 8.5 | 2.04 | R-454B | 650
215940380 | DAY & NIGHT | C5H3V36*K*AAA* | EVM5X49M21A*+WALLCON | *97CTN0802120A* | Split System | 35600 | 21.5 | 8.5 | 2.04 | R-454B | 650
215940746 | HEIL | H5H3V36*K*AAA* | EVD5X48M24A*+WALLCON | *97CTN1002122A* | Split System | 35000 | 21.5 | 8.5 | 2.02 | R-454B | 650
215940466 | HEIL | H5H3V36*K*AAA* | EVM5X60M24A*+WALLCON | *96CTN0802120B* | Split System | 35400 | 21.5 | 8.5 | 2.04 | R-454B | 650
215940766 | HEIL | H5H3V36*K*AAA* | EVD5X49M24A*+WALLCON | *96CTN0802120B* | Split System | 35400 | 21.5 | 8.5 | 2.04 | R-454B | 650
215940256 | HEIL | H5H3V36*K*AAA* | EVM5X44M21A*+WALLCON | *96CTN0802120B* | Split System | 35600 | 21.5 | 8.5 | 2.04 | R-454B | 650
215940326 | HEIL | H5H3V36*K*AAA* | EVM5X49M21A*+WALLCON | *96CTN0802120B* | Split System | 35600 | 21.5 | 8.5 | 2.04 | R-454B | 650
215940916 | HEIL | H5H3V36*K*AAA* | EVD5X61M21A*+WALLCON | *97CTN0801716A* | Split System | 35600 | 21.5 | 8.5 | 2.04 | R-454B | 650
215940811 | KEEPRITE | C5H3V36*K*AAA* | EVD5X60M21A*+WALLCON | *96CTN0802120B* | Split System | 35600 | 21.5 | 8.5 | 2.02 | R-454B | 650
215940861 | KEEPRITE | C5H3V36*K*AAA* | EVD5X60M21A*+WALLCON | *97CTN0802120A* | Split System | 35600 | 21.5 | 8.5 | 2.02 | R-454B | 650
215940881 | KEEPRITE | C5H3V36*K*AAA* | EVD5X60M24A*+WALLCON | *96CTN0802120B* | Split System | 35400 | 21.5 | 8.5 | 2.04 | R-454B | 650
215940891 | KEEPRITE | C5H3V36*K*AAA* | EVD5X60M24A*+WALLCON | *97CTN0802120A* | Split System | 35400 | 21.5 | 8.5 | 2.04 | R-454B | 650
215940813 | TEMPSTAR | T5H3V36*K*AAA* | EVD5X60M21A*+WALLCON | *96CTN0802120B* | Split System | 35600 | 21.5 | 8.5 | 2.02 | R-454B | 650
215940483 | TEMPSTAR | T5H3V36*K*AAA* | EVM5X60M24A*+WALLCON | *97CTN0802120A* | Split System | 35400 | 21.5 | 8.5 | 2.04 | R-454B | 650
215940473 | TEMPSTAR | T5H3V36*K*AAA* | EVM5X60M24A*+WALLCON | *96CTN0802120B* | Split System | 35400 | 21.5 | 8.5 | 2.04 | R-454B | 650
215940893 | TEMPSTAR | T5H3V36*K*AAA* | EVD5X60M24A*+WALLCON | *97CTN0802120A* | Split System | 35400 | 21.5 | 8.5 | 2.04 | R-454B | 650
215940333 | TEMPSTAR | T5H3V36*K*AAA* | EVM5X49M21A*+WALLCON | *96CTN0802120B* | Split System | 35600 | 21.5 | 8.5 | 2.04 | R-454B | 650
215940593 | TEMPSTAR | T5H3V36*K*AAA* | EVD5X38M17A*+WALLCON | *80CSU0601716B* | Split System | 35600 | 22 | 8.5 | 2.02 | R-454B | 650
216776022 | LENNOX | SL22KLV-024-230A** | CK40[C,U]T-36B-**+TDR | EL297UH045XV36B* | Split System | 22600 | 18.5 | 8.5 | 2.06 | R-454B | 650
216776019 | LENNOX | SL22KLV-024-230A** | CK40[C,U]T-36B-**+TDR | SL297UH040NV36B* | Split System | 22600 | 18.5 | 8.5 | 2.06 | R-454B | 650
216776021 | LENNOX | SL22KLV-024-230A** | CK40[C,U]T-36B-**+TDR | SLP99UH070XV36B* | Split System | 22600 | 19 | 8.5 | 2.06 | R-454B | 650
216776023 | LENNOX | SL22KLV-024-230A** | CK40[C,U]T-36B-**+TDR | EL297UH070XV36B* | Split System | 22600 | 19 | 8.5 | 2.06 | R-454B | 650
216765887 | AMERICAN STANDARD | 5A6H7024A1 | 5PX*BD06AS3 | S8V2B060M4PDB | Split System | 23400 | 17.1 | 8.5 | 1.9 | R-454B | 650
216765914 | TRANE | 5TWR7024A1 | 5PX*BD06AS3 | S9X1B040D3PSB | Split System | 23600 | 17.1 | 8.5 | 1.9 | R-454B | 650
215942483 | AIRQUEST | H5H3V36*K*AAA* | EVD5X61M21A*+WALLCON | *80CTL0702120B* | Split System | 35800 | 22 | 8.5 | 2.02 | R-454B | 650
215940707 | AIRQUEST | H5H3V36*K*AAA* | EVD5X42M24A*+WALLCON | *97CTN1002122A* | Split System | 35600 | 22 | 8.5 | 2.04 | R-454B | 650
215942633 | AIRQUEST | H5H3V36*K*AAA* | EVD5X61M21A*+WALLCON | *97CTN0802120A* | Split System | 35800 | 22 | 8.5 | 2.04 | R-454B | 650
215942563 | AIRQUEST | H5H3V36*K*AAA* | EVD5X61M24A*+WALLCON | *80CTL0702120B* | Split System | 35800 | 22 | 8.5 | 2.04 | R-454B | 650
215942503 | AIRQUEST | H5H3V36*K*AAA* | EVD5X61M21A*+WALLCON | *80CTL1102120B* | Split System | 36000 | 22 | 8.5 | 2.04 | R-454B | 650
215942583 | AIRQUEST | H5H3V36*K*AAA* | EVD5X61M24A*+WALLCON | *97CMN0802120B* | Split System | 36000 | 22 | 8.5 | 2.04 | R-454B | 650
215940927 | AIRQUEST | H5H3V36*K*AAA* | EVD5X61M24A*+WALLCON | *97CTN1202422A* | Split System | 36000 | 22 | 8.5 | 2.04 | R-454B | 650
215940408 | ARCOAIRE | H5H3V36*K*AAA* | EVM5X60M21A*+WALLCON | *80CSU0401712B* | Split System | 35600 | 22 | 8.5 | 2.02 | R-454B | 650
215940418 | ARCOAIRE | H5H3V36*K*AAA* | EVM5X60M21A*+WALLCON | *80CSU0601716B* | Split System | 35600 | 22 | 8.5 | 2.02 | R-454B | 650
215940818 | ARCOAIRE | H5H3V36*K*AAA* | EVD5X60M21A*+WALLCON | *80CSU0401712B* | Split System | 35800 | 22 | 8.5 | 2.02 | R-454B | 650
215940578 | ARCOAIRE | H5H3V36*K*AAA* | EVD5X38M17A*+WALLCON | *80CSU0401712B* | Split System | 35600 | 22 | 8.5 | 2.04 | R-454B | 650
215940798 | ARCOAIRE | H5H3V36*K*AAA* | EVD5X49M24A*+WALLCON | *97CTN1202422A* | Split System | 35600 | 22 | 8.5 | 2.04 | R-454B | 650
215942434 | ARCOAIRE | H5H3V36*K*AAA* | EVM5X61M24A*+WALLCON | *80CTL0702120B* | Split System | 35800 | 22 | 8.5 | 2.04 | R-454B | 650
215942564 | ARCOAIRE | H5H3V36*K*AAA* | EVD5X61M24A*+WALLCON | *80CTL0702120B* | Split System | 35800 | 22 | 8.5 | 2.04 | R-454B | 650
215942614 | ARCOAIRE | H5H3V36*K*AAA* | EVM5X61M24A*+WALLCON | *97CTN0802120A* | Split System | 36000 | 22 | 8.5 | 2.04 | R-454B | 650
215942664 | ARCOAIRE | H5H3V36*K*AAA* | EVD5X61M24A*+WALLCON | *97CTN0802120A* | Split System | 36000 | 22 | 8.5 | 2.04 | R-454B | 650
215942504 | ARCOAIRE | H5H3V36*K*AAA* | EVD5X61M21A*+WALLCON | *80CTL1102120B* | Split System | 36000 | 22 | 8.5 | 2.04 | R-454B | 650
215942574 | ARCOAIRE | H5H3V36*K*AAA* | EVD5X61M24A*+WALLCON | *95CSU0802120B* | Split System | 36000 | 22 | 8.5 | 2.04 | R-454B | 650
215942604 | ARCOAIRE | H5H3V36*K*AAA* | EVM5X61M24A*+WALLCON | *96CTN0802120B* | Split System | 36000 | 22 | 8.5 | 2.04 | R-454B | 650
215942644 | ARCOAIRE | H5H3V36*K*AAA* | EVD5X61M21A*+WALLCON | *97CTN1002122A* | Split System | 36000 | 22 | 8.5 | 2.04 | R-454B | 650
215940345 | BRYANT HEATING AND COOLING SYSTEMS | 293VAN036**AA* | CVAMA4921XMA*+UI | 83*CB48060C17*** | Split System | 35600 | 22 | 8.5 | 2.04 | R-454B | 650
215940495 | BRYANT HEATING AND COOLING SYSTEMS | 293VAN036**AA* | CVAMA6024XMA*+UI | 987TA66120C24*** | Split System | 35600 | 22 | 8.5 | 2.06 | R-454B | 650
215940895 | BRYANT HEATING AND COOLING SYSTEMS | 293VAN036**AA* | CVAVA6024XMA*+UI | 987TA66100C21*** | Split System | 35600 | 22 | 8.5 | 2.06 | R-454B | 650
215942481 | BRYANT HEATING AND COOLING SYSTEMS | 293VAN036**AA* | CVAVA6121XMA*+UI | 88*TB60070C21*** | Split System | 35800 | 22 | 8.5 | 2.06 | R-454B | 650
215942501 | BRYANT HEATING AND COOLING SYSTEMS | 293VAN036**AA* | CVAVA6121XMA*+UI | 88*TB60110C21*** | Split System | 36000 | 22 | 8.5 | 2.06 | R-454B | 650
215942651 | BRYANT HEATING AND COOLING SYSTEMS | 293VAN036**AA* | CVAVA6124XMA*+UI | 986TD60080C21*** | Split System | 36000 | 22 | 8.5 | 2.06 | R-454B | 650
215940925 | BRYANT HEATING AND COOLING SYSTEMS | 293VAN036**AA* | CVAVA6124XMA*+UI | 987TA66120C24*** | Split System | 36000 | 22 | 8.5 | 2.06 | R-454B | 650
215940864 | CARRIER | 27VNA336A*030* | CVAVA6021XMA*+UI | 59TN7A100C21**22 | Split System | 35600 | 22 | 8.5 | 2.04 | R-454B | 650
215940824 | CARRIER | 27VNA336A*030* | CVAVA6021XMA*+UI | 58CU*B060C17**16 | Split System | 35600 | 22 | 8.5 | 2.04 | R-454B | 650
215940384 | CARRIER | 27VNA336A*030* | CVAMA4921XMA*+UI | 59TN7A100C21**22 | Split System | 35600 | 22 | 8.5 | 2.04 | R-454B | 650
215940814 | CARRIER | 27VNA336A*030* | CVAVA6021XMA*+UI | 58CU*B040C17**12 | Split System | 35800 | 22 | 8.5 | 2.04 | R-454B | 650
215940894 | CARRIER | 27VNA336A*030* | CVAVA6024XMA*+UI | 59TN7A100C21**22 | Split System | 35600 | 22 | 8.5 | 2.06 | R-454B | 650
215942480 | CARRIER | 27VNA336A*030* | CVAVA6121XMA*+UI | 58TN*B070C21**20 | Split System | 35800 | 22 | 8.5 | 2.06 | R-454B | 650
215942490 | CARRIER | 27VNA336A*030* | CVAVA6121XMA*+UI | 58TN*B090C17**16 | Split System | 35800 | 22 | 8.5 | 2.06 | R-454B | 650
215942570 | CARRIER | 27VNA336A*030* | CVAVA6124XMA*+UI | 59CU5B080C21**20 | Split System | 36000 | 22 | 8.5 | 2.06 | R-454B | 650
215942600 | CARRIER | 27VNA336A*030* | CVAMA6124XMA*+UI | 59TN6C080C21**20 | Split System | 36000 | 22 | 8.5 | 2.06 | R-454B | 650
215942650 | CARRIER | 27VNA336A*030* | CVAVA6124XMA*+UI | 59TN6C080C21**20 | Split System | 36000 | 22 | 8.5 | 2.06 | R-454B | 650
215942660 | CARRIER | 27VNA336A*030* | CVAVA6124XMA*+UI | 59TN7A080C21**20 | Split System | 36000 | 22 | 8.5 | 2.06 | R-454B | 650
215942520 | CARRIER | 27VNA336A*030* | CVAVA6121XMA*+UI | 59MN7C080C21**20 | Split System | 35800 | 22 | 8.5 | 2.08 | R-454B | 650
215942630 | CARRIER | 27VNA336A*030* | CVAVA6121XMA*+UI | 59TN7A080C21**20 | Split System | 35800 | 22 | 8.5 | 2.08 | R-454B | 650
215940279 | COMFORTMAKER | C5H3V36*K*AAA* | EVM5X44M21A*+WALLCON | *80CSU0601716B* | Split System | 35600 | 22 | 8.5 | 2.02 | R-454B | 650
215942485 | COMFORTMAKER | C5H3V36*K*AAA* | EVD5X61M21A*+WALLCON | *80CTL0702120B* | Split System | 35800 | 22 | 8.5 | 2.02 | R-454B | 650
215940899 | COMFORTMAKER | C5H3V36*K*AAA* | EVD5X60M24A*+WALLCON | *97CTN1002122A* | Split System | 35600 | 22 | 8.5 | 2.04 | R-454B | 650
215940709 | COMFORTMAKER | C5H3V36*K*AAA* | EVD5X42M24A*+WALLCON | *97CTN1002122A* | Split System | 35600 | 22 | 8.5 | 2.04 | R-454B | 650
215942635 | COMFORTMAKER | C5H3V36*K*AAA* | EVD5X61M21A*+WALLCON | *97CTN0802120A* | Split System | 35800 | 22 | 8.5 | 2.04 | R-454B | 650
215942585 | COMFORTMAKER | C5H3V36*K*AAA* | EVD5X61M24A*+WALLCON | *97CMN0802120B* | Split System | 36000 | 22 | 8.5 | 2.04 | R-454B | 650
215942665 | COMFORTMAKER | C5H3V36*K*AAA* | EVD5X61M24A*+WALLCON | *97CTN0802120A* | Split System | 36000 | 22 | 8.5 | 2.04 | R-454B | 650
215940280 | DAY & NIGHT | C5H3V36*K*AAA* | EVM5X44M21A*+WALLCON | *80CSU0601716B* | Split System | 35600 | 22 | 8.5 | 2.02 | R-454B | 650
215940390 | DAY & NIGHT | C5H3V36*K*AAA* | EVM5X49M21A*+WALLCON | *97CTN1002122A* | Split System | 35600 | 22 | 8.5 | 2.02 | R-454B | 650
215942496 | DAY & NIGHT | C5H3V36*K*AAA* | EVD5X61M21A*+WALLCON | *80CTL0901716B* | Split System | 35800 | 22 | 8.5 | 2.02 | R-454B | 650
215940580 | DAY & NIGHT | C5H3V36*K*AAA* | EVD5X38M17A*+WALLCON | *80CSU0401712B* | Split System | 35600 | 22 | 8.5 | 2.04 | R-454B | 650
215940490 | DAY & NIGHT | C5H3V36*K*AAA* | EVM5X60M24A*+WALLCON | *97CTN1002122A* | Split System | 35600 | 22 | 8.5 | 2.04 | R-454B | 650
215940900 | DAY & NIGHT | C5H3V36*K*AAA* | EVD5X60M24A*+WALLCON | *97CTN1002122A* | Split System | 35600 | 22 | 8.5 | 2.04 | R-454B | 650
215940800 | DAY & NIGHT | C5H3V36*K*AAA* | EVD5X49M24A*+WALLCON | *97CTN1202422A* | Split System | 35600 | 22 | 8.5 | 2.04 | R-454B | 650
215942636 | DAY & NIGHT | C5H3V36*K*AAA* | EVD5X61M21A*+WALLCON | *97CTN0802120A* | Split System | 35800 | 22 | 8.5 | 2.04 | R-454B | 650
215942566 | DAY & NIGHT | C5H3V36*K*AAA* | EVD5X61M24A*+WALLCON | *80CTL0702120B* | Split System | 35800 | 22 | 8.5 | 2.04 | R-454B | 650
215942446 | DAY & NIGHT | C5H3V36*K*AAA* | EVM5X61M24A*+WALLCON | *97CMN0802120B* | Split System | 36000 | 22 | 8.5 | 2.04 | R-454B | 650
215942506 | DAY & NIGHT | C5H3V36*K*AAA* | EVD5X61M21A*+WALLCON | *80CTL1102120B* | Split System | 36000 | 22 | 8.5 | 2.04 | R-454B | 650
215942606 | DAY & NIGHT | C5H3V36*K*AAA* | EVM5X61M24A*+WALLCON | *96CTN0802120B* | Split System | 36000 | 22 | 8.5 | 2.04 | R-454B | 650
215942656 | DAY & NIGHT | C5H3V36*K*AAA* | EVD5X61M24A*+WALLCON | *96CTN0802120B* | Split System | 36000 | 22 | 8.5 | 2.04 | R-454B | 650
215940816 | HEIL | H5H3V36*K*AAA* | EVD5X60M21A*+WALLCON | *80CSU0401712B* | Split System | 35800 | 22 | 8.5 | 2.02 | R-454B | 650
215940786 | HEIL | H5H3V36*K*AAA* | EVD5X49M24A*+WALLCON | *97CTN1002122A* | Split System | 35400 | 22 | 8.5 | 2.04 | R-454B | 650
215940496 | HEIL | H5H3V36*K*AAA* | EVM5X60M24A*+WALLCON | *97CTN1202422A* | Split System | 35600 | 22 | 8.5 | 2.04 | R-454B | 650
215940576 | HEIL | H5H3V36*K*AAA* | EVD5X38M17A*+WALLCON | *80CSU0401712B* | Split System | 35600 | 22 | 8.5 | 2.04 | R-454B | 650
215942432 | HEIL | H5H3V36*K*AAA* | EVM5X61M24A*+WALLCON | *80CTL0702120B* | Split System | 35800 | 22 | 8.5 | 2.04 | R-454B | 650
215942622 | HEIL | H5H3V36*K*AAA* | EVD5X61M21A*+WALLCON | *96CTN0802120B* | Split System | 35800 | 22 | 8.5 | 2.04 | R-454B | 650
215942522 | HEIL | H5H3V36*K*AAA* | EVD5X61M21A*+WALLCON | *97CMN0802120B* | Split System | 35800 | 22 | 8.5 | 2.04 | R-454B | 650
215942652 | HEIL | H5H3V36*K*AAA* | EVD5X61M24A*+WALLCON | *96CTN0802120B* | Split System | 36000 | 22 | 8.5 | 2.04 | R-454B | 650
215940926 | HEIL | H5H3V36*K*AAA* | EVD5X61M24A*+WALLCON | *97CTN1202422A* | Split System | 36000 | 22 | 8.5 | 2.04 | R-454B | 650
215940411 | KEEPRITE | C5H3V36*K*AAA* | EVM5X60M21A*+WALLCON | *80CSU0401712B* | Split System | 35600 | 22 | 8.5 | 2.02 | R-454B | 650
215940461 | KEEPRITE | C5H3V36*K*AAA* | EVM5X60M21A*+WALLCON | *97CTN1002122A* | Split System | 35600 | 22 | 8.5 | 2.02 | R-454B | 650
215940391 | KEEPRITE | C5H3V36*K*AAA* | EVM5X49M21A*+WALLCON | *97CTN1002122A* | Split System | 35600 | 22 | 8.5 | 2.02 | R-454B | 650
215940581 | KEEPRITE | C5H3V36*K*AAA* | EVD5X38M17A*+WALLCON | *80CSU0401712B* | Split System | 35600 | 22 | 8.5 | 2.04 | R-454B | 650
215942627 | KEEPRITE | C5H3V36*K*AAA* | EVD5X61M21A*+WALLCON | *96CTN0802120B* | Split System | 35800 | 22 | 8.5 | 2.04 | R-454B | 650
215942637 | KEEPRITE | C5H3V36*K*AAA* | EVD5X61M21A*+WALLCON | *97CTN0802120A* | Split System | 35800 | 22 | 8.5 | 2.04 | R-454B | 650
215942577 | KEEPRITE | C5H3V36*K*AAA* | EVD5X61M24A*+WALLCON | *95CSU0802120B* | Split System | 36000 | 22 | 8.5 | 2.04 | R-454B | 650
215942617 | KEEPRITE | C5H3V36*K*AAA* | EVM5X61M24A*+WALLCON | *97CTN0802120A* | Split System | 36000 | 22 | 8.5 | 2.04 | R-454B | 650
215940931 | KEEPRITE | C5H3V36*K*AAA* | EVD5X61M24A*+WALLCON | *97CTN1202422A* | Split System | 36000 | 22 | 8.5 | 2.04 | R-454B | 650
215940463 | TEMPSTAR | T5H3V36*K*AAA* | EVM5X60M21A*+WALLCON | *97CTN1002122A* | Split System | 35600 | 22 | 8.5 | 2.02 | R-454B | 650
215940833 | TEMPSTAR | T5H3V36*K*AAA* | EVD5X60M21A*+WALLCON | *80CSU0601716B* | Split System | 35600 | 22 | 8.5 | 2.02 | R-454B | 650
215940393 | TEMPSTAR | T5H3V36*K*AAA* | EVM5X49M21A*+WALLCON | *97CTN1002122A* | Split System | 35600 | 22 | 8.5 | 2.02 | R-454B | 650
215942499 | TEMPSTAR | T5H3V36*K*AAA* | EVD5X61M21A*+WALLCON | *80CTL0901716B* | Split System | 35800 | 22 | 8.5 | 2.02 | R-454B | 650
215940913 | TEMPSTAR | T5H3V36*K*AAA* | EVD5X60M24A*+WALLCON | *97CTN1202422A* | Split System | 35600 | 22 | 8.5 | 2.04 | R-454B | 650
215942529 | TEMPSTAR | T5H3V36*K*AAA* | EVD5X61M21A*+WALLCON | *97CMN0802120B* | Split System | 35800 | 22 | 8.5 | 2.04 | R-454B | 650
215942669 | TEMPSTAR | T5H3V36*K*AAA* | EVD5X61M24A*+WALLCON | *97CTN0802120A* | Split System | 36000 | 22 | 8.5 | 2.04 | R-454B | 650
215942449 | TEMPSTAR | T5H3V36*K*AAA* | EVM5X61M24A*+WALLCON | *97CMN0802120B* | Split System | 36000 | 22 | 8.5 | 2.04 | R-454B | 650
215942549 | TEMPSTAR | T5H3V36*K*AAA* | EVD5X61M21A*+WALLCON | *96CTN1002122B* | Split System | 36000 | 22 | 8.5 | 2.04 | R-454B | 650
215942579 | TEMPSTAR | T5H3V36*K*AAA* | EVD5X61M24A*+WALLCON | *95CSU0802120B* | Split System | 36000 | 22 | 8.5 | 2.04 | R-454B | 650
215942649 | TEMPSTAR | T5H3V36*K*AAA* | EVD5X61M21A*+WALLCON | *97CTN1002122A* | Split System | 36000 | 22 | 8.5 | 2.04 | R-454B | 650
215940933 | TEMPSTAR | T5H3V36*K*AAA* | EVD5X61M24A*+WALLCON | *97CTN1202422A* | Split System | 36000 | 22 | 8.5 | 2.04 | R-454B | 650
215936951 | KEEPRITE | C5H3V36*K*AAA* | EVD5X61M24A*+WALLCON | *95CSU1002122B* | Split System | 36000 | 22.5 | 8.5 | 2.06 | R-454B | 650
216776075 | LENNOX | SL22KLV-036-230A** | CK40[C,U]T-49C-**+TDR | SL297UH080NV60C* | Split System | 35200 | 18.5 | 8.5 | 2 | R-454B | 650
216968305 | LENNOX | SL22KLV-024-230A** | CK40[C,U]T-48B-**+TDR | EL297UH045XV36B* | Split System | 22400 | 20 | 8.5 | 1.86 | R-454B | 650
216770092 | TRANE | 5TWX7024A1 | 5TAMXC03AV31 |  | Split System | 23800 | 17.1 | 8.5 | 1.9 | R-454B | 650
216766841 | TRANE | 5TWX7024A1 | 5PX*BD06AS3 | S8V2B080M4PCB | Split System | 23800 | 17.1 | 8.5 | 1.9 | R-454B | 650
216766832 | TRANE | 5TWX7024A1 | 5PX*BD06AS3 | S9X2B060D3PSB | Split System | 23800 | 17.5 | 8.5 | 1.9 | R-454B | 650
216968288 | LENNOX | SL22KLV-024-230A** | CK40[C,U]T-48C-**+TDR | SL297UH080NV60C* | Split System | 22400 | 17.5 | 8.5 | 1.86 | R-454B | 650
216968287 | LENNOX | SL22KLV-024-230A** | CK40[C,U]T-48C-**+TDR | SL297UH080NV48C* | Split System | 22600 | 19.5 | 8.5 | 1.86 | R-454B | 650
216776067 | LENNOX | SL22KLV-036-230A** | CBK48MVT-042-230-** |  | Split System | 35200 | 20 | 8.5 | 2.12 | R-454B | 650
216968295 | LENNOX | SL22KLV-024-230A** | CK40[C,U]T-48C-**+TDR | EL297UH090XV60C* | Split System | 22600 | 18.5 | 8.5 | 1.88 | R-454B | 650
216968296 | LENNOX | SL22KLV-024-230A** | CK40[C,U]T-48C-**+TDR | EL297UH110XV48C* | Split System | 22600 | 19.5 | 8.5 | 1.86 | R-454B | 650
216968290 | LENNOX | SL22KLV-024-230A** | CK40[C,U]T-48C-**+TDR | SLP99UH090XV48C* | Split System | 22600 | 19.5 | 8.5 | 1.88 | R-454B | 650
216968294 | LENNOX | SL22KLV-024-230A** | CK40[C,U]T-48C-**+TDR | EL297UH090XV48C* | Split System | 22600 | 19.5 | 8.5 | 1.88 | R-454B | 650
216968289 | LENNOX | SL22KLV-024-230A** | CK40[C,U]T-48C-**+TDR | SLP99UH090XV36C* | Split System | 22600 | 20 | 8.5 | 1.86 | R-454B | 650
217122217 | AIREASE | A7CP21V24P-**A | 7AH1AV30PX-** |  | Split System | 24000 | 20.5 | 8.5 | 2.16 | R-454B | 650
217122116 | ARMSTRONG AIR | A7CP21V24P-**A | 7AH1AV30PX-** |  | Split System | 24000 | 20.5 | 8.5 | 2.16 | R-454B | 650
217121962 | LENNOX | EL21KLV-024-230A** | CBK45UHVT-030-230-** |  | Split System | 24000 | 20.5 | 8.5 | 2.16 | R-454B | 650
216051026 | FRIEDRICH | FRP19AY24AJVC | TCFY2421HEAAM | FR97MV0855A21DH | Split System | 22800 | 21 | 8.5 | 1.8 | R-454B | 650
216684927 | MAINLINE | MLP19AY24AJVC | TCFY2421HEAAM | ML98MV0855A21UP | Split System | 22800 | 21 | 8.5 | 1.8 | R-454B | 650
216684917 | MAINLINE | MLP19AY24AJVC | TCFY2421HEAAM | ML951V0403A17M4 | Split System | 22800 | 21 | 8.5 | 1.8 | R-454B | 650
216684924 | MAINLINE | MLP19AY24AJVC | TCFY2421HEAAM | ML98MV0603A17UP | Split System | 22800 | 21 | 8.5 | 1.8 | R-454B | 650
216684929 | MAINLINE | MLP19AY24AJVC | TCFY2421HEAAM | ML962V0403A17M4 | Split System | 22800 | 21 | 8.5 | 1.8 | R-454B | 650
216051193 | RUSSELL | SP19AY24AJVC | TCFY2421HEAAM | S98MV0603A17UP | Split System | 22800 | 21 | 8.5 | 1.8 | R-454B | 650
216051204 | RUSSELL | SP19AY24AJVC | TCFY2421HEAAM | S97MV0703A17DH | Split System | 22800 | 21 | 8.5 | 1.8 | R-454B | 650
216051203 | RUSSELL | SP19AY24AJVC | TCFY2421HEAAM | S98MV0855A21UP | Split System | 22800 | 21 | 8.5 | 1.8 | R-454B | 650
216051192 | RUSSELL | SP19AY24AJVC | TCFY2421HEAAM | S97MV0603A17DH | Split System | 22800 | 21 | 8.5 | 1.8 | R-454B | 650
216766037 | AMERICAN STANDARD | 5A6H7036A1 | 5PX*B006AS3 | S9X1B060D3PSB | Split System | 31400 | 15.2 | 8.7 | 2.1 | R-454B | 650
216770083 | AMERICAN STANDARD | 5A6H7060A1 | 5TXCD008AS3 | L8V1C100U5VSB | Split System | 51500 | 15.2 | 8.7 | 2.1 | R-454B | 650
216766714 | TRANE | 5TWR7060A1 | 5PX*DD10AS3 | S8V2D120M5PCB | Split System | 51000 | 15.2 | 8.7 | 2.1 | R-454B | 650
216767264 | TRANE | 5TWX7060A1 | 5TXCD010AS3 | S9V2C080U5VSB | Split System | 52500 | 15.5 | 8.7 | 2.2 | R-454B | 650
216766773 | AMERICAN STANDARD | 5A6H7060A1 | 5TXCD010AS3 | S9X1C080U5PSB | Split System | 52500 | 16 | 8.7 | 2.2 | R-454B | 650
216770072 | TRANE | 5TWR7060A1 | 5TXCD008AS3 | S8X1D120M5PTC | Split System | 51500 | 16 | 8.7 | 2.1 | R-454B | 650
216766757 | AMERICAN STANDARD | 5A6H7060A1 | 5TXCD010AS3 | S8V2C080M5PCB | Split System | 52000 | 15.2 | 8.7 | 2.2 | R-454B | 650
216767039 | TRANE | 5TWX7036A1 | 5TXCB006AS3 | S9X2B060D3PSB | Split System | 31400 | 15.5 | 8.7 | 2.1 | R-454B | 650
216767214 | TRANE | 5TWX7060A1 | 5PX*D008AS3+P0V0D000M50SD |  | Split System | 51500 | 15.5 | 8.7 | 2.1 | R-454B | 650
216767159 | TRANE | 5TWX7048A1 | 5TXCC007AS3 | S8V2C100M5PCB | Split System | 43000 | 15.5 | 8.7 | 2.1 | R-454B | 650
216766028 | TRANE | 5TWR7036A1 | 5PX*B004AS3 | S9X2B060U4PSB | Split System | 32400 | 16 | 8.7 | 2.1 | R-454B | 650
216770008 | TRANE | 5TWR7048A1 | 5PX*D008AS3 | *UHMC100CCV4 | Split System | 43500 | 16 | 8.7 | 2.2 | R-454B | 650
216769965 | AMERICAN STANDARD | 5A6H7036A1 | 5TXCC005AS3 | S8X2C080M5PSC | Split System | 32600 | 16.5 | 8.7 | 2.1 | R-454B | 650
216766487 | AMERICAN STANDARD | 5A6H7048A1 | 5PX*D008AS3 | S9X2C080U5PSB | Split System | 43500 | 16.5 | 8.7 | 2.2 | R-454B | 650
216770040 | TRANE | 5TWR7048A1 | 5TXCD008AS3 | S8X1C100M5PTC | Split System | 43500 | 16.5 | 8.7 | 2.2 | R-454B | 650
216766564 | TRANE | 5TWR7048A1 | 5TXCC009AS3 | S9X1C100U5PSB | Split System | 43500 | 15.2 | 8.7 | 2.2 | R-454B | 650
216767016 | TRANE | 5TWX7036A1 | 5PX*DD10AS3 | S9X2D120D5PSB | Split System | 33800 | 15.5 | 8.7 | 2.2 | R-454B | 650
216769949 | AMERICAN STANDARD | 5A6H7036A1 | 5TXCC005AS3 | *UHMC100CCV4 | Split System | 32200 | 16 | 8.7 | 2.1 | R-454B | 650
216766019 | AMERICAN STANDARD | 5A6H7036A1 | 5PX*B004AS3 | S8V2B080M4PCB | Split System | 32200 | 16 | 8.7 | 2.1 | R-454B | 650
216766353 | AMERICAN STANDARD | 5A6H7036A1 | 5TXCC005AS3 | S9X1C080U5PSB | Split System | 32600 | 16 | 8.7 | 2.1 | R-454B | 650
216766053 | AMERICAN STANDARD | 5A6H7036A1 | 5PX*B006AS3 | S8V2A040M3PCB | Split System | 32800 | 16 | 8.7 | 2.1 | R-454B | 650
216766587 | AMERICAN STANDARD | 5A6H7048A1 | 5TXCD008AS3 | S8V2C080M5PDB | Split System | 43500 | 16 | 8.7 | 2.2 | R-454B | 650
216766346 | TRANE | 5TWR7036A1 | 5TXCC005AS3 | S8V2C100M5PCB | Split System | 32600 | 16 | 8.7 | 2.1 | R-454B | 650
216766914 | TRANE | 5TWX7036A1 | 5PX*B006AS3 | S9X2B060U4PSB | Split System | 33000 | 16 | 8.7 | 2.1 | R-454B | 650
216767041 | TRANE | 5TWX7036A1 | 5TXCB006AS3 | S9X2B060U4PSB | Split System | 33000 | 16 | 8.7 | 2.1 | R-454B | 650
216770097 | TRANE | 5TWX7036A1 | 5PX*C009AS3 | L9X1C100U5VSA | Split System | 33200 | 16 | 8.7 | 2.1 | R-454B | 650
216770108 | TRANE | 5TWX7036A1 | 5TAMXD04AV31 |  | Split System | 33200 | 16 | 8.7 | 2.1 | R-454B | 650
216766782 | TRANE | 5TWX7024A1 | 5PX*B004AS3 | S9X1B040U3PSB | Split System | 23200 | 16.5 | 8.7 | 2 | R-454B | 650
216766855 | TRANE | 5TWX7024A1 | 5TXCB004AS3 | S8V2A040M3PDB | Split System | 23200 | 16.5 | 8.7 | 2 | R-454B | 650
216766348 | TRANE | 5TWR7036A1 | 5TXCC005AS3 | S9V2C080U5VSB | Split System | 32400 | 16.5 | 8.7 | 2.1 | R-454B | 650
216766128 | TRANE | 5TWR7036A1 | 5PX*C005AS3+P0V0C000M50SD |  | Split System | 32800 | 16.5 | 8.7 | 2.1 | R-454B | 650
216767050 | TRANE | 5TWX7036A1 | 5TXCB006AS3 | S9V2B060U4VSB | Split System | 33400 | 16.5 | 8.7 | 2.1 | R-454B | 650
216766328 | TRANE | 5TWR7036A1 | 5TXCB006AS3 | S9X1B080U4PSB | Split System | 33600 | 16.5 | 8.7 | 2.1 | R-454B | 650
216770103 | TRANE | 5TWX7036A1 | 5PX*CD09AS3 | S8X1C100M5PTC | Split System | 34400 | 16.5 | 8.7 | 2.1 | R-454B | 650
216770034 | TRANE | 5TWR7048A1 | 5TXCC009AS3 | S8X2C100M5PTC | Split System | 43500 | 16.5 | 8.7 | 2.2 | R-454B | 650
216766448 | TRANE | 5TWR7048A1 | 5PX*C009AS3 | S8V2C080M5PCB | Split System | 43500 | 16.5 | 8.7 | 2.2 | R-454B | 650
216769903 | AMERICAN STANDARD | 5A6H7036A1 | 5PX*B006AS3 | *UHMB060CCV3 | Split System | 33200 | 17 | 8.7 | 2.1 | R-454B | 650
216766171 | AMERICAN STANDARD | 5A6H7036A1 | 5PX*C007AS3 | S8V2C080M5PDB | Split System | 33800 | 17 | 8.7 | 2.1 | R-454B | 650
216769935 | AMERICAN STANDARD | 5A6H7036A1 | 5PX*CD09AS3 | S8X2C100M5PTC | Split System | 34400 | 17 | 8.7 | 2.1 | R-454B | 650
216769931 | AMERICAN STANDARD | 5A6H7036A1 | 5PX*CD09AS3 | S8X1C100M5PTC | Split System | 34400 | 17 | 8.7 | 2.1 | R-454B | 650
216766798 | TRANE | 5TWX7024A1 | 5PX*B004AS3+P0V0A000M30SD |  | Split System | 23200 | 17 | 8.7 | 2 | R-454B | 650
216766864 | TRANE | 5TWX7024A1 | 5TXCB004AS3 | S8V2B060M4PCB | Split System | 23200 | 17 | 8.7 | 2 | R-454B | 650
216769902 | TRANE | 5TWR7036A1 | 5PX*B006AS3 | *UHMB060CCV3 | Split System | 33200 | 17 | 8.7 | 2.1 | R-454B | 650
216769904 | TRANE | 5TWR7036A1 | 5PX*B006AS3 | *UHMB080CCV3 | Split System | 33200 | 17 | 8.7 | 2.1 | R-454B | 650
216766966 | TRANE | 5TWX7036A1 | 5PX*C007AS3 | S9V2C100U5VSB | Split System | 33600 | 17 | 8.7 | 2.1 | R-454B | 650
216769934 | TRANE | 5TWR7036A1 | 5PX*CD09AS3 | S8X2C100M5PTC | Split System | 34400 | 17 | 8.7 | 2.1 | R-454B | 650
216769985 | AMERICAN STANDARD | 5A6H7036A1 | 5TXCC009AS3 | S8X1C080M5PTC | Split System | 34200 | 17.1 | 8.7 | 2.2 | R-454B | 650
216766230 | TRANE | 5TWR7036A1 | 5PX*CD09AS3 | S8V2C100M5PCB | Split System | 34200 | 17.1 | 8.7 | 2.1 | R-454B | 650
216769990 | TRANE | 5TWR7036A1 | 5TXCC009AS3 | S8X2C080M5PSC | Split System | 34200 | 17.1 | 8.7 | 2.2 | R-454B | 650
216765912 | TRANE | 5TWR7024A1 | 5PX*BD06AS3+P0V0A000M30SD |  | Split System | 23800 | 17.1 | 8.7 | 1.9 | R-454B | 650
216765994 | TRANE | 5TWR7024A1 | 5TXCB006AS3+P0V0B000M40SD |  | Split System | 23400 | 17.1 | 8.7 | 2 | R-454B | 650
216766998 | TRANE | 5TWX7036A1 | 5PX*CD09AS3+P0V0C000M50SD |  | Split System | 34400 | 17.1 | 8.7 | 2.1 | R-454B | 650
216766875 | TRANE | 5TWX7024A1 | 5TXCB006AS3+P0V0B000M40SD |  | Split System | 23400 | 17.1 | 8.7 | 2 | R-454B | 650
218486211 | ARCOAIRE | D5CUHAH24AAK+KSAIC0701230 | FHMA5*36L*B* |  | Split System | 25000 | 15.5 | 9 | 2.06 | R-454B | 650
217188849 | AIREASE | A7SCP18V24P-**A | 7ED24AX-**+TDR | A80DF1E070A12* | Split System | 23600 | 15.9 | 9 | 1.8 | R-454B | 650
217189361 | CONCORD | 7SCP18V24P-**A | 7ED24AX-**+TDR | 80G1DF070AE12* | Split System | 23600 | 15.9 | 9 | 1.8 | R-454B | 650
217124243 | GE Appliances | NS18H24HA5*** | NCDC24AT5****+TDR | NF80D070S3A*** | Split System | 23600 | 15.9 | 9 | 1.8 | R-454B | 650
217450139 | AIREASE | A7SCP18V24P-**A | 7ED24BX-**+TDR | A97DF2E045B12S* | Split System | 23800 | 16 | 9 | 1.8 | R-454B | 650
218486200 | COMFORTMAKER | D5CUHAH24AAK+KSAIC0701230 | F5MA5*30L*B* |  | Split System | 24200 | 16 | 9 | 2.06 | R-454B | 650
218486202 | DAY & NIGHT | D5CUHAH24AAK+KSAIC0701230 | F5MA5*30L*B* |  | Split System | 24200 | 16 | 9 | 2.06 | R-454B | 650
217450633 | DUCANE | 7SCP18V24P-**A | 7ED24BX-**+TDR | 97G2DF045BE12* | Split System | 23800 | 16 | 9 | 1.8 | R-454B | 650
218486203 | KEEPRITE | D5CUHAH24AAK+KSAIC0701230 | FHMA5*30L*B* |  | Split System | 24200 | 16 | 9 | 2.06 | R-454B | 650
217124039 | GE Appliances | NS18H24HA5*** | NCDC24BT5****+TDR | NF80D070S3B*** | Split System | 23800 | 16.1 | 9 | 1.8 | R-454B | 650
217189780 | LENNOX | EL18KSLV-024-230A** | CK40DT-24B-**+TDR | ML180DF070E36B* | Split System | 23800 | 16.1 | 9 | 1.8 | R-454B | 650
217450468 | CONCORD | 7SCP18V24P-**A | 7E[C,U]30BX-**+TDR | 97G2UH070BE12* | Split System | 23800 | 16.15 | 9 | 1.8 | R-454B | 650
217123973 | GE Appliances | NS18H24HA5*** | NCUC30BT5****+TDR | NF95X060S3B*** | Split System | 23800 | 16.25 | 9 | 1.8 | R-454B | 650
217189182 | CONCORD | 7SCP18V24P-**A | 7EH24BX-**+TDR | 96G1UH045BE12* | Split System | 24000 | 16.4 | 9 | 1.8 | R-454B | 650
217124018 | GE Appliances | NS18H24HA5*** | NCHC24BT5****+TDR | NF96U045S3B*** | Split System | 24000 | 16.4 | 9 | 1.8 | R-454B | 650
217189759 | LENNOX | EL18KSLV-024-230A** | CK40HT-24B-**+TDR | ML196UH045XE36B* | Split System | 24000 | 16.4 | 9 | 1.8 | R-454B | 650
217449784 | LENNOX | EL18KSLV-024-230A** | CK40HT-24B-**+TDR | EL196UH045XE36B* | Split System | 24000 | 16.5 | 9 | 1.8 | R-454B | 650
217188790 | AIREASE | A7SCP18V60P-**A | 7E[C,U]49CX-**+TDR | A80UH2E110C20* | Split System | 45500 | 16.55 | 9 | 1.85 | R-454B | 650
217189040 | ARMSTRONG AIR | A7SCP18V60P-**A | 7E[C,U]49CX-**+TDR | A80UH2E110C20* | Split System | 45500 | 16.55 | 9 | 1.85 | R-454B | 650
217189315 | CONCORD | 7SCP18V60P-**A | 7E[C,U]49CX-**+TDR | 80G2UH110CE20* | Split System | 45500 | 16.55 | 9 | 1.85 | R-454B | 650
217124174 | GE Appliances | NS18H60HA5*** | NCUC49CT5****+TDR | NF80U110T5C*** | Split System | 45500 | 16.55 | 9 | 1.85 | R-454B | 650
217124173 | GE Appliances | NS18H60HA5*** | NCUC49CT5****+TDR | NF80L110S5C*** | Split System | 45500 | 16.55 | 9 | 1.85 | R-454B | 650
217188686 | AIREASE | A7SCP18V24P-**A | 7ED24AX-**+TDR | A80DF1E045A12* | Split System | 23600 | 16.65 | 9 | 1.8 | R-454B | 650
217124038 | GE Appliances | NS18H24HA5*** | NCDC24AT5****+TDR | NF80D045S3A*** | Split System | 23600 | 16.65 | 9 | 1.8 | R-454B | 650
217189779 | LENNOX | EL18KSLV-024-230A** | CK40DT-24A-**+TDR | ML180DF045E36A* | Split System | 23600 | 16.65 | 9 | 1.8 | R-454B | 650
218486573 | ARCOAIRE | D5CUHAH24AAK+KSAIC0701230 | EA*5X25M17A* | *96VSN0801716B* | Split System | 24000 | 17 | 9 | 2.02 | R-454B | 650
218486574 | COMFORTMAKER | D5CUHAH24AAK+KSAIC0701230 | EA*5X25M17A* | *96VSN0801716B* | Split System | 24000 | 17 | 9 | 2.02 | R-454B | 650
218486624 | DAY & NIGHT | D5CUHAH24AAK+KSAIC0701230 | EA*5X25M17A* | *96VTN0801716B* | Split System | 24000 | 17 | 9 | 2.02 | R-454B | 650
217124167 | GE Appliances | NS18H60HA5*** | NCUC49CT5****+TDR | NF95X080S4C*** | Split System | 45000 | 17.05 | 9 | 1.85 | R-454B | 650
217124136 | GE Appliances | NS18H36HA5*** | NCHC36CT5****+TDR | NF95X080S4C*** | Split System | 34800 | 17.05 | 9 | 1.9 | R-454B | 650
217189908 | LENNOX | EL18KSLV-060-230A** | CK40[C,U]T-49C-**+TDR | EL195UH080NE48C* | Split System | 45000 | 17.05 | 9 | 1.85 | R-454B | 650
217189877 | LENNOX | EL18KSLV-036-230A** | CK40HT-36C-**+TDR | EL195UH080NE48C* | Split System | 34800 | 17.05 | 9 | 1.9 | R-454B | 650
217124213 | GE Appliances | NS18H60HA5*** | NCDC48CT5****+TDR | NF80D110S5C*** | Split System | 45000 | 17.15 | 9 | 1.9 | R-454B | 650
217450218 | AIREASE | A7SCP18V60P-**A | 7E[C,U]49CX-**+TDR | A97UH2E090C16S* | Split System | 45000 | 17.2 | 9 | 1.85 | R-454B | 650
217189041 | ARMSTRONG AIR | A7SCP18V60P-**A | 7E[C,U]49CX-**+TDR | A80UH1E090C20* | Split System | 46000 | 17.2 | 9 | 1.85 | R-454B | 650
217189010 | ARMSTRONG AIR | A7SCP18V36P-**A | 7EH36CX-**+TDR | A96UH1E090C16S* | Split System | 34800 | 17.2 | 9 | 1.9 | R-454B | 650
217189288 | CONCORD | 7SCP18V36P-**A | 7EH36CX-**+TDR | 96G1UH090CE16* | Split System | 34800 | 17.2 | 9 | 1.9 | R-454B | 650
217189576 | DUCANE | 7SCP18V60P-**A | 7E[C,U]49CX-**+TDR | 80G1UH090CE20* | Split System | 46000 | 17.2 | 9 | 1.85 | R-454B | 650
217189548 | DUCANE | 7SCP18V36P-**A | 7EH36CX-**+TDR | 96G1UH090CE16* | Split System | 34800 | 17.2 | 9 | 1.9 | R-454B | 650
217124175 | GE Appliances | NS18H60HA5*** | NCUC49CT5****+TDR | NF80U090S5C*** | Split System | 46000 | 17.2 | 9 | 1.85 | R-454B | 650
217124137 | GE Appliances | NS18H36HA5*** | NCHC36CT5****+TDR | NF96U090S4C*** | Split System | 34800 | 17.2 | 9 | 1.9 | R-454B | 650
216769747 | AIREASE | A7SCP18V60P-**A | 7E[C,U]49CX-**+TDR | A97US2V080C20X* | Split System | 45500 | 17.25 | 9 | 1.85 | R-454B | 650
217449978 | LENNOX | EL18KSLV-060-230A** | CK40[C,U]T-49C-**+TDR | ML193UH090XE48C* | Split System | 45500 | 17.3 | 9 | 1.85 | R-454B | 650
217188724 | AIREASE | A7SCP18V36P-**A | 7EH30AX-**+TDR | A80US2V070A12* | Split System | 34200 | 17.4 | 9 | 1.9 | R-454B | 650
217124177 | GE Appliances | NS18H60HA5*** | NCUC49CT5****+TDR | NF98U110M5C*** | Split System | 45500 | 17.4 | 9 | 1.85 | R-454B | 650
217124088 | GE Appliances | NS18H36HA5*** | NCHC30AT5****+TDR | NF80U070V3A*** | Split System | 34200 | 17.4 | 9 | 1.9 | R-454B | 650
217189829 | LENNOX | EL18KSLV-036-230A** | CK40HT-30A-**+TDR | SL280UH070V36A* | Split System | 34200 | 17.4 | 9 | 1.9 | R-454B | 650
217189038 | ARMSTRONG AIR | A7SCP18V60P-**A | 7E[C,U]49CX-**+TDR | A80US2V100C20X* | Split System | 45500 | 17.45 | 9 | 1.85 | R-454B | 650
217124171 | GE Appliances | NS18H60HA5*** | NCUC49CT5****+TDR | NF80X100V5C*** | Split System | 45500 | 17.45 | 9 | 1.85 | R-454B | 650
217124170 | GE Appliances | NS18H60HA5*** | NCUC49CT5****+TDR | NF80X080V4B*** | Split System | 45500 | 17.45 | 9 | 1.85 | R-454B | 650
217124144 | GE Appliances | NS18H36HA5*** | NCDC42BT5****+TDR | NF97D070M3B*** | Split System | 35000 | 17.45 | 9 | 1.9 | R-454B | 650
218486236 | AIRQUEST | D5CUHAH24AAK+KSAIC0701230 | FM(C,U)5Z36**AL* |  | Split System | 24200 | 17.5 | 9 | 2.04 | R-454B | 650
216618973 | ARMSTRONG AIR | A7SCP18V60P-**A | 7AH1AE48PX-** |  | Split System | 46000 | 17.5 | 9 | 1.8 | R-454B | 650
218486259 | COMFORTMAKER | D5CUHAH24AAK+KSAIC0701230 | FMA5X24**AL* |  | Split System | 23400 | 17.5 | 9 | 2.02 | R-454B | 650
216619130 | CONCORD | 7SCP18V60P-**A | 7AH1AE48PX-** |  | Split System | 46000 | 17.5 | 9 | 1.8 | R-454B | 650
217189556 | DUCANE | 7SCP18V36P-**A | 7ED42BX-**+TDR | 96G1DF070BE16* | Split System | 35200 | 17.5 | 9 | 1.9 | R-454B | 650
217596048 | ECOER | EODA19H-4860AB* | EBCT4248CB* | MGH96M080C4A | Split System | 43000 | 17.5 | 9 | 1.95 | R-454B | 650
217124147 | GE Appliances | NS18H36HA5*** | NCDC42BT5****+TDR | NF96D070S4B*** | Split System | 35200 | 17.5 | 9 | 1.9 | R-454B | 650
218486240 | KEEPRITE | D5CUHAH24AAK+KSAIC0701230 | FM(C,U)5Z36**AL* |  | Split System | 24200 | 17.5 | 9 | 2.04 | R-454B | 650
216618917 | LENNOX | EL18KSLV-060-230A** | CBK45UHET-048-230-** |  | Split System | 46000 | 17.5 | 9 | 1.8 | R-454B | 650
218486234 | TEMPSTAR | D5CUHAH24AAK+KSAIC0701230 | FM(C,U)5Z30**AL* |  | Split System | 24200 | 17.5 | 9 | 2.04 | R-454B | 650
217450203 | AIREASE | A7SCP18V36P-**A | 7ED42BX-**+TDR | A80DS2V090B16* | Split System | 35200 | 17.6 | 9 | 1.9 | R-454B | 650
216619129 | CONCORD | 7SCP18V60P-**A | 7AH1AV42PX-** |  | Split System | 45500 | 17.6 | 9 | 1.8 | R-454B | 650
217189572 | DUCANE | 7SCP18V60P-**A | 7E[C,U]49CX-**+TDR | 80G2UH110CV20* | Split System | 45500 | 17.65 | 9 | 1.85 | R-454B | 650
217124169 | GE Appliances | NS18H60HA5*** | NCUC49CT5****+TDR | NF80U110V5C*** | Split System | 45500 | 17.65 | 9 | 1.85 | R-454B | 650
217189910 | LENNOX | EL18KSLV-060-230A** | CK40[C,U]T-49C-**+TDR | SL280UH110V60C* | Split System | 45500 | 17.65 | 9 | 1.85 | R-454B | 650
217449983 | LENNOX | EL18KSLV-060-230A** | CK40[C,U]T-49C-**+TDR | SL280UH110XV60C* | Split System | 45500 | 17.65 | 9 | 1.85 | R-454B | 650
217449947 | LENNOX | EL18KSLV-036-230A** | CK40DT-42B-**+TDR | EL297DF070XE48B* | Split System | 35000 | 17.65 | 9 | 1.9 | R-454B | 650
217449982 | LENNOX | EL18KSLV-060-230A** | CK40[C,U]T-49C-**+TDR | SL280UH090XV60C* | Split System | 45500 | 17.7 | 9 | 1.85 | R-454B | 650
217188725 | AIREASE | A7SCP18V36P-**A | 7EH30AX-**+TDR | A80US2V060A12X* | Split System | 34600 | 17.75 | 9 | 1.9 | R-454B | 650
217509268 | ALLIED | 7SCP18V36P-**A | 7EH30AX-**+TDR | 80G2UH070AE12* | Split System | 34200 | 17.75 | 9 | 1.9 | R-454B | 650
217189249 | CONCORD | 7SCP18V36P-**A | 7EH30AX-**+TDR | 80G2UH070AE12* | Split System | 34200 | 17.75 | 9 | 1.9 | R-454B | 650
217189508 | DUCANE | 7SCP18V36P-**A | 7EH30AX-**+TDR | 80G2UH070AE12L* | Split System | 34200 | 17.75 | 9 | 1.9 | R-454B | 650
217124092 | GE Appliances | NS18H36HA5*** | NCHC30AT5****+TDR | NF80L070S3A*** | Split System | 34200 | 17.75 | 9 | 1.9 | R-454B | 650
217124093 | GE Appliances | NS18H36HA5*** | NCHC30AT5****+TDR | NF80U070T3A*** | Split System | 34200 | 17.75 | 9 | 1.9 | R-454B | 650
217124089 | GE Appliances | NS18H36HA5*** | NCHC30AT5****+TDR | NF80X060V3A*** | Split System | 34600 | 17.75 | 9 | 1.9 | R-454B | 650
217189833 | LENNOX | EL18KSLV-036-230A** | CK40HT-30A-**+TDR | EL280UH070XE36A* | Split System | 34200 | 17.75 | 9 | 1.9 | R-454B | 650
217189294 | CONCORD | 7SCP18V36P-**A | 7ED42BX-**+TDR | 96G1DF045BE12* | Split System | 35000 | 17.85 | 9 | 1.9 | R-454B | 650
217189554 | DUCANE | 7SCP18V36P-**A | 7ED42BX-**+TDR | 96G1DF045BE12* | Split System | 35000 | 17.85 | 9 | 1.9 | R-454B | 650
217124145 | GE Appliances | NS18H36HA5*** | NCDC42BT5****+TDR | NF96D045S3B*** | Split System | 35000 | 17.85 | 9 | 1.9 | R-454B | 650
217189293 | CONCORD | 7SCP18V36P-**A | 7ED42BX-**+TDR | 80G1DF070BE12* | Split System | 35000 | 17.9 | 9 | 1.9 | R-454B | 650
217189553 | DUCANE | 7SCP18V36P-**A | 7ED42BX-**+TDR | 80G1DF070BE12* | Split System | 35000 | 17.9 | 9 | 1.9 | R-454B | 650
217124143 | GE Appliances | NS18H36HA5*** | NCDC42BT5****+TDR | NF80D070S3B*** | Split System | 35000 | 17.9 | 9 | 1.9 | R-454B | 650
217189884 | LENNOX | EL18KSLV-036-230A** | CK40DT-42B-**+TDR | ML180DF070E36B* | Split System | 35000 | 17.9 | 9 | 1.9 | R-454B | 650
217188726 | AIREASE | A7SCP18V36P-**A | 7EH30AX-**+TDR | A80UH1E040A12X* | Split System | 34200 | 17.95 | 9 | 1.9 | R-454B | 650
217188730 | AIREASE | A7SCP18V36P-**A | 7EH30AX-**+TDR | A80UH1E070A12* | Split System | 34400 | 17.95 | 9 | 1.9 | R-454B | 650
217188977 | ARMSTRONG AIR | A7SCP18V36P-**A | 7EH30AX-**+TDR | A80UH1E060A12X* | Split System | 34200 | 17.95 | 9 | 1.9 | R-454B | 650
217188980 | ARMSTRONG AIR | A7SCP18V36P-**A | 7EH30AX-**+TDR | A80UH1E070A12* | Split System | 34400 | 17.95 | 9 | 1.9 | R-454B | 650
217189246 | CONCORD | 7SCP18V36P-**A | 7EH30AX-**+TDR | 80G1UH040AE12X* | Split System | 34200 | 17.95 | 9 | 1.9 | R-454B | 650
217189511 | DUCANE | 7SCP18V36P-**A | 7EH30AX-**+TDR | 80G1UH070AE12* | Split System | 34400 | 17.95 | 9 | 1.9 | R-454B | 650
217124090 | GE Appliances | NS18H36HA5*** | NCHC30AT5****+TDR | NF80X040S3A*** | Split System | 34200 | 17.95 | 9 | 1.9 | R-454B | 650
217124091 | GE Appliances | NS18H36HA5*** | NCHC30AT5****+TDR | NF80X060S3A*** | Split System | 34200 | 17.95 | 9 | 1.9 | R-454B | 650
217124095 | GE Appliances | NS18H36HA5*** | NCHC30AT5****+TDR | NF80U070S3A*** | Split System | 34400 | 17.95 | 9 | 1.9 | R-454B | 650
218486523 | AIRQUEST | D5CUHAH24AAK+KSAIC0701230 | EA*5X25M17A* | *80MSU0601716A* | Split System | 24400 | 18 | 9 | 2.02 | R-454B | 650
216374567 | CHAMPION HEATING AND COOLING | HH860E2S11 | CTF60C5CGS1 | Z9ET080C16SMPS1 | Split System | 44000 | 18 | 9 | 2 | R-454B | 650
216374608 | CHAMPION HEATING AND COOLING | HH860E2S11 | CTU60C5XGS1+TXV | Z9ET080C16SMPS1 | Split System | 44000 | 18 | 9 | 2 | R-454B | 650
216374649 | CHAMPION HEATING AND COOLING | HH860E2S11 | CTM60C5CGS1 | Z9ET080C16SMPS1 | Split System | 44000 | 18 | 9 | 2 | R-454B | 650
216374725 | CHAMPION HEATING AND COOLING | HH860E2S11 | CTF60C5CGS1 | Z9ET100C20SMPS1 | Split System | 44500 | 18 | 9 | 2 | R-454B | 650
216374766 | CHAMPION HEATING AND COOLING | HH860E2S11 | CTU60C5XGS1+TXV | Z9ET100C20SMPS1 | Split System | 44500 | 18 | 9 | 2 | R-454B | 650
216374694 | CHAMPION HEATING AND COOLING | HH860E2S11 | CTM60C5CGS1 | Z9ET100C20SMPS1 | Split System | 45000 | 18 | 9 | 2 | R-454B | 650
216374686 | COLEMAN | HH860E2S11 | CTF60C5CGS1 | Z9ET080C16SMPS1 | Split System | 44000 | 18 | 9 | 2 | R-454B | 650
216374727 | COLEMAN | HH860E2S11 | CTU60C5XGS1+TXV | Z9ET080C16SMPS1 | Split System | 44000 | 18 | 9 | 2 | R-454B | 650
216374768 | COLEMAN | HH860E2S11 | CTM60C5CGS1 | Z9ET080C16SMPS1 | Split System | 44000 | 18 | 9 | 2 | R-454B | 650
216374605 | COLEMAN | HH860E2S11 | CTF60C5CGS1 | Z9ET100C20SMPS1 | Split System | 44500 | 18 | 9 | 2 | R-454B | 650
216374646 | COLEMAN | HH860E2S11 | CTU60C5XGS1+TXV | Z9ET100C20SMPS1 | Split System | 44500 | 18 | 9 | 2 | R-454B | 650
216769731 | DUCANE | 7SCP18V36P-**A | 7EH36CX-**+TDR | 97G2UH090CV12* | Split System | 34600 | 18 | 9 | 1.9 | R-454B | 650
217596061 | ECOER | EODA19H-4860AB* | EBCT4860DB* | FG7TC-120D-E45D* | Split System | 52000 | 18 | 9 | 1.9 | R-454B | 650
217596060 | ECOER | EODA19H-4860AB* | EBCT4860CB* | FG7TC-100D-V35C* | Split System | 52000 | 18 | 9 | 1.9 | R-454B | 650
217596049 | ECOER | EODA19H-4860AB* | EBCT4860CB* | MGH96M100C5A | Split System | 52000 | 18 | 9 | 1.9 | R-454B | 650
217596050 | ECOER | EODA19H-4860AB* | EBCT4860DB* | MGH96M120D5A | Split System | 52000 | 18 | 9 | 1.9 | R-454B | 650
217596054 | ECOER | EODA19H-2436AB* | EBCT3036BB* | FG7TC-060D-V24B* | Split System | 33000 | 18 | 9 | 1.95 | R-454B | 650
217596041 | ECOER | EODA19H-2436AB* | EBCT3036BB* | MGH96M080B3A | Split System | 33000 | 18 | 9 | 1.95 | R-454B | 650
217596058 | ECOER | EODA19H-4860AB* | EBCT4248CB* | FG7TC-100D-V35C* | Split System | 45000 | 18 | 9 | 1.95 | R-454B | 650
217596059 | ECOER | EODA19H-4860AB* | EBCT4248CB* | FG7TC-080D-V35C* | Split System | 45000 | 18 | 9 | 1.95 | R-454B | 650
217596047 | ECOER | EODA19H-4860AB* | EBCT4248CB* | MGH96M100C5A | Split System | 45000 | 18 | 9 | 1.95 | R-454B | 650
216374607 | FRASER-JOHNSTON | HH860E2S11 | CTF60C5CGS1 | Z9ET080C16SMPS1 | Split System | 44000 | 18 | 9 | 2 | R-454B | 650
216374648 | FRASER-JOHNSTON | HH860E2S11 | CTU60C5XGS1+TXV | Z9ET080C16SMPS1 | Split System | 44000 | 18 | 9 | 2 | R-454B | 650
216374566 | FRASER-JOHNSTON | HH860E2S11 | CTU60C5XGS1+TXV | Z9ET100C20SMPS1 | Split System | 44500 | 18 | 9 | 2 | R-454B | 650
216374734 | FRASER-JOHNSTON | HH860E2S11 | CTM60C5CGS1 | Z9ET100C20SMPS1 | Split System | 45000 | 18 | 9 | 2 | R-454B | 650
218486522 | HEIL | D5CUHAH24AAK+KSAIC0701230 | EA*5X25M17A* | *80MSU0601716A* | Split System | 24400 | 18 | 9 | 2.02 | R-454B | 650
216374568 | JOHNSON CONTROLS | HH860E2S11 | CTU60C5XGS1+TXV | Z9ET080C16SMPS1 | Split System | 44000 | 18 | 9 | 2 | R-454B | 650
216374767 | JOHNSON CONTROLS | HH860E2S11 | CTF60C5CGS1 | Z9ET080C16SMPS1 | Split System | 44000 | 18 | 9 | 2 | R-454B | 650
216374609 | JOHNSON CONTROLS | HH860E2S11 | CTM60C5CGS1 | Z9ET080C16SMPS1 | Split System | 44000 | 18 | 9 | 2 | R-454B | 650
216374685 | JOHNSON CONTROLS | HH860E2S11 | CTF60C5CGS1 | Z9ET100C20SMPS1 | Split System | 44500 | 18 | 9 | 2 | R-454B | 650
216374726 | JOHNSON CONTROLS | HH860E2S11 | CTU60C5XGS1+TXV | Z9ET100C20SMPS1 | Split System | 44500 | 18 | 9 | 2 | R-454B | 650
216374655 | JOHNSON CONTROLS | HH860E2S11 | CTM60C5CGS1 | Z9ET100C20SMPS1 | Split System | 45000 | 18 | 9 | 2 | R-454B | 650
217443331 | LENNOX | EL21KLV-036-230A** | CK40HT-30B-**+TDR | EL297UH045XE36B* | Split System | 32800 | 18 | 9 | 2.42 | R-454B | 650
216374647 | LUXAIRE | HH860E2S11 | CTF60C5CGS1 | Z9ET080C16SMPS1 | Split System | 44000 | 18 | 9 | 2 | R-454B | 650
216374687 | LUXAIRE | HH860E2S11 | CTU60C5XGS1+TXV | Z9ET080C16SMPS1 | Split System | 44000 | 18 | 9 | 2 | R-454B | 650
216374728 | LUXAIRE | HH860E2S11 | CTM60C5CGS1 | Z9ET080C16SMPS1 | Split System | 44000 | 18 | 9 | 2 | R-454B | 650
216374565 | LUXAIRE | HH860E2S11 | CTF60C5CGS1 | Z9ET100C20SMPS1 | Split System | 44500 | 18 | 9 | 2 | R-454B | 650
216374606 | LUXAIRE | HH860E2S11 | CTU60C5XGS1+TXV | Z9ET100C20SMPS1 | Split System | 44500 | 18 | 9 | 2 | R-454B | 650
216374774 | LUXAIRE | HH860E2S11 | CTM60C5CGS1 | Z9ET100C20SMPS1 | Split System | 45000 | 18 | 9 | 2 | R-454B | 650
217563418 | YISO | YOHA2-60CB | YLAN4-4860CB | FG7TC-100D-V35C* | Split System | 52000 | 18 | 9 | 1.9 | R-454B | 650
217563419 | YISO | YOHA2-60CB | YLAN4-4860DB | FG7TC-120D-E45D* | Split System | 52000 | 18 | 9 | 1.9 | R-454B | 650
217563408 | YISO | YOHA2-60CB | YLAN4-4860CB | MGH96M100C5A | Split System | 52000 | 18 | 9 | 1.9 | R-454B | 650
217563409 | YISO | YOHA2-60CB | YLAN4-4860DB | MGH96M120D5A | Split System | 52000 | 18 | 9 | 1.9 | R-454B | 650
217563401 | YISO | YOHA2-36CB | YLAN4-3036BB | MGH96M080B3A | Split System | 33000 | 18 | 9 | 1.95 | R-454B | 650
217563417 | YISO | YOHA2-60CB | YLAN4-4248CB | FG7TC-080D-V35C* | Split System | 45000 | 18 | 9 | 1.95 | R-454B | 650
217563406 | YISO | YOHA2-60CB | YLAN4-4248CB | MGH96M100C5A | Split System | 45000 | 18 | 9 | 1.95 | R-454B | 650
216374525 | YORK | HH860E2S11 | CTU60C5XGS1+TXV | Y92E080C16SMPS1 | Split System | 44000 | 18 | 9 | 2 | R-454B | 650
216374524 | YORK | HH860E2S11 | CTF60C5CGS1 | Y92E080C16SMPS1 | Split System | 44000 | 18 | 9 | 2 | R-454B | 650
216374526 | YORK | HH860E2S11 | CTM60C5CGS1 | Y92E080C16SMPS1 | Split System | 44000 | 18 | 9 | 2 | R-454B | 650
216374523 | YORK | HH860E2S11 | CTU60C5XGS1+TXV | Y92E100C20SMPS1 | Split System | 44500 | 18 | 9 | 2 | R-454B | 650
216374533 | YORK | HH860E2S11 | CTM60C5CGS1 | Y92E100C20SMPS1 | Split System | 45000 | 18 | 9 | 2 | R-454B | 650
217509271 | ALLIED | 7SCP18V36P-**A | 7EH30AX-**+TDR | 80G1UH045AE12* | Split System | 34200 | 18.1 | 9 | 1.9 | R-454B | 650
217188981 | ARMSTRONG AIR | A7SCP18V36P-**A | 7EH30AX-**+TDR | A80UH1E045A12* | Split System | 34200 | 18.1 | 9 | 1.9 | R-454B | 650
217189252 | CONCORD | 7SCP18V36P-**A | 7EH30AX-**+TDR | 80G1UH045AE12* | Split System | 34200 | 18.1 | 9 | 1.9 | R-454B | 650
217189513 | DUCANE | 7SCP18V36P-**A | 7EH30AX-**+TDR | 80G1UH045AE12L* | Split System | 34200 | 18.1 | 9 | 1.9 | R-454B | 650
217124096 | GE Appliances | NS18H36HA5*** | NCHC30AT5****+TDR | NF80U045S3A*** | Split System | 34200 | 18.1 | 9 | 1.9 | R-454B | 650
217124097 | GE Appliances | NS18H36HA5*** | NCHC30AT5****+TDR | NF80L045S3A*** | Split System | 34200 | 18.1 | 9 | 1.9 | R-454B | 650
217189838 | LENNOX | EL18KSLV-036-230A** | CK40HT-30A-**+TDR | ML180UH045XE36A* | Split System | 34200 | 18.1 | 9 | 1.9 | R-454B | 650
217188758 | AIREASE | A7SCP18V36P-**A | 7EH36CX-**+TDR | A98USMV090C12S* | Split System | 34800 | 18.2 | 9 | 1.9 | R-454B | 650
217124134 | GE Appliances | NS18H36HA5*** | NCHC36CT5****+TDR | NF98U090M3C*** | Split System | 34800 | 18.2 | 9 | 1.9 | R-454B | 650
217120402 | AIREASE | A7CP21V36P-**A | 7E[C,U]36BX-**+TDR | A97US2V040B12X* | Split System | 33800 | 18.5 | 9 | 2.04 | R-454B | 650
218410265 | AIRQUEST | B5H3V36*K*AAA* | ESH5X36M12A*+WALLCON | *97CMN0602120B* | Split System | 33000 | 18.5 | 9 | 1.92 | R-454B | 650
218410321 | AIRQUEST | B5H3V36*K*AAA* | ESH5X36M12A*+WALLCON | *96CTN0801714B* | Split System | 33000 | 18.5 | 9 | 1.94 | R-454B | 650
218410497 | AIRQUEST | B5H3V36*K*AAA* | ESH5X42M12A*+WALLCON | *97CMN0602120B* | Split System | 33400 | 18.5 | 9 | 1.94 | R-454B | 650
218410242 | ARCOAIRE | B5H3V36*K*AAA* | ESH5X36M12A*+WALLCON | *95CSU0802120B* | Split System | 33200 | 18.5 | 9 | 1.94 | R-454B | 650
218410466 | ARCOAIRE | B5H3V36*K*AAA* | ESH5X42M12A*+WALLCON | *95CSU0601716B* | Split System | 33400 | 18.5 | 9 | 1.94 | R-454B | 650
218410498 | ARCOAIRE | B5H3V36*K*AAA* | ESH5X42M12A*+WALLCON | *97CMN0602120B* | Split System | 33400 | 18.5 | 9 | 1.94 | R-454B | 650
217106172 | BRYANT HEATING AND COOLING SYSTEMS | 293VAN036**AA* | CSAH*4212AM*+UI | 987TA48080C17*** | Split System | 33400 | 18.5 | 9 | 1.94 | R-454B | 650
217106175 | BRYANT HEATING AND COOLING SYSTEMS | 293VAN036**AA* | CSAH*6012AM*+UI | 987TA48060C17*** | Split System | 33800 | 18.5 | 9 | 1.96 | R-454B | 650
218410235 | COMFORTMAKER | B5H3V36*K*AAA* | ESH5X36M12A*+WALLCON | *95CSU0601716B* | Split System | 33000 | 18.5 | 9 | 1.92 | R-454B | 650
218410323 | COMFORTMAKER | B5H3V36*K*AAA* | ESH5X36M12A*+WALLCON | *96CTN0801714B* | Split System | 33000 | 18.5 | 9 | 1.94 | R-454B | 650
218410187 | COMFORTMAKER | B5H3V36*K*AAA* | ESH5X36M12A*+WALLCON | *80CTL0701716B* | Split System | 33200 | 18.5 | 9 | 1.94 | R-454B | 650
218410507 | COMFORTMAKER | B5H3V36*K*AAA* | ESH5X42M12A*+WALLCON | *97CMN0801714B* | Split System | 33400 | 18.5 | 9 | 1.94 | R-454B | 650
218410324 | DAY & NIGHT | B5H3V36*K*AAA* | ESH5X36M12A*+WALLCON | *96CTN0801714B* | Split System | 33000 | 18.5 | 9 | 1.94 | R-454B | 650
218410244 | DAY & NIGHT | B5H3V36*K*AAA* | ESH5X36M12A*+WALLCON | *95CSU0802120B* | Split System | 33200 | 18.5 | 9 | 1.94 | R-454B | 650
218410500 | DAY & NIGHT | B5H3V36*K*AAA* | ESH5X42M12A*+WALLCON | *97CMN0602120B* | Split System | 33400 | 18.5 | 9 | 1.94 | R-454B | 650
218410264 | HEIL | B5H3V36*K*AAA* | ESH5X36M12A*+WALLCON | *97CMN0602120B* | Split System | 33000 | 18.5 | 9 | 1.92 | R-454B | 650
218410232 | HEIL | B5H3V36*K*AAA* | ESH5X36M12A*+WALLCON | *95CSU0601716B* | Split System | 33000 | 18.5 | 9 | 1.92 | R-454B | 650
218410240 | HEIL | B5H3V36*K*AAA* | ESH5X36M12A*+WALLCON | *95CSU0802120B* | Split System | 33200 | 18.5 | 9 | 1.94 | R-454B | 650
218410597 | KEEPRITE | B5H3V36*K*AAA* | ESH5X42M12A*+WALLCON | *97CTN0801716A* | Split System | 33400 | 18.5 | 9 | 1.94 | R-454B | 650
217117044 | LENNOX | EL21KLV-036-230A** | CK40[C,U]T-36B-**+TDR | SL297UH040NV36B* | Split System | 33800 | 18.5 | 9 | 2.04 | R-454B | 650
218410247 | TEMPSTAR | B5H3V36*K*AAA* | ESH5X36M12A*+WALLCON | *95CSU0802120B* | Split System | 33200 | 18.5 | 9 | 1.94 | R-454B | 650
218410471 | TEMPSTAR | B5H3V36*K*AAA* | ESH5X42M12A*+WALLCON | *95CSU0601716B* | Split System | 33400 | 18.5 | 9 | 1.94 | R-454B | 650
218410503 | TEMPSTAR | B5H3V36*K*AAA* | ESH5X42M12A*+WALLCON | *97CMN0602120B* | Split System | 33400 | 18.5 | 9 | 1.94 | R-454B | 650
218410599 | TEMPSTAR | B5H3V36*K*AAA* | ESH5X42M12A*+WALLCON | *97CTN0801716A* | Split System | 33400 | 18.5 | 9 | 1.94 | R-454B | 650
217188729 | AIREASE | A7SCP18V36P-**A | 7EH30AX-**+TDR | A80UH2E045A12* | Split System | 34600 | 18.6 | 9 | 1.9 | R-454B | 650
217188979 | ARMSTRONG AIR | A7SCP18V36P-**A | 7EH30AX-**+TDR | A80UH2E045A12* | Split System | 34600 | 18.6 | 9 | 1.9 | R-454B | 650
217189510 | DUCANE | 7SCP18V36P-**A | 7EH30AX-**+TDR | 80G2UH045AE12* | Split System | 34600 | 18.6 | 9 | 1.9 | R-454B | 650
217124094 | GE Appliances | NS18H36HA5*** | NCHC30AT5****+TDR | NF80U045T3A*** | Split System | 34600 | 18.6 | 9 | 1.9 | R-454B | 650
218409689 | AIRQUEST | B5H3V36*K*AAA* | EA*5X48M21A*+WALLCON | *97CTN0601716A* | Split System | 33000 | 19 | 9 | 1.94 | R-454B | 650
218410329 | AIRQUEST | B5H3V36*K*AAA* | ESH5X36M12A*+WALLCON | *96CTN0802120B* | Split System | 33200 | 19 | 9 | 1.94 | R-454B | 650
218410289 | AIRQUEST | B5H3V36*K*AAA* | ESH5X36M12A*+WALLCON | *97CMN1002122B* | Split System | 33400 | 19 | 9 | 1.94 | R-454B | 650
218410737 | AIRQUEST | B5H3V36*K*AAA* | ESH5X48M12A*+WALLCON | *97CMN0801714B* | Split System | 33400 | 19 | 9 | 1.94 | R-454B | 650
218410473 | AIRQUEST | B5H3V36*K*AAA* | ESH5X42M12A*+WALLCON | *95CSU0802120B* | Split System | 33600 | 19 | 9 | 1.94 | R-454B | 650
218410697 | AIRQUEST | B5H3V36*K*AAA* | ESH5X48M12A*+WALLCON | *95CSU0601716B* | Split System | 33600 | 19 | 9 | 1.94 | R-454B | 650
218410649 | AIRQUEST | B5H3V36*K*AAA* | ESH5X48M12A*+WALLCON | *80CTL0701412B* | Split System | 33600 | 19 | 9 | 1.94 | R-454B | 650
218410282 | ARCOAIRE | B5H3V36*K*AAA* | ESH5X36M12A*+WALLCON | *97CMN0802120B* | Split System | 33200 | 19 | 9 | 1.94 | R-454B | 650
218410298 | ARCOAIRE | B5H3V36*K*AAA* | ESH5X36M12A*+WALLCON | *97CMN1202422B* | Split System | 33200 | 19 | 9 | 1.94 | R-454B | 650
218410338 | ARCOAIRE | B5H3V36*K*AAA* | ESH5X36M12A*+WALLCON | *96CTN1002122B* | Split System | 33400 | 19 | 9 | 1.94 | R-454B | 650
218410346 | ARCOAIRE | B5H3V36*K*AAA* | ESH5X36M12A*+WALLCON | *96CTN1202422B* | Split System | 33400 | 19 | 9 | 1.94 | R-454B | 650
218410474 | ARCOAIRE | B5H3V36*K*AAA* | ESH5X42M12A*+WALLCON | *95CSU0802120B* | Split System | 33600 | 19 | 9 | 1.94 | R-454B | 650
218410650 | ARCOAIRE | B5H3V36*K*AAA* | ESH5X48M12A*+WALLCON | *80CTL0701412B* | Split System | 33600 | 19 | 9 | 1.94 | R-454B | 650
218410698 | ARCOAIRE | B5H3V36*K*AAA* | ESH5X48M12A*+WALLCON | *95CSU0601716B* | Split System | 33600 | 19 | 9 | 1.94 | R-454B | 650
217106165 | BRYANT HEATING AND COOLING SYSTEMS | 293VAN036**AA* | CAA**4821AM*+UI | 987TA48060C17*** | Split System | 33000 | 19 | 9 | 1.94 | R-454B | 650
217106174 | BRYANT HEATING AND COOLING SYSTEMS | 293VAN036**AA* | CSAH*4812AM*+UI | 987TA48080C17*** | Split System | 33400 | 19 | 9 | 1.94 | R-454B | 650
217106176 | BRYANT HEATING AND COOLING SYSTEMS | 293VAN036**AA* | CSAH*6012AM*+UI | 987TA48080C17*** | Split System | 34000 | 19 | 9 | 1.94 | R-454B | 650
216782145 | CHAMPION HEATING AND COOLING | HH836E2S11 | CTU48C5XFS1+TXV | Z8ES100C16LMPS1 | Split System | 34000 | 19 | 9 | 2 | R-454B | 650
216782130 | CHAMPION HEATING AND COOLING | HH836E2S11 | CTF48C5CFS1 | Z8ES100C16LMPS1 | Split System | 34000 | 19 | 9 | 2 | R-454B | 650
216782745 | CHAMPION HEATING AND COOLING | HH836E2S11 | CTF48C5CFS1 | Z8ES080C20LMPS1 | Split System | 34200 | 19 | 9 | 2 | R-454B | 650
216784851 | CHAMPION HEATING AND COOLING | HH836E2S11 | CTM48C5CFS1 | Z8ES080C20LMPS1 | Split System | 34200 | 19 | 9 | 2 | R-454B | 650
216782760 | CHAMPION HEATING AND COOLING | HH836E2S11 | CTU48C5XFS1+TXV | Z8ES080C20LMPS1 | Split System | 34200 | 19 | 9 | 2 | R-454B | 650
216784326 | CHAMPION HEATING AND COOLING | HH836E2S11 | CTU48C5XFS1+TXV | Z8ES120C20LMPS1 | Split System | 34200 | 19 | 9 | 2 | R-454B | 650
216784310 | CHAMPION HEATING AND COOLING | HH836E2S11 | CTF48C5CFS1 | Z8ES120C20LMPS1 | Split System | 34200 | 19 | 9 | 2 | R-454B | 650
216782811 | CHAMPION HEATING AND COOLING | HH836E2S11 | CTM48C5CFS1 | Z8ES120C20LMPS1 | Split System | 34200 | 19 | 9 | 2 | R-454B | 650
216785674 | CHAMPION HEATING AND COOLING | HH836E2S11 | CTU48C5XFS1+TXV | Z8ES100C20LMPS1 | Split System | 34400 | 19 | 9 | 2 | R-454B | 650
216785660 | CHAMPION HEATING AND COOLING | HH836E2S11 | CTF48C5CFS1 | Z8ES100C20LMPS1 | Split System | 34400 | 19 | 9 | 2 | R-454B | 650
216782035 | CHAMPION HEATING AND COOLING | HH836E2S11 | CTM48C5CFS1 | Z8ES100C20LMPS1 | Split System | 34400 | 19 | 9 | 2 | R-454B | 650
216783345 | CHAMPION HEATING AND COOLING | HH836E2S11 | CTF48C5CFS1 | Z8ES080C16LMPS1 | Split System | 34400 | 19 | 9 | 2 | R-454B | 650
216783360 | CHAMPION HEATING AND COOLING | HH836E2S11 | CTU48C5XFS1+TXV | Z8ES080C16LMPS1 | Split System | 34400 | 19 | 9 | 2 | R-454B | 650
216783376 | CHAMPION HEATING AND COOLING | HH836E2S11 | CTM48C5CFS1 | Z8ES080C16LMPS1 | Split System | 34400 | 19 | 9 | 2 | R-454B | 650
216374613 | CHAMPION HEATING AND COOLING | HH860E2S11 | CTU60C5XGS1+TXV | Z9ET100C16SMPS1 | Split System | 44500 | 19 | 9 | 2 | R-454B | 650
216374572 | CHAMPION HEATING AND COOLING | HH860E2S11 | CTF60C5CGS1 | Z9ET100C16SMPS1 | Split System | 44500 | 19 | 9 | 2 | R-454B | 650
216374654 | CHAMPION HEATING AND COOLING | HH860E2S11 | CTM60C5CGS1 | Z9ET100C16SMPS1 | Split System | 44500 | 19 | 9 | 2 | R-454B | 650
216782489 | CHAMPION HEATING AND COOLING | HH860E2S11 | CTM60D5CJS1 | Z8ES130D20LMPS1 | Split System | 53500 | 19 | 9 | 2 | R-454B | 650
216374577 | CHAMPION HEATING AND COOLING | HH860E2S11 | CTF60D5CHS1 | Z9ET120D20SMPS1 | Split System | 54000 | 19 | 9 | 2 | R-454B | 650
216782137 | COLEMAN | HH836E2S11 | CTU48C5XFS1+TXV | Z8ES100C16LMPS1 | Split System | 34000 | 19 | 9 | 2 | R-454B | 650
216782121 | COLEMAN | HH836E2S11 | CTF48C5CFS1 | Z8ES100C16LMPS1 | Split System | 34000 | 19 | 9 | 2 | R-454B | 650
216782787 | COLEMAN | HH836E2S11 | CTM48C5CFS1 | Z8ES100C16LMPS1 | Split System | 34000 | 19 | 9 | 2 | R-454B | 650
216782751 | COLEMAN | HH836E2S11 | CTU48C5XFS1+TXV | Z8ES080C20LMPS1 | Split System | 34200 | 19 | 9 | 2 | R-454B | 650
216784842 | COLEMAN | HH836E2S11 | CTM48C5CFS1 | Z8ES080C20LMPS1 | Split System | 34200 | 19 | 9 | 2 | R-454B | 650
216782735 | COLEMAN | HH836E2S11 | CTF48C5CFS1 | Z8ES080C20LMPS1 | Split System | 34200 | 19 | 9 | 2 | R-454B | 650
216784301 | COLEMAN | HH836E2S11 | CTF48C5CFS1 | Z8ES120C20LMPS1 | Split System | 34200 | 19 | 9 | 2 | R-454B | 650
216784316 | COLEMAN | HH836E2S11 | CTU48C5XFS1+TXV | Z8ES120C20LMPS1 | Split System | 34200 | 19 | 9 | 2 | R-454B | 650
216782802 | COLEMAN | HH836E2S11 | CTM48C5CFS1 | Z8ES120C20LMPS1 | Split System | 34200 | 19 | 9 | 2 | R-454B | 650
216785651 | COLEMAN | HH836E2S11 | CTF48C5CFS1 | Z8ES100C20LMPS1 | Split System | 34400 | 19 | 9 | 2 | R-454B | 650
216782027 | COLEMAN | HH836E2S11 | CTM48C5CFS1 | Z8ES100C20LMPS1 | Split System | 34400 | 19 | 9 | 2 | R-454B | 650
216783336 | COLEMAN | HH836E2S11 | CTF48C5CFS1 | Z8ES080C16LMPS1 | Split System | 34400 | 19 | 9 | 2 | R-454B | 650
216783351 | COLEMAN | HH836E2S11 | CTU48C5XFS1+TXV | Z8ES080C16LMPS1 | Split System | 34400 | 19 | 9 | 2 | R-454B | 650
216783366 | COLEMAN | HH836E2S11 | CTM48C5CFS1 | Z8ES080C16LMPS1 | Split System | 34400 | 19 | 9 | 2 | R-454B | 650
216374691 | COLEMAN | HH860E2S11 | CTF60C5CGS1 | Z9ET100C16SMPS1 | Split System | 44500 | 19 | 9 | 2 | R-454B | 650
216374732 | COLEMAN | HH860E2S11 | CTU60C5XGS1+TXV | Z9ET100C16SMPS1 | Split System | 44500 | 19 | 9 | 2 | R-454B | 650
216374773 | COLEMAN | HH860E2S11 | CTM60C5CGS1 | Z9ET100C16SMPS1 | Split System | 44500 | 19 | 9 | 2 | R-454B | 650
216783070 | COLEMAN | HH860E2S11 | CTF60D5CJS1 | Z8ES130D20LMPS1 | Split System | 53500 | 19 | 9 | 2 | R-454B | 650
216782480 | COLEMAN | HH860E2S11 | CTM60D5CJS1 | Z8ES130D20LMPS1 | Split System | 53500 | 19 | 9 | 2 | R-454B | 650
216374696 | COLEMAN | HH860E2S11 | CTF60D5CHS1 | Z9ET120D20SMPS1 | Split System | 54000 | 19 | 9 | 2 | R-454B | 650
218410331 | COMFORTMAKER | B5H3V36*K*AAA* | ESH5X36M12A*+WALLCON | *96CTN0802120B* | Split System | 33200 | 19 | 9 | 1.94 | R-454B | 650
218410203 | COMFORTMAKER | B5H3V36*K*AAA* | ESH5X36M12A*+WALLCON | *80CTL0901716B* | Split System | 33200 | 19 | 9 | 1.94 | R-454B | 650
218410299 | COMFORTMAKER | B5H3V36*K*AAA* | ESH5X36M12A*+WALLCON | *97CMN1202422B* | Split System | 33200 | 19 | 9 | 1.94 | R-454B | 650
218410347 | COMFORTMAKER | B5H3V36*K*AAA* | ESH5X36M12A*+WALLCON | *96CTN1202422B* | Split System | 33400 | 19 | 9 | 1.94 | R-454B | 650
218410387 | COMFORTMAKER | B5H3V36*K*AAA* | ESH5X36M12A*+WALLCON | *97CTN1202422A* | Split System | 33400 | 19 | 9 | 1.94 | R-454B | 650
218410475 | COMFORTMAKER | B5H3V36*K*AAA* | ESH5X42M12A*+WALLCON | *95CSU0802120B* | Split System | 33600 | 19 | 9 | 1.94 | R-454B | 650
218410699 | COMFORTMAKER | B5H3V36*K*AAA* | ESH5X48M12A*+WALLCON | *95CSU0601716B* | Split System | 33600 | 19 | 9 | 1.94 | R-454B | 650
218410731 | COMFORTMAKER | B5H3V36*K*AAA* | ESH5X48M12A*+WALLCON | *97CMN0602120B* | Split System | 33600 | 19 | 9 | 1.94 | R-454B | 650
218409460 | DAY & NIGHT | B5H3V36*K*AAA* | EA*5X42M21A*+WALLCON | *97CMN0602120B* | Split System | 32600 | 19 | 9 | 1.92 | R-454B | 650
218410204 | DAY & NIGHT | B5H3V36*K*AAA* | ESH5X36M12A*+WALLCON | *80CTL0901716B* | Split System | 33200 | 19 | 9 | 1.94 | R-454B | 650
218410196 | DAY & NIGHT | B5H3V36*K*AAA* | ESH5X36M12A*+WALLCON | *80CTL0702120B* | Split System | 33200 | 19 | 9 | 1.94 | R-454B | 650
218410388 | DAY & NIGHT | B5H3V36*K*AAA* | ESH5X36M12A*+WALLCON | *97CTN1202422A* | Split System | 33400 | 19 | 9 | 1.94 | R-454B | 650
218410348 | DAY & NIGHT | B5H3V36*K*AAA* | ESH5X36M12A*+WALLCON | *96CTN1202422B* | Split System | 33400 | 19 | 9 | 1.94 | R-454B | 650
218410700 | DAY & NIGHT | B5H3V36*K*AAA* | ESH5X48M12A*+WALLCON | *95CSU0601716B* | Split System | 33600 | 19 | 9 | 1.94 | R-454B | 650
218410732 | DAY & NIGHT | B5H3V36*K*AAA* | ESH5X48M12A*+WALLCON | *97CMN0602120B* | Split System | 33600 | 19 | 9 | 1.94 | R-454B | 650
216782128 | FRASER-JOHNSTON | HH836E2S11 | CTF48C5CFS1 | Z8ES100C16LMPS1 | Split System | 34000 | 19 | 9 | 2 | R-454B | 650
216782793 | FRASER-JOHNSTON | HH836E2S11 | CTM48C5CFS1 | Z8ES100C16LMPS1 | Split System | 34000 | 19 | 9 | 2 | R-454B | 650
216782756 | FRASER-JOHNSTON | HH836E2S11 | CTU48C5XFS1+TXV | Z8ES080C20LMPS1 | Split System | 34200 | 19 | 9 | 2 | R-454B | 650
216784848 | FRASER-JOHNSTON | HH836E2S11 | CTM48C5CFS1 | Z8ES080C20LMPS1 | Split System | 34200 | 19 | 9 | 2 | R-454B | 650
216782742 | FRASER-JOHNSTON | HH836E2S11 | CTF48C5CFS1 | Z8ES080C20LMPS1 | Split System | 34200 | 19 | 9 | 2 | R-454B | 650
216784322 | FRASER-JOHNSTON | HH836E2S11 | CTU48C5XFS1+TXV | Z8ES120C20LMPS1 | Split System | 34200 | 19 | 9 | 2 | R-454B | 650
216784307 | FRASER-JOHNSTON | HH836E2S11 | CTF48C5CFS1 | Z8ES120C20LMPS1 | Split System | 34200 | 19 | 9 | 2 | R-454B | 650
216782808 | FRASER-JOHNSTON | HH836E2S11 | CTM48C5CFS1 | Z8ES120C20LMPS1 | Split System | 34200 | 19 | 9 | 2 | R-454B | 650
216785672 | FRASER-JOHNSTON | HH836E2S11 | CTU48C5XFS1+TXV | Z8ES100C20LMPS1 | Split System | 34400 | 19 | 9 | 2 | R-454B | 650
216785657 | FRASER-JOHNSTON | HH836E2S11 | CTF48C5CFS1 | Z8ES100C20LMPS1 | Split System | 34400 | 19 | 9 | 2 | R-454B | 650
216782033 | FRASER-JOHNSTON | HH836E2S11 | CTM48C5CFS1 | Z8ES100C20LMPS1 | Split System | 34400 | 19 | 9 | 2 | R-454B | 650
216783357 | FRASER-JOHNSTON | HH836E2S11 | CTU48C5XFS1+TXV | Z8ES080C16LMPS1 | Split System | 34400 | 19 | 9 | 2 | R-454B | 650
216783342 | FRASER-JOHNSTON | HH836E2S11 | CTF48C5CFS1 | Z8ES080C16LMPS1 | Split System | 34400 | 19 | 9 | 2 | R-454B | 650
216783372 | FRASER-JOHNSTON | HH836E2S11 | CTM48C5CFS1 | Z8ES080C16LMPS1 | Split System | 34400 | 19 | 9 | 2 | R-454B | 650
216374612 | FRASER-JOHNSTON | HH860E2S11 | CTF60C5CGS1 | Z9ET100C16SMPS1 | Split System | 44500 | 19 | 9 | 2 | R-454B | 650
216374653 | FRASER-JOHNSTON | HH860E2S11 | CTU60C5XGS1+TXV | Z9ET100C16SMPS1 | Split System | 44500 | 19 | 9 | 2 | R-454B | 650
216374693 | FRASER-JOHNSTON | HH860E2S11 | CTM60C5CGS1 | Z9ET100C16SMPS1 | Split System | 44500 | 19 | 9 | 2 | R-454B | 650
216783076 | FRASER-JOHNSTON | HH860E2S11 | CTF60D5CJS1 | Z8ES130D20LMPS1 | Split System | 53500 | 19 | 9 | 2 | R-454B | 650
216782486 | FRASER-JOHNSTON | HH860E2S11 | CTM60D5CJS1 | Z8ES130D20LMPS1 | Split System | 53500 | 19 | 9 | 2 | R-454B | 650
216374617 | FRASER-JOHNSTON | HH860E2S11 | CTF60D5CHS1 | Z9ET120D20SMPS1 | Split System | 54000 | 19 | 9 | 2 | R-454B | 650
218409688 | HEIL | B5H3V36*K*AAA* | EA*5X48M21A*+WALLCON | *97CTN0601716A* | Split System | 33000 | 19 | 9 | 1.94 | R-454B | 650
218410280 | HEIL | B5H3V36*K*AAA* | ESH5X36M12A*+WALLCON | *97CMN0802120B* | Split System | 33200 | 19 | 9 | 1.94 | R-454B | 650
218410440 | HEIL | B5H3V36*K*AAA* | ESH5X42M12A*+WALLCON | *80CTL0901716B* | Split System | 33600 | 19 | 9 | 1.94 | R-454B | 650
218410656 | HEIL | B5H3V36*K*AAA* | ESH5X48M12A*+WALLCON | *80CTL0701716B* | Split System | 33600 | 19 | 9 | 1.94 | R-454B | 650
216782133 | JOHNSON CONTROLS | HH836E2S11 | CTF48C5CFS1 | Z8ES100C16LMPS1 | Split System | 34000 | 19 | 9 | 2 | R-454B | 650
216782149 | JOHNSON CONTROLS | HH836E2S11 | CTU48C5XFS1+TXV | Z8ES100C16LMPS1 | Split System | 34000 | 19 | 9 | 2 | R-454B | 650
216782799 | JOHNSON CONTROLS | HH836E2S11 | CTM48C5CFS1 | Z8ES100C16LMPS1 | Split System | 34000 | 19 | 9 | 2 | R-454B | 650
216782747 | JOHNSON CONTROLS | HH836E2S11 | CTF48C5CFS1 | Z8ES080C20LMPS1 | Split System | 34200 | 19 | 9 | 2 | R-454B | 650
216782763 | JOHNSON CONTROLS | HH836E2S11 | CTU48C5XFS1+TXV | Z8ES080C20LMPS1 | Split System | 34200 | 19 | 9 | 2 | R-454B | 650
216784854 | JOHNSON CONTROLS | HH836E2S11 | CTM48C5CFS1 | Z8ES080C20LMPS1 | Split System | 34200 | 19 | 9 | 2 | R-454B | 650
216784313 | JOHNSON CONTROLS | HH836E2S11 | CTF48C5CFS1 | Z8ES120C20LMPS1 | Split System | 34200 | 19 | 9 | 2 | R-454B | 650
216784329 | JOHNSON CONTROLS | HH836E2S11 | CTU48C5XFS1+TXV | Z8ES120C20LMPS1 | Split System | 34200 | 19 | 9 | 2 | R-454B | 650
216782814 | JOHNSON CONTROLS | HH836E2S11 | CTM48C5CFS1 | Z8ES120C20LMPS1 | Split System | 34200 | 19 | 9 | 2 | R-454B | 650
216783363 | JOHNSON CONTROLS | HH836E2S11 | CTU48C5XFS1+TXV | Z8ES080C16LMPS1 | Split System | 34400 | 19 | 9 | 2 | R-454B | 650
216785678 | JOHNSON CONTROLS | HH836E2S11 | CTU48C5XFS1+TXV | Z8ES100C20LMPS1 | Split System | 34400 | 19 | 9 | 2 | R-454B | 650
216783378 | JOHNSON CONTROLS | HH836E2S11 | CTM48C5CFS1 | Z8ES080C16LMPS1 | Split System | 34400 | 19 | 9 | 2 | R-454B | 650
216785663 | JOHNSON CONTROLS | HH836E2S11 | CTF48C5CFS1 | Z8ES100C20LMPS1 | Split System | 34400 | 19 | 9 | 2 | R-454B | 650
216782039 | JOHNSON CONTROLS | HH836E2S11 | CTM48C5CFS1 | Z8ES100C20LMPS1 | Split System | 34400 | 19 | 9 | 2 | R-454B | 650
216374772 | JOHNSON CONTROLS | HH860E2S11 | CTF60C5CGS1 | Z9ET100C16SMPS1 | Split System | 44500 | 19 | 9 | 2 | R-454B | 650
216374573 | JOHNSON CONTROLS | HH860E2S11 | CTU60C5XGS1+TXV | Z9ET100C16SMPS1 | Split System | 44500 | 19 | 9 | 2 | R-454B | 650
216374614 | JOHNSON CONTROLS | HH860E2S11 | CTM60C5CGS1 | Z9ET100C16SMPS1 | Split System | 44500 | 19 | 9 | 2 | R-454B | 650
216783082 | JOHNSON CONTROLS | HH860E2S11 | CTF60D5CJS1 | Z8ES130D20LMPS1 | Split System | 53500 | 19 | 9 | 2 | R-454B | 650
216782492 | JOHNSON CONTROLS | HH860E2S11 | CTM60D5CJS1 | Z8ES130D20LMPS1 | Split System | 53500 | 19 | 9 | 2 | R-454B | 650
216374777 | JOHNSON CONTROLS | HH860E2S11 | CTF60D5CHS1 | Z9ET120D20SMPS1 | Split System | 54000 | 19 | 9 | 2 | R-454B | 650
218409461 | KEEPRITE | B5H3V36*K*AAA* | EA*5X42M21A*+WALLCON | *97CMN0602120B* | Split System | 32600 | 19 | 9 | 1.92 | R-454B | 650
218410197 | KEEPRITE | B5H3V36*K*AAA* | ESH5X36M12A*+WALLCON | *80CTL0702120B* | Split System | 33200 | 19 | 9 | 1.94 | R-454B | 650
218410333 | KEEPRITE | B5H3V36*K*AAA* | ESH5X36M12A*+WALLCON | *96CTN0802120B* | Split System | 33200 | 19 | 9 | 1.94 | R-454B | 650
218410349 | KEEPRITE | B5H3V36*K*AAA* | ESH5X36M12A*+WALLCON | *96CTN1202422B* | Split System | 33400 | 19 | 9 | 1.94 | R-454B | 650
218410381 | KEEPRITE | B5H3V36*K*AAA* | ESH5X36M12A*+WALLCON | *97CTN1002122A* | Split System | 33400 | 19 | 9 | 1.94 | R-454B | 650
218410437 | KEEPRITE | B5H3V36*K*AAA* | ESH5X42M12A*+WALLCON | *80CTL0702120B* | Split System | 33600 | 19 | 9 | 1.94 | R-454B | 650
216782124 | LUXAIRE | HH836E2S11 | CTF48C5CFS1 | Z8ES100C16LMPS1 | Split System | 34000 | 19 | 9 | 2 | R-454B | 650
216782140 | LUXAIRE | HH836E2S11 | CTU48C5XFS1+TXV | Z8ES100C16LMPS1 | Split System | 34000 | 19 | 9 | 2 | R-454B | 650
216782790 | LUXAIRE | HH836E2S11 | CTM48C5CFS1 | Z8ES100C16LMPS1 | Split System | 34000 | 19 | 9 | 2 | R-454B | 650
216782738 | LUXAIRE | HH836E2S11 | CTF48C5CFS1 | Z8ES080C20LMPS1 | Split System | 34200 | 19 | 9 | 2 | R-454B | 650
216782754 | LUXAIRE | HH836E2S11 | CTU48C5XFS1+TXV | Z8ES080C20LMPS1 | Split System | 34200 | 19 | 9 | 2 | R-454B | 650
216784845 | LUXAIRE | HH836E2S11 | CTM48C5CFS1 | Z8ES080C20LMPS1 | Split System | 34200 | 19 | 9 | 2 | R-454B | 650
216784319 | LUXAIRE | HH836E2S11 | CTU48C5XFS1+TXV | Z8ES120C20LMPS1 | Split System | 34200 | 19 | 9 | 2 | R-454B | 650
216784304 | LUXAIRE | HH836E2S11 | CTF48C5CFS1 | Z8ES120C20LMPS1 | Split System | 34200 | 19 | 9 | 2 | R-454B | 650
216782805 | LUXAIRE | HH836E2S11 | CTM48C5CFS1 | Z8ES120C20LMPS1 | Split System | 34200 | 19 | 9 | 2 | R-454B | 650
216785653 | LUXAIRE | HH836E2S11 | CTF48C5CFS1 | Z8ES100C20LMPS1 | Split System | 34400 | 19 | 9 | 2 | R-454B | 650
216785669 | LUXAIRE | HH836E2S11 | CTU48C5XFS1+TXV | Z8ES100C20LMPS1 | Split System | 34400 | 19 | 9 | 2 | R-454B | 650
216782030 | LUXAIRE | HH836E2S11 | CTM48C5CFS1 | Z8ES100C20LMPS1 | Split System | 34400 | 19 | 9 | 2 | R-454B | 650
216783339 | LUXAIRE | HH836E2S11 | CTF48C5CFS1 | Z8ES080C16LMPS1 | Split System | 34400 | 19 | 9 | 2 | R-454B | 650
216783354 | LUXAIRE | HH836E2S11 | CTU48C5XFS1+TXV | Z8ES080C16LMPS1 | Split System | 34400 | 19 | 9 | 2 | R-454B | 650
216783369 | LUXAIRE | HH836E2S11 | CTM48C5CFS1 | Z8ES080C16LMPS1 | Split System | 34400 | 19 | 9 | 2 | R-454B | 650
216374652 | LUXAIRE | HH860E2S11 | CTF60C5CGS1 | Z9ET100C16SMPS1 | Split System | 44500 | 19 | 9 | 2 | R-454B | 650
216374692 | LUXAIRE | HH860E2S11 | CTU60C5XGS1+TXV | Z9ET100C16SMPS1 | Split System | 44500 | 19 | 9 | 2 | R-454B | 650
216374733 | LUXAIRE | HH860E2S11 | CTM60C5CGS1 | Z9ET100C16SMPS1 | Split System | 44500 | 19 | 9 | 2 | R-454B | 650
216783073 | LUXAIRE | HH860E2S11 | CTF60D5CJS1 | Z8ES130D20LMPS1 | Split System | 53500 | 19 | 9 | 2 | R-454B | 650
216782483 | LUXAIRE | HH860E2S11 | CTM60D5CJS1 | Z8ES130D20LMPS1 | Split System | 53500 | 19 | 9 | 2 | R-454B | 650
216374657 | LUXAIRE | HH860E2S11 | CTF60D5CHS1 | Z9ET120D20SMPS1 | Split System | 54000 | 19 | 9 | 2 | R-454B | 650
218409463 | TEMPSTAR | B5H3V36*K*AAA* | EA*5X42M21A*+WALLCON | *97CMN0602120B* | Split System | 32600 | 19 | 9 | 1.92 | R-454B | 650
218409695 | TEMPSTAR | B5H3V36*K*AAA* | EA*5X48M21A*+WALLCON | *97CTN0601716A* | Split System | 33000 | 19 | 9 | 1.94 | R-454B | 650
218410199 | TEMPSTAR | B5H3V36*K*AAA* | ESH5X36M12A*+WALLCON | *80CTL0702120B* | Split System | 33200 | 19 | 9 | 1.94 | R-454B | 650
218410207 | TEMPSTAR | B5H3V36*K*AAA* | ESH5X36M12A*+WALLCON | *80CTL0901716B* | Split System | 33200 | 19 | 9 | 1.94 | R-454B | 650
218410431 | TEMPSTAR | B5H3V36*K*AAA* | ESH5X42M12A*+WALLCON | *80CTL0701716B* | Split System | 33400 | 19 | 9 | 1.94 | R-454B | 650
218410439 | TEMPSTAR | B5H3V36*K*AAA* | ESH5X42M12A*+WALLCON | *80CTL0702120B* | Split System | 33600 | 19 | 9 | 1.94 | R-454B | 650
216780861 | YORK | HH836E2S11 | CTF48C5CFS1 | Y81E100C16LMPS1 | Split System | 34000 | 19 | 9 | 2 | R-454B | 650
216780866 | YORK | HH836E2S11 | CTU48C5XFS1+TXV | Y81E100C16LMPS1 | Split System | 34000 | 19 | 9 | 2 | R-454B | 650
216781068 | YORK | HH836E2S11 | CTM48C5CFS1 | Y81E100C16LMPS1 | Split System | 34000 | 19 | 9 | 2 | R-454B | 650
216780290 | YORK | HH836E2S11 | CTM48C5CFS1 | Y81E080C20LMPS1 | Split System | 34200 | 19 | 9 | 2 | R-454B | 650
216781053 | YORK | HH836E2S11 | CTF48C5CFS1 | Y81E080C20LMPS1 | Split System | 34200 | 19 | 9 | 2 | R-454B | 650
216781058 | YORK | HH836E2S11 | CTU48C5XFS1+TXV | Y81E080C20LMPS1 | Split System | 34200 | 19 | 9 | 2 | R-454B | 650
216780132 | YORK | HH836E2S11 | CTF48C5CFS1 | Y81E120C20LMPS1 | Split System | 34200 | 19 | 9 | 2 | R-454B | 650
216780529 | YORK | HH836E2S11 | CTU48C5XFS1+TXV | Y81E100C20LMPS1 | Split System | 34400 | 19 | 9 | 2 | R-454B | 650
216780829 | YORK | HH836E2S11 | CTM48C5CFS1 | Y81E100C20LMPS1 | Split System | 34400 | 19 | 9 | 2 | R-454B | 650
216779837 | YORK | HH836E2S11 | CTU48C5XFS1+TXV | Y81E080C16LMPS1 | Split System | 34400 | 19 | 9 | 2 | R-454B | 650
216779832 | YORK | HH836E2S11 | CTF48C5CFS1 | Y81E080C16LMPS1 | Split System | 34400 | 19 | 9 | 2 | R-454B | 650
216779842 | YORK | HH836E2S11 | CTM48C5CFS1 | Y81E080C16LMPS1 | Split System | 34400 | 19 | 9 | 2 | R-454B | 650
216374530 | YORK | HH860E2S11 | CTF60C5CGS1 | Y92E100C16SMPS1 | Split System | 44500 | 19 | 9 | 2 | R-454B | 650
216374531 | YORK | HH860E2S11 | CTU60C5XGS1+TXV | Y92E100C16SMPS1 | Split System | 44500 | 19 | 9 | 2 | R-454B | 650
216374532 | YORK | HH860E2S11 | CTM60C5CGS1 | Y92E100C16SMPS1 | Split System | 44500 | 19 | 9 | 2 | R-454B | 650
216779761 | YORK | HH860E2S11 | CTF60D5CJS1 | Y81E130D20LMPS1 | Split System | 53500 | 19 | 9 | 2 | R-454B | 650
216780970 | YORK | HH860E2S11 | CTM60D5CJS1 | Y81E130D20LMPS1 | Split System | 53500 | 19 | 9 | 2 | R-454B | 650
216374536 | YORK | HH860E2S11 | CTF60D5CHS1 | Y92E120D20SMPS1 | Split System | 54000 | 19 | 9 | 2 | R-454B | 650
218409249 | AIRQUEST | B5H3V36*K*AAA* | EA*5X36M17A*+WALLCON | *80CSU0601716B* | Split System | 32400 | 19.5 | 9 | 1.92 | R-454B | 650
218409529 | AIRQUEST | B5H3V36*K*AAA* | EA*5X42M21A*+WALLCON | *97CTN0801716A* | Split System | 32400 | 19.5 | 9 | 1.92 | R-454B | 650
218409433 | AIRQUEST | B5H3V36*K*AAA* | EA*5X42M21A*+WALLCON | *95CSU0601716B* | Split System | 32400 | 19.5 | 9 | 1.92 | R-454B | 650
218409497 | AIRQUEST | B5H3V36*K*AAA* | EA*5X42M21A*+WALLCON | *96CTN0801714B* | Split System | 32600 | 19.5 | 9 | 1.92 | R-454B | 650
218409537 | AIRQUEST | B5H3V36*K*AAA* | EA*5X42M21A*+WALLCON | *97CTN0802120A* | Split System | 32600 | 19.5 | 9 | 1.94 | R-454B | 650
218409865 | AIRQUEST | B5H3V36*K*AAA* | EA*5X61M21A*+WALLCON | *80CTL0451712B* | Split System | 34000 | 19.5 | 9 | 1.94 | R-454B | 650
218409937 | AIRQUEST | B5H3V36*K*AAA* | EA*5X61M21A*+WALLCON | *97CMN0601714B* | Split System | 34000 | 19.5 | 9 | 1.96 | R-454B | 650
218410001 | AIRQUEST | B5H3V36*K*AAA* | EA*5X61M21A*+WALLCON | *97CTN0601716A* | Split System | 34000 | 19.5 | 9 | 1.96 | R-454B | 650
218409361 | AIRQUEST | B5H3V36*K*AAA* | EA*5X37M21A*+WALLCON | *97CMN0601714B* | Split System | 33600 | 19.5 | 9 | 1.98 | R-454B | 650
218408257 | AIRQUEST | B5H3V24*K*AAA* | EVD5X25M14A*+WALLCON | *96CTN0401410B* | Split System | 22200 | 19.5 | 9 | 2.02 | R-454B | 650
218409530 | ARCOAIRE | B5H3V36*K*AAA* | EA*5X42M21A*+WALLCON | *97CTN0801716A* | Split System | 32400 | 19.5 | 9 | 1.92 | R-454B | 650
218409434 | ARCOAIRE | B5H3V36*K*AAA* | EA*5X42M21A*+WALLCON | *95CSU0601716B* | Split System | 32400 | 19.5 | 9 | 1.92 | R-454B | 650
218409466 | ARCOAIRE | B5H3V36*K*AAA* | EA*5X42M21A*+WALLCON | *97CMN0801714B* | Split System | 32400 | 19.5 | 9 | 1.92 | R-454B | 650
218409538 | ARCOAIRE | B5H3V36*K*AAA* | EA*5X42M21A*+WALLCON | *97CTN0802120A* | Split System | 32600 | 19.5 | 9 | 1.94 | R-454B | 650
218409410 | ARCOAIRE | B5H3V36*K*AAA* | EA*5X42M21A*+WALLCON | *80CTL0702120B* | Split System | 32600 | 19.5 | 9 | 1.94 | R-454B | 650
218409626 | ARCOAIRE | B5H3V36*K*AAA* | EA*5X48M21A*+WALLCON | *95CSU0601716B* | Split System | 33200 | 19.5 | 9 | 1.94 | R-454B | 650
218409642 | ARCOAIRE | B5H3V36*K*AAA* | EA*5X48M21A*+WALLCON | *97CMN0602120B* | Split System | 33200 | 19.5 | 9 | 1.94 | R-454B | 650
218409634 | ARCOAIRE | B5H3V36*K*AAA* | EA*5X48M21A*+WALLCON | *97CMN0601714B* | Split System | 33000 | 19.5 | 9 | 1.96 | R-454B | 650
218409938 | ARCOAIRE | B5H3V36*K*AAA* | EA*5X61M21A*+WALLCON | *97CMN0601714B* | Split System | 34000 | 19.5 | 9 | 1.96 | R-454B | 650
218409362 | ARCOAIRE | B5H3V36*K*AAA* | EA*5X37M21A*+WALLCON | *97CMN0601714B* | Split System | 33600 | 19.5 | 9 | 1.98 | R-454B | 650
218409554 | ARCOAIRE | B5H3V36*K*AAA* | EA*5X43M21A*+WALLCON | *97CMN0601714B* | Split System | 33800 | 19.5 | 9 | 1.98 | R-454B | 650
218408258 | ARCOAIRE | B5H3V24*K*AAA* | EVD5X25M14A*+WALLCON | *96CTN0401410B* | Split System | 22200 | 19.5 | 9 | 2.02 | R-454B | 650
215939615 | BRYANT HEATING AND COOLING SYSTEMS | 293VAN036**AA* | CAA**3617AM*+UI | 83*CB48060C17*** | Split System | 32400 | 19.5 | 9 | 1.92 | R-454B | 650
217106164 | BRYANT HEATING AND COOLING SYSTEMS | 293VAN036**AA* | CAA**4221AM*+UI | 987TA48080C17*** | Split System | 32400 | 19.5 | 9 | 1.92 | R-454B | 650
217106166 | BRYANT HEATING AND COOLING SYSTEMS | 293VAN036**AA* | CAA**4821AM*+UI | 987TA48080C17*** | Split System | 33200 | 19.5 | 9 | 1.94 | R-454B | 650
217106167 | BRYANT HEATING AND COOLING SYSTEMS | 293VAN036**AA* | CAA**6121AM*+UI | 987TA48060C17*** | Split System | 34000 | 19.5 | 9 | 1.96 | R-454B | 650
218409275 | COMFORTMAKER | B5H3V36*K*AAA* | EA*5X36M17A*+WALLCON | *80CTL0901716B* | Split System | 32200 | 19.5 | 9 | 1.92 | R-454B | 650
218409251 | COMFORTMAKER | B5H3V36*K*AAA* | EA*5X36M17A*+WALLCON | *80CSU0601716B* | Split System | 32400 | 19.5 | 9 | 1.92 | R-454B | 650
218409243 | COMFORTMAKER | B5H3V36*K*AAA* | EA*5X36M17A*+WALLCON | *80CSU0401712B* | Split System | 32400 | 19.5 | 9 | 1.92 | R-454B | 650
218409435 | COMFORTMAKER | B5H3V36*K*AAA* | EA*5X42M21A*+WALLCON | *95CSU0601716B* | Split System | 32400 | 19.5 | 9 | 1.92 | R-454B | 650
218409499 | COMFORTMAKER | B5H3V36*K*AAA* | EA*5X42M21A*+WALLCON | *96CTN0801714B* | Split System | 32600 | 19.5 | 9 | 1.92 | R-454B | 650
218409403 | COMFORTMAKER | B5H3V36*K*AAA* | EA*5X42M21A*+WALLCON | *80CTL0701716B* | Split System | 32600 | 19.5 | 9 | 1.92 | R-454B | 650
218409539 | COMFORTMAKER | B5H3V36*K*AAA* | EA*5X42M21A*+WALLCON | *97CTN0802120A* | Split System | 32600 | 19.5 | 9 | 1.94 | R-454B | 650
218409507 | COMFORTMAKER | B5H3V36*K*AAA* | EA*5X42M21A*+WALLCON | *96CTN0802120B* | Split System | 32600 | 19.5 | 9 | 1.94 | R-454B | 650
218409411 | COMFORTMAKER | B5H3V36*K*AAA* | EA*5X42M21A*+WALLCON | *80CTL0702120B* | Split System | 32600 | 19.5 | 9 | 1.94 | R-454B | 650
218409627 | COMFORTMAKER | B5H3V36*K*AAA* | EA*5X48M21A*+WALLCON | *95CSU0601716B* | Split System | 33200 | 19.5 | 9 | 1.94 | R-454B | 650
218409699 | COMFORTMAKER | B5H3V36*K*AAA* | EA*5X48M21A*+WALLCON | *97CTN0801716A* | Split System | 33200 | 19.5 | 9 | 1.94 | R-454B | 650
218409867 | COMFORTMAKER | B5H3V36*K*AAA* | EA*5X61M21A*+WALLCON | *80CTL0451712B* | Split System | 34000 | 19.5 | 9 | 1.94 | R-454B | 650
218409635 | COMFORTMAKER | B5H3V36*K*AAA* | EA*5X48M21A*+WALLCON | *97CMN0601714B* | Split System | 33000 | 19.5 | 9 | 1.96 | R-454B | 650
218409939 | COMFORTMAKER | B5H3V36*K*AAA* | EA*5X61M21A*+WALLCON | *97CMN0601714B* | Split System | 34000 | 19.5 | 9 | 1.96 | R-454B | 650
218410003 | COMFORTMAKER | B5H3V36*K*AAA* | EA*5X61M21A*+WALLCON | *97CTN0601716A* | Split System | 34000 | 19.5 | 9 | 1.96 | R-454B | 650
218409363 | COMFORTMAKER | B5H3V36*K*AAA* | EA*5X37M21A*+WALLCON | *97CMN0601714B* | Split System | 33600 | 19.5 | 9 | 1.98 | R-454B | 650
218409555 | COMFORTMAKER | B5H3V36*K*AAA* | EA*5X43M21A*+WALLCON | *97CMN0601714B* | Split System | 33800 | 19.5 | 9 | 1.98 | R-454B | 650
218409252 | DAY & NIGHT | B5H3V36*K*AAA* | EA*5X36M17A*+WALLCON | *80CSU0601716B* | Split System | 32400 | 19.5 | 9 | 1.92 | R-454B | 650
218409436 | DAY & NIGHT | B5H3V36*K*AAA* | EA*5X42M21A*+WALLCON | *95CSU0601716B* | Split System | 32400 | 19.5 | 9 | 1.92 | R-454B | 650
218409468 | DAY & NIGHT | B5H3V36*K*AAA* | EA*5X42M21A*+WALLCON | *97CMN0801714B* | Split System | 32400 | 19.5 | 9 | 1.92 | R-454B | 650
218409500 | DAY & NIGHT | B5H3V36*K*AAA* | EA*5X42M21A*+WALLCON | *96CTN0801714B* | Split System | 32600 | 19.5 | 9 | 1.92 | R-454B | 650
218409412 | DAY & NIGHT | B5H3V36*K*AAA* | EA*5X42M21A*+WALLCON | *80CTL0702120B* | Split System | 32600 | 19.5 | 9 | 1.94 | R-454B | 650
218409476 | DAY & NIGHT | B5H3V36*K*AAA* | EA*5X42M21A*+WALLCON | *97CMN0802120B* | Split System | 32800 | 19.5 | 9 | 1.94 | R-454B | 650
218409628 | DAY & NIGHT | B5H3V36*K*AAA* | EA*5X48M21A*+WALLCON | *95CSU0601716B* | Split System | 33200 | 19.5 | 9 | 1.94 | R-454B | 650
218409644 | DAY & NIGHT | B5H3V36*K*AAA* | EA*5X48M21A*+WALLCON | *97CMN0602120B* | Split System | 33200 | 19.5 | 9 | 1.94 | R-454B | 650
218408260 | DAY & NIGHT | B5H3V24*K*AAA* | EVD5X25M14A*+WALLCON | *96CTN0401410B* | Split System | 22200 | 19.5 | 9 | 2.02 | R-454B | 650
218408388 | DAY & NIGHT | B5H3V24*K*AAA* | EVD5X30M14A*+WALLCON | *96CTN0401410B* | Split System | 22200 | 19.5 | 9 | 2.02 | R-454B | 650
218409528 | HEIL | B5H3V36*K*AAA* | EA*5X42M21A*+WALLCON | *97CTN0801716A* | Split System | 32400 | 19.5 | 9 | 1.92 | R-454B | 650
218409464 | HEIL | B5H3V36*K*AAA* | EA*5X42M21A*+WALLCON | *97CMN0801714B* | Split System | 32400 | 19.5 | 9 | 1.92 | R-454B | 650
218409504 | HEIL | B5H3V36*K*AAA* | EA*5X42M21A*+WALLCON | *96CTN0802120B* | Split System | 32600 | 19.5 | 9 | 1.94 | R-454B | 650
218409536 | HEIL | B5H3V36*K*AAA* | EA*5X42M21A*+WALLCON | *97CTN0802120A* | Split System | 32600 | 19.5 | 9 | 1.94 | R-454B | 650
218409360 | HEIL | B5H3V36*K*AAA* | EA*5X37M21A*+WALLCON | *97CMN0601714B* | Split System | 33600 | 19.5 | 9 | 1.98 | R-454B | 650
218409253 | KEEPRITE | B5H3V36*K*AAA* | EA*5X36M17A*+WALLCON | *80CSU0601716B* | Split System | 32400 | 19.5 | 9 | 1.92 | R-454B | 650
218409437 | KEEPRITE | B5H3V36*K*AAA* | EA*5X42M21A*+WALLCON | *95CSU0601716B* | Split System | 32400 | 19.5 | 9 | 1.92 | R-454B | 650
218409469 | KEEPRITE | B5H3V36*K*AAA* | EA*5X42M21A*+WALLCON | *97CMN0801714B* | Split System | 32400 | 19.5 | 9 | 1.92 | R-454B | 650
218409405 | KEEPRITE | B5H3V36*K*AAA* | EA*5X42M21A*+WALLCON | *80CTL0701716B* | Split System | 32600 | 19.5 | 9 | 1.92 | R-454B | 650
218409653 | KEEPRITE | B5H3V36*K*AAA* | EA*5X48M21A*+WALLCON | *97CMN0801714B* | Split System | 33200 | 19.5 | 9 | 1.92 | R-454B | 650
218409701 | KEEPRITE | B5H3V36*K*AAA* | EA*5X48M21A*+WALLCON | *97CTN0801716A* | Split System | 33200 | 19.5 | 9 | 1.94 | R-454B | 650
218409629 | KEEPRITE | B5H3V36*K*AAA* | EA*5X48M21A*+WALLCON | *95CSU0601716B* | Split System | 33200 | 19.5 | 9 | 1.94 | R-454B | 650
218409669 | KEEPRITE | B5H3V36*K*AAA* | EA*5X48M21A*+WALLCON | *96CTN0601714B* | Split System | 33000 | 19.5 | 9 | 1.96 | R-454B | 650
218410005 | KEEPRITE | B5H3V36*K*AAA* | EA*5X61M21A*+WALLCON | *97CTN0601716A* | Split System | 34000 | 19.5 | 9 | 1.96 | R-454B | 650
218409365 | KEEPRITE | B5H3V36*K*AAA* | EA*5X37M21A*+WALLCON | *97CMN0601714B* | Split System | 33600 | 19.5 | 9 | 1.98 | R-454B | 650
218408261 | KEEPRITE | B5H3V24*K*AAA* | EVD5X25M14A*+WALLCON | *96CTN0401410B* | Split System | 22200 | 19.5 | 9 | 2.02 | R-454B | 650
218409279 | TEMPSTAR | B5H3V36*K*AAA* | EA*5X36M17A*+WALLCON | *80CTL0901716B* | Split System | 32200 | 19.5 | 9 | 1.92 | R-454B | 650
218409255 | TEMPSTAR | B5H3V36*K*AAA* | EA*5X36M17A*+WALLCON | *80CSU0601716B* | Split System | 32400 | 19.5 | 9 | 1.92 | R-454B | 650
218409535 | TEMPSTAR | B5H3V36*K*AAA* | EA*5X42M21A*+WALLCON | *97CTN0801716A* | Split System | 32400 | 19.5 | 9 | 1.92 | R-454B | 650
218409471 | TEMPSTAR | B5H3V36*K*AAA* | EA*5X42M21A*+WALLCON | *97CMN0801714B* | Split System | 32400 | 19.5 | 9 | 1.92 | R-454B | 650
218409503 | TEMPSTAR | B5H3V36*K*AAA* | EA*5X42M21A*+WALLCON | *96CTN0801714B* | Split System | 32600 | 19.5 | 9 | 1.92 | R-454B | 650
218409407 | TEMPSTAR | B5H3V36*K*AAA* | EA*5X42M21A*+WALLCON | *80CTL0701716B* | Split System | 32600 | 19.5 | 9 | 1.92 | R-454B | 650
218409511 | TEMPSTAR | B5H3V36*K*AAA* | EA*5X42M21A*+WALLCON | *96CTN0802120B* | Split System | 32600 | 19.5 | 9 | 1.94 | R-454B | 650
218409415 | TEMPSTAR | B5H3V36*K*AAA* | EA*5X42M21A*+WALLCON | *80CTL0702120B* | Split System | 32600 | 19.5 | 9 | 1.94 | R-454B | 650
218409479 | TEMPSTAR | B5H3V36*K*AAA* | EA*5X42M21A*+WALLCON | *97CMN0802120B* | Split System | 32800 | 19.5 | 9 | 1.94 | R-454B | 650
218409631 | TEMPSTAR | B5H3V36*K*AAA* | EA*5X48M21A*+WALLCON | *95CSU0601716B* | Split System | 33200 | 19.5 | 9 | 1.94 | R-454B | 650
218409647 | TEMPSTAR | B5H3V36*K*AAA* | EA*5X48M21A*+WALLCON | *97CMN0602120B* | Split System | 33200 | 19.5 | 9 | 1.94 | R-454B | 650
218409871 | TEMPSTAR | B5H3V36*K*AAA* | EA*5X61M21A*+WALLCON | *80CTL0451712B* | Split System | 34000 | 19.5 | 9 | 1.94 | R-454B | 650
218409639 | TEMPSTAR | B5H3V36*K*AAA* | EA*5X48M21A*+WALLCON | *97CMN0601714B* | Split System | 33000 | 19.5 | 9 | 1.96 | R-454B | 650
218410007 | TEMPSTAR | B5H3V36*K*AAA* | EA*5X61M21A*+WALLCON | *97CTN0601716A* | Split System | 34000 | 19.5 | 9 | 1.96 | R-454B | 650
218409367 | TEMPSTAR | B5H3V36*K*AAA* | EA*5X37M21A*+WALLCON | *97CMN0601714B* | Split System | 33600 | 19.5 | 9 | 1.98 | R-454B | 650
218408391 | TEMPSTAR | B5H3V24*K*AAA* | EVD5X30M14A*+WALLCON | *96CTN0401410B* | Split System | 22200 | 19.5 | 9 | 2.02 | R-454B | 650
218408263 | TEMPSTAR | B5H3V24*K*AAA* | EVD5X25M14A*+WALLCON | *96CTN0401410B* | Split System | 22200 | 19.5 | 9 | 2.02 | R-454B | 650
218409970 | ARCOAIRE | B5H3V36*K*AAA* | EA*5X61M21A*+WALLCON | *96CTN0601714B* | Split System | 34000 | 20 | 9 | 1.98 | R-454B | 650
218409419 | COMFORTMAKER | B5H3V36*K*AAA* | EA*5X42M21A*+WALLCON | *80CTL0901716B* | Split System | 32600 | 20 | 9 | 1.94 | R-454B | 650
218409420 | DAY & NIGHT | B5H3V36*K*AAA* | EA*5X42M21A*+WALLCON | *80CTL0901716B* | Split System | 32600 | 20 | 9 | 1.94 | R-454B | 650
218409972 | DAY & NIGHT | B5H3V36*K*AAA* | EA*5X61M21A*+WALLCON | *96CTN0601714B* | Split System | 34000 | 20 | 9 | 1.98 | R-454B | 650
218409672 | HEIL | B5H3V36*K*AAA* | EA*5X48M21A*+WALLCON | *96CTN0801714B* | Split System | 33200 | 20 | 9 | 1.94 | R-454B | 650
218409421 | KEEPRITE | B5H3V36*K*AAA* | EA*5X42M21A*+WALLCON | *80CTL0901716B* | Split System | 32600 | 20 | 9 | 1.94 | R-454B | 650
215941035 | BRYANT HEATING AND COOLING SYSTEMS | 293VAN048**AA* | CAA**6121AM*+UI | 986TD60080C21*** | Split System | 45000 | 21 | 9 | 1.86 | R-454B | 650
215941025 | BRYANT HEATING AND COOLING SYSTEMS | 293VAN048**AA* | CAA**6024AM*+UI | 987TA66120C24*** | Split System | 44500 | 21 | 9 | 1.88 | R-454B | 650
215941085 | BRYANT HEATING AND COOLING SYSTEMS | 293VAN048**AA* | CAA**6121AM*+UI | 987TA66100C21*** | Split System | 45500 | 21 | 9 | 1.88 | R-454B | 650
215940944 | CARRIER | 27VNA348A*030* | CAA**4821AM*+UI | 58CU*B040C17**12 | Split System | 43500 | 21 | 9 | 1.88 | R-454B | 650
216766755 | AMERICAN STANDARD | 5A6H7060A1 | 5TXCD010AS3 | S9X2D120U5PSB | Split System | 52000 | 15.2 | 9 | 2.2 | R-454B | 650
217443307 | LENNOX | EL21KLV-036-230A** | CK40HT-30B-**+TDR | ML196UH070XE48B* | Split System | 33400 | 16 | 9 | 2.42 | R-454B | 650
217443327 | LENNOX | EL21KLV-036-230A** | CK40HT-42C-**+TDR | ML296UH090XV48C* | Split System | 33000 | 16.9 | 9 | 1.92 | R-454B | 650
217443266 | LENNOX | EL21KLV-036-230A** | CK40HT-30B-**+TDR | EL196UH030XE36B* | Split System | 32800 | 17 | 9 | 2.4 | R-454B | 650
217443259 | LENNOX | EL21KLV-036-230A** | CK40HT-30B-**+TDR | EL195UH040NE36B* | Split System | 32800 | 17.5 | 9 | 2.4 | R-454B | 650
217446546 | AIREASE | A7CP21V36P-**A | 7EH30BX-**+TDR | A97UH2E070B12S* | Split System | 33200 | 18 | 9 | 2.42 | R-454B | 650
217446315 | ARMSTRONG AIR | A7CP21V36P-**A | 7EH30BX-**+TDR | A97UH2E070B12S* | Split System | 33200 | 18 | 9 | 2.42 | R-454B | 650
217443269 | LENNOX | EL21KLV-036-230A** | CK40HT-30B-**+TDR | EL196UH070XE36B* | Split System | 32800 | 18 | 9 | 2.4 | R-454B | 650
217443328 | LENNOX | EL21KLV-036-230A** | CK40HT-30B-**+TDR | EL297UH070XE36B* | Split System | 33200 | 18 | 9 | 2.42 | R-454B | 650
217443306 | LENNOX | EL21KLV-036-230A** | CK40HT-30B-**+TDR | ML196UH070XE36B* | Split System | 33400 | 18 | 9 | 2.42 | R-454B | 650
217120404 | AIREASE | A7CP21V36P-**A | 7E[C,U]36BX-**+TDR | A98USMV070B12S* | Split System | 34000 | 18.5 | 9 | 2.06 | R-454B | 650
217120406 | AIREASE | A7CP21V36P-**A | 7E[C,U]36BX-**+TDR | A97US2V070B12S* | Split System | 34000 | 18.5 | 9 | 2.06 | R-454B | 650
217446549 | AIREASE | A7CP21V36P-**A | 7EH30BX-**+TDR | A97US2V045B12S* | Split System | 33200 | 18.5 | 9 | 2.4 | R-454B | 650
217446531 | AIREASE | A7CP21V36P-**A | 7EH30BX-**+TDR | A96UH1E030B12S* | Split System | 33200 | 18.5 | 9 | 2.42 | R-454B | 650
217120361 | ARMSTRONG AIR | A7CP21V36P-**A | 7E[C,U]36BX-**+TDR | A98USMV070B12S* | Split System | 34000 | 18.5 | 9 | 2.06 | R-454B | 650
217120363 | ARMSTRONG AIR | A7CP21V36P-**A | 7E[C,U]36BX-**+TDR | A97US2V070B12S* | Split System | 34000 | 18.5 | 9 | 2.06 | R-454B | 650
217446309 | ARMSTRONG AIR | A7CP21V36P-**A | 7EH30BX-**+TDR | A97US2V060B12X* | Split System | 33200 | 18.5 | 9 | 2.4 | R-454B | 650
217117048 | LENNOX | EL21KLV-036-230A** | CK40[C,U]T-36B-**+TDR | EL297UH070XV36B* | Split System | 34000 | 18.5 | 9 | 2.06 | R-454B | 650
217117046 | LENNOX | EL21KLV-036-230A** | CK40[C,U]T-36B-**+TDR | SLP99UH070XV36B* | Split System | 34000 | 18.5 | 9 | 2.06 | R-454B | 650
217443332 | LENNOX | EL21KLV-036-230A** | CK40HT-30B-**+TDR | EL297UH045XV36B* | Split System | 33200 | 18.5 | 9 | 2.4 | R-454B | 650
217443320 | LENNOX | EL21KLV-036-230A** | CK40HT-30B-**+TDR | SL297UH060NV36B* | Split System | 33200 | 18.5 | 9 | 2.4 | R-454B | 650
217443304 | LENNOX | EL21KLV-036-230A** | CK40HT-30B-**+TDR | ML196UH030XE36B* | Split System | 33200 | 18.5 | 9 | 2.42 | R-454B | 650
217443318 | LENNOX | EL21KLV-036-230A** | CK40HT-30B-**+TDR | SL297UH040NV36B* | Split System | 33200 | 19 | 9 | 2.38 | R-454B | 650
216776126 | LENNOX | SL22KLV-060-230A** | CK40[C,U]T-60C-**+TDR | SL297UH080NV60C* | Split System | 56000 | 19.5 | 9 | 1.92 | R-454B | 650
217589556 | Thermal Zone | TZID60H520ZC | TZID48H520ZA |  | Split System | 47500 | 17.5 | 9 | 2.1 | R-454B | 650
216769937 | AMERICAN STANDARD | 5A6H7036A1 | 5PX*D008AS3 | *DHMD120CCV5 | Split System | 31600 | 15.2 | 9 | 2.1 | R-454B | 650
217121972 | LENNOX | EL21KLV-048-230A** | CK40[C,U]T-60C-**+TDR | EL195UH100NE60C* | Split System | 46500 | 17.5 | 9 | 2.08 | R-454B | 650
217443262 | LENNOX | EL21KLV-036-230A** | CK40HT-30B-**+TDR | EL195UH060NE36B* | Split System | 33000 | 18 | 9 | 2.42 | R-454B | 650
218410513 | AIRQUEST | B5H3V36*K*AAA* | ESH5X42M12A*+WALLCON | *97CMN0802120B* | Split System | 33600 | 19 | 9 | 1.96 | R-454B | 650
218410154 | ARCOAIRE | B5H3V36*K*AAA* | ESH5X36M12A*+WALLCON | *80CSU0401712B* | Split System | 33400 | 19 | 9 | 1.94 | R-454B | 650
218410210 | ARCOAIRE | B5H3V36*K*AAA* | ESH5X36M12A*+WALLCON | *80CTL0902120B* | Split System | 33400 | 19 | 9 | 1.94 | R-454B | 650
218410162 | ARCOAIRE | B5H3V36*K*AAA* | ESH5X36M12A*+WALLCON | *80CSU0601716B* | Split System | 33400 | 19 | 9 | 1.94 | R-454B | 650
218410522 | ARCOAIRE | B5H3V36*K*AAA* | ESH5X42M12A*+WALLCON | *97CMN1002122B* | Split System | 33600 | 19 | 9 | 1.96 | R-454B | 650
215939955 | BRYANT HEATING AND COOLING SYSTEMS | 293VAN036**AA* | CSAH*3612AM*+UI | 83*CB48060C17*** | Split System | 33400 | 19 | 9 | 1.94 | R-454B | 650
215940074 | CARRIER | 27VNA336A*030* | CSAH*4212AM*+UI | 59TN7A100C21**22 | Split System | 33600 | 19 | 9 | 1.96 | R-454B | 650
218410523 | COMFORTMAKER | B5H3V36*K*AAA* | ESH5X42M12A*+WALLCON | *97CMN1002122B* | Split System | 33600 | 19 | 9 | 1.96 | R-454B | 650
218410531 | COMFORTMAKER | B5H3V36*K*AAA* | ESH5X42M12A*+WALLCON | *97CMN1202422B* | Split System | 33600 | 19 | 9 | 1.96 | R-454B | 650
218410212 | DAY & NIGHT | B5H3V36*K*AAA* | ESH5X36M12A*+WALLCON | *80CTL0902120B* | Split System | 33400 | 19 | 9 | 1.94 | R-454B | 650
218410164 | DAY & NIGHT | B5H3V36*K*AAA* | ESH5X36M12A*+WALLCON | *80CSU0601716B* | Split System | 33400 | 19 | 9 | 1.94 | R-454B | 650
218410564 | DAY & NIGHT | B5H3V36*K*AAA* | ESH5X42M12A*+WALLCON | *96CTN0802120B* | Split System | 33600 | 19 | 9 | 1.94 | R-454B | 650
218410580 | DAY & NIGHT | B5H3V36*K*AAA* | ESH5X42M12A*+WALLCON | *96CTN1202422B* | Split System | 33600 | 19 | 9 | 1.96 | R-454B | 650
218410516 | DAY & NIGHT | B5H3V36*K*AAA* | ESH5X42M12A*+WALLCON | *97CMN0802120B* | Split System | 33600 | 19 | 9 | 1.96 | R-454B | 650
218410216 | HEIL | B5H3V36*K*AAA* | ESH5X36M12A*+WALLCON | *80CTL1102120B* | Split System | 33400 | 19 | 9 | 1.94 | R-454B | 650
218410608 | HEIL | B5H3V36*K*AAA* | ESH5X42M12A*+WALLCON | *97CTN1002122A* | Split System | 33600 | 19 | 9 | 1.96 | R-454B | 650
218410157 | KEEPRITE | B5H3V36*K*AAA* | ESH5X36M12A*+WALLCON | *80CSU0401712B* | Split System | 33400 | 19 | 9 | 1.94 | R-454B | 650
218410221 | KEEPRITE | B5H3V36*K*AAA* | ESH5X36M12A*+WALLCON | *80CTL1102120B* | Split System | 33400 | 19 | 9 | 1.94 | R-454B | 650
218410165 | KEEPRITE | B5H3V36*K*AAA* | ESH5X36M12A*+WALLCON | *80CSU0601716B* | Split System | 33400 | 19 | 9 | 1.94 | R-454B | 650
218410213 | KEEPRITE | B5H3V36*K*AAA* | ESH5X36M12A*+WALLCON | *80CTL0902120B* | Split System | 33400 | 19 | 9 | 1.94 | R-454B | 650
218410253 | KEEPRITE | B5H3V36*K*AAA* | ESH5X36M12A*+WALLCON | *95CSU1002122B* | Split System | 33400 | 19 | 9 | 1.96 | R-454B | 650
218410573 | KEEPRITE | B5H3V36*K*AAA* | ESH5X42M12A*+WALLCON | *96CTN1002122B* | Split System | 33600 | 19 | 9 | 1.96 | R-454B | 650
218410223 | TEMPSTAR | B5H3V36*K*AAA* | ESH5X36M12A*+WALLCON | *80CTL1102120B* | Split System | 33400 | 19 | 9 | 1.94 | R-454B | 650
218410231 | TEMPSTAR | B5H3V36*K*AAA* | ESH5X36M12A*+WALLCON | *80CTL1352422B* | Split System | 33400 | 19 | 9 | 1.94 | R-454B | 650
218410455 | TEMPSTAR | B5H3V36*K*AAA* | ESH5X42M12A*+WALLCON | *80CTL0902120B* | Split System | 33600 | 19 | 9 | 1.94 | R-454B | 650
218410535 | TEMPSTAR | B5H3V36*K*AAA* | ESH5X42M12A*+WALLCON | *97CMN1202422B* | Split System | 33600 | 19 | 9 | 1.96 | R-454B | 650
217120559 | AIREASE | A7CP21V48P-**A | 7E[C,U]60DX-**+TDR | A97US2V080C16X* | Split System | 47500 | 19.5 | 9 | 1.96 | R-454B | 650
218410481 | AIRQUEST | B5H3V36*K*AAA* | ESH5X42M12A*+WALLCON | *95CSU1002122B* | Split System | 33600 | 19.5 | 9 | 1.94 | R-454B | 650
218410633 | AIRQUEST | B5H3V36*K*AAA* | ESH5X48M12A*+WALLCON | *80CSU0601716B* | Split System | 33800 | 19.5 | 9 | 1.94 | R-454B | 650
218410753 | AIRQUEST | B5H3V36*K*AAA* | ESH5X48M12A*+WALLCON | *97CMN1202422B* | Split System | 33800 | 19.5 | 9 | 1.94 | R-454B | 650
218410681 | AIRQUEST | B5H3V36*K*AAA* | ESH5X48M12A*+WALLCON | *80CTL0902120B* | Split System | 33800 | 19.5 | 9 | 1.96 | R-454B | 650
218410458 | ARCOAIRE | B5H3V36*K*AAA* | ESH5X42M12A*+WALLCON | *80CTL1352422B* | Split System | 33600 | 19.5 | 9 | 1.94 | R-454B | 650
218410482 | ARCOAIRE | B5H3V36*K*AAA* | ESH5X42M12A*+WALLCON | *95CSU1002122B* | Split System | 33600 | 19.5 | 9 | 1.94 | R-454B | 650
218410666 | ARCOAIRE | B5H3V36*K*AAA* | ESH5X48M12A*+WALLCON | *80CTL0702120B* | Split System | 33600 | 19.5 | 9 | 1.96 | R-454B | 650
218410682 | ARCOAIRE | B5H3V36*K*AAA* | ESH5X48M12A*+WALLCON | *80CTL0902120B* | Split System | 33800 | 19.5 | 9 | 1.96 | R-454B | 650
217120485 | ARMSTRONG AIR | A7CP21V48P-**A | 7E[C,U]60DX-**+TDR | A97US2V080C16X* | Split System | 47500 | 19.5 | 9 | 1.96 | R-454B | 650
215940245 | BRYANT HEATING AND COOLING SYSTEMS | 293VAN036**AA* | CSAH*6012AM*+UI | 987TA66120C24*** | Split System | 34200 | 19.5 | 9 | 1.96 | R-454B | 650
215940225 | BRYANT HEATING AND COOLING SYSTEMS | 293VAN036**AA* | CSAH*6012AM*+UI | 987TA60080C21*** | Split System | 34200 | 19.5 | 9 | 1.96 | R-454B | 650
215940094 | CARRIER | 27VNA336A*030* | CSAH*4812AM*+UI | 59TN6C080C21**20 | Split System | 33800 | 19.5 | 9 | 1.96 | R-454B | 650
215940144 | CARRIER | 27VNA336A*030* | CSAH*4812AM*+UI | 59TN7A080C21**20 | Split System | 33800 | 19.5 | 9 | 1.96 | R-454B | 650
215940174 | CARRIER | 27VNA336A*030* | CSAH*6012AM*+UI | 59TN6C080C21**20 | Split System | 34200 | 19.5 | 9 | 1.96 | R-454B | 650
218410483 | COMFORTMAKER | B5H3V36*K*AAA* | ESH5X42M12A*+WALLCON | *95CSU1002122B* | Split System | 33600 | 19.5 | 9 | 1.94 | R-454B | 650
218410667 | COMFORTMAKER | B5H3V36*K*AAA* | ESH5X48M12A*+WALLCON | *80CTL0702120B* | Split System | 33600 | 19.5 | 9 | 1.96 | R-454B | 650
218410691 | COMFORTMAKER | B5H3V36*K*AAA* | ESH5X48M12A*+WALLCON | *80CTL1352422B* | Split System | 33800 | 19.5 | 9 | 1.96 | R-454B | 650
218410715 | COMFORTMAKER | B5H3V36*K*AAA* | ESH5X48M12A*+WALLCON | *95CSU1002122B* | Split System | 33800 | 19.5 | 9 | 1.96 | R-454B | 650
218410683 | COMFORTMAKER | B5H3V36*K*AAA* | ESH5X48M12A*+WALLCON | *80CTL0902120B* | Split System | 33800 | 19.5 | 9 | 1.96 | R-454B | 650
218410747 | COMFORTMAKER | B5H3V36*K*AAA* | ESH5X48M12A*+WALLCON | *97CMN0802120B* | Split System | 33800 | 19.5 | 9 | 1.96 | R-454B | 650
218410628 | DAY & NIGHT | B5H3V36*K*AAA* | ESH5X48M12A*+WALLCON | *80CSU0401712B* | Split System | 33800 | 19.5 | 9 | 1.94 | R-454B | 650
218410676 | DAY & NIGHT | B5H3V36*K*AAA* | ESH5X48M12A*+WALLCON | *80CTL0901716B* | Split System | 33600 | 19.5 | 9 | 1.96 | R-454B | 650
218410692 | DAY & NIGHT | B5H3V36*K*AAA* | ESH5X48M12A*+WALLCON | *80CTL1352422B* | Split System | 33800 | 19.5 | 9 | 1.96 | R-454B | 650
218410748 | DAY & NIGHT | B5H3V36*K*AAA* | ESH5X48M12A*+WALLCON | *97CMN0802120B* | Split System | 33800 | 19.5 | 9 | 1.96 | R-454B | 650
218410456 | HEIL | B5H3V36*K*AAA* | ESH5X42M12A*+WALLCON | *80CTL1352422B* | Split System | 33600 | 19.5 | 9 | 1.94 | R-454B | 650
218410480 | HEIL | B5H3V36*K*AAA* | ESH5X42M12A*+WALLCON | *95CSU1002122B* | Split System | 33600 | 19.5 | 9 | 1.94 | R-454B | 650
218410672 | HEIL | B5H3V36*K*AAA* | ESH5X48M12A*+WALLCON | *80CTL0901716B* | Split System | 33600 | 19.5 | 9 | 1.96 | R-454B | 650
218410744 | HEIL | B5H3V36*K*AAA* | ESH5X48M12A*+WALLCON | *97CMN0802120B* | Split System | 33800 | 19.5 | 9 | 1.96 | R-454B | 650
218410405 | KEEPRITE | B5H3V36*K*AAA* | ESH5X42M12A*+WALLCON | *80CSU0601716B* | Split System | 33600 | 19.5 | 9 | 1.96 | R-454B | 650
218410669 | KEEPRITE | B5H3V36*K*AAA* | ESH5X48M12A*+WALLCON | *80CTL0702120B* | Split System | 33600 | 19.5 | 9 | 1.96 | R-454B | 650
217117102 | LENNOX | EL21KLV-048-230A** | CK40[C,U]T-60D-**+TDR | SL297UH080NV48C* | Split System | 47500 | 19.5 | 9 | 1.96 | R-454B | 650
218410463 | TEMPSTAR | B5H3V36*K*AAA* | ESH5X42M12A*+WALLCON | *80CTL1352422B* | Split System | 33600 | 19.5 | 9 | 1.94 | R-454B | 650
218410639 | TEMPSTAR | B5H3V36*K*AAA* | ESH5X48M12A*+WALLCON | *80CSU0601716B* | Split System | 33800 | 19.5 | 9 | 1.94 | R-454B | 650
218409753 | AIRQUEST | B5H3V36*K*AAA* | EA*5X60M24A*+WALLCON | *95CSU0802120B* | Split System | 34000 | 20 | 9 | 1.94 | R-454B | 650
218410073 | AIRQUEST | B5H3V36*K*AAA* | EA*5X61M24A*+WALLCON | *97CMN0602120B* | Split System | 34200 | 20 | 9 | 1.96 | R-454B | 650
218409873 | AIRQUEST | B5H3V36*K*AAA* | EA*5X61M21A*+WALLCON | *80CTL0701716B* | Split System | 34200 | 20 | 9 | 1.96 | R-454B | 650
218409913 | AIRQUEST | B5H3V36*K*AAA* | EA*5X61M21A*+WALLCON | *95CSU0601716B* | Split System | 34200 | 20 | 9 | 1.96 | R-454B | 650
218409945 | AIRQUEST | B5H3V36*K*AAA* | EA*5X61M21A*+WALLCON | *97CMN0602120B* | Split System | 34200 | 20 | 9 | 1.96 | R-454B | 650
218409985 | AIRQUEST | B5H3V36*K*AAA* | EA*5X61M21A*+WALLCON | *96CTN0802120B* | Split System | 34400 | 20 | 9 | 1.96 | R-454B | 650
218409754 | ARCOAIRE | B5H3V36*K*AAA* | EA*5X60M24A*+WALLCON | *95CSU0802120B* | Split System | 34000 | 20 | 9 | 1.94 | R-454B | 650
218409770 | ARCOAIRE | B5H3V36*K*AAA* | EA*5X60M24A*+WALLCON | *97CMN0602120B* | Split System | 33800 | 20 | 9 | 1.96 | R-454B | 650
218409778 | ARCOAIRE | B5H3V36*K*AAA* | EA*5X60M24A*+WALLCON | *97CMN0802120B* | Split System | 34000 | 20 | 9 | 1.96 | R-454B | 650
218410074 | ARCOAIRE | B5H3V36*K*AAA* | EA*5X61M24A*+WALLCON | *97CMN0602120B* | Split System | 34200 | 20 | 9 | 1.96 | R-454B | 650
218409914 | ARCOAIRE | B5H3V36*K*AAA* | EA*5X61M21A*+WALLCON | *95CSU0601716B* | Split System | 34200 | 20 | 9 | 1.96 | R-454B | 650
218409922 | ARCOAIRE | B5H3V36*K*AAA* | EA*5X61M21A*+WALLCON | *95CSU0802120B* | Split System | 34400 | 20 | 9 | 1.96 | R-454B | 650
218408338 | ARCOAIRE | B5H3V24*K*AAA* | EVD5X25M17A*+WALLCON | *96CTN0401410B* | Split System | 22600 | 20 | 9 | 1.98 | R-454B | 650
217106168 | BRYANT HEATING AND COOLING SYSTEMS | 293VAN036**AA* | CAA**6121AM*+UI | 987TA48080C17*** | Split System | 34200 | 20 | 9 | 1.96 | R-454B | 650
215939824 | CARRIER | 27VNA336A*030* | CAA**6121AM*+UI | 59TN6C080C21**20 | Split System | 34400 | 20 | 9 | 1.96 | R-454B | 650
218409755 | COMFORTMAKER | B5H3V36*K*AAA* | EA*5X60M24A*+WALLCON | *95CSU0802120B* | Split System | 34000 | 20 | 9 | 1.94 | R-454B | 650
218409779 | COMFORTMAKER | B5H3V36*K*AAA* | EA*5X60M24A*+WALLCON | *97CMN0802120B* | Split System | 34000 | 20 | 9 | 1.96 | R-454B | 650
218409979 | COMFORTMAKER | B5H3V36*K*AAA* | EA*5X61M21A*+WALLCON | *96CTN0801714B* | Split System | 34200 | 20 | 9 | 1.96 | R-454B | 650
218409915 | COMFORTMAKER | B5H3V36*K*AAA* | EA*5X61M21A*+WALLCON | *95CSU0601716B* | Split System | 34200 | 20 | 9 | 1.96 | R-454B | 650
218409955 | COMFORTMAKER | B5H3V36*K*AAA* | EA*5X61M21A*+WALLCON | *97CMN0801714B* | Split System | 34200 | 20 | 9 | 1.96 | R-454B | 650
218409987 | COMFORTMAKER | B5H3V36*K*AAA* | EA*5X61M21A*+WALLCON | *96CTN0802120B* | Split System | 34400 | 20 | 9 | 1.96 | R-454B | 650
218409923 | COMFORTMAKER | B5H3V36*K*AAA* | EA*5X61M21A*+WALLCON | *95CSU0802120B* | Split System | 34400 | 20 | 9 | 1.96 | R-454B | 650
218407819 | COMFORTMAKER | B5H3V24*K*AAA* | EVM5X36M17A*+WALLCON | *96CTN0401410B* | Split System | 22600 | 20 | 9 | 1.98 | R-454B | 650
218408691 | COMFORTMAKER | B5H3V24*K*AAA* | EVD5X36M17A*+WALLCON | *96CTN0401410B* | Split System | 22600 | 20 | 9 | 1.98 | R-454B | 650
218409756 | DAY & NIGHT | B5H3V36*K*AAA* | EA*5X60M24A*+WALLCON | *95CSU0802120B* | Split System | 34000 | 20 | 9 | 1.94 | R-454B | 650
218409804 | DAY & NIGHT | B5H3V36*K*AAA* | EA*5X60M24A*+WALLCON | *96CTN0802120B* | Split System | 34000 | 20 | 9 | 1.96 | R-454B | 650
218409780 | DAY & NIGHT | B5H3V36*K*AAA* | EA*5X60M24A*+WALLCON | *97CMN0802120B* | Split System | 34000 | 20 | 9 | 1.96 | R-454B | 650
218410012 | DAY & NIGHT | B5H3V36*K*AAA* | EA*5X61M21A*+WALLCON | *97CTN0801716A* | Split System | 34200 | 20 | 9 | 1.96 | R-454B | 650
218409948 | DAY & NIGHT | B5H3V36*K*AAA* | EA*5X61M21A*+WALLCON | *97CMN0602120B* | Split System | 34200 | 20 | 9 | 1.96 | R-454B | 650
218409956 | DAY & NIGHT | B5H3V36*K*AAA* | EA*5X61M21A*+WALLCON | *97CMN0801714B* | Split System | 34200 | 20 | 9 | 1.96 | R-454B | 650
218409988 | DAY & NIGHT | B5H3V36*K*AAA* | EA*5X61M21A*+WALLCON | *96CTN0802120B* | Split System | 34400 | 20 | 9 | 1.96 | R-454B | 650
218408692 | DAY & NIGHT | B5H3V24*K*AAA* | EVD5X36M17A*+WALLCON | *96CTN0401410B* | Split System | 22600 | 20 | 9 | 1.98 | R-454B | 650
218408468 | DAY & NIGHT | B5H3V24*K*AAA* | EVD5X30M17A*+WALLCON | *96CTN0401410B* | Split System | 22600 | 20 | 9 | 1.98 | R-454B | 650
218407820 | DAY & NIGHT | B5H3V24*K*AAA* | EVM5X36M17A*+WALLCON | *96CTN0401410B* | Split System | 22600 | 20 | 9 | 1.98 | R-454B | 650
218408340 | DAY & NIGHT | B5H3V24*K*AAA* | EVD5X25M17A*+WALLCON | *96CTN0401410B* | Split System | 22600 | 20 | 9 | 1.98 | R-454B | 650
218410072 | HEIL | B5H3V36*K*AAA* | EA*5X61M24A*+WALLCON | *97CMN0602120B* | Split System | 34200 | 20 | 9 | 1.96 | R-454B | 650
218407816 | HEIL | B5H3V24*K*AAA* | EVM5X36M17A*+WALLCON | *96CTN0401410B* | Split System | 22600 | 20 | 9 | 1.98 | R-454B | 650
218409805 | KEEPRITE | B5H3V36*K*AAA* | EA*5X60M24A*+WALLCON | *96CTN0802120B* | Split System | 34000 | 20 | 9 | 1.96 | R-454B | 650
218409781 | KEEPRITE | B5H3V36*K*AAA* | EA*5X60M24A*+WALLCON | *97CMN0802120B* | Split System | 34000 | 20 | 9 | 1.96 | R-454B | 650
218409829 | KEEPRITE | B5H3V36*K*AAA* | EA*5X60M24A*+WALLCON | *97CTN0802120A* | Split System | 34000 | 20 | 9 | 1.96 | R-454B | 650
218409981 | KEEPRITE | B5H3V36*K*AAA* | EA*5X61M21A*+WALLCON | *96CTN0801714B* | Split System | 34200 | 20 | 9 | 1.96 | R-454B | 650
218409917 | KEEPRITE | B5H3V36*K*AAA* | EA*5X61M21A*+WALLCON | *95CSU0601716B* | Split System | 34200 | 20 | 9 | 1.96 | R-454B | 650
218409949 | KEEPRITE | B5H3V36*K*AAA* | EA*5X61M21A*+WALLCON | *97CMN0602120B* | Split System | 34200 | 20 | 9 | 1.96 | R-454B | 650
218409957 | KEEPRITE | B5H3V36*K*AAA* | EA*5X61M21A*+WALLCON | *97CMN0801714B* | Split System | 34200 | 20 | 9 | 1.96 | R-454B | 650
218409989 | KEEPRITE | B5H3V36*K*AAA* | EA*5X61M21A*+WALLCON | *96CTN0802120B* | Split System | 34400 | 20 | 9 | 1.96 | R-454B | 650
218410021 | KEEPRITE | B5H3V36*K*AAA* | EA*5X61M21A*+WALLCON | *97CTN0802120A* | Split System | 34400 | 20 | 9 | 1.96 | R-454B | 650
218408341 | KEEPRITE | B5H3V24*K*AAA* | EVD5X25M17A*+WALLCON | *96CTN0401410B* | Split System | 22600 | 20 | 9 | 1.98 | R-454B | 650
218409831 | TEMPSTAR | B5H3V36*K*AAA* | EA*5X60M24A*+WALLCON | *97CTN0802120A* | Split System | 34000 | 20 | 9 | 1.96 | R-454B | 650
218409879 | TEMPSTAR | B5H3V36*K*AAA* | EA*5X61M21A*+WALLCON | *80CTL0701716B* | Split System | 34200 | 20 | 9 | 1.96 | R-454B | 650
218410079 | TEMPSTAR | B5H3V36*K*AAA* | EA*5X61M24A*+WALLCON | *97CMN0602120B* | Split System | 34200 | 20 | 9 | 1.96 | R-454B | 650
218410015 | TEMPSTAR | B5H3V36*K*AAA* | EA*5X61M21A*+WALLCON | *97CTN0801716A* | Split System | 34200 | 20 | 9 | 1.96 | R-454B | 650
218408343 | TEMPSTAR | B5H3V24*K*AAA* | EVD5X25M17A*+WALLCON | *96CTN0401410B* | Split System | 22600 | 20 | 9 | 1.98 | R-454B | 650
218408695 | TEMPSTAR | B5H3V24*K*AAA* | EVD5X36M17A*+WALLCON | *96CTN0401410B* | Split System | 22600 | 20 | 9 | 1.98 | R-454B | 650
218407823 | TEMPSTAR | B5H3V24*K*AAA* | EVM5X36M17A*+WALLCON | *96CTN0401410B* | Split System | 22600 | 20 | 9 | 1.98 | R-454B | 650
218409721 | AIRQUEST | B5H3V36*K*AAA* | EA*5X60M24A*+WALLCON | *80CTL0702120B* | Split System | 34000 | 20.5 | 9 | 1.94 | R-454B | 650
218409889 | AIRQUEST | B5H3V36*K*AAA* | EA*5X61M21A*+WALLCON | *80CTL0901716B* | Split System | 34400 | 20.5 | 9 | 1.96 | R-454B | 650
218409881 | AIRQUEST | B5H3V36*K*AAA* | EA*5X61M21A*+WALLCON | *80CTL0702120B* | Split System | 34400 | 20.5 | 9 | 1.96 | R-454B | 650
218409722 | ARCOAIRE | B5H3V36*K*AAA* | EA*5X60M24A*+WALLCON | *80CTL0702120B* | Split System | 34000 | 20.5 | 9 | 1.94 | R-454B | 650
218409890 | ARCOAIRE | B5H3V36*K*AAA* | EA*5X61M21A*+WALLCON | *80CTL0901716B* | Split System | 34400 | 20.5 | 9 | 1.96 | R-454B | 650
218409723 | COMFORTMAKER | B5H3V36*K*AAA* | EA*5X60M24A*+WALLCON | *80CTL0702120B* | Split System | 34000 | 20.5 | 9 | 1.94 | R-454B | 650
218409795 | COMFORTMAKER | B5H3V36*K*AAA* | EA*5X60M24A*+WALLCON | *97CMN1202422B* | Split System | 34000 | 20.5 | 9 | 1.96 | R-454B | 650
218409724 | DAY & NIGHT | B5H3V36*K*AAA* | EA*5X60M24A*+WALLCON | *80CTL0702120B* | Split System | 34000 | 20.5 | 9 | 1.94 | R-454B | 650
218409796 | DAY & NIGHT | B5H3V36*K*AAA* | EA*5X60M24A*+WALLCON | *97CMN1202422B* | Split System | 34000 | 20.5 | 9 | 1.96 | R-454B | 650
218409720 | HEIL | B5H3V36*K*AAA* | EA*5X60M24A*+WALLCON | *80CTL0702120B* | Split System | 34000 | 20.5 | 9 | 1.94 | R-454B | 650
218409104 | HEIL | B5H3V24*K*AAA* | EVD5X42M17A*+WALLCON | *96CTN0401410B* | Split System | 22800 | 20.5 | 9 | 1.96 | R-454B | 650
218409888 | HEIL | B5H3V36*K*AAA* | EA*5X61M21A*+WALLCON | *80CTL0901716B* | Split System | 34400 | 20.5 | 9 | 1.96 | R-454B | 650
218409885 | KEEPRITE | B5H3V36*K*AAA* | EA*5X61M21A*+WALLCON | *80CTL0702120B* | Split System | 34400 | 20.5 | 9 | 1.96 | R-454B | 650
218409111 | TEMPSTAR | B5H3V24*K*AAA* | EVD5X42M17A*+WALLCON | *96CTN0401410B* | Split System | 22800 | 20.5 | 9 | 1.96 | R-454B | 650
218409887 | TEMPSTAR | B5H3V36*K*AAA* | EA*5X61M21A*+WALLCON | *80CTL0702120B* | Split System | 34400 | 20.5 | 9 | 1.96 | R-454B | 650
218409895 | TEMPSTAR | B5H3V36*K*AAA* | EA*5X61M21A*+WALLCON | *80CTL0901716B* | Split System | 34400 | 20.5 | 9 | 1.96 | R-454B | 650
216619117 | CONCORD | 7SCP18V24P-**A | 7AH1AC18PX-** |  | Split System | 23200 | 15.2 | 9 | 1.75 | R-454B | 650
216574980 | MIDEA | MOVB-24HDN10-M16G | MHVE18A1MN10TB |  | Split System | 18000 | 16 | 9 | 1.81 | R-454B | 650
216574982 | MIDEA | MOVB-24HDN10-M16G | MPUE18A1MN10TA |  | Split System | 18000 | 16 | 9 | 1.81 | R-454B | 650
217596674 | MIDEA | MOVB-24HDN10-M16G | MPCE18A1MN10TA |  | Split System | 18000 | 16 | 9 | 1.81 | R-454B | 650
217188641 | AIREASE | A7SCP18V24P-**A | 7E[C,U]30BX-**+TDR | A96UH1E070B12S* | Split System | 24000 | 16.1 | 9 | 1.8 | R-454B | 650
217188891 | ARMSTRONG AIR | A7SCP18V24P-**A | 7E[C,U]30BX-**+TDR | A96UH1E070B12S* | Split System | 24000 | 16.1 | 9 | 1.8 | R-454B | 650
217123975 | GE Appliances | NS18H24HA5*** | NCUC30BT5****+TDR | NF96U070S3B*** | Split System | 24000 | 16.1 | 9 | 1.8 | R-454B | 650
217188934 | ARMSTRONG AIR | A7SCP18V24P-**A | 7EH30BX-**+TDR | A96UH1E045B12S* | Split System | 24000 | 16.3 | 9 | 1.8 | R-454B | 650
217189457 | DUCANE | 7SCP18V24P-**A | 7EH30BX-**+TDR | 96G1UH045BE12* | Split System | 24000 | 16.3 | 9 | 1.8 | R-454B | 650
217124041 | GE Appliances | NS18H24HA5*** | NCDC24BT5****+TDR | NF96D045S3B*** | Split System | 23800 | 16.3 | 9 | 1.8 | R-454B | 650
217124036 | GE Appliances | NS18H24HA5*** | NCHC30BT5****+TDR | NF96U070S3B*** | Split System | 24000 | 16.3 | 9 | 1.8 | R-454B | 650
217124035 | GE Appliances | NS18H24HA5*** | NCHC30BT5****+TDR | NF96U045S3B*** | Split System | 24000 | 16.3 | 9 | 1.8 | R-454B | 650
217189777 | LENNOX | EL18KSLV-024-230A** | CK40HT-30B-**+TDR | ML196UH070XE36B* | Split System | 24000 | 16.3 | 9 | 1.8 | R-454B | 650
217188652 | AIREASE | A7SCP18V24P-**A | 7E[C,U]36BX-**+TDR | A96UH1E045B12S* | Split System | 24000 | 16.35 | 9 | 1.8 | R-454B | 650
217188902 | ARMSTRONG AIR | A7SCP18V24P-**A | 7E[C,U]36BX-**+TDR | A96UH1E045B12S* | Split System | 24000 | 16.35 | 9 | 1.8 | R-454B | 650
217189195 | CONCORD | 7SCP18V24P-**A | 7EH30BX-**+TDR | 95G1UH040BE12X* | Split System | 24000 | 16.35 | 9 | 1.8 | R-454B | 650
217189156 | CONCORD | 7SCP18V24P-**A | 7E[C,U]36BX-**+TDR | 95G1UH040BE12X* | Split System | 24000 | 16.35 | 9 | 1.8 | R-454B | 650
217123966 | GE Appliances | NS18H24HA5*** | NCUC30AT5****+TDR | NF80U070S3A*** | Split System | 23800 | 16.35 | 9 | 1.8 | R-454B | 650
217123991 | GE Appliances | NS18H24HA5*** | NCUC36BT5****+TDR | NF96U045S3B*** | Split System | 24000 | 16.35 | 9 | 1.8 | R-454B | 650
217123989 | GE Appliances | NS18H24HA5*** | NCUC36BT5****+TDR | NF95X040S3B*** | Split System | 24000 | 16.35 | 9 | 1.8 | R-454B | 650
217124033 | GE Appliances | NS18H24HA5*** | NCHC30BT5****+TDR | NF95X040S3B*** | Split System | 24000 | 16.35 | 9 | 1.8 | R-454B | 650
217189742 | LENNOX | EL18KSLV-024-230A** | CK40[C,U]T-36B-**+TDR | ML196UH045XE36B* | Split System | 24000 | 16.35 | 9 | 1.8 | R-454B | 650
217189740 | LENNOX | EL18KSLV-024-230A** | CK40[C,U]T-36B-**+TDR | EL195UH040NE36B* | Split System | 24000 | 16.35 | 9 | 1.8 | R-454B | 650
217189774 | LENNOX | EL18KSLV-024-230A** | CK40HT-30B-**+TDR | EL195UH040NE36B* | Split System | 24000 | 16.35 | 9 | 1.8 | R-454B | 650
217123992 | GE Appliances | NS18H24HA5*** | NCUC36BT5****+TDR | NF96U070S3B*** | Split System | 24000 | 16.4 | 9 | 1.85 | R-454B | 650
217189440 | DUCANE | 7SCP18V24P-**A | 7EH24BX-**+TDR | 95G1UH040BE12X* | Split System | 24000 | 16.45 | 9 | 1.8 | R-454B | 650
217124016 | GE Appliances | NS18H24HA5*** | NCHC24BT5****+TDR | NF95X040S3B*** | Split System | 24000 | 16.45 | 9 | 1.8 | R-454B | 650
217188923 | ARMSTRONG AIR | A7SCP18V24P-**A | 7EH24BX-**+TDR | A96UH1E070B12S* | Split System | 24000 | 16.5 | 9 | 1.8 | R-454B | 650
217123990 | GE Appliances | NS18H24HA5*** | NCUC36BT5****+TDR | NF95X060S3B*** | Split System | 24000 | 16.5 | 9 | 1.8 | R-454B | 650
217124019 | GE Appliances | NS18H24HA5*** | NCHC24BT5****+TDR | NF96U070S3B*** | Split System | 24000 | 16.5 | 9 | 1.8 | R-454B | 650
217189744 | LENNOX | EL18KSLV-024-230A** | CK40HT-24A-**+TDR | SL280UH070V36A* | Split System | 23600 | 16.5 | 9 | 1.8 | R-454B | 650
217124034 | GE Appliances | NS18H24HA5*** | NCHC30BT5****+TDR | NF95X060S3B*** | Split System | 24000 | 16.55 | 9 | 1.8 | R-454B | 650
217449785 | LENNOX | EL18KSLV-024-230A** | CK40HT-24B-**+TDR | EL196UH070XE36B* | Split System | 24000 | 16.6 | 9 | 1.8 | R-454B | 650
217124007 | GE Appliances | NS18H24HA5*** | NCHC24AT5****+TDR | NF80L070S3A*** | Split System | 23200 | 16.65 | 9 | 1.8 | R-454B | 650
217124008 | GE Appliances | NS18H24HA5*** | NCHC24AT5****+TDR | NF80U070T3A*** | Split System | 23200 | 16.65 | 9 | 1.8 | R-454B | 650
217189749 | LENNOX | EL18KSLV-024-230A** | CK40HT-24A-**+TDR | EL280UH070E36A* | Split System | 23200 | 16.65 | 9 | 1.8 | R-454B | 650
217189390 | DUCANE | 7SCP18V24P-**A | 7E[C,U]30AX-**+TDR | 80G2UH070AV12* | Split System | 23800 | 16.7 | 9 | 1.8 | R-454B | 650
217123959 | GE Appliances | NS18H24HA5*** | NCUC30AT5****+TDR | NF80U070V3A*** | Split System | 23800 | 16.7 | 9 | 1.8 | R-454B | 650
217124017 | GE Appliances | NS18H24HA5*** | NCHC24BT5****+TDR | NF95X060S3B*** | Split System | 24000 | 16.7 | 9 | 1.8 | R-454B | 650
217189758 | LENNOX | EL18KSLV-024-230A** | CK40HT-24B-**+TDR | EL195UH060NE36B* | Split System | 24000 | 16.7 | 9 | 1.8 | R-454B | 650
217188663 | AIREASE | A7SCP18V24P-**A | 7EH24AX-**+TDR | A80US2V060A12X* | Split System | 23600 | 16.75 | 9 | 1.8 | R-454B | 650
217189176 | CONCORD | 7SCP18V24P-**A | 7EH24AX-**+TDR | 80G1UH045AE12* | Split System | 23600 | 16.75 | 9 | 1.8 | R-454B | 650
217189177 | CONCORD | 7SCP18V24P-**A | 7EH24AX-**+TDR | 80G1UH045AE12L* | Split System | 23600 | 16.75 | 9 | 1.8 | R-454B | 650
217124011 | GE Appliances | NS18H24HA5*** | NCHC24AT5****+TDR | NF80U045S3A*** | Split System | 23600 | 16.75 | 9 | 1.8 | R-454B | 650
217124004 | GE Appliances | NS18H24HA5*** | NCHC24AT5****+TDR | NF80X060V3A*** | Split System | 23600 | 16.75 | 9 | 1.8 | R-454B | 650
217188881 | ARMSTRONG AIR | A7SCP18V24P-**A | 7E[C,U]30AX-**+TDR | A80US2V060A12X* | Split System | 23800 | 16.85 | 9 | 1.8 | R-454B | 650
217189398 | DUCANE | 7SCP18V24P-**A | 7E[C,U]30AX-**+TDR | 80G1UH045AE12L* | Split System | 24000 | 16.85 | 9 | 1.8 | R-454B | 650
217123960 | GE Appliances | NS18H24HA5*** | NCUC30AT5****+TDR | NF80X060V3A*** | Split System | 23800 | 16.85 | 9 | 1.8 | R-454B | 650
217123967 | GE Appliances | NS18H24HA5*** | NCUC30AT5****+TDR | NF80U045S3A*** | Split System | 24000 | 16.85 | 9 | 1.8 | R-454B | 650
217123968 | GE Appliances | NS18H24HA5*** | NCUC30AT5****+TDR | NF80L045S3A*** | Split System | 24000 | 16.85 | 9 | 1.8 | R-454B | 650
217188664 | AIREASE | A7SCP18V24P-**A | 7EH24AX-**+TDR | A80UH1E040A12X* | Split System | 23600 | 16.95 | 9 | 1.8 | R-454B | 650
217189170 | CONCORD | 7SCP18V24P-**A | 7EH24AX-**+TDR | 80G1UH040AE12X* | Split System | 23600 | 16.95 | 9 | 1.8 | R-454B | 650
217124006 | GE Appliances | NS18H24HA5*** | NCHC24AT5****+TDR | NF80X060S3A*** | Split System | 23600 | 16.95 | 9 | 1.8 | R-454B | 650
217124005 | GE Appliances | NS18H24HA5*** | NCHC24AT5****+TDR | NF80X040S3A*** | Split System | 23600 | 16.95 | 9 | 1.8 | R-454B | 650
217189747 | LENNOX | EL18KSLV-024-230A** | CK40HT-24A-**+TDR | EL180UH060NE36A* | Split System | 23600 | 16.95 | 9 | 1.8 | R-454B | 650
216374771 | CHAMPION HEATING AND COOLING | HH860E2S11 | CTM60D5CGS1 | Z9ET120D20SMPS1 | Split System | 44500 | 17 | 9 | 2 | R-454B | 650
216374689 | CHAMPION HEATING AND COOLING | HH860E2S11 | CTF60D5CGS1 | Z9ET120D20SMPS1 | Split System | 44500 | 17 | 9 | 2 | R-454B | 650
216374651 | COLEMAN | HH860E2S11 | CTM60D5CGS1 | Z9ET120D20SMPS1 | Split System | 44500 | 17 | 9 | 2 | R-454B | 650
216374569 | COLEMAN | HH860E2S11 | CTF60D5CGS1 | Z9ET120D20SMPS1 | Split System | 44500 | 17 | 9 | 2 | R-454B | 650
216374571 | FRASER-JOHNSTON | HH860E2S11 | CTM60D5CGS1 | Z9ET120D20SMPS1 | Split System | 44500 | 17 | 9 | 2 | R-454B | 650
216374729 | FRASER-JOHNSTON | HH860E2S11 | CTF60D5CGS1 | Z9ET120D20SMPS1 | Split System | 44500 | 17 | 9 | 2 | R-454B | 650
216374731 | JOHNSON CONTROLS | HH860E2S11 | CTM60D5CGS1 | Z9ET120D20SMPS1 | Split System | 44500 | 17 | 9 | 2 | R-454B | 650
216374650 | JOHNSON CONTROLS | HH860E2S11 | CTF60D5CGS1 | Z9ET120D20SMPS1 | Split System | 44500 | 17 | 9 | 2 | R-454B | 650
216769565 | LENNOX | EL18KSLV-024-230A** | CK40[C,U]T-30B-**+TDR | SL297UH060NV36B* | Split System | 23800 | 17 | 9 | 1.8 | R-454B | 650
216374611 | LUXAIRE | HH860E2S11 | CTM60D5CGS1 | Z9ET120D20SMPS1 | Split System | 44500 | 17 | 9 | 2 | R-454B | 650
216374769 | LUXAIRE | HH860E2S11 | CTF60D5CGS1 | Z9ET120D20SMPS1 | Split System | 44500 | 17 | 9 | 2 | R-454B | 650
216374529 | YORK | HH860E2S11 | CTM60D5CGS1 | Y92E120D20SMPS1 | Split System | 44500 | 17 | 9 | 2 | R-454B | 650
216374527 | YORK | HH860E2S11 | CTF60D5CGS1 | Y92E120D20SMPS1 | Split System | 44500 | 17 | 9 | 2 | R-454B | 650
217188883 | ARMSTRONG AIR | A7SCP18V24P-**A | 7E[C,U]30AX-**+TDR | A80UH1E060A12X* | Split System | 23800 | 17.05 | 9 | 1.8 | R-454B | 650
217123962 | GE Appliances | NS18H24HA5*** | NCUC30AT5****+TDR | NF80X060S3A*** | Split System | 23800 | 17.05 | 9 | 1.8 | R-454B | 650
217123961 | GE Appliances | NS18H24HA5*** | NCUC30AT5****+TDR | NF80X040S3A*** | Split System | 24000 | 17.05 | 9 | 1.8 | R-454B | 650
217450317 | ARMSTRONG AIR | A7SCP18V24P-**A | 7EH30BX-**+TDR | A93UH1E030B12A* | Split System | 24000 | 17.1 | 9 | 1.8 | R-454B | 650
217450318 | ARMSTRONG AIR | A7SCP18V24P-**A | 7EH30BX-**+TDR | A93UH1E045B12A* | Split System | 24000 | 17.1 | 9 | 1.8 | R-454B | 650
217189153 | CONCORD | 7SCP18V24P-**A | 7E[C,U]36AX-**+TDR | 80G1UH045AE12L* | Split System | 24000 | 17.15 | 9 | 1.85 | R-454B | 650
217123985 | GE Appliances | NS18H24HA5*** | NCUC36AT5****+TDR | NF80L045S3A*** | Split System | 24000 | 17.15 | 9 | 1.85 | R-454B | 650
217123984 | GE Appliances | NS18H24HA5*** | NCUC36AT5****+TDR | NF80U045S3A*** | Split System | 24000 | 17.15 | 9 | 1.85 | R-454B | 650
217449766 | LENNOX | EL18KSLV-024-230A** | CK40[C,U]T-36B-**+TDR | ML193UH030XE36B* | Split System | 24000 | 17.2 | 9 | 1.8 | R-454B | 650
216769647 | ARMSTRONG AIR | A7SCP18V24P-**A | 7EH24BX-**+TDR | A97US2V045B12S* | Split System | 24000 | 17.3 | 9 | 1.8 | R-454B | 650
216769574 | LENNOX | EL18KSLV-024-230A** | CK40HT-24B-**+TDR | EL297UH045XV36B* | Split System | 24000 | 17.3 | 9 | 1.8 | R-454B | 650
217189434 | DUCANE | 7SCP18V24P-**A | 7EH24AX-**+TDR | 80G2UH045AE12* | Split System | 23400 | 17.4 | 9 | 1.8 | R-454B | 650
217124009 | GE Appliances | NS18H24HA5*** | NCHC24AT5****+TDR | NF80U045T3A*** | Split System | 23400 | 17.4 | 9 | 1.8 | R-454B | 650
217188894 | ARMSTRONG AIR | A7SCP18V24P-**A | 7E[C,U]36AX-**+TDR | A80UH1E040A12X* | Split System | 24000 | 17.45 | 9 | 1.85 | R-454B | 650
217189406 | DUCANE | 7SCP18V24P-**A | 7E[C,U]36AX-**+TDR | 80G1UH040AE12X* | Split System | 24000 | 17.45 | 9 | 1.85 | R-454B | 650
217123978 | GE Appliances | NS18H24HA5*** | NCUC36AT5****+TDR | NF80X040S3A*** | Split System | 24000 | 17.45 | 9 | 1.85 | R-454B | 650
217123979 | GE Appliances | NS18H24HA5*** | NCUC36AT5****+TDR | NF80X060S3A*** | Split System | 24000 | 17.45 | 9 | 1.85 | R-454B | 650
217189729 | LENNOX | EL18KSLV-024-230A** | CK40[C,U]T-36A-**+TDR | EL180UH040NE36A* | Split System | 24000 | 17.45 | 9 | 1.85 | R-454B | 650
217444121 | CHAMPION HEATING AND COOLING | HH836E2S11 | CTM36B5CDS1 | Z8VT080B12SMPC1 | Split System | 33000 | 18 | 9 | 2 | R-454B | 650
217444128 | CHAMPION HEATING AND COOLING | HH836E2S11 | CTF36B5CDS1 | Z8VT080B12SMPC1 | Split System | 33000 | 18 | 9 | 2 | R-454B | 650
217444129 | CHAMPION HEATING AND COOLING | HH836E2S11 | CTU36B5XDS1+TXV | Z8VT080B12SMPC1 | Split System | 33000 | 18 | 9 | 2 | R-454B | 650
217444125 | CHAMPION HEATING AND COOLING | HH836E2S11 | CTF36C5CDS1 | Z8VT100C20SMPC1 | Split System | 33600 | 18 | 9 | 2 | R-454B | 650
217444124 | CHAMPION HEATING AND COOLING | HH836E2S11 | CTF36C5CDS1 | Z8VT100C16SMPC1 | Split System | 33800 | 18 | 9 | 2 | R-454B | 650
217444127 | CHAMPION HEATING AND COOLING | HH836E2S11 | CTF36C5CDS1 | Z8VT080C16SMPC1 | Split System | 34000 | 18 | 9 | 2 | R-454B | 650
216785072 | CHAMPION HEATING AND COOLING | HH860E2S11 | CTM60C5CGS1 | Z8ES120C20LMPS1 | Split System | 44000 | 18 | 9 | 2 | R-454B | 650
216782221 | CHAMPION HEATING AND COOLING | HH860E2S11 | CTF60C5CGS1 | Z8ES120C20LMPS1 | Split System | 45000 | 18 | 9 | 2 | R-454B | 650
216782236 | CHAMPION HEATING AND COOLING | HH860E2S11 | CTU60C5XGS1+TXV | Z8ES120C20LMPS1 | Split System | 45000 | 18 | 9 | 2 | R-454B | 650
217444029 | COLEMAN | HH836E2S11 | CTM36B5CDS1 | Z8VT080B12SMPC1 | Split System | 33000 | 18 | 9 | 2 | R-454B | 650
217444037 | COLEMAN | HH836E2S11 | CTU36B5XDS1+TXV | Z8VT080B12SMPC1 | Split System | 33000 | 18 | 9 | 2 | R-454B | 650
217444036 | COLEMAN | HH836E2S11 | CTF36B5CDS1 | Z8VT080B12SMPC1 | Split System | 33000 | 18 | 9 | 2 | R-454B | 650
217444033 | COLEMAN | HH836E2S11 | CTF36C5CDS1 | Z8VT100C20SMPC1 | Split System | 33600 | 18 | 9 | 2 | R-454B | 650
217444032 | COLEMAN | HH836E2S11 | CTF36C5CDS1 | Z8VT100C16SMPC1 | Split System | 33800 | 18 | 9 | 2 | R-454B | 650
217444035 | COLEMAN | HH836E2S11 | CTF36C5CDS1 | Z8VT080C16SMPC1 | Split System | 34000 | 18 | 9 | 2 | R-454B | 650
216785062 | COLEMAN | HH860E2S11 | CTM60C5CGS1 | Z8ES120C20LMPS1 | Split System | 44000 | 18 | 9 | 2 | R-454B | 650
216782227 | COLEMAN | HH860E2S11 | CTU60C5XGS1+TXV | Z8ES120C20LMPS1 | Split System | 45000 | 18 | 9 | 2 | R-454B | 650
216782212 | COLEMAN | HH860E2S11 | CTF60C5CGS1 | Z8ES120C20LMPS1 | Split System | 45000 | 18 | 9 | 2 | R-454B | 650
216619126 | CONCORD | 7SCP18V36P-**A | 7AH1AE42PX-** |  | Split System | 35800 | 18 | 9 | 1.9 | R-454B | 650
217596057 | ECOER | EODA19H-4860AB* | EBCT3036BB* | FG7TC-060D-V24B* | Split System | 33000 | 18 | 9 | 1.95 | R-454B | 650
217596046 | ECOER | EODA19H-4860AB* | EBCT3036BB* | MGH96M060B3A | Split System | 33000 | 18 | 9 | 1.95 | R-454B | 650
217596045 | ECOER | EODA19H-4860AB* | EBCT3036BB* | MGH96M080B3A | Split System | 33000 | 18 | 9 | 1.95 | R-454B | 650
217596052 | ECOER | EODA19H-2436AB* | EBCT2430AB* | FG7TC-060D-V24B* | Split System | 23800 | 18 | 9 | 2 | R-454B | 650
217596037 | ECOER | EODA19H-2436AB* | EBCT2430AB* | MGH96M080B3A | Split System | 23800 | 18 | 9 | 2 | R-454B | 650
217596039 | ECOER | EODA19H-2436AB* | EBCT2430AB* | MGH96M060B3A | Split System | 23800 | 18 | 9 | 2 | R-454B | 650
217596053 | ECOER | EODA19H-2436AB* | EBCT2430BB* | FG7TC-060D-V24B* | Split System | 24000 | 18 | 9 | 2.1 | R-454B | 650
217596038 | ECOER | EODA19H-2436AB* | EBCT2430BB* | MGH96M080B3A | Split System | 24000 | 18 | 9 | 2.1 | R-454B | 650
217596040 | ECOER | EODA19H-2436AB* | EBCT2430BB* | MGH96M060B3A | Split System | 24000 | 18 | 9 | 2.1 | R-454B | 650
217444167 | FRASER-JOHNSTON | HH836E2S11 | CTM36B5CDS1 | Z8VT080B12SMPC1 | Split System | 33000 | 18 | 9 | 2 | R-454B | 650
217444174 | FRASER-JOHNSTON | HH836E2S11 | CTF36B5CDS1 | Z8VT080B12SMPC1 | Split System | 33000 | 18 | 9 | 2 | R-454B | 650
217444175 | FRASER-JOHNSTON | HH836E2S11 | CTU36B5XDS1+TXV | Z8VT080B12SMPC1 | Split System | 33000 | 18 | 9 | 2 | R-454B | 650
217444171 | FRASER-JOHNSTON | HH836E2S11 | CTF36C5CDS1 | Z8VT100C20SMPC1 | Split System | 33600 | 18 | 9 | 2 | R-454B | 650
217444170 | FRASER-JOHNSTON | HH836E2S11 | CTF36C5CDS1 | Z8VT100C16SMPC1 | Split System | 33800 | 18 | 9 | 2 | R-454B | 650
217444173 | FRASER-JOHNSTON | HH836E2S11 | CTF36C5CDS1 | Z8VT080C16SMPC1 | Split System | 34000 | 18 | 9 | 2 | R-454B | 650
216785069 | FRASER-JOHNSTON | HH860E2S11 | CTM60C5CGS1 | Z8ES120C20LMPS1 | Split System | 44000 | 18 | 9 | 2 | R-454B | 650
216782218 | FRASER-JOHNSTON | HH860E2S11 | CTF60C5CGS1 | Z8ES120C20LMPS1 | Split System | 45000 | 18 | 9 | 2 | R-454B | 650
216782233 | FRASER-JOHNSTON | HH860E2S11 | CTU60C5XGS1+TXV | Z8ES120C20LMPS1 | Split System | 45000 | 18 | 9 | 2 | R-454B | 650
216785075 | JOHNSON CONTROLS | HH860E2S11 | CTM60C5CGS1 | Z8ES120C20LMPS1 | Split System | 44000 | 18 | 9 | 2 | R-454B | 650
216782224 | JOHNSON CONTROLS | HH860E2S11 | CTF60C5CGS1 | Z8ES120C20LMPS1 | Split System | 45000 | 18 | 9 | 2 | R-454B | 650
216782239 | JOHNSON CONTROLS | HH860E2S11 | CTU60C5XGS1+TXV | Z8ES120C20LMPS1 | Split System | 45000 | 18 | 9 | 2 | R-454B | 650
217443983 | LUXAIRE | HH836E2S11 | CTM36B5CDS1 | Z8VT080B12SMPC1 | Split System | 33000 | 18 | 9 | 2 | R-454B | 650
217443987 | LUXAIRE | HH836E2S11 | CTF36C5CDS1 | Z8VT100C20SMPC1 | Split System | 33600 | 18 | 9 | 2 | R-454B | 650
217443986 | LUXAIRE | HH836E2S11 | CTF36C5CDS1 | Z8VT100C16SMPC1 | Split System | 33800 | 18 | 9 | 2 | R-454B | 650
217443989 | LUXAIRE | HH836E2S11 | CTF36C5CDS1 | Z8VT080C16SMPC1 | Split System | 34000 | 18 | 9 | 2 | R-454B | 650
216785065 | LUXAIRE | HH860E2S11 | CTM60C5CGS1 | Z8ES120C20LMPS1 | Split System | 44000 | 18 | 9 | 2 | R-454B | 650
216782215 | LUXAIRE | HH860E2S11 | CTF60C5CGS1 | Z8ES120C20LMPS1 | Split System | 45000 | 18 | 9 | 2 | R-454B | 650
216782230 | LUXAIRE | HH860E2S11 | CTU60C5XGS1+TXV | Z8ES120C20LMPS1 | Split System | 45000 | 18 | 9 | 2 | R-454B | 650
217563415 | YISO | YOHA2-60CB | YLAN4-3036BB | FG7TC-060D-V24B* | Split System | 33000 | 18 | 9 | 1.95 | R-454B | 650
217563404 | YISO | YOHA2-60CB | YLAN4-3036BB | MGH96M080B3A | Split System | 33000 | 18 | 9 | 1.95 | R-454B | 650
217563410 | YISO | YOHA2-36CB | YLAN4-2430AB | FG7TC-060D-V24B* | Split System | 23800 | 18 | 9 | 2 | R-454B | 650
217563399 | YISO | YOHA2-36CB | YLAN4-2430AB | MGH96M060B3A | Split System | 23800 | 18 | 9 | 2 | R-454B | 650
217563411 | YISO | YOHA2-36CB | YLAN4-2430BB | FG7TC-060D-V24B* | Split System | 24000 | 18 | 9 | 2.1 | R-454B | 650
217563400 | YISO | YOHA2-36CB | YLAN4-2430BB | MGH96M060B3A | Split System | 24000 | 18 | 9 | 2.1 | R-454B | 650
217563398 | YISO | YOHA2-36CB | YLAN4-2430BB | MGH96M080B3A | Split System | 24000 | 18 | 9 | 2.1 | R-454B | 650
217443937 | YORK | HH836E2S11 | CTM36B5CDS1 | Y82V080B12SMPC1 | Split System | 33000 | 18 | 9 | 2 | R-454B | 650
217443944 | YORK | HH836E2S11 | CTF36B5CDS1 | Y82V080B12SMPC1 | Split System | 33000 | 18 | 9 | 2 | R-454B | 650
217443945 | YORK | HH836E2S11 | CTU36B5XDS1+TXV | Y82V080B12SMPC1 | Split System | 33000 | 18 | 9 | 2 | R-454B | 650
217443941 | YORK | HH836E2S11 | CTF36C5CDS1 | Y82V100C20SMPC1 | Split System | 33600 | 18 | 9 | 2 | R-454B | 650
217443940 | YORK | HH836E2S11 | CTF36C5CDS1 | Y82V100C16SMPC1 | Split System | 33800 | 18 | 9 | 2 | R-454B | 650
216780361 | YORK | HH860E2S11 | CTM60C5CGS1 | Y81E120C20LMPS1 | Split System | 44000 | 18 | 9 | 2 | R-454B | 650
216780892 | YORK | HH860E2S11 | CTF60C5CGS1 | Y81E120C20LMPS1 | Split System | 45000 | 18 | 9 | 2 | R-454B | 650
216780898 | YORK | HH860E2S11 | CTU60C5XGS1+TXV | Y81E120C20LMPS1 | Split System | 45000 | 18 | 9 | 2 | R-454B | 650
216619078 | DUCANE | 7SCP18V36P-**A | 7AH1AV42PX-** |  | Split System | 36000 | 18.2 | 9 | 1.9 | R-454B | 650
216618912 | LENNOX | EL18KSLV-036-230A** | CBK45UHVT-042-230-** |  | Split System | 36000 | 18.2 | 9 | 1.9 | R-454B | 650
216618965 | ARMSTRONG AIR | A7SCP18V36P-**A | 7AH1AE36PX-** |  | Split System | 36000 | 18.5 | 9 | 1.9 | R-454B | 650
216619124 | CONCORD | 7SCP18V36P-**A | 7AH1AE36PX-** |  | Split System | 36000 | 18.5 | 9 | 1.9 | R-454B | 650
217221416 | Costway | FP10982US | FP10985US |  | Split System | 34000 | 18.6 | 9 | 2.1 | R-454B | 650
217444137 | CHAMPION HEATING AND COOLING | HH836E2S11 | CTU48C5XFS1+TXV | Z8VT100C20SMPC1 | Split System | 32800 | 19 | 9 | 2 | R-454B | 650
217444136 | CHAMPION HEATING AND COOLING | HH836E2S11 | CTF48C5CFS1 | Z8VT100C20SMPC1 | Split System | 32800 | 19 | 9 | 2 | R-454B | 650
217444130 | CHAMPION HEATING AND COOLING | HH836E2S11 | CTF48C5CFS1 | Z8VT100C16SMPC1 | Split System | 32800 | 19 | 9 | 2 | R-454B | 650
217444139 | CHAMPION HEATING AND COOLING | HH836E2S11 | CTM48C5CFS1 | Z8VT100C16SMPC1 | Split System | 32800 | 19 | 9 | 2 | R-454B | 650
217444131 | CHAMPION HEATING AND COOLING | HH836E2S11 | CTU48C5XFS1+TXV | Z8VT100C16SMPC1 | Split System | 32800 | 19 | 9 | 2 | R-454B | 650
217444132 | CHAMPION HEATING AND COOLING | HH836E2S11 | CTF48C5CFS1 | Z8VT120C20SMPC1 | Split System | 33400 | 19 | 9 | 2 | R-454B | 650
217444133 | CHAMPION HEATING AND COOLING | HH836E2S11 | CTU48C5XFS1+TXV | Z8VT120C20SMPC1 | Split System | 33400 | 19 | 9 | 2 | R-454B | 650
217444140 | CHAMPION HEATING AND COOLING | HH836E2S11 | CTF48C5CFS1 | Z8VT080C16SMPC1 | Split System | 33400 | 19 | 9 | 2 | R-454B | 650
217444141 | CHAMPION HEATING AND COOLING | HH836E2S11 | CTU48C5XFS1+TXV | Z8VT080C16SMPC1 | Split System | 33400 | 19 | 9 | 2 | R-454B | 650
217444138 | CHAMPION HEATING AND COOLING | HH836E2S11 | CTM48C5CFS1 | Z8VT080C16SMPC1 | Split System | 33400 | 19 | 9 | 2 | R-454B | 650
216785928 | CHAMPION HEATING AND COOLING | HH836E2S11 | CTM48C5CFS1 | Z8ES120C16LMPS1 | Split System | 34000 | 19 | 9 | 2 | R-454B | 650
216784177 | CHAMPION HEATING AND COOLING | HH836E2S11 | CTU48C5XFS1+TXV | Z8ES120C16LMPS1 | Split System | 34000 | 19 | 9 | 2 | R-454B | 650
216784162 | CHAMPION HEATING AND COOLING | HH836E2S11 | CTF48C5CFS1 | Z8ES120C16LMPS1 | Split System | 34000 | 19 | 9 | 2 | R-454B | 650
217444103 | CHAMPION HEATING AND COOLING | HH860E2S11 | CTF60C5CHS1 | Z8VT100C20SMPC1 | Split System | 53000 | 19 | 9 | 2 | R-454B | 650
217444105 | CHAMPION HEATING AND COOLING | HH860E2S11 | CTM60C5CHS1 | Z8VT100C20SMPC1 | Split System | 53500 | 19 | 9 | 2 | R-454B | 650
216784758 | CHAMPION HEATING AND COOLING | HH860E2S11 | CTF60C5CHS1 | Z8ES120C20LMPS1 | Split System | 53500 | 19 | 9 | 2 | R-454B | 650
216784744 | CHAMPION HEATING AND COOLING | HH860E2S11 | CTM60C5CHS1 | Z8ES120C20LMPS1 | Split System | 53500 | 19 | 9 | 2 | R-454B | 650
216785476 | CHAMPION HEATING AND COOLING | HH860E2S11 | CTF60C5CHS1 | Z8ES080C20LMPS1 | Split System | 54000 | 19 | 9 | 2 | R-454B | 650
216783983 | CHAMPION HEATING AND COOLING | HH860E2S11 | CTM60C5CHS1 | Z8ES080C20LMPS1 | Split System | 54000 | 19 | 9 | 2 | R-454B | 650
217444042 | COLEMAN | HH836E2S11 | CTM48C5CFS1 | Z8VT100C20SMPC1 | Split System | 32800 | 19 | 9 | 2 | R-454B | 650
217444045 | COLEMAN | HH836E2S11 | CTU48C5XFS1+TXV | Z8VT100C20SMPC1 | Split System | 32800 | 19 | 9 | 2 | R-454B | 650
217444044 | COLEMAN | HH836E2S11 | CTF48C5CFS1 | Z8VT100C20SMPC1 | Split System | 32800 | 19 | 9 | 2 | R-454B | 650
217444047 | COLEMAN | HH836E2S11 | CTM48C5CFS1 | Z8VT100C16SMPC1 | Split System | 32800 | 19 | 9 | 2 | R-454B | 650
217444039 | COLEMAN | HH836E2S11 | CTU48C5XFS1+TXV | Z8VT100C16SMPC1 | Split System | 32800 | 19 | 9 | 2 | R-454B | 650
217444038 | COLEMAN | HH836E2S11 | CTF48C5CFS1 | Z8VT100C16SMPC1 | Split System | 32800 | 19 | 9 | 2 | R-454B | 650
217444041 | COLEMAN | HH836E2S11 | CTU48C5XFS1+TXV | Z8VT120C20SMPC1 | Split System | 33400 | 19 | 9 | 2 | R-454B | 650
217444040 | COLEMAN | HH836E2S11 | CTF48C5CFS1 | Z8VT120C20SMPC1 | Split System | 33400 | 19 | 9 | 2 | R-454B | 650
217444048 | COLEMAN | HH836E2S11 | CTF48C5CFS1 | Z8VT080C16SMPC1 | Split System | 33400 | 19 | 9 | 2 | R-454B | 650
217444046 | COLEMAN | HH836E2S11 | CTM48C5CFS1 | Z8VT080C16SMPC1 | Split System | 33400 | 19 | 9 | 2 | R-454B | 650
217444049 | COLEMAN | HH836E2S11 | CTU48C5XFS1+TXV | Z8VT080C16SMPC1 | Split System | 33400 | 19 | 9 | 2 | R-454B | 650
217444030 | COLEMAN | HH836E2S11 | CTM36C5CDS1 | Z8VT120C20SMPC1 | Split System | 33800 | 19 | 9 | 2 | R-454B | 650
216785919 | COLEMAN | HH836E2S11 | CTM48C5CFS1 | Z8ES120C16LMPS1 | Split System | 34000 | 19 | 9 | 2 | R-454B | 650
216784168 | COLEMAN | HH836E2S11 | CTU48C5XFS1+TXV | Z8ES120C16LMPS1 | Split System | 34000 | 19 | 9 | 2 | R-454B | 650
216784153 | COLEMAN | HH836E2S11 | CTF48C5CFS1 | Z8ES120C16LMPS1 | Split System | 34000 | 19 | 9 | 2 | R-454B | 650
217444011 | COLEMAN | HH860E2S11 | CTF60C5CHS1 | Z8VT100C20SMPC1 | Split System | 53000 | 19 | 9 | 2 | R-454B | 650
217444013 | COLEMAN | HH860E2S11 | CTM60C5CHS1 | Z8VT100C20SMPC1 | Split System | 53500 | 19 | 9 | 2 | R-454B | 650
216784749 | COLEMAN | HH860E2S11 | CTF60C5CHS1 | Z8ES120C20LMPS1 | Split System | 53500 | 19 | 9 | 2 | R-454B | 650
216784735 | COLEMAN | HH860E2S11 | CTM60C5CHS1 | Z8ES120C20LMPS1 | Split System | 53500 | 19 | 9 | 2 | R-454B | 650
216783974 | COLEMAN | HH860E2S11 | CTM60C5CHS1 | Z8ES080C20LMPS1 | Split System | 54000 | 19 | 9 | 2 | R-454B | 650
216785466 | COLEMAN | HH860E2S11 | CTF60C5CHS1 | Z8ES080C20LMPS1 | Split System | 54000 | 19 | 9 | 2 | R-454B | 650
217444180 | FRASER-JOHNSTON | HH836E2S11 | CTM48C5CFS1 | Z8VT100C20SMPC1 | Split System | 32800 | 19 | 9 | 2 | R-454B | 650
217444183 | FRASER-JOHNSTON | HH836E2S11 | CTU48C5XFS1+TXV | Z8VT100C20SMPC1 | Split System | 32800 | 19 | 9 | 2 | R-454B | 650
217444176 | FRASER-JOHNSTON | HH836E2S11 | CTF48C5CFS1 | Z8VT100C16SMPC1 | Split System | 32800 | 19 | 9 | 2 | R-454B | 650
217444177 | FRASER-JOHNSTON | HH836E2S11 | CTU48C5XFS1+TXV | Z8VT100C16SMPC1 | Split System | 32800 | 19 | 9 | 2 | R-454B | 650
217444185 | FRASER-JOHNSTON | HH836E2S11 | CTM48C5CFS1 | Z8VT100C16SMPC1 | Split System | 32800 | 19 | 9 | 2 | R-454B | 650
217444178 | FRASER-JOHNSTON | HH836E2S11 | CTF48C5CFS1 | Z8VT120C20SMPC1 | Split System | 33400 | 19 | 9 | 2 | R-454B | 650
217444179 | FRASER-JOHNSTON | HH836E2S11 | CTU48C5XFS1+TXV | Z8VT120C20SMPC1 | Split System | 33400 | 19 | 9 | 2 | R-454B | 650
217444187 | FRASER-JOHNSTON | HH836E2S11 | CTU48C5XFS1+TXV | Z8VT080C16SMPC1 | Split System | 33400 | 19 | 9 | 2 | R-454B | 650
217444184 | FRASER-JOHNSTON | HH836E2S11 | CTM48C5CFS1 | Z8VT080C16SMPC1 | Split System | 33400 | 19 | 9 | 2 | R-454B | 650
217444186 | FRASER-JOHNSTON | HH836E2S11 | CTF48C5CFS1 | Z8VT080C16SMPC1 | Split System | 33400 | 19 | 9 | 2 | R-454B | 650
217444168 | FRASER-JOHNSTON | HH836E2S11 | CTM36C5CDS1 | Z8VT120C20SMPC1 | Split System | 33800 | 19 | 9 | 2 | R-454B | 650
216785925 | FRASER-JOHNSTON | HH836E2S11 | CTM48C5CFS1 | Z8ES120C16LMPS1 | Split System | 34000 | 19 | 9 | 2 | R-454B | 650
216784159 | FRASER-JOHNSTON | HH836E2S11 | CTF48C5CFS1 | Z8ES120C16LMPS1 | Split System | 34000 | 19 | 9 | 2 | R-454B | 650
216784174 | FRASER-JOHNSTON | HH836E2S11 | CTU48C5XFS1+TXV | Z8ES120C16LMPS1 | Split System | 34000 | 19 | 9 | 2 | R-454B | 650
217444149 | FRASER-JOHNSTON | HH860E2S11 | CTF60C5CHS1 | Z8VT100C20SMPC1 | Split System | 53000 | 19 | 9 | 2 | R-454B | 650
217444151 | FRASER-JOHNSTON | HH860E2S11 | CTM60C5CHS1 | Z8VT100C20SMPC1 | Split System | 53500 | 19 | 9 | 2 | R-454B | 650
216784756 | FRASER-JOHNSTON | HH860E2S11 | CTF60C5CHS1 | Z8ES120C20LMPS1 | Split System | 53500 | 19 | 9 | 2 | R-454B | 650
216784740 | FRASER-JOHNSTON | HH860E2S11 | CTM60C5CHS1 | Z8ES120C20LMPS1 | Split System | 53500 | 19 | 9 | 2 | R-454B | 650
216783980 | FRASER-JOHNSTON | HH860E2S11 | CTM60C5CHS1 | Z8ES080C20LMPS1 | Split System | 54000 | 19 | 9 | 2 | R-454B | 650
216785473 | FRASER-JOHNSTON | HH860E2S11 | CTF60C5CHS1 | Z8ES080C20LMPS1 | Split System | 54000 | 19 | 9 | 2 | R-454B | 650
217444084 | JOHNSON CONTROLS | HH836E2S11 | CTF48C5CFS1 | Z8VT100C16SMPC1 | Split System | 32800 | 19 | 9 | 2 | R-454B | 650
217444085 | JOHNSON CONTROLS | HH836E2S11 | CTU48C5XFS1+TXV | Z8VT100C16SMPC1 | Split System | 32800 | 19 | 9 | 2 | R-454B | 650
216784180 | JOHNSON CONTROLS | HH836E2S11 | CTU48C5XFS1+TXV | Z8ES120C16LMPS1 | Split System | 34000 | 19 | 9 | 2 | R-454B | 650
216784165 | JOHNSON CONTROLS | HH836E2S11 | CTF48C5CFS1 | Z8ES120C16LMPS1 | Split System | 34000 | 19 | 9 | 2 | R-454B | 650
216785931 | JOHNSON CONTROLS | HH836E2S11 | CTM48C5CFS1 | Z8ES120C16LMPS1 | Split System | 34000 | 19 | 9 | 2 | R-454B | 650
217444057 | JOHNSON CONTROLS | HH860E2S11 | CTF60C5CHS1 | Z8VT100C20SMPC1 | Split System | 53000 | 19 | 9 | 2 | R-454B | 650
217444059 | JOHNSON CONTROLS | HH860E2S11 | CTM60C5CHS1 | Z8VT100C20SMPC1 | Split System | 53500 | 19 | 9 | 2 | R-454B | 650
216784761 | JOHNSON CONTROLS | HH860E2S11 | CTF60C5CHS1 | Z8ES120C20LMPS1 | Split System | 53500 | 19 | 9 | 2 | R-454B | 650
216784746 | JOHNSON CONTROLS | HH860E2S11 | CTM60C5CHS1 | Z8ES120C20LMPS1 | Split System | 53500 | 19 | 9 | 2 | R-454B | 650
216783986 | JOHNSON CONTROLS | HH860E2S11 | CTM60C5CHS1 | Z8ES080C20LMPS1 | Split System | 54000 | 19 | 9 | 2 | R-454B | 650
216785478 | JOHNSON CONTROLS | HH860E2S11 | CTF60C5CHS1 | Z8ES080C20LMPS1 | Split System | 54000 | 19 | 9 | 2 | R-454B | 650
217443996 | LUXAIRE | HH836E2S11 | CTM48C5CFS1 | Z8VT100C20SMPC1 | Split System | 32800 | 19 | 9 | 2 | R-454B | 650
217443998 | LUXAIRE | HH836E2S11 | CTF48C5CFS1 | Z8VT100C20SMPC1 | Split System | 32800 | 19 | 9 | 2 | R-454B | 650
217443999 | LUXAIRE | HH836E2S11 | CTU48C5XFS1+TXV | Z8VT100C20SMPC1 | Split System | 32800 | 19 | 9 | 2 | R-454B | 650
217444001 | LUXAIRE | HH836E2S11 | CTM48C5CFS1 | Z8VT100C16SMPC1 | Split System | 32800 | 19 | 9 | 2 | R-454B | 650
217443993 | LUXAIRE | HH836E2S11 | CTU48C5XFS1+TXV | Z8VT100C16SMPC1 | Split System | 32800 | 19 | 9 | 2 | R-454B | 650
217443994 | LUXAIRE | HH836E2S11 | CTF48C5CFS1 | Z8VT120C20SMPC1 | Split System | 33400 | 19 | 9 | 2 | R-454B | 650
217444002 | LUXAIRE | HH836E2S11 | CTF48C5CFS1 | Z8VT080C16SMPC1 | Split System | 33400 | 19 | 9 | 2 | R-454B | 650
217444003 | LUXAIRE | HH836E2S11 | CTU48C5XFS1+TXV | Z8VT080C16SMPC1 | Split System | 33400 | 19 | 9 | 2 | R-454B | 650
217444000 | LUXAIRE | HH836E2S11 | CTM48C5CFS1 | Z8VT080C16SMPC1 | Split System | 33400 | 19 | 9 | 2 | R-454B | 650
217443984 | LUXAIRE | HH836E2S11 | CTM36C5CDS1 | Z8VT120C20SMPC1 | Split System | 33800 | 19 | 9 | 2 | R-454B | 650
216785922 | LUXAIRE | HH836E2S11 | CTM48C5CFS1 | Z8ES120C16LMPS1 | Split System | 34000 | 19 | 9 | 2 | R-454B | 650
216784156 | LUXAIRE | HH836E2S11 | CTF48C5CFS1 | Z8ES120C16LMPS1 | Split System | 34000 | 19 | 9 | 2 | R-454B | 650
216784171 | LUXAIRE | HH836E2S11 | CTU48C5XFS1+TXV | Z8ES120C16LMPS1 | Split System | 34000 | 19 | 9 | 2 | R-454B | 650
217443965 | LUXAIRE | HH860E2S11 | CTF60C5CHS1 | Z8VT100C20SMPC1 | Split System | 53000 | 19 | 9 | 2 | R-454B | 650
217443967 | LUXAIRE | HH860E2S11 | CTM60C5CHS1 | Z8VT100C20SMPC1 | Split System | 53500 | 19 | 9 | 2 | R-454B | 650
216784753 | LUXAIRE | HH860E2S11 | CTF60C5CHS1 | Z8ES120C20LMPS1 | Split System | 53500 | 19 | 9 | 2 | R-454B | 650
216784737 | LUXAIRE | HH860E2S11 | CTM60C5CHS1 | Z8ES120C20LMPS1 | Split System | 53500 | 19 | 9 | 2 | R-454B | 650
216785469 | LUXAIRE | HH860E2S11 | CTF60C5CHS1 | Z8ES080C20LMPS1 | Split System | 54000 | 19 | 9 | 2 | R-454B | 650
216783978 | LUXAIRE | HH860E2S11 | CTM60C5CHS1 | Z8ES080C20LMPS1 | Split System | 54000 | 19 | 9 | 2 | R-454B | 650
217443952 | YORK | HH836E2S11 | CTF48C5CFS1 | Y82V100C20SMPC1 | Split System | 32800 | 19 | 9 | 2 | R-454B | 650
217443953 | YORK | HH836E2S11 | CTU48C5XFS1+TXV | Y82V100C20SMPC1 | Split System | 32800 | 19 | 9 | 2 | R-454B | 650
217443950 | YORK | HH836E2S11 | CTM48C5CFS1 | Y82V100C20SMPC1 | Split System | 32800 | 19 | 9 | 2 | R-454B | 650
217443946 | YORK | HH836E2S11 | CTF48C5CFS1 | Y82V100C16SMPC1 | Split System | 32800 | 19 | 9 | 2 | R-454B | 650
217443955 | YORK | HH836E2S11 | CTM48C5CFS1 | Y82V100C16SMPC1 | Split System | 32800 | 19 | 9 | 2 | R-454B | 650
217443948 | YORK | HH836E2S11 | CTF48C5CFS1 | Y82V120C20SMPC1 | Split System | 33400 | 19 | 9 | 2 | R-454B | 650
217443949 | YORK | HH836E2S11 | CTU48C5XFS1+TXV | Y82V120C20SMPC1 | Split System | 33400 | 19 | 9 | 2 | R-454B | 650
217443954 | YORK | HH836E2S11 | CTM48C5CFS1 | Y82V080C16SMPC1 | Split System | 33400 | 19 | 9 | 2 | R-454B | 650
217443957 | YORK | HH836E2S11 | CTU48C5XFS1+TXV | Y82V080C16SMPC1 | Split System | 33400 | 19 | 9 | 2 | R-454B | 650
216780611 | YORK | HH836E2S11 | CTM48C5CFS1 | Y81E120C16LMPS1 | Split System | 34000 | 19 | 9 | 2 | R-454B | 650
216780088 | YORK | HH836E2S11 | CTF48C5CFS1 | Y81E120C16LMPS1 | Split System | 34000 | 19 | 9 | 2 | R-454B | 650
216780092 | YORK | HH836E2S11 | CTU48C5XFS1+TXV | Y81E120C16LMPS1 | Split System | 34000 | 19 | 9 | 2 | R-454B | 650
217443919 | YORK | HH860E2S11 | CTF60C5CHS1 | Y82V100C20SMPC1 | Split System | 53000 | 19 | 9 | 2 | R-454B | 650
217443921 | YORK | HH860E2S11 | CTM60C5CHS1 | Y82V100C20SMPC1 | Split System | 53500 | 19 | 9 | 2 | R-454B | 650
216780265 | YORK | HH860E2S11 | CTF60C5CHS1 | Y81E120C20LMPS1 | Split System | 53500 | 19 | 9 | 2 | R-454B | 650
216780258 | YORK | HH860E2S11 | CTM60C5CHS1 | Y81E120C20LMPS1 | Split System | 53500 | 19 | 9 | 2 | R-454B | 650
216780032 | YORK | HH860E2S11 | CTM60C5CHS1 | Y81E080C20LMPS1 | Split System | 54000 | 19 | 9 | 2 | R-454B | 650
216780467 | YORK | HH860E2S11 | CTF60C5CHS1 | Y81E080C20LMPS1 | Split System | 54000 | 19 | 9 | 2 | R-454B | 650
217122206 | AIREASE | A7CP21V48P-**A | 7AH1AE60PX-** |  | Split System | 47000 | 19.5 | 9 | 2.2 | R-454B | 650
215940157 | AIRQUEST | H5H3V36*K*AAA* | ESH5X48M12A*+WALLCON | *97CTN1002122A* | Split System | 33800 | 19.5 | 9 | 1.92 | R-454B | 650
217122105 | ARMSTRONG AIR | A7CP21V48P-**A | 7AH1AE60PX-** |  | Split System | 47000 | 19.5 | 9 | 2.2 | R-454B | 650
215940024 | CARRIER | 27VNA336A*030* | CSAH*4212AM*+UI | 58CU*B040C17**12 | Split System | 33600 | 19.5 | 9 | 1.92 | R-454B | 650
215940030 | DAY & NIGHT | C5H3V36*K*AAA* | ESH5X42M12A*+WALLCON | *80CSU0401712B* | Split System | 33600 | 19.5 | 9 | 1.92 | R-454B | 650
215940040 | DAY & NIGHT | C5H3V36*K*AAA* | ESH5X42M12A*+WALLCON | *80CSU0601716B* | Split System | 33600 | 19.5 | 9 | 1.94 | R-454B | 650
215940180 | DAY & NIGHT | C5H3V36*K*AAA* | ESH5X60M12A*+WALLCON | *96CTN0802120B* | Split System | 34200 | 19.5 | 9 | 1.96 | R-454B | 650
215940230 | DAY & NIGHT | C5H3V36*K*AAA* | ESH5X60M12A*+WALLCON | *97CTN0802120A* | Split System | 34200 | 19.5 | 9 | 1.96 | R-454B | 650
215940031 | KEEPRITE | C5H3V36*K*AAA* | ESH5X42M12A*+WALLCON | *80CSU0401712B* | Split System | 33600 | 19.5 | 9 | 1.92 | R-454B | 650
215940041 | KEEPRITE | C5H3V36*K*AAA* | ESH5X42M12A*+WALLCON | *80CSU0601716B* | Split System | 33600 | 19.5 | 9 | 1.94 | R-454B | 650
215940201 | KEEPRITE | C5H3V36*K*AAA* | ESH5X60M12A*+WALLCON | *80CSU0601716B* | Split System | 34200 | 19.5 | 9 | 1.94 | R-454B | 650
215940241 | KEEPRITE | C5H3V36*K*AAA* | ESH5X60M12A*+WALLCON | *97CTN1002122A* | Split System | 34200 | 19.5 | 9 | 1.94 | R-454B | 650
217121640 | LENNOX | EL21KLV-048-230A** | CBK45UHET-060-230-** |  | Split System | 47000 | 19.5 | 9 | 2.2 | R-454B | 650
215940113 | TEMPSTAR | T5H3V36*K*AAA* | ESH5X48M12A*+WALLCON | *80CSU0401712B* | Split System | 33800 | 19.5 | 9 | 1.92 | R-454B | 650
215940173 | TEMPSTAR | T5H3V36*K*AAA* | ESH5X48M12A*+WALLCON | *97CTN1202422A* | Split System | 33800 | 19.5 | 9 | 1.92 | R-454B | 650
215940043 | TEMPSTAR | T5H3V36*K*AAA* | ESH5X42M12A*+WALLCON | *80CSU0601716B* | Split System | 33600 | 19.5 | 9 | 1.94 | R-454B | 650
215940243 | TEMPSTAR | T5H3V36*K*AAA* | ESH5X60M12A*+WALLCON | *97CTN1002122A* | Split System | 34200 | 19.5 | 9 | 1.94 | R-454B | 650
215940183 | TEMPSTAR | T5H3V36*K*AAA* | ESH5X60M12A*+WALLCON | *96CTN0802120B* | Split System | 34200 | 19.5 | 9 | 1.96 | R-454B | 650
215939878 | ARCOAIRE | H5H3V36*K*AAA* | EA*5X61M21A*+WALLCON | *97CTN0802120A* | Split System | 34400 | 20 | 9 | 1.96 | R-454B | 650
216776095 | LENNOX | SL22KLV-048-230A** | CK40[C,U]T-60C-**+TDR | SLP99UH090XV60C* | Split System | 45500 | 20 | 9 | 1.98 | R-454B | 650
216776096 | LENNOX | SL22KLV-048-230A** | CK40[C,U]T-60C-**+TDR | SLP99UH110XV60C* | Split System | 45500 | 20 | 9 | 1.98 | R-454B | 650
216776098 | LENNOX | SL22KLV-048-230A** | CK40[C,U]T-60C-**+TDR | EL297UH110XV60C* | Split System | 45500 | 20 | 9 | 1.98 | R-454B | 650
216776097 | LENNOX | SL22KLV-048-230A** | CK40[C,U]T-60C-**+TDR | EL297UH090XV60C* | Split System | 45500 | 20 | 9 | 1.98 | R-454B | 650
215939833 | TEMPSTAR | T5H3V36*K*AAA* | EA*5X61M21A*+WALLCON | *96CTN0802120B* | Split System | 34400 | 20 | 9 | 1.95 | R-454B | 650
216766262 | TRANE | 5TWR7036A1 | 5PX*DD10AS3 | S9X2D120D5PSB | Split System | 33800 | 15.2 | 9 | 2.2 | R-454B | 650
216766521 | AMERICAN STANDARD | 5A6H7048A1 | 5PX*D010AS3 | S9X1D120U5PSB | Split System | 44000 | 16 | 9 | 2.2 | R-454B | 650
217123970 | GE Appliances | NS18H24HA5*** | NCUC30BT5****+TDR | NF80L070S3B*** | Split System | 23800 | 16.4 | 9 | 1.8 | R-454B | 650
217123969 | GE Appliances | NS18H24HA5*** | NCUC30BT5****+TDR | NF80U070S3B*** | Split System | 23800 | 16.4 | 9 | 1.8 | R-454B | 650
217188682 | AIREASE | A7SCP18V24P-**A | 7EH30BX-**+TDR | A80UH1E070B12* | Split System | 24000 | 16.65 | 9 | 1.8 | R-454B | 650
217124031 | GE Appliances | NS18H24HA5*** | NCHC30BT5****+TDR | NF80L070S3B*** | Split System | 24000 | 16.65 | 9 | 1.8 | R-454B | 650
217124030 | GE Appliances | NS18H24HA5*** | NCHC30BT5****+TDR | NF80U070S3B*** | Split System | 24000 | 16.65 | 9 | 1.8 | R-454B | 650
217189393 | DUCANE | 7SCP18V24P-**A | 7E[C,U]30AX-**+TDR | 80G2UH070AE12L* | Split System | 23400 | 16.7 | 9 | 1.8 | R-454B | 650
217189394 | DUCANE | 7SCP18V24P-**A | 7E[C,U]30AX-**+TDR | 80G2UH070AE12* | Split System | 23400 | 16.7 | 9 | 1.8 | R-454B | 650
217123963 | GE Appliances | NS18H24HA5*** | NCUC30AT5****+TDR | NF80L070S3A*** | Split System | 23400 | 16.7 | 9 | 1.8 | R-454B | 650
217123964 | GE Appliances | NS18H24HA5*** | NCUC30AT5****+TDR | NF80U070T3A*** | Split System | 23400 | 16.7 | 9 | 1.8 | R-454B | 650
217123983 | GE Appliances | NS18H24HA5*** | NCUC36AT5****+TDR | NF80U070S3A*** | Split System | 24000 | 16.7 | 9 | 1.85 | R-454B | 650
217123986 | GE Appliances | NS18H24HA5*** | NCUC36BT5****+TDR | NF80U070S3B*** | Split System | 24000 | 16.7 | 9 | 1.85 | R-454B | 650
217123987 | GE Appliances | NS18H24HA5*** | NCUC36BT5****+TDR | NF80L070S3B*** | Split System | 24000 | 16.7 | 9 | 1.85 | R-454B | 650
217189715 | LENNOX | EL18KSLV-024-230A** | CK40[C,U]T-30A-**+TDR | EL280UH070E36A* | Split System | 23400 | 16.7 | 9 | 1.8 | R-454B | 650
217449753 | LENNOX | EL18KSLV-024-230A** | CK40[C,U]T-36A-**+TDR | ML180UH070XE36A* | Split System | 24000 | 16.7 | 9 | 1.85 | R-454B | 650
217189179 | CONCORD | 7SCP18V24P-**A | 7EH24BX-**+TDR | 80G1UH070BE12L* | Split System | 24000 | 16.8 | 9 | 1.8 | R-454B | 650
217189438 | DUCANE | 7SCP18V24P-**A | 7EH24BX-**+TDR | 80G1UH070BE12* | Split System | 24000 | 16.8 | 9 | 1.8 | R-454B | 650
217124014 | GE Appliances | NS18H24HA5*** | NCHC24BT5****+TDR | NF80L070S3B*** | Split System | 24000 | 16.8 | 9 | 1.8 | R-454B | 650
217124013 | GE Appliances | NS18H24HA5*** | NCHC24BT5****+TDR | NF80U070S3B*** | Split System | 24000 | 16.8 | 9 | 1.8 | R-454B | 650
216766155 | AMERICAN STANDARD | 5A6H7036A1 | 5PX*C007AS3 | S8V2C100M5PDB | Split System | 33800 | 17 | 9 | 2.2 | R-454B | 650
216411167 | CHAMPION HEATING AND COOLING | HH824E2S11 | CTF30A5ADS1 | Z9ET040A10SMPS1 | Split System | 23000 | 17 | 9 | 2 | R-454B | 650
216411170 | COLEMAN | HH824E2S11 | CTF30A5ADS1 | Z9ET040A10SMPS1 | Split System | 23000 | 17 | 9 | 2 | R-454B | 650
216411168 | FRASER-JOHNSTON | HH824E2S11 | CTF30A5ADS1 | Z9ET040A10SMPS1 | Split System | 23000 | 17 | 9 | 2 | R-454B | 650
216411171 | JOHNSON CONTROLS | HH824E2S11 | CTF30A5ADS1 | Z9ET040A10SMPS1 | Split System | 23000 | 17 | 9 | 2 | R-454B | 650
216411169 | LUXAIRE | HH824E2S11 | CTF30A5ADS1 | Z9ET040A10SMPS1 | Split System | 23000 | 17 | 9 | 2 | R-454B | 650
216411166 | YORK | HH824E2S11 | CTF30A5ADS1 | Y92E040A10SMPS1 | Split System | 23000 | 17 | 9 | 2 | R-454B | 650
217188642 | AIREASE | A7SCP18V24P-**A | 7E[C,U]36AX-**+TDR | A80US2V070A12* | Split System | 24000 | 17.05 | 9 | 1.85 | R-454B | 650
217188892 | ARMSTRONG AIR | A7SCP18V24P-**A | 7E[C,U]36AX-**+TDR | A80US2V070A12* | Split System | 24000 | 17.05 | 9 | 1.85 | R-454B | 650
217189145 | CONCORD | 7SCP18V24P-**A | 7E[C,U]36AX-**+TDR | 80G2UH070AV12* | Split System | 24000 | 17.05 | 9 | 1.85 | R-454B | 650
217189405 | DUCANE | 7SCP18V24P-**A | 7E[C,U]36AX-**+TDR | 80G2UH070AV12* | Split System | 24000 | 17.05 | 9 | 1.85 | R-454B | 650
217123976 | GE Appliances | NS18H24HA5*** | NCUC36AT5****+TDR | NF80U070V3A*** | Split System | 24000 | 17.05 | 9 | 1.85 | R-454B | 650
216766321 | AMERICAN STANDARD | 5A6H7036A1 | 5TXCB006AS3+P0V0B000M40SD |  | Split System | 34000 | 17.1 | 9 | 2.2 | R-454B | 650
217189409 | DUCANE | 7SCP18V24P-**A | 7E[C,U]36AX-**+TDR | 80G2UH070AE12* | Split System | 23800 | 17.1 | 9 | 1.85 | R-454B | 650
217189408 | DUCANE | 7SCP18V24P-**A | 7E[C,U]36AX-**+TDR | 80G2UH070AE12L* | Split System | 23800 | 17.1 | 9 | 1.85 | R-454B | 650
217123981 | GE Appliances | NS18H24HA5*** | NCUC36AT5****+TDR | NF80U070T3A*** | Split System | 23800 | 17.1 | 9 | 1.85 | R-454B | 650
217123980 | GE Appliances | NS18H24HA5*** | NCUC36AT5****+TDR | NF80L070S3A*** | Split System | 23800 | 17.1 | 9 | 1.85 | R-454B | 650
217189731 | LENNOX | EL18KSLV-024-230A** | CK40[C,U]T-36A-**+TDR | EL280UH070XE36A* | Split System | 23800 | 17.1 | 9 | 1.85 | R-454B | 650
216769938 | TRANE | 5TWR7036A1 | 5PX*D008AS3 | *UHMD120CCV5 | Split System | 33600 | 17.1 | 9 | 2.1 | R-454B | 650
216766146 | TRANE | 5TWR7036A1 | 5PX*C007AS3 | S9X1C080U5PSB | Split System | 34200 | 17.1 | 9 | 2.2 | R-454B | 650
216766412 | TRANE | 5TWR7036A1 | 5TXCC009AS3 | S9X1C080U5PSB | Split System | 34400 | 17.1 | 9 | 2.2 | R-454B | 650
217188889 | ARMSTRONG AIR | A7SCP18V24P-**A | 7E[C,U]30BX-**+TDR | A98USMV070B12S* | Split System | 23800 | 17.15 | 9 | 1.8 | R-454B | 650
217450483 | CONCORD | 7SCP18V24P-**A | 7EH24BX-**+TDR | 80G2UH090BE12* | Split System | 23800 | 17.15 | 9 | 1.8 | R-454B | 650
217450618 | DUCANE | 7SCP18V24P-**A | 7EH24BX-**+TDR | 80G2UH090BE12* | Split System | 23800 | 17.15 | 9 | 1.8 | R-454B | 650
217123971 | GE Appliances | NS18H24HA5*** | NCUC30BT5****+TDR | NF98U070M3B*** | Split System | 23800 | 17.15 | 9 | 1.8 | R-454B | 650
217177699 | GE Appliances | NS18H24HA5*** | NCUC30BT5****+TDR | NF96U070V3B*** | Split System | 23800 | 17.15 | 9 | 1.8 | R-454B | 650
217189722 | LENNOX | EL18KSLV-024-230A** | CK40[C,U]T-30B-**+TDR | SLP99UH070XV36B* | Split System | 23800 | 17.15 | 9 | 1.8 | R-454B | 650
217449801 | LENNOX | EL18KSLV-024-230A** | CK40HT-30B-**+TDR | EL280UH090E36B* | Split System | 23800 | 17.15 | 9 | 1.8 | R-454B | 650
217188893 | ARMSTRONG AIR | A7SCP18V24P-**A | 7E[C,U]36AX-**+TDR | A80US2V060A12X* | Split System | 24000 | 17.25 | 9 | 1.85 | R-454B | 650
217123977 | GE Appliances | NS18H24HA5*** | NCUC36AT5****+TDR | NF80X060V3A*** | Split System | 24000 | 17.25 | 9 | 1.85 | R-454B | 650
217189728 | LENNOX | EL18KSLV-024-230A** | CK40[C,U]T-36A-**+TDR | SL280UH060NV36A* | Split System | 24000 | 17.25 | 9 | 1.85 | R-454B | 650
216769663 | CONCORD | 7SCP18V24P-**A | 7E[C,U]36BX-**+TDR | 97G2UH045BV12* | Split System | 24000 | 17.3 | 9 | 1.85 | R-454B | 650
216769674 | DUCANE | 7SCP18V24P-**A | 7EH30BX-**+TDR | 97G2UH070BV12* | Split System | 24000 | 17.4 | 9 | 1.8 | R-454B | 650
217124032 | GE Appliances | NS18H24HA5*** | NCHC30BT5****+TDR | NF98U070M3B*** | Split System | 24000 | 17.4 | 9 | 1.8 | R-454B | 650
216769665 | CONCORD | 7SCP18V24P-**A | 7E[C,U]36BX-**+TDR | 97G2UH070BV12* | Split System | 24000 | 17.45 | 9 | 1.85 | R-454B | 650
217189395 | DUCANE | 7SCP18V24P-**A | 7E[C,U]30AX-**+TDR | 80G2UH045AE12* | Split System | 23800 | 17.45 | 9 | 1.8 | R-454B | 650
217123965 | GE Appliances | NS18H24HA5*** | NCUC30AT5****+TDR | NF80U045T3A*** | Split System | 23800 | 17.45 | 9 | 1.8 | R-454B | 650
217124015 | GE Appliances | NS18H24HA5*** | NCHC24BT5****+TDR | NF98U070M3B*** | Split System | 24000 | 17.45 | 9 | 1.8 | R-454B | 650
217189756 | LENNOX | EL18KSLV-024-230A** | CK40HT-24B-**+TDR | SLP99UH070XV36B* | Split System | 24000 | 17.45 | 9 | 1.8 | R-454B | 650
217123988 | GE Appliances | NS18H24HA5*** | NCUC36BT5****+TDR | NF98U070M3B*** | Split System | 24000 | 17.5 | 9 | 1.85 | R-454B | 650
217189739 | LENNOX | EL18KSLV-024-230A** | CK40[C,U]T-36B-**+TDR | SLP99UH070XV36B* | Split System | 24000 | 17.5 | 9 | 1.85 | R-454B | 650
217450130 | AIREASE | A7SCP18V24P-**A | 7EH30BX-**+TDR | A80US2V090B12* | Split System | 24000 | 17.65 | 9 | 1.8 | R-454B | 650
216374720 | CHAMPION HEATING AND COOLING | HH824E2S11 | CTM36B5ADS1 | Z9ET080B12SMPS1 | Split System | 23000 | 18 | 9 | 2 | R-454B | 650
217444126 | CHAMPION HEATING AND COOLING | HH836E2S11 | CTF36C5CDS1 | Z8VT120C20SMPC1 | Split System | 33000 | 18 | 9 | 2 | R-454B | 650
217444116 | CHAMPION HEATING AND COOLING | HH860E2S11 | CTU60C5XGS1+TXV | Z8VT120C20SMPC1 | Split System | 43500 | 18 | 9 | 2 | R-454B | 650
217444113 | CHAMPION HEATING AND COOLING | HH860E2S11 | CTF60C5CGS1 | Z8VT100C20SMPC1 | Split System | 43500 | 18 | 9 | 2 | R-454B | 650
217444114 | CHAMPION HEATING AND COOLING | HH860E2S11 | CTU60C5XGS1+TXV | Z8VT100C20SMPC1 | Split System | 43500 | 18 | 9 | 2 | R-454B | 650
217444117 | CHAMPION HEATING AND COOLING | HH860E2S11 | CTM60C5CGS1 | Z8VT100C20SMPC1 | Split System | 43500 | 18 | 9 | 2 | R-454B | 650
217444115 | CHAMPION HEATING AND COOLING | HH860E2S11 | CTF60C5CGS1 | Z8VT120C20SMPC1 | Split System | 43500 | 18 | 9 | 2 | R-454B | 650
217444111 | CHAMPION HEATING AND COOLING | HH860E2S11 | CTF60C5CGS1 | Z8VT100C16SMPC1 | Split System | 43500 | 18 | 9 | 2 | R-454B | 650
217444112 | CHAMPION HEATING AND COOLING | HH860E2S11 | CTU60C5XGS1+TXV | Z8VT100C16SMPC1 | Split System | 43500 | 18 | 9 | 2 | R-454B | 650
217444118 | CHAMPION HEATING AND COOLING | HH860E2S11 | CTM60C5CGS1 | Z8VT120C20SMPC1 | Split System | 44000 | 18 | 9 | 2 | R-454B | 650
217444110 | CHAMPION HEATING AND COOLING | HH860E2S11 | CTM60C5CGS1 | Z8VT080C16SMPC1 | Split System | 44000 | 18 | 9 | 2 | R-454B | 650
217444108 | CHAMPION HEATING AND COOLING | HH860E2S11 | CTF60C5CGS1 | Z8VT080C16SMPC1 | Split System | 44000 | 18 | 9 | 2 | R-454B | 650
217444109 | CHAMPION HEATING AND COOLING | HH860E2S11 | CTU60C5XGS1+TXV | Z8VT080C16SMPC1 | Split System | 44000 | 18 | 9 | 2 | R-454B | 650
216782635 | CHAMPION HEATING AND COOLING | HH860E2S11 | CTF60C5CGS1 | Z8ES120C16LMPS1 | Split System | 44000 | 18 | 9 | 2 | R-454B | 650
216782649 | CHAMPION HEATING AND COOLING | HH860E2S11 | CTU60C5XGS1+TXV | Z8ES120C16LMPS1 | Split System | 44000 | 18 | 9 | 2 | R-454B | 650
216785690 | CHAMPION HEATING AND COOLING | HH860E2S11 | CTF60C5CGS1 | Z8ES100C16LMPS1 | Split System | 44000 | 18 | 9 | 2 | R-454B | 650
216785705 | CHAMPION HEATING AND COOLING | HH860E2S11 | CTU60C5XGS1+TXV | Z8ES100C16LMPS1 | Split System | 44000 | 18 | 9 | 2 | R-454B | 650
216782826 | CHAMPION HEATING AND COOLING | HH860E2S11 | CTM60C5CGS1 | Z8ES100C16LMPS1 | Split System | 44000 | 18 | 9 | 2 | R-454B | 650
216786567 | CHAMPION HEATING AND COOLING | HH860E2S11 | CTM60C5CGS1 | Z8ES120C16LMPS1 | Split System | 44000 | 18 | 9 | 2 | R-454B | 650
216782050 | CHAMPION HEATING AND COOLING | HH860E2S11 | CTF60C5CGS1 | Z8ES080C20LMPS1 | Split System | 44000 | 18 | 9 | 2 | R-454B | 650
216786074 | CHAMPION HEATING AND COOLING | HH860E2S11 | CTM60C5CGS1 | Z8ES080C20LMPS1 | Split System | 44000 | 18 | 9 | 2 | R-454B | 650
216782065 | CHAMPION HEATING AND COOLING | HH860E2S11 | CTU60C5XGS1+TXV | Z8ES080C20LMPS1 | Split System | 44000 | 18 | 9 | 2 | R-454B | 650
216782518 | CHAMPION HEATING AND COOLING | HH860E2S11 | CTF60C5CGS1 | Z8ES080C16LMPS1 | Split System | 44500 | 18 | 9 | 2 | R-454B | 650
216782533 | CHAMPION HEATING AND COOLING | HH860E2S11 | CTU60C5XGS1+TXV | Z8ES080C16LMPS1 | Split System | 44500 | 18 | 9 | 2 | R-454B | 650
216786364 | CHAMPION HEATING AND COOLING | HH860E2S11 | CTM60C5CGS1 | Z8ES080C16LMPS1 | Split System | 44500 | 18 | 9 | 2 | R-454B | 650
216783538 | CHAMPION HEATING AND COOLING | HH860E2S11 | CTF60C5CGS1 | Z8ES100C20LMPS1 | Split System | 44500 | 18 | 9 | 2 | R-454B | 650
216783553 | CHAMPION HEATING AND COOLING | HH860E2S11 | CTU60C5XGS1+TXV | Z8ES100C20LMPS1 | Split System | 44500 | 18 | 9 | 2 | R-454B | 650
216783896 | CHAMPION HEATING AND COOLING | HH860E2S11 | CTF60D5CGS1 | Z8ES130D20LMPS1 | Split System | 45000 | 18 | 9 | 2 | R-454B | 650
216784955 | CHAMPION HEATING AND COOLING | HH860E2S11 | CTM60D5CGS1 | Z8ES130D20LMPS1 | Split System | 45000 | 18 | 9 | 2 | R-454B | 650
216374600 | COLEMAN | HH824E2S11 | CTM36B5ADS1 | Z9ET080B12SMPS1 | Split System | 23000 | 18 | 9 | 2 | R-454B | 650
217444034 | COLEMAN | HH836E2S11 | CTF36C5CDS1 | Z8VT120C20SMPC1 | Split System | 33000 | 18 | 9 | 2 | R-454B | 650
217444022 | COLEMAN | HH860E2S11 | CTU60C5XGS1+TXV | Z8VT100C20SMPC1 | Split System | 43500 | 18 | 9 | 2 | R-454B | 650
217444021 | COLEMAN | HH860E2S11 | CTF60C5CGS1 | Z8VT100C20SMPC1 | Split System | 43500 | 18 | 9 | 2 | R-454B | 650
217444024 | COLEMAN | HH860E2S11 | CTU60C5XGS1+TXV | Z8VT120C20SMPC1 | Split System | 43500 | 18 | 9 | 2 | R-454B | 650
217444025 | COLEMAN | HH860E2S11 | CTM60C5CGS1 | Z8VT100C20SMPC1 | Split System | 43500 | 18 | 9 | 2 | R-454B | 650
217444020 | COLEMAN | HH860E2S11 | CTU60C5XGS1+TXV | Z8VT100C16SMPC1 | Split System | 43500 | 18 | 9 | 2 | R-454B | 650
217444015 | COLEMAN | HH860E2S11 | CTM60C5CGS1 | Z8VT100C16SMPC1 | Split System | 43500 | 18 | 9 | 2 | R-454B | 650
217444019 | COLEMAN | HH860E2S11 | CTF60C5CGS1 | Z8VT100C16SMPC1 | Split System | 43500 | 18 | 9 | 2 | R-454B | 650
217444026 | COLEMAN | HH860E2S11 | CTM60C5CGS1 | Z8VT120C20SMPC1 | Split System | 44000 | 18 | 9 | 2 | R-454B | 650
217444016 | COLEMAN | HH860E2S11 | CTF60C5CGS1 | Z8VT080C16SMPC1 | Split System | 44000 | 18 | 9 | 2 | R-454B | 650
217444018 | COLEMAN | HH860E2S11 | CTM60C5CGS1 | Z8VT080C16SMPC1 | Split System | 44000 | 18 | 9 | 2 | R-454B | 650
217444017 | COLEMAN | HH860E2S11 | CTU60C5XGS1+TXV | Z8VT080C16SMPC1 | Split System | 44000 | 18 | 9 | 2 | R-454B | 650
216782641 | COLEMAN | HH860E2S11 | CTU60C5XGS1+TXV | Z8ES120C16LMPS1 | Split System | 44000 | 18 | 9 | 2 | R-454B | 650
216782626 | COLEMAN | HH860E2S11 | CTF60C5CGS1 | Z8ES120C16LMPS1 | Split System | 44000 | 18 | 9 | 2 | R-454B | 650
216785681 | COLEMAN | HH860E2S11 | CTF60C5CGS1 | Z8ES100C16LMPS1 | Split System | 44000 | 18 | 9 | 2 | R-454B | 650
216785696 | COLEMAN | HH860E2S11 | CTU60C5XGS1+TXV | Z8ES100C16LMPS1 | Split System | 44000 | 18 | 9 | 2 | R-454B | 650
216782817 | COLEMAN | HH860E2S11 | CTM60C5CGS1 | Z8ES100C16LMPS1 | Split System | 44000 | 18 | 9 | 2 | R-454B | 650
216786558 | COLEMAN | HH860E2S11 | CTM60C5CGS1 | Z8ES120C16LMPS1 | Split System | 44000 | 18 | 9 | 2 | R-454B | 650
216782041 | COLEMAN | HH860E2S11 | CTF60C5CGS1 | Z8ES080C20LMPS1 | Split System | 44000 | 18 | 9 | 2 | R-454B | 650
216782056 | COLEMAN | HH860E2S11 | CTU60C5XGS1+TXV | Z8ES080C20LMPS1 | Split System | 44000 | 18 | 9 | 2 | R-454B | 650
216786065 | COLEMAN | HH860E2S11 | CTM60C5CGS1 | Z8ES080C20LMPS1 | Split System | 44000 | 18 | 9 | 2 | R-454B | 650
216782524 | COLEMAN | HH860E2S11 | CTU60C5XGS1+TXV | Z8ES080C16LMPS1 | Split System | 44500 | 18 | 9 | 2 | R-454B | 650
216782509 | COLEMAN | HH860E2S11 | CTF60C5CGS1 | Z8ES080C16LMPS1 | Split System | 44500 | 18 | 9 | 2 | R-454B | 650
216786355 | COLEMAN | HH860E2S11 | CTM60C5CGS1 | Z8ES080C16LMPS1 | Split System | 44500 | 18 | 9 | 2 | R-454B | 650
216783529 | COLEMAN | HH860E2S11 | CTF60C5CGS1 | Z8ES100C20LMPS1 | Split System | 44500 | 18 | 9 | 2 | R-454B | 650
216783544 | COLEMAN | HH860E2S11 | CTU60C5XGS1+TXV | Z8ES100C20LMPS1 | Split System | 44500 | 18 | 9 | 2 | R-454B | 650
216785482 | COLEMAN | HH860E2S11 | CTM60C5CGS1 | Z8ES100C20LMPS1 | Split System | 44500 | 18 | 9 | 2 | R-454B | 650
216783886 | COLEMAN | HH860E2S11 | CTF60D5CGS1 | Z8ES130D20LMPS1 | Split System | 45000 | 18 | 9 | 2 | R-454B | 650
216784946 | COLEMAN | HH860E2S11 | CTM60D5CGS1 | Z8ES130D20LMPS1 | Split System | 45000 | 18 | 9 | 2 | R-454B | 650
216374760 | FRASER-JOHNSTON | HH824E2S11 | CTM36B5ADS1 | Z9ET080B12SMPS1 | Split System | 23000 | 18 | 9 | 2 | R-454B | 650
216010752 | FRASER-JOHNSTON | HH824E2S11 | CTM36B5ADS1 | TL9E060B12UH11 | Split System | 23000 | 18 | 9 | 2 | R-454B | 650
217444159 | FRASER-JOHNSTON | HH860E2S11 | CTF60C5CGS1 | Z8VT100C20SMPC1 | Split System | 43500 | 18 | 9 | 2 | R-454B | 650
217444160 | FRASER-JOHNSTON | HH860E2S11 | CTU60C5XGS1+TXV | Z8VT100C20SMPC1 | Split System | 43500 | 18 | 9 | 2 | R-454B | 650
217444162 | FRASER-JOHNSTON | HH860E2S11 | CTU60C5XGS1+TXV | Z8VT120C20SMPC1 | Split System | 43500 | 18 | 9 | 2 | R-454B | 650
217444161 | FRASER-JOHNSTON | HH860E2S11 | CTF60C5CGS1 | Z8VT120C20SMPC1 | Split System | 43500 | 18 | 9 | 2 | R-454B | 650
217444163 | FRASER-JOHNSTON | HH860E2S11 | CTM60C5CGS1 | Z8VT100C20SMPC1 | Split System | 43500 | 18 | 9 | 2 | R-454B | 650
217444153 | FRASER-JOHNSTON | HH860E2S11 | CTM60C5CGS1 | Z8VT100C16SMPC1 | Split System | 43500 | 18 | 9 | 2 | R-454B | 650
217444157 | FRASER-JOHNSTON | HH860E2S11 | CTF60C5CGS1 | Z8VT100C16SMPC1 | Split System | 43500 | 18 | 9 | 2 | R-454B | 650
217444158 | FRASER-JOHNSTON | HH860E2S11 | CTU60C5XGS1+TXV | Z8VT100C16SMPC1 | Split System | 43500 | 18 | 9 | 2 | R-454B | 650
217444164 | FRASER-JOHNSTON | HH860E2S11 | CTM60C5CGS1 | Z8VT120C20SMPC1 | Split System | 44000 | 18 | 9 | 2 | R-454B | 650
217444155 | FRASER-JOHNSTON | HH860E2S11 | CTU60C5XGS1+TXV | Z8VT080C16SMPC1 | Split System | 44000 | 18 | 9 | 2 | R-454B | 650
217444154 | FRASER-JOHNSTON | HH860E2S11 | CTF60C5CGS1 | Z8VT080C16SMPC1 | Split System | 44000 | 18 | 9 | 2 | R-454B | 650
217444156 | FRASER-JOHNSTON | HH860E2S11 | CTM60C5CGS1 | Z8VT080C16SMPC1 | Split System | 44000 | 18 | 9 | 2 | R-454B | 650
216782647 | FRASER-JOHNSTON | HH860E2S11 | CTU60C5XGS1+TXV | Z8ES120C16LMPS1 | Split System | 44000 | 18 | 9 | 2 | R-454B | 650
216782631 | FRASER-JOHNSTON | HH860E2S11 | CTF60C5CGS1 | Z8ES120C16LMPS1 | Split System | 44000 | 18 | 9 | 2 | R-454B | 650
216785702 | FRASER-JOHNSTON | HH860E2S11 | CTU60C5XGS1+TXV | Z8ES100C16LMPS1 | Split System | 44000 | 18 | 9 | 2 | R-454B | 650
216785687 | FRASER-JOHNSTON | HH860E2S11 | CTF60C5CGS1 | Z8ES100C16LMPS1 | Split System | 44000 | 18 | 9 | 2 | R-454B | 650
216782823 | FRASER-JOHNSTON | HH860E2S11 | CTM60C5CGS1 | Z8ES100C16LMPS1 | Split System | 44000 | 18 | 9 | 2 | R-454B | 650
216786564 | FRASER-JOHNSTON | HH860E2S11 | CTM60C5CGS1 | Z8ES120C16LMPS1 | Split System | 44000 | 18 | 9 | 2 | R-454B | 650
216782062 | FRASER-JOHNSTON | HH860E2S11 | CTU60C5XGS1+TXV | Z8ES080C20LMPS1 | Split System | 44000 | 18 | 9 | 2 | R-454B | 650
216786071 | FRASER-JOHNSTON | HH860E2S11 | CTM60C5CGS1 | Z8ES080C20LMPS1 | Split System | 44000 | 18 | 9 | 2 | R-454B | 650
216782047 | FRASER-JOHNSTON | HH860E2S11 | CTF60C5CGS1 | Z8ES080C20LMPS1 | Split System | 44000 | 18 | 9 | 2 | R-454B | 650
216782515 | FRASER-JOHNSTON | HH860E2S11 | CTF60C5CGS1 | Z8ES080C16LMPS1 | Split System | 44500 | 18 | 9 | 2 | R-454B | 650
216786361 | FRASER-JOHNSTON | HH860E2S11 | CTM60C5CGS1 | Z8ES080C16LMPS1 | Split System | 44500 | 18 | 9 | 2 | R-454B | 650
216783549 | FRASER-JOHNSTON | HH860E2S11 | CTU60C5XGS1+TXV | Z8ES100C20LMPS1 | Split System | 44500 | 18 | 9 | 2 | R-454B | 650
216783535 | FRASER-JOHNSTON | HH860E2S11 | CTF60C5CGS1 | Z8ES100C20LMPS1 | Split System | 44500 | 18 | 9 | 2 | R-454B | 650
216785488 | FRASER-JOHNSTON | HH860E2S11 | CTM60C5CGS1 | Z8ES100C20LMPS1 | Split System | 44500 | 18 | 9 | 2 | R-454B | 650
216783892 | FRASER-JOHNSTON | HH860E2S11 | CTF60D5CGS1 | Z8ES130D20LMPS1 | Split System | 45000 | 18 | 9 | 2 | R-454B | 650
216784952 | FRASER-JOHNSTON | HH860E2S11 | CTM60D5CGS1 | Z8ES130D20LMPS1 | Split System | 45000 | 18 | 9 | 2 | R-454B | 650
216374680 | JOHNSON CONTROLS | HH824E2S11 | CTM36B5ADS1 | Z9ET080B12SMPS1 | Split System | 23000 | 18 | 9 | 2 | R-454B | 650
217444068 | JOHNSON CONTROLS | HH860E2S11 | CTU60C5XGS1+TXV | Z8VT100C20SMPC1 | Split System | 43500 | 18 | 9 | 2 | R-454B | 650
217444070 | JOHNSON CONTROLS | HH860E2S11 | CTU60C5XGS1+TXV | Z8VT120C20SMPC1 | Split System | 43500 | 18 | 9 | 2 | R-454B | 650
217444071 | JOHNSON CONTROLS | HH860E2S11 | CTM60C5CGS1 | Z8VT100C20SMPC1 | Split System | 43500 | 18 | 9 | 2 | R-454B | 650
217444069 | JOHNSON CONTROLS | HH860E2S11 | CTF60C5CGS1 | Z8VT120C20SMPC1 | Split System | 43500 | 18 | 9 | 2 | R-454B | 650
217444067 | JOHNSON CONTROLS | HH860E2S11 | CTF60C5CGS1 | Z8VT100C20SMPC1 | Split System | 43500 | 18 | 9 | 2 | R-454B | 650
217444065 | JOHNSON CONTROLS | HH860E2S11 | CTF60C5CGS1 | Z8VT100C16SMPC1 | Split System | 43500 | 18 | 9 | 2 | R-454B | 650
217444061 | JOHNSON CONTROLS | HH860E2S11 | CTM60C5CGS1 | Z8VT100C16SMPC1 | Split System | 43500 | 18 | 9 | 2 | R-454B | 650
217444066 | JOHNSON CONTROLS | HH860E2S11 | CTU60C5XGS1+TXV | Z8VT100C16SMPC1 | Split System | 43500 | 18 | 9 | 2 | R-454B | 650
217444072 | JOHNSON CONTROLS | HH860E2S11 | CTM60C5CGS1 | Z8VT120C20SMPC1 | Split System | 44000 | 18 | 9 | 2 | R-454B | 650
217444064 | JOHNSON CONTROLS | HH860E2S11 | CTM60C5CGS1 | Z8VT080C16SMPC1 | Split System | 44000 | 18 | 9 | 2 | R-454B | 650
217444063 | JOHNSON CONTROLS | HH860E2S11 | CTU60C5XGS1+TXV | Z8VT080C16SMPC1 | Split System | 44000 | 18 | 9 | 2 | R-454B | 650
217444062 | JOHNSON CONTROLS | HH860E2S11 | CTF60C5CGS1 | Z8VT080C16SMPC1 | Split System | 44000 | 18 | 9 | 2 | R-454B | 650
216785708 | JOHNSON CONTROLS | HH860E2S11 | CTU60C5XGS1+TXV | Z8ES100C16LMPS1 | Split System | 44000 | 18 | 9 | 2 | R-454B | 650
216785693 | JOHNSON CONTROLS | HH860E2S11 | CTF60C5CGS1 | Z8ES100C16LMPS1 | Split System | 44000 | 18 | 9 | 2 | R-454B | 650
216782652 | JOHNSON CONTROLS | HH860E2S11 | CTU60C5XGS1+TXV | Z8ES120C16LMPS1 | Split System | 44000 | 18 | 9 | 2 | R-454B | 650
216782638 | JOHNSON CONTROLS | HH860E2S11 | CTF60C5CGS1 | Z8ES120C16LMPS1 | Split System | 44000 | 18 | 9 | 2 | R-454B | 650
216782068 | JOHNSON CONTROLS | HH860E2S11 | CTU60C5XGS1+TXV | Z8ES080C20LMPS1 | Split System | 44000 | 18 | 9 | 2 | R-454B | 650
216782053 | JOHNSON CONTROLS | HH860E2S11 | CTF60C5CGS1 | Z8ES080C20LMPS1 | Split System | 44000 | 18 | 9 | 2 | R-454B | 650
216782536 | JOHNSON CONTROLS | HH860E2S11 | CTU60C5XGS1+TXV | Z8ES080C16LMPS1 | Split System | 44500 | 18 | 9 | 2 | R-454B | 650
216782521 | JOHNSON CONTROLS | HH860E2S11 | CTF60C5CGS1 | Z8ES080C16LMPS1 | Split System | 44500 | 18 | 9 | 2 | R-454B | 650
216786367 | JOHNSON CONTROLS | HH860E2S11 | CTM60C5CGS1 | Z8ES080C16LMPS1 | Split System | 44500 | 18 | 9 | 2 | R-454B | 650
216783541 | JOHNSON CONTROLS | HH860E2S11 | CTF60C5CGS1 | Z8ES100C20LMPS1 | Split System | 44500 | 18 | 9 | 2 | R-454B | 650
216783555 | JOHNSON CONTROLS | HH860E2S11 | CTU60C5XGS1+TXV | Z8ES100C20LMPS1 | Split System | 44500 | 18 | 9 | 2 | R-454B | 650
216785493 | JOHNSON CONTROLS | HH860E2S11 | CTM60C5CGS1 | Z8ES100C20LMPS1 | Split System | 44500 | 18 | 9 | 2 | R-454B | 650
216783899 | JOHNSON CONTROLS | HH860E2S11 | CTF60D5CGS1 | Z8ES130D20LMPS1 | Split System | 45000 | 18 | 9 | 2 | R-454B | 650
216784958 | JOHNSON CONTROLS | HH860E2S11 | CTM60D5CGS1 | Z8ES130D20LMPS1 | Split System | 45000 | 18 | 9 | 2 | R-454B | 650
216374560 | LUXAIRE | HH824E2S11 | CTM36B5ADS1 | Z9ET080B12SMPS1 | Split System | 23000 | 18 | 9 | 2 | R-454B | 650
217443988 | LUXAIRE | HH836E2S11 | CTF36C5CDS1 | Z8VT120C20SMPC1 | Split System | 33000 | 18 | 9 | 2 | R-454B | 650
217443977 | LUXAIRE | HH860E2S11 | CTF60C5CGS1 | Z8VT120C20SMPC1 | Split System | 43500 | 18 | 9 | 2 | R-454B | 650
217443978 | LUXAIRE | HH860E2S11 | CTU60C5XGS1+TXV | Z8VT120C20SMPC1 | Split System | 43500 | 18 | 9 | 2 | R-454B | 650
217443979 | LUXAIRE | HH860E2S11 | CTM60C5CGS1 | Z8VT100C20SMPC1 | Split System | 43500 | 18 | 9 | 2 | R-454B | 650
217443975 | LUXAIRE | HH860E2S11 | CTF60C5CGS1 | Z8VT100C20SMPC1 | Split System | 43500 | 18 | 9 | 2 | R-454B | 650
217443973 | LUXAIRE | HH860E2S11 | CTF60C5CGS1 | Z8VT100C16SMPC1 | Split System | 43500 | 18 | 9 | 2 | R-454B | 650
217443974 | LUXAIRE | HH860E2S11 | CTU60C5XGS1+TXV | Z8VT100C16SMPC1 | Split System | 43500 | 18 | 9 | 2 | R-454B | 650
217443969 | LUXAIRE | HH860E2S11 | CTM60C5CGS1 | Z8VT100C16SMPC1 | Split System | 43500 | 18 | 9 | 2 | R-454B | 650
217443980 | LUXAIRE | HH860E2S11 | CTM60C5CGS1 | Z8VT120C20SMPC1 | Split System | 44000 | 18 | 9 | 2 | R-454B | 650
217443972 | LUXAIRE | HH860E2S11 | CTM60C5CGS1 | Z8VT080C16SMPC1 | Split System | 44000 | 18 | 9 | 2 | R-454B | 650
217443970 | LUXAIRE | HH860E2S11 | CTF60C5CGS1 | Z8VT080C16SMPC1 | Split System | 44000 | 18 | 9 | 2 | R-454B | 650
217443971 | LUXAIRE | HH860E2S11 | CTU60C5XGS1+TXV | Z8VT080C16SMPC1 | Split System | 44000 | 18 | 9 | 2 | R-454B | 650
216782644 | LUXAIRE | HH860E2S11 | CTU60C5XGS1+TXV | Z8ES120C16LMPS1 | Split System | 44000 | 18 | 9 | 2 | R-454B | 650
216782629 | LUXAIRE | HH860E2S11 | CTF60C5CGS1 | Z8ES120C16LMPS1 | Split System | 44000 | 18 | 9 | 2 | R-454B | 650
216785683 | LUXAIRE | HH860E2S11 | CTF60C5CGS1 | Z8ES100C16LMPS1 | Split System | 44000 | 18 | 9 | 2 | R-454B | 650
216785699 | LUXAIRE | HH860E2S11 | CTU60C5XGS1+TXV | Z8ES100C16LMPS1 | Split System | 44000 | 18 | 9 | 2 | R-454B | 650
216782820 | LUXAIRE | HH860E2S11 | CTM60C5CGS1 | Z8ES100C16LMPS1 | Split System | 44000 | 18 | 9 | 2 | R-454B | 650
216786561 | LUXAIRE | HH860E2S11 | CTM60C5CGS1 | Z8ES120C16LMPS1 | Split System | 44000 | 18 | 9 | 2 | R-454B | 650
216782059 | LUXAIRE | HH860E2S11 | CTU60C5XGS1+TXV | Z8ES080C20LMPS1 | Split System | 44000 | 18 | 9 | 2 | R-454B | 650
216782044 | LUXAIRE | HH860E2S11 | CTF60C5CGS1 | Z8ES080C20LMPS1 | Split System | 44000 | 18 | 9 | 2 | R-454B | 650
216786068 | LUXAIRE | HH860E2S11 | CTM60C5CGS1 | Z8ES080C20LMPS1 | Split System | 44000 | 18 | 9 | 2 | R-454B | 650
216782512 | LUXAIRE | HH860E2S11 | CTF60C5CGS1 | Z8ES080C16LMPS1 | Split System | 44500 | 18 | 9 | 2 | R-454B | 650
216782527 | LUXAIRE | HH860E2S11 | CTU60C5XGS1+TXV | Z8ES080C16LMPS1 | Split System | 44500 | 18 | 9 | 2 | R-454B | 650
216786358 | LUXAIRE | HH860E2S11 | CTM60C5CGS1 | Z8ES080C16LMPS1 | Split System | 44500 | 18 | 9 | 2 | R-454B | 650
216783547 | LUXAIRE | HH860E2S11 | CTU60C5XGS1+TXV | Z8ES100C20LMPS1 | Split System | 44500 | 18 | 9 | 2 | R-454B | 650
216783532 | LUXAIRE | HH860E2S11 | CTF60C5CGS1 | Z8ES100C20LMPS1 | Split System | 44500 | 18 | 9 | 2 | R-454B | 650
216785485 | LUXAIRE | HH860E2S11 | CTM60C5CGS1 | Z8ES100C20LMPS1 | Split System | 44500 | 18 | 9 | 2 | R-454B | 650
216784949 | LUXAIRE | HH860E2S11 | CTM60D5CGS1 | Z8ES130D20LMPS1 | Split System | 45000 | 18 | 9 | 2 | R-454B | 650
216783889 | LUXAIRE | HH860E2S11 | CTF60D5CGS1 | Z8ES130D20LMPS1 | Split System | 45000 | 18 | 9 | 2 | R-454B | 650
216374516 | YORK | HH824E2S11 | CTM36B5ADS1 | Y92E080B12SMPS1 | Split System | 23000 | 18 | 9 | 2 | R-454B | 650
217443929 | YORK | HH860E2S11 | CTF60C5CGS1 | Y82V100C20SMPC1 | Split System | 43500 | 18 | 9 | 2 | R-454B | 650
217443931 | YORK | HH860E2S11 | CTF60C5CGS1 | Y82V120C20SMPC1 | Split System | 43500 | 18 | 9 | 2 | R-454B | 650
217443932 | YORK | HH860E2S11 | CTU60C5XGS1+TXV | Y82V120C20SMPC1 | Split System | 43500 | 18 | 9 | 2 | R-454B | 650
217443930 | YORK | HH860E2S11 | CTU60C5XGS1+TXV | Y82V100C20SMPC1 | Split System | 43500 | 18 | 9 | 2 | R-454B | 650
217443933 | YORK | HH860E2S11 | CTM60C5CGS1 | Y82V100C20SMPC1 | Split System | 43500 | 18 | 9 | 2 | R-454B | 650
217443927 | YORK | HH860E2S11 | CTF60C5CGS1 | Y82V100C16SMPC1 | Split System | 43500 | 18 | 9 | 2 | R-454B | 650
217443928 | YORK | HH860E2S11 | CTU60C5XGS1+TXV | Y82V100C16SMPC1 | Split System | 43500 | 18 | 9 | 2 | R-454B | 650
217443923 | YORK | HH860E2S11 | CTM60C5CGS1 | Y82V100C16SMPC1 | Split System | 43500 | 18 | 9 | 2 | R-454B | 650
217443934 | YORK | HH860E2S11 | CTM60C5CGS1 | Y82V120C20SMPC1 | Split System | 44000 | 18 | 9 | 2 | R-454B | 650
217443924 | YORK | HH860E2S11 | CTF60C5CGS1 | Y82V080C16SMPC1 | Split System | 44000 | 18 | 9 | 2 | R-454B | 650
216781017 | YORK | HH860E2S11 | CTF60C5CGS1 | Y81E120C16LMPS1 | Split System | 44000 | 18 | 9 | 2 | R-454B | 650
216781022 | YORK | HH860E2S11 | CTU60C5XGS1+TXV | Y81E120C16LMPS1 | Split System | 44000 | 18 | 9 | 2 | R-454B | 650
216780535 | YORK | HH860E2S11 | CTF60C5CGS1 | Y81E100C16LMPS1 | Split System | 44000 | 18 | 9 | 2 | R-454B | 650
216779684 | YORK | HH860E2S11 | CTM60C5CGS1 | Y81E100C16LMPS1 | Split System | 44000 | 18 | 9 | 2 | R-454B | 650
216780799 | YORK | HH860E2S11 | CTM60C5CGS1 | Y81E120C16LMPS1 | Split System | 44000 | 18 | 9 | 2 | R-454B | 650
216780840 | YORK | HH860E2S11 | CTU60C5XGS1+TXV | Y81E080C20LMPS1 | Split System | 44000 | 18 | 9 | 2 | R-454B | 650
216780834 | YORK | HH860E2S11 | CTF60C5CGS1 | Y81E080C20LMPS1 | Split System | 44000 | 18 | 9 | 2 | R-454B | 650
216780980 | YORK | HH860E2S11 | CTF60C5CGS1 | Y81E080C16LMPS1 | Split System | 44500 | 18 | 9 | 2 | R-454B | 650
216780986 | YORK | HH860E2S11 | CTU60C5XGS1+TXV | Y81E080C16LMPS1 | Split System | 44500 | 18 | 9 | 2 | R-454B | 650
216780737 | YORK | HH860E2S11 | CTM60C5CGS1 | Y81E080C16LMPS1 | Split System | 44500 | 18 | 9 | 2 | R-454B | 650
216779903 | YORK | HH860E2S11 | CTU60C5XGS1+TXV | Y81E100C20LMPS1 | Split System | 44500 | 18 | 9 | 2 | R-454B | 650
216779899 | YORK | HH860E2S11 | CTF60C5CGS1 | Y81E100C20LMPS1 | Split System | 44500 | 18 | 9 | 2 | R-454B | 650
216780473 | YORK | HH860E2S11 | CTM60C5CGS1 | Y81E100C20LMPS1 | Split System | 44500 | 18 | 9 | 2 | R-454B | 650
216780007 | YORK | HH860E2S11 | CTF60D5CGS1 | Y81E130D20LMPS1 | Split System | 45000 | 18 | 9 | 2 | R-454B | 650
216780325 | YORK | HH860E2S11 | CTM60D5CGS1 | Y81E130D20LMPS1 | Split System | 45000 | 18 | 9 | 2 | R-454B | 650
217444106 | CHAMPION HEATING AND COOLING | HH860E2S11 | CTM60C5CHS1 | Z8VT120C20SMPC1 | Split System | 53500 | 19 | 9 | 2 | R-454B | 650
216782619 | CHAMPION HEATING AND COOLING | HH860E2S11 | CTM60C5CHS1 | Z8ES100C20LMPS1 | Split System | 53500 | 19 | 9 | 2 | R-454B | 650
216785461 | CHAMPION HEATING AND COOLING | HH860E2S11 | CTF60C5CHS1 | Z8ES100C20LMPS1 | Split System | 53500 | 19 | 9 | 2 | R-454B | 650
216786522 | CHAMPION HEATING AND COOLING | HH860E2S11 | CTF60D5CHS1 | Z8ES130D20LMPS1 | Split System | 54000 | 19 | 9 | 2 | R-454B | 650
217444012 | COLEMAN | HH860E2S11 | CTF60C5CHS1 | Z8VT120C20SMPC1 | Split System | 53500 | 19 | 9 | 2 | R-454B | 650
217444014 | COLEMAN | HH860E2S11 | CTM60C5CHS1 | Z8VT120C20SMPC1 | Split System | 53500 | 19 | 9 | 2 | R-454B | 650
216785452 | COLEMAN | HH860E2S11 | CTF60C5CHS1 | Z8ES100C20LMPS1 | Split System | 53500 | 19 | 9 | 2 | R-454B | 650
216786513 | COLEMAN | HH860E2S11 | CTF60D5CHS1 | Z8ES130D20LMPS1 | Split System | 54000 | 19 | 9 | 2 | R-454B | 650
216786543 | COLEMAN | HH860E2S11 | CTM60D5CHS1 | Z8ES130D20LMPS1 | Split System | 54000 | 19 | 9 | 2 | R-454B | 650
217444150 | FRASER-JOHNSTON | HH860E2S11 | CTF60C5CHS1 | Z8VT120C20SMPC1 | Split System | 53500 | 19 | 9 | 2 | R-454B | 650
217444152 | FRASER-JOHNSTON | HH860E2S11 | CTM60C5CHS1 | Z8VT120C20SMPC1 | Split System | 53500 | 19 | 9 | 2 | R-454B | 650
216785457 | FRASER-JOHNSTON | HH860E2S11 | CTF60C5CHS1 | Z8ES100C20LMPS1 | Split System | 53500 | 19 | 9 | 2 | R-454B | 650
216782617 | FRASER-JOHNSTON | HH860E2S11 | CTM60C5CHS1 | Z8ES100C20LMPS1 | Split System | 53500 | 19 | 9 | 2 | R-454B | 650
216786519 | FRASER-JOHNSTON | HH860E2S11 | CTF60D5CHS1 | Z8ES130D20LMPS1 | Split System | 54000 | 19 | 9 | 2 | R-454B | 650
217115269 | Gridless | GRID48OC | GRID48VAH |  | Split System | 48000 | 19 | 9 | 2.52 | R-454B | 650
217444058 | JOHNSON CONTROLS | HH860E2S11 | CTF60C5CHS1 | Z8VT120C20SMPC1 | Split System | 53500 | 19 | 9 | 2 | R-454B | 650
216782622 | JOHNSON CONTROLS | HH860E2S11 | CTM60C5CHS1 | Z8ES100C20LMPS1 | Split System | 53500 | 19 | 9 | 2 | R-454B | 650
216785464 | JOHNSON CONTROLS | HH860E2S11 | CTF60C5CHS1 | Z8ES100C20LMPS1 | Split System | 53500 | 19 | 9 | 2 | R-454B | 650
216786555 | JOHNSON CONTROLS | HH860E2S11 | CTM60D5CHS1 | Z8ES130D20LMPS1 | Split System | 54000 | 19 | 9 | 2 | R-454B | 650
217443966 | LUXAIRE | HH860E2S11 | CTF60C5CHS1 | Z8VT120C20SMPC1 | Split System | 53500 | 19 | 9 | 2 | R-454B | 650
217443968 | LUXAIRE | HH860E2S11 | CTM60C5CHS1 | Z8VT120C20SMPC1 | Split System | 53500 | 19 | 9 | 2 | R-454B | 650
216782613 | LUXAIRE | HH860E2S11 | CTM60C5CHS1 | Z8ES100C20LMPS1 | Split System | 53500 | 19 | 9 | 2 | R-454B | 650
216785454 | LUXAIRE | HH860E2S11 | CTF60C5CHS1 | Z8ES100C20LMPS1 | Split System | 53500 | 19 | 9 | 2 | R-454B | 650
216786516 | LUXAIRE | HH860E2S11 | CTF60D5CHS1 | Z8ES130D20LMPS1 | Split System | 54000 | 19 | 9 | 2 | R-454B | 650
216786547 | LUXAIRE | HH860E2S11 | CTM60D5CHS1 | Z8ES130D20LMPS1 | Split System | 54000 | 19 | 9 | 2 | R-454B | 650
217443920 | YORK | HH860E2S11 | CTF60C5CHS1 | Y82V120C20SMPC1 | Split System | 53500 | 19 | 9 | 2 | R-454B | 650
217443922 | YORK | HH860E2S11 | CTM60C5CHS1 | Y82V120C20SMPC1 | Split System | 53500 | 19 | 9 | 2 | R-454B | 650
216781011 | YORK | HH860E2S11 | CTM60C5CHS1 | Y81E100C20LMPS1 | Split System | 53500 | 19 | 9 | 2 | R-454B | 650
216780462 | YORK | HH860E2S11 | CTF60C5CHS1 | Y81E100C20LMPS1 | Split System | 53500 | 19 | 9 | 2 | R-454B | 650
216780784 | YORK | HH860E2S11 | CTF60D5CHS1 | Y81E130D20LMPS1 | Split System | 54000 | 19 | 9 | 2 | R-454B | 650
216780794 | YORK | HH860E2S11 | CTM60D5CHS1 | Y81E130D20LMPS1 | Split System | 54000 | 19 | 9 | 2 | R-454B | 650
217730106 | AIREASE | A7CP21V48P-**A | 7AH2AE48PX-** |  | Split System | 47000 | 19.5 | 9 | 2.12 | R-454B | 650
217730104 | ARMSTRONG AIR | A7CP21V48P-**A | 7AH2AE48PX-** |  | Split System | 47000 | 19.5 | 9 | 2.12 | R-454B | 650
217595425 | LENNOX | EL21KLV-048-230A** | CBK47UHET-048-460-** |  | Split System | 47000 | 19.5 | 9 | 2.12 | R-454B | 650
217121654 | LENNOX | EL21KLV-048-230A** | CK40[C,U]T-60C-**+TDR | ML296UH090XV48C* | Split System | 47000 | 19.5 | 9 | 2.12 | R-454B | 650
217120560 | AIREASE | A7CP21V48P-**A | 7E[C,U]60DX-**+TDR | A97US2V080C20X* | Split System | 47500 | 20 | 9 | 1.98 | R-454B | 650
218408233 | AIRQUEST | B5H3V24*K*AAA* | EVD5X24M17A*+WALLCON | *97CTN0601716A* | Split System | 22400 | 20 | 9 | 2.02 | R-454B | 650
217120486 | ARMSTRONG AIR | A7CP21V48P-**A | 7E[C,U]60DX-**+TDR | A97US2V080C20X* | Split System | 47500 | 20 | 9 | 1.98 | R-454B | 650
218408235 | COMFORTMAKER | B5H3V24*K*AAA* | EVD5X24M17A*+WALLCON | *97CTN0601716A* | Split System | 22400 | 20 | 9 | 2.02 | R-454B | 650
218408232 | HEIL | B5H3V24*K*AAA* | EVD5X24M17A*+WALLCON | *97CTN0601716A* | Split System | 22400 | 20 | 9 | 2.02 | R-454B | 650
217117103 | LENNOX | EL21KLV-048-230A** | CK40[C,U]T-60D-**+TDR | SL297UH080NV60C* | Split System | 47500 | 20 | 9 | 1.98 | R-454B | 650
217121655 | LENNOX | EL21KLV-048-230A** | CK40[C,U]T-60C-**+TDR | ML296UH110XV60C* | Split System | 47000 | 20 | 9 | 2.12 | R-454B | 650
218408239 | TEMPSTAR | B5H3V24*K*AAA* | EVD5X24M17A*+WALLCON | *97CTN0601716A* | Split System | 22400 | 20 | 9 | 2.02 | R-454B | 650
218409729 | AIRQUEST | B5H3V36*K*AAA* | EA*5X60M24A*+WALLCON | *80CTL0902120B* | Split System | 34000 | 20.5 | 9 | 1.96 | R-454B | 650
218409737 | AIRQUEST | B5H3V36*K*AAA* | EA*5X60M24A*+WALLCON | *80CTL1102120B* | Split System | 34000 | 20.5 | 9 | 1.96 | R-454B | 650
218409833 | AIRQUEST | B5H3V36*K*AAA* | EA*5X60M24A*+WALLCON | *97CTN1002122A* | Split System | 34000 | 20.5 | 9 | 1.96 | R-454B | 650
218409849 | AIRQUEST | B5H3V36*K*AAA* | EA*5X61M21A*+WALLCON | *80CSU0401712B* | Split System | 34400 | 20.5 | 9 | 1.96 | R-454B | 650
218409905 | AIRQUEST | B5H3V36*K*AAA* | EA*5X61M21A*+WALLCON | *80CTL1102120B* | Split System | 34400 | 20.5 | 9 | 1.96 | R-454B | 650
218410105 | AIRQUEST | B5H3V36*K*AAA* | EA*5X61M24A*+WALLCON | *96CTN0802120B* | Split System | 34400 | 20.5 | 9 | 1.96 | R-454B | 650
218410033 | AIRQUEST | B5H3V36*K*AAA* | EA*5X61M24A*+WALLCON | *80CTL0702120B* | Split System | 34400 | 20.5 | 9 | 1.96 | R-454B | 650
218410081 | AIRQUEST | B5H3V36*K*AAA* | EA*5X61M24A*+WALLCON | *97CMN0802120B* | Split System | 34400 | 20.5 | 9 | 1.96 | R-454B | 650
218410097 | AIRQUEST | B5H3V36*K*AAA* | EA*5X61M24A*+WALLCON | *97CMN1202422B* | Split System | 34400 | 20.5 | 9 | 1.96 | R-454B | 650
218410121 | AIRQUEST | B5H3V36*K*AAA* | EA*5X61M24A*+WALLCON | *96CTN1202422B* | Split System | 34400 | 20.5 | 9 | 1.98 | R-454B | 650
218409929 | AIRQUEST | B5H3V36*K*AAA* | EA*5X61M21A*+WALLCON | *95CSU1002122B* | Split System | 34400 | 20.5 | 9 | 1.98 | R-454B | 650
218410113 | AIRQUEST | B5H3V36*K*AAA* | EA*5X61M24A*+WALLCON | *96CTN1002122B* | Split System | 34400 | 20.5 | 9 | 1.98 | R-454B | 650
218408121 | AIRQUEST | B5H3V24*K*AAA* | EVD5X24M14A*+WALLCON | *80CTL0701412B* | Split System | 22200 | 20.5 | 9 | 2.04 | R-454B | 650
218409738 | ARCOAIRE | B5H3V36*K*AAA* | EA*5X60M24A*+WALLCON | *80CTL1102120B* | Split System | 34000 | 20.5 | 9 | 1.96 | R-454B | 650
218409786 | ARCOAIRE | B5H3V36*K*AAA* | EA*5X60M24A*+WALLCON | *97CMN1002122B* | Split System | 34000 | 20.5 | 9 | 1.96 | R-454B | 650
218409746 | ARCOAIRE | B5H3V36*K*AAA* | EA*5X60M24A*+WALLCON | *80CTL1352422B* | Split System | 34000 | 20.5 | 9 | 1.96 | R-454B | 650
218409730 | ARCOAIRE | B5H3V36*K*AAA* | EA*5X60M24A*+WALLCON | *80CTL0902120B* | Split System | 34000 | 20.5 | 9 | 1.96 | R-454B | 650
218409898 | ARCOAIRE | B5H3V36*K*AAA* | EA*5X61M21A*+WALLCON | *80CTL0902120B* | Split System | 34400 | 20.5 | 9 | 1.96 | R-454B | 650
218410026 | ARCOAIRE | B5H3V36*K*AAA* | EA*5X61M21A*+WALLCON | *97CTN1002122A* | Split System | 34400 | 20.5 | 9 | 1.96 | R-454B | 650
218409906 | ARCOAIRE | B5H3V36*K*AAA* | EA*5X61M21A*+WALLCON | *80CTL1102120B* | Split System | 34400 | 20.5 | 9 | 1.96 | R-454B | 650
218409962 | ARCOAIRE | B5H3V36*K*AAA* | EA*5X61M21A*+WALLCON | *97CMN1002122B* | Split System | 34400 | 20.5 | 9 | 1.96 | R-454B | 650
218409858 | ARCOAIRE | B5H3V36*K*AAA* | EA*5X61M21A*+WALLCON | *80CSU0601716B* | Split System | 34400 | 20.5 | 9 | 1.96 | R-454B | 650
218410098 | ARCOAIRE | B5H3V36*K*AAA* | EA*5X61M24A*+WALLCON | *97CMN1202422B* | Split System | 34400 | 20.5 | 9 | 1.96 | R-454B | 650
218410082 | ARCOAIRE | B5H3V36*K*AAA* | EA*5X61M24A*+WALLCON | *97CMN0802120B* | Split System | 34400 | 20.5 | 9 | 1.96 | R-454B | 650
218410130 | ARCOAIRE | B5H3V36*K*AAA* | EA*5X61M24A*+WALLCON | *97CTN0802120A* | Split System | 34400 | 20.5 | 9 | 1.96 | R-454B | 650
218410138 | ARCOAIRE | B5H3V36*K*AAA* | EA*5X61M24A*+WALLCON | *97CTN1002122A* | Split System | 34400 | 20.5 | 9 | 1.98 | R-454B | 650
218409930 | ARCOAIRE | B5H3V36*K*AAA* | EA*5X61M21A*+WALLCON | *95CSU1002122B* | Split System | 34400 | 20.5 | 9 | 1.98 | R-454B | 650
218410146 | ARCOAIRE | B5H3V36*K*AAA* | EA*5X61M24A*+WALLCON | *97CTN1202422A* | Split System | 34400 | 20.5 | 9 | 1.98 | R-454B | 650
218410114 | ARCOAIRE | B5H3V36*K*AAA* | EA*5X61M24A*+WALLCON | *96CTN1002122B* | Split System | 34400 | 20.5 | 9 | 1.98 | R-454B | 650
218408194 | ARCOAIRE | B5H3V24*K*AAA* | EVD5X24M17A*+WALLCON | *97CMN0601714B* | Split System | 22400 | 20.5 | 9 | 2.02 | R-454B | 650
218408242 | ARCOAIRE | B5H3V24*K*AAA* | EVD5X24M17A*+WALLCON | *97CTN0801716A* | Split System | 22400 | 20.5 | 9 | 2.02 | R-454B | 650
218409787 | COMFORTMAKER | B5H3V36*K*AAA* | EA*5X60M24A*+WALLCON | *97CMN1002122B* | Split System | 34000 | 20.5 | 9 | 1.96 | R-454B | 650
218409731 | COMFORTMAKER | B5H3V36*K*AAA* | EA*5X60M24A*+WALLCON | *80CTL0902120B* | Split System | 34000 | 20.5 | 9 | 1.96 | R-454B | 650
218409811 | COMFORTMAKER | B5H3V36*K*AAA* | EA*5X60M24A*+WALLCON | *96CTN1002122B* | Split System | 34000 | 20.5 | 9 | 1.96 | R-454B | 650
218409747 | COMFORTMAKER | B5H3V36*K*AAA* | EA*5X60M24A*+WALLCON | *80CTL1352422B* | Split System | 34000 | 20.5 | 9 | 1.96 | R-454B | 650
218409819 | COMFORTMAKER | B5H3V36*K*AAA* | EA*5X60M24A*+WALLCON | *96CTN1202422B* | Split System | 34000 | 20.5 | 9 | 1.96 | R-454B | 650
218409995 | COMFORTMAKER | B5H3V36*K*AAA* | EA*5X61M21A*+WALLCON | *96CTN1002122B* | Split System | 34400 | 20.5 | 9 | 1.96 | R-454B | 650
218409963 | COMFORTMAKER | B5H3V36*K*AAA* | EA*5X61M21A*+WALLCON | *97CMN1002122B* | Split System | 34400 | 20.5 | 9 | 1.96 | R-454B | 650
218410107 | COMFORTMAKER | B5H3V36*K*AAA* | EA*5X61M24A*+WALLCON | *96CTN0802120B* | Split System | 34400 | 20.5 | 9 | 1.96 | R-454B | 650
218410131 | COMFORTMAKER | B5H3V36*K*AAA* | EA*5X61M24A*+WALLCON | *97CTN0802120A* | Split System | 34400 | 20.5 | 9 | 1.96 | R-454B | 650
218410083 | COMFORTMAKER | B5H3V36*K*AAA* | EA*5X61M24A*+WALLCON | *97CMN0802120B* | Split System | 34400 | 20.5 | 9 | 1.96 | R-454B | 650
218410099 | COMFORTMAKER | B5H3V36*K*AAA* | EA*5X61M24A*+WALLCON | *97CMN1202422B* | Split System | 34400 | 20.5 | 9 | 1.96 | R-454B | 650
218409931 | COMFORTMAKER | B5H3V36*K*AAA* | EA*5X61M21A*+WALLCON | *95CSU1002122B* | Split System | 34400 | 20.5 | 9 | 1.98 | R-454B | 650
218410115 | COMFORTMAKER | B5H3V36*K*AAA* | EA*5X61M24A*+WALLCON | *96CTN1002122B* | Split System | 34400 | 20.5 | 9 | 1.98 | R-454B | 650
218410147 | COMFORTMAKER | B5H3V36*K*AAA* | EA*5X61M24A*+WALLCON | *97CTN1202422A* | Split System | 34400 | 20.5 | 9 | 1.98 | R-454B | 650
218408123 | COMFORTMAKER | B5H3V24*K*AAA* | EVD5X24M14A*+WALLCON | *80CTL0701412B* | Split System | 22200 | 20.5 | 9 | 2.04 | R-454B | 650
218409788 | DAY & NIGHT | B5H3V36*K*AAA* | EA*5X60M24A*+WALLCON | *97CMN1002122B* | Split System | 34000 | 20.5 | 9 | 1.96 | R-454B | 650
218409820 | DAY & NIGHT | B5H3V36*K*AAA* | EA*5X60M24A*+WALLCON | *96CTN1202422B* | Split System | 34000 | 20.5 | 9 | 1.96 | R-454B | 650
218409740 | DAY & NIGHT | B5H3V36*K*AAA* | EA*5X60M24A*+WALLCON | *80CTL1102120B* | Split System | 34000 | 20.5 | 9 | 1.96 | R-454B | 650
218409844 | DAY & NIGHT | B5H3V36*K*AAA* | EA*5X60M24A*+WALLCON | *97CTN1202422A* | Split System | 34000 | 20.5 | 9 | 1.96 | R-454B | 650
218409836 | DAY & NIGHT | B5H3V36*K*AAA* | EA*5X60M24A*+WALLCON | *97CTN1002122A* | Split System | 34000 | 20.5 | 9 | 1.96 | R-454B | 650
218409748 | DAY & NIGHT | B5H3V36*K*AAA* | EA*5X60M24A*+WALLCON | *80CTL1352422B* | Split System | 34000 | 20.5 | 9 | 1.96 | R-454B | 650
218409732 | DAY & NIGHT | B5H3V36*K*AAA* | EA*5X60M24A*+WALLCON | *80CTL0902120B* | Split System | 34000 | 20.5 | 9 | 1.96 | R-454B | 650
218409764 | DAY & NIGHT | B5H3V36*K*AAA* | EA*5X60M24A*+WALLCON | *95CSU1002122B* | Split System | 34000 | 20.5 | 9 | 1.96 | R-454B | 650
218409812 | DAY & NIGHT | B5H3V36*K*AAA* | EA*5X60M24A*+WALLCON | *96CTN1002122B* | Split System | 34000 | 20.5 | 9 | 1.96 | R-454B | 650
218410028 | DAY & NIGHT | B5H3V36*K*AAA* | EA*5X61M21A*+WALLCON | *97CTN1002122A* | Split System | 34400 | 20.5 | 9 | 1.96 | R-454B | 650
218409996 | DAY & NIGHT | B5H3V36*K*AAA* | EA*5X61M21A*+WALLCON | *96CTN1002122B* | Split System | 34400 | 20.5 | 9 | 1.96 | R-454B | 650
218409860 | DAY & NIGHT | B5H3V36*K*AAA* | EA*5X61M21A*+WALLCON | *80CSU0601716B* | Split System | 34400 | 20.5 | 9 | 1.96 | R-454B | 650
218410132 | DAY & NIGHT | B5H3V36*K*AAA* | EA*5X61M24A*+WALLCON | *97CTN0802120A* | Split System | 34400 | 20.5 | 9 | 1.96 | R-454B | 650
218410092 | DAY & NIGHT | B5H3V36*K*AAA* | EA*5X61M24A*+WALLCON | *97CMN1002122B* | Split System | 34400 | 20.5 | 9 | 1.98 | R-454B | 650
218410140 | DAY & NIGHT | B5H3V36*K*AAA* | EA*5X61M24A*+WALLCON | *97CTN1002122A* | Split System | 34400 | 20.5 | 9 | 1.98 | R-454B | 650
218410148 | DAY & NIGHT | B5H3V36*K*AAA* | EA*5X61M24A*+WALLCON | *97CTN1202422A* | Split System | 34400 | 20.5 | 9 | 1.98 | R-454B | 650
218408244 | DAY & NIGHT | B5H3V24*K*AAA* | EVD5X24M17A*+WALLCON | *97CTN0801716A* | Split System | 22400 | 20.5 | 9 | 2.02 | R-454B | 650
218408156 | DAY & NIGHT | B5H3V24*K*AAA* | EVD5X24M17A*+WALLCON | *80CTL0451712B* | Split System | 22400 | 20.5 | 9 | 2.02 | R-454B | 650
218408196 | DAY & NIGHT | B5H3V24*K*AAA* | EVD5X24M17A*+WALLCON | *97CMN0601714B* | Split System | 22400 | 20.5 | 9 | 2.02 | R-454B | 650
218409760 | HEIL | B5H3V36*K*AAA* | EA*5X60M24A*+WALLCON | *95CSU1002122B* | Split System | 34000 | 20.5 | 9 | 1.96 | R-454B | 650
218409840 | HEIL | B5H3V36*K*AAA* | EA*5X60M24A*+WALLCON | *97CTN1202422A* | Split System | 34000 | 20.5 | 9 | 1.96 | R-454B | 650
218409904 | HEIL | B5H3V36*K*AAA* | EA*5X61M21A*+WALLCON | *80CTL1102120B* | Split System | 34400 | 20.5 | 9 | 1.96 | R-454B | 650
218410104 | HEIL | B5H3V36*K*AAA* | EA*5X61M24A*+WALLCON | *96CTN0802120B* | Split System | 34400 | 20.5 | 9 | 1.96 | R-454B | 650
218410032 | HEIL | B5H3V36*K*AAA* | EA*5X61M24A*+WALLCON | *80CTL0702120B* | Split System | 34400 | 20.5 | 9 | 1.96 | R-454B | 650
218410096 | HEIL | B5H3V36*K*AAA* | EA*5X61M24A*+WALLCON | *97CMN1202422B* | Split System | 34400 | 20.5 | 9 | 1.96 | R-454B | 650
218410080 | HEIL | B5H3V36*K*AAA* | EA*5X61M24A*+WALLCON | *97CMN0802120B* | Split System | 34400 | 20.5 | 9 | 1.96 | R-454B | 650
218409928 | HEIL | B5H3V36*K*AAA* | EA*5X61M21A*+WALLCON | *95CSU1002122B* | Split System | 34400 | 20.5 | 9 | 1.98 | R-454B | 650
218408152 | HEIL | B5H3V24*K*AAA* | EVD5X24M17A*+WALLCON | *80CTL0451712B* | Split System | 22400 | 20.5 | 9 | 2.02 | R-454B | 650
218408120 | HEIL | B5H3V24*K*AAA* | EVD5X24M14A*+WALLCON | *80CTL0701412B* | Split System | 22200 | 20.5 | 9 | 2.04 | R-454B | 650
218409789 | KEEPRITE | B5H3V36*K*AAA* | EA*5X60M24A*+WALLCON | *97CMN1002122B* | Split System | 34000 | 20.5 | 9 | 1.96 | R-454B | 650
218409821 | KEEPRITE | B5H3V36*K*AAA* | EA*5X60M24A*+WALLCON | *96CTN1202422B* | Split System | 34000 | 20.5 | 9 | 1.96 | R-454B | 650
218409837 | KEEPRITE | B5H3V36*K*AAA* | EA*5X60M24A*+WALLCON | *97CTN1002122A* | Split System | 34000 | 20.5 | 9 | 1.96 | R-454B | 650
218409853 | KEEPRITE | B5H3V36*K*AAA* | EA*5X61M21A*+WALLCON | *80CSU0401712B* | Split System | 34400 | 20.5 | 9 | 1.96 | R-454B | 650
218409901 | KEEPRITE | B5H3V36*K*AAA* | EA*5X61M21A*+WALLCON | *80CTL0902120B* | Split System | 34400 | 20.5 | 9 | 1.96 | R-454B | 650
218410085 | KEEPRITE | B5H3V36*K*AAA* | EA*5X61M24A*+WALLCON | *97CMN0802120B* | Split System | 34400 | 20.5 | 9 | 1.96 | R-454B | 650
218410037 | KEEPRITE | B5H3V36*K*AAA* | EA*5X61M24A*+WALLCON | *80CTL0702120B* | Split System | 34400 | 20.5 | 9 | 1.96 | R-454B | 650
218409861 | KEEPRITE | B5H3V36*K*AAA* | EA*5X61M21A*+WALLCON | *80CSU0601716B* | Split System | 34400 | 20.5 | 9 | 1.96 | R-454B | 650
218409933 | KEEPRITE | B5H3V36*K*AAA* | EA*5X61M21A*+WALLCON | *95CSU1002122B* | Split System | 34400 | 20.5 | 9 | 1.98 | R-454B | 650
218410117 | KEEPRITE | B5H3V36*K*AAA* | EA*5X61M24A*+WALLCON | *96CTN1002122B* | Split System | 34400 | 20.5 | 9 | 1.98 | R-454B | 650
218410045 | KEEPRITE | B5H3V36*K*AAA* | EA*5X61M24A*+WALLCON | *80CTL0902120B* | Split System | 34600 | 20.5 | 9 | 1.98 | R-454B | 650
218408197 | KEEPRITE | B5H3V24*K*AAA* | EVD5X24M17A*+WALLCON | *97CMN0601714B* | Split System | 22400 | 20.5 | 9 | 2.02 | R-454B | 650
218408157 | KEEPRITE | B5H3V24*K*AAA* | EVD5X24M17A*+WALLCON | *80CTL0451712B* | Split System | 22400 | 20.5 | 9 | 2.02 | R-454B | 650
218408125 | KEEPRITE | B5H3V24*K*AAA* | EVD5X24M14A*+WALLCON | *80CTL0701412B* | Split System | 22200 | 20.5 | 9 | 2.04 | R-454B | 650
218409751 | TEMPSTAR | B5H3V36*K*AAA* | EA*5X60M24A*+WALLCON | *80CTL1352422B* | Split System | 34000 | 20.5 | 9 | 1.96 | R-454B | 650
218409839 | TEMPSTAR | B5H3V36*K*AAA* | EA*5X60M24A*+WALLCON | *97CTN1002122A* | Split System | 34000 | 20.5 | 9 | 1.96 | R-454B | 650
218409847 | TEMPSTAR | B5H3V36*K*AAA* | EA*5X60M24A*+WALLCON | *97CTN1202422A* | Split System | 34000 | 20.5 | 9 | 1.96 | R-454B | 650
218409743 | TEMPSTAR | B5H3V36*K*AAA* | EA*5X60M24A*+WALLCON | *80CTL1102120B* | Split System | 34000 | 20.5 | 9 | 1.96 | R-454B | 650
218409903 | TEMPSTAR | B5H3V36*K*AAA* | EA*5X61M21A*+WALLCON | *80CTL0902120B* | Split System | 34400 | 20.5 | 9 | 1.96 | R-454B | 650
218410031 | TEMPSTAR | B5H3V36*K*AAA* | EA*5X61M21A*+WALLCON | *97CTN1002122A* | Split System | 34400 | 20.5 | 9 | 1.96 | R-454B | 650
218410039 | TEMPSTAR | B5H3V36*K*AAA* | EA*5X61M24A*+WALLCON | *80CTL0702120B* | Split System | 34400 | 20.5 | 9 | 1.96 | R-454B | 650
218410063 | TEMPSTAR | B5H3V36*K*AAA* | EA*5X61M24A*+WALLCON | *95CSU0802120B* | Split System | 34400 | 20.5 | 9 | 1.96 | R-454B | 650
218409863 | TEMPSTAR | B5H3V36*K*AAA* | EA*5X61M21A*+WALLCON | *80CSU0601716B* | Split System | 34400 | 20.5 | 9 | 1.96 | R-454B | 650
218410119 | TEMPSTAR | B5H3V36*K*AAA* | EA*5X61M24A*+WALLCON | *96CTN1002122B* | Split System | 34400 | 20.5 | 9 | 1.98 | R-454B | 650
218410055 | TEMPSTAR | B5H3V36*K*AAA* | EA*5X61M24A*+WALLCON | *80CTL1352422B* | Split System | 34600 | 20.5 | 9 | 1.98 | R-454B | 650
218410047 | TEMPSTAR | B5H3V36*K*AAA* | EA*5X61M24A*+WALLCON | *80CTL0902120B* | Split System | 34600 | 20.5 | 9 | 1.98 | R-454B | 650
218408199 | TEMPSTAR | B5H3V24*K*AAA* | EVD5X24M17A*+WALLCON | *97CMN0601714B* | Split System | 22400 | 20.5 | 9 | 2.02 | R-454B | 650
218408247 | TEMPSTAR | B5H3V24*K*AAA* | EVD5X24M17A*+WALLCON | *97CTN0801716A* | Split System | 22400 | 20.5 | 9 | 2.02 | R-454B | 650
218408159 | TEMPSTAR | B5H3V24*K*AAA* | EVD5X24M17A*+WALLCON | *80CTL0451712B* | Split System | 22400 | 20.5 | 9 | 2.02 | R-454B | 650
218408217 | AIRQUEST | B5H3V24*K*AAA* | EVD5X24M17A*+WALLCON | *96CTN0601714B* | Split System | 22400 | 21 | 9 | 2.02 | R-454B | 650
218408578 | ARCOAIRE | B5H3V24*K*AAA* | EVD5X31M17A*+WALLCON | *96CTN0401410B* | Split System | 23000 | 21 | 9 | 1.94 | R-454B | 650
218408994 | ARCOAIRE | B5H3V24*K*AAA* | EVD5X38M17A*+WALLCON | *96CTN0401410B* | Split System | 23200 | 21 | 9 | 1.94 | R-454B | 650
218408218 | ARCOAIRE | B5H3V24*K*AAA* | EVD5X24M17A*+WALLCON | *96CTN0601714B* | Split System | 22400 | 21 | 9 | 2.02 | R-454B | 650
218408995 | COMFORTMAKER | B5H3V24*K*AAA* | EVD5X38M17A*+WALLCON | *96CTN0401410B* | Split System | 23200 | 21 | 9 | 1.94 | R-454B | 650
218408219 | COMFORTMAKER | B5H3V24*K*AAA* | EVD5X24M17A*+WALLCON | *96CTN0601714B* | Split System | 22400 | 21 | 9 | 2.02 | R-454B | 650
218408580 | DAY & NIGHT | B5H3V24*K*AAA* | EVD5X31M17A*+WALLCON | *96CTN0401410B* | Split System | 23000 | 21 | 9 | 1.94 | R-454B | 650
218408996 | DAY & NIGHT | B5H3V24*K*AAA* | EVD5X38M17A*+WALLCON | *96CTN0401410B* | Split System | 23200 | 21 | 9 | 1.94 | R-454B | 650
218408220 | DAY & NIGHT | B5H3V24*K*AAA* | EVD5X24M17A*+WALLCON | *96CTN0601714B* | Split System | 22400 | 21 | 9 | 2.02 | R-454B | 650
218408576 | HEIL | B5H3V24*K*AAA* | EVD5X31M17A*+WALLCON | *96CTN0401410B* | Split System | 23000 | 21 | 9 | 1.94 | R-454B | 650
218408216 | HEIL | B5H3V24*K*AAA* | EVD5X24M17A*+WALLCON | *96CTN0601714B* | Split System | 22400 | 21 | 9 | 2.02 | R-454B | 650
218408583 | TEMPSTAR | B5H3V24*K*AAA* | EVD5X31M17A*+WALLCON | *96CTN0401410B* | Split System | 23000 | 21 | 9 | 1.94 | R-454B | 650
218408223 | TEMPSTAR | B5H3V24*K*AAA* | EVD5X24M17A*+WALLCON | *96CTN0601714B* | Split System | 22400 | 21 | 9 | 2.02 | R-454B | 650
217122203 | AIREASE | A7CP21V48P-**A | 7E[C,U]60DX-**+TDR | A96UH1E135D20S* | Split System | 48000 | 17.5 | 9 | 2 | R-454B | 650
217122102 | ARMSTRONG AIR | A7CP21V48P-**A | 7E[C,U]60DX-**+TDR | A96UH1E135D20S* | Split System | 48000 | 17.5 | 9 | 2 | R-454B | 650
217121636 | LENNOX | EL21KLV-048-230A** | CK40[C,U]T-60D-**+TDR | ML196UH135XE60D* | Split System | 48000 | 17.5 | 9 | 2 | R-454B | 650
217121637 | LENNOX | EL21KLV-048-230A** | CK40[C,U]T-60D-**+TDR | EL297UH135XE60D* | Split System | 47500 | 18 | 9 | 2 | R-454B | 650
217120561 | AIREASE | A7CP21V48P-**A | 7E[C,U]60DX-**+TDR | A98USMV135D20S* | Split System | 48000 | 20 | 9 | 1.98 | R-454B | 650
217120562 | AIREASE | A7CP21V48P-**A | 7E[C,U]60DX-**+TDR | A97US2V135D20S* | Split System | 48000 | 20 | 9 | 2 | R-454B | 650
217120487 | ARMSTRONG AIR | A7CP21V48P-**A | 7E[C,U]60DX-**+TDR | A98USMV135D20S* | Split System | 48000 | 20 | 9 | 1.98 | R-454B | 650
217120488 | ARMSTRONG AIR | A7CP21V48P-**A | 7E[C,U]60DX-**+TDR | A97US2V135D20S* | Split System | 48000 | 20 | 9 | 2 | R-454B | 650
217122071 | ARMSTRONG AIR | A7CP21V36P-**A | 7AH1AV42PX-** |  | Split System | 34800 | 20 | 9 | 2.08 | R-454B | 650
217117105 | LENNOX | EL21KLV-048-230A** | CK40[C,U]T-60D-**+TDR | EL297UH110XV60C* | Split System | 47500 | 20 | 9 | 1.98 | R-454B | 650
217117104 | LENNOX | EL21KLV-048-230A** | CK40[C,U]T-60D-**+TDR | SLP99UH135XV60D* | Split System | 48000 | 20 | 9 | 1.98 | R-454B | 650
217117106 | LENNOX | EL21KLV-048-230A** | CK40[C,U]T-60D-**+TDR | EL297UH135XV60D* | Split System | 48000 | 20 | 9 | 2 | R-454B | 650
217121579 | LENNOX | EL21KLV-036-230A** | CBK45UHVT-042-230-** |  | Split System | 34800 | 20 | 9 | 2.08 | R-454B | 650
217122163 | AIREASE | A7CP21V24P-**A | 7AH1AC30PX-** |  | Split System | 23800 | 17 | 9 | 2.12 | R-454B | 650
217122062 | ARMSTRONG AIR | A7CP21V24P-**A | 7AH1AC30PX-** |  | Split System | 23800 | 17 | 9 | 2.12 | R-454B | 650
217121561 | LENNOX | EL21KLV-024-230A** | CBK45UHPT-030-230-** |  | Split System | 23800 | 17 | 9 | 2.12 | R-454B | 650
217443103 | LENNOX | EL21KLV-024-230A** | CK40HT-30B-**+TDR | ML196UH070XE48B* | Split System | 23600 | 15.5 | 9 | 2.02 | R-454B | 650
216769881 | AMERICAN STANDARD | 5A6H7024A1 | 5PX*C009AS3 | *UHMC100CCV4 | Split System | 23800 | 17.1 | 9 | 2.1 | R-454B | 650
216769917 | AMERICAN STANDARD | 5A6H7036A1 | 5PX*C009AS3 | *UHMC100CCV4 | Split System | 34000 | 17.1 | 9 | 2.2 | R-454B | 650
216766255 | AMERICAN STANDARD | 5A6H7036A1 | 5PX*D010AS3 | S8V2D120M5PDB | Split System | 34600 | 17.1 | 9 | 2.2 | R-454B | 650
217443153 | LENNOX | EL21KLV-024-230A** | CK40HT-30B-**+TDR | EL196UH070XE36B* | Split System | 23800 | 18.5 | 9 | 2.04 | R-454B | 650
217443151 | LENNOX | EL21KLV-024-230A** | CK40HT-30B-**+TDR | EL196UH045XE36B* | Split System | 23800 | 18.5 | 9 | 2.04 | R-454B | 650
217443169 | LENNOX | EL21KLV-024-230A** | CK40HT-30B-**+TDR | ML196UH045XE36B* | Split System | 23800 | 18.5 | 9 | 2.04 | R-454B | 650
217443148 | LENNOX | EL21KLV-024-230A** | CK40HT-30B-**+TDR | EL195UH060NE36B* | Split System | 23800 | 18.5 | 9 | 2.04 | R-454B | 650
217443147 | LENNOX | EL21KLV-024-230A** | CK40HT-30B-**+TDR | EL195UH040NE36B* | Split System | 23800 | 18.5 | 9 | 2.04 | R-454B | 650
218408185 | AIRQUEST | B5H3V24*K*AAA* | EVD5X24M17A*+WALLCON | *95CSU0601716B* | Split System | 22400 | 20.5 | 9 | 2.02 | R-454B | 650
218408170 | ARCOAIRE | B5H3V24*K*AAA* | EVD5X24M17A*+WALLCON | *80CTL0701716B* | Split System | 22400 | 20.5 | 9 | 2.02 | R-454B | 650
217730103 | ARMSTRONG AIR | A7CP21V48P-**A | 7AH2AV48PXC** |  | Split System | 47500 | 20.5 | 9 | 2.14 | R-454B | 650
218408187 | COMFORTMAKER | B5H3V24*K*AAA* | EVD5X24M17A*+WALLCON | *95CSU0601716B* | Split System | 22400 | 20.5 | 9 | 2.02 | R-454B | 650
218408171 | COMFORTMAKER | B5H3V24*K*AAA* | EVD5X24M17A*+WALLCON | *80CTL0701716B* | Split System | 22400 | 20.5 | 9 | 2.02 | R-454B | 650
218408168 | HEIL | B5H3V24*K*AAA* | EVD5X24M17A*+WALLCON | *80CTL0701716B* | Split System | 22400 | 20.5 | 9 | 2.02 | R-454B | 650
218408184 | HEIL | B5H3V24*K*AAA* | EVD5X24M17A*+WALLCON | *95CSU0601716B* | Split System | 22400 | 20.5 | 9 | 2.02 | R-454B | 650
218408173 | KEEPRITE | B5H3V24*K*AAA* | EVD5X24M17A*+WALLCON | *80CTL0701716B* | Split System | 22400 | 20.5 | 9 | 2.02 | R-454B | 650
218408175 | TEMPSTAR | B5H3V24*K*AAA* | EVD5X24M17A*+WALLCON | *80CTL0701716B* | Split System | 22400 | 20.5 | 9 | 2.02 | R-454B | 650
218408191 | TEMPSTAR | B5H3V24*K*AAA* | EVD5X24M17A*+WALLCON | *95CSU0601716B* | Split System | 22400 | 20.5 | 9 | 2.02 | R-454B | 650
218408449 | AIRQUEST | B5H3V24*K*AAA* | EVD5X30M17A*+WALLCON | *97CMN0601714B* | Split System | 23000 | 21 | 9 | 1.96 | R-454B | 650
218407929 | AIRQUEST | B5H3V24*K*AAA* | EVM5X42M21A*+WALLCON | *97CTN0601716A* | Split System | 23000 | 21 | 9 | 1.98 | R-454B | 650
218408809 | AIRQUEST | B5H3V24*K*AAA* | EVD5X36M21A*+WALLCON | *97CTN0601716A* | Split System | 23000 | 21 | 9 | 1.98 | R-454B | 650
218408361 | AIRQUEST | B5H3V24*K*AAA* | EVD5X25M17A*+WALLCON | *97CTN0601716A* | Split System | 23000 | 21 | 9 | 1.98 | R-454B | 650
218408137 | AIRQUEST | B5H3V24*K*AAA* | EVD5X24M17A*+WALLCON | *80CSU0401712B* | Split System | 22600 | 21 | 9 | 2 | R-454B | 650
218408249 | AIRQUEST | B5H3V24*K*AAA* | EVD5X25M14A*+WALLCON | *80CTL0701412B* | Split System | 22600 | 21 | 9 | 2 | R-454B | 650
218408177 | AIRQUEST | B5H3V24*K*AAA* | EVD5X24M17A*+WALLCON | *80CTL0901716B* | Split System | 22400 | 21 | 9 | 2.02 | R-454B | 650
218408225 | AIRQUEST | B5H3V24*K*AAA* | EVD5X24M17A*+WALLCON | *96CTN0801714B* | Split System | 22400 | 21 | 9 | 2.02 | R-454B | 650
218408145 | AIRQUEST | B5H3V24*K*AAA* | EVD5X24M17A*+WALLCON | *80CSU0601716B* | Split System | 22600 | 21 | 9 | 2.02 | R-454B | 650
218408450 | ARCOAIRE | B5H3V24*K*AAA* | EVD5X30M17A*+WALLCON | *97CMN0601714B* | Split System | 23000 | 21 | 9 | 1.96 | R-454B | 650
218407834 | ARCOAIRE | B5H3V24*K*AAA* | EVM5X36M17A*+WALLCON | *97CTN0601716A* | Split System | 23000 | 21 | 9 | 1.98 | R-454B | 650
218408634 | ARCOAIRE | B5H3V24*K*AAA* | EVD5X36M17A*+WALLCON | *80CTL0451712B* | Split System | 23000 | 21 | 9 | 1.98 | R-454B | 650
218408362 | ARCOAIRE | B5H3V24*K*AAA* | EVD5X25M17A*+WALLCON | *97CTN0601716A* | Split System | 23000 | 21 | 9 | 1.98 | R-454B | 650
218408282 | ARCOAIRE | B5H3V24*K*AAA* | EVD5X25M17A*+WALLCON | *80CTL0451712B* | Split System | 23000 | 21 | 9 | 1.98 | R-454B | 650
218408410 | ARCOAIRE | B5H3V24*K*AAA* | EVD5X30M17A*+WALLCON | *80CTL0451712B* | Split System | 23000 | 21 | 9 | 1.98 | R-454B | 650
218408810 | ARCOAIRE | B5H3V24*K*AAA* | EVD5X36M21A*+WALLCON | *97CTN0601716A* | Split System | 23000 | 21 | 9 | 1.98 | R-454B | 650
218408138 | ARCOAIRE | B5H3V24*K*AAA* | EVD5X24M17A*+WALLCON | *80CSU0401712B* | Split System | 22600 | 21 | 9 | 2 | R-454B | 650
218408250 | ARCOAIRE | B5H3V24*K*AAA* | EVD5X25M14A*+WALLCON | *80CTL0701412B* | Split System | 22600 | 21 | 9 | 2 | R-454B | 650
218408162 | ARCOAIRE | B5H3V24*K*AAA* | EVD5X24M17A*+WALLCON | *80CTL0701412B* | Split System | 22400 | 21 | 9 | 2.02 | R-454B | 650
218408226 | ARCOAIRE | B5H3V24*K*AAA* | EVD5X24M17A*+WALLCON | *96CTN0801714B* | Split System | 22400 | 21 | 9 | 2.02 | R-454B | 650
218408178 | ARCOAIRE | B5H3V24*K*AAA* | EVD5X24M17A*+WALLCON | *80CTL0901716B* | Split System | 22400 | 21 | 9 | 2.02 | R-454B | 650
218408202 | ARCOAIRE | B5H3V24*K*AAA* | EVD5X24M17A*+WALLCON | *97CMN0801714B* | Split System | 22400 | 21 | 9 | 2.02 | R-454B | 650
218408146 | ARCOAIRE | B5H3V24*K*AAA* | EVD5X24M17A*+WALLCON | *80CSU0601716B* | Split System | 22600 | 21 | 9 | 2.02 | R-454B | 650
218408451 | COMFORTMAKER | B5H3V24*K*AAA* | EVD5X30M17A*+WALLCON | *97CMN0601714B* | Split System | 23000 | 21 | 9 | 1.96 | R-454B | 650
218408323 | COMFORTMAKER | B5H3V24*K*AAA* | EVD5X25M17A*+WALLCON | *97CMN0601714B* | Split System | 23000 | 21 | 9 | 1.96 | R-454B | 650
218408283 | COMFORTMAKER | B5H3V24*K*AAA* | EVD5X25M17A*+WALLCON | *80CTL0451712B* | Split System | 23000 | 21 | 9 | 1.98 | R-454B | 650
218407931 | COMFORTMAKER | B5H3V24*K*AAA* | EVM5X42M21A*+WALLCON | *97CTN0601716A* | Split System | 23000 | 21 | 9 | 1.98 | R-454B | 650
218408635 | COMFORTMAKER | B5H3V24*K*AAA* | EVD5X36M17A*+WALLCON | *80CTL0451712B* | Split System | 23000 | 21 | 9 | 1.98 | R-454B | 650
218409227 | COMFORTMAKER | B5H3V24*K*AAA* | EVD5X42M21A*+WALLCON | *97CTN0601716A* | Split System | 23000 | 21 | 9 | 1.98 | R-454B | 650
218408379 | COMFORTMAKER | B5H3V24*K*AAA* | EVD5X30M14A*+WALLCON | *80CTL0701412B* | Split System | 22600 | 21 | 9 | 2 | R-454B | 650
218408163 | COMFORTMAKER | B5H3V24*K*AAA* | EVD5X24M17A*+WALLCON | *80CTL0701412B* | Split System | 22400 | 21 | 9 | 2.02 | R-454B | 650
218408179 | COMFORTMAKER | B5H3V24*K*AAA* | EVD5X24M17A*+WALLCON | *80CTL0901716B* | Split System | 22400 | 21 | 9 | 2.02 | R-454B | 650
218408227 | COMFORTMAKER | B5H3V24*K*AAA* | EVD5X24M17A*+WALLCON | *96CTN0801714B* | Split System | 22400 | 21 | 9 | 2.02 | R-454B | 650
218408676 | DAY & NIGHT | B5H3V24*K*AAA* | EVD5X36M17A*+WALLCON | *97CMN0601714B* | Split System | 23000 | 21 | 9 | 1.96 | R-454B | 650
218408324 | DAY & NIGHT | B5H3V24*K*AAA* | EVD5X25M17A*+WALLCON | *97CMN0601714B* | Split System | 23000 | 21 | 9 | 1.96 | R-454B | 650
218407932 | DAY & NIGHT | B5H3V24*K*AAA* | EVM5X42M21A*+WALLCON | *97CTN0601716A* | Split System | 23000 | 21 | 9 | 1.98 | R-454B | 650
218408284 | DAY & NIGHT | B5H3V24*K*AAA* | EVD5X25M17A*+WALLCON | *80CTL0451712B* | Split System | 23000 | 21 | 9 | 1.98 | R-454B | 650
218408492 | DAY & NIGHT | B5H3V24*K*AAA* | EVD5X30M17A*+WALLCON | *97CTN0601716A* | Split System | 23000 | 21 | 9 | 1.98 | R-454B | 650
218408812 | DAY & NIGHT | B5H3V24*K*AAA* | EVD5X36M21A*+WALLCON | *97CTN0601716A* | Split System | 23000 | 21 | 9 | 1.98 | R-454B | 650
218408412 | DAY & NIGHT | B5H3V24*K*AAA* | EVD5X30M17A*+WALLCON | *80CTL0451712B* | Split System | 23000 | 21 | 9 | 1.98 | R-454B | 650
218409228 | DAY & NIGHT | B5H3V24*K*AAA* | EVD5X42M21A*+WALLCON | *97CTN0601716A* | Split System | 23000 | 21 | 9 | 1.98 | R-454B | 650
218408140 | DAY & NIGHT | B5H3V24*K*AAA* | EVD5X24M17A*+WALLCON | *80CSU0401712B* | Split System | 22600 | 21 | 9 | 2 | R-454B | 650
218408252 | DAY & NIGHT | B5H3V24*K*AAA* | EVD5X25M14A*+WALLCON | *80CTL0701412B* | Split System | 22600 | 21 | 9 | 2 | R-454B | 650
218408228 | DAY & NIGHT | B5H3V24*K*AAA* | EVD5X24M17A*+WALLCON | *96CTN0801714B* | Split System | 22400 | 21 | 9 | 2.02 | R-454B | 650
218408148 | DAY & NIGHT | B5H3V24*K*AAA* | EVD5X24M17A*+WALLCON | *80CSU0601716B* | Split System | 22600 | 21 | 9 | 2.02 | R-454B | 650
218409128 | HEIL | B5H3V24*K*AAA* | EVD5X42M17A*+WALLCON | *97CTN0601716A* | Split System | 23000 | 21 | 9 | 1.98 | R-454B | 650
218408360 | HEIL | B5H3V24*K*AAA* | EVD5X25M17A*+WALLCON | *97CTN0601716A* | Split System | 23000 | 21 | 9 | 1.98 | R-454B | 650
218408376 | HEIL | B5H3V24*K*AAA* | EVD5X30M14A*+WALLCON | *80CTL0701412B* | Split System | 22600 | 21 | 9 | 2 | R-454B | 650
218408224 | HEIL | B5H3V24*K*AAA* | EVD5X24M17A*+WALLCON | *96CTN0801714B* | Split System | 22400 | 21 | 9 | 2.02 | R-454B | 650
218408200 | HEIL | B5H3V24*K*AAA* | EVD5X24M17A*+WALLCON | *97CMN0801714B* | Split System | 22400 | 21 | 9 | 2.02 | R-454B | 650
218408677 | KEEPRITE | B5H3V24*K*AAA* | EVD5X36M17A*+WALLCON | *97CMN0601714B* | Split System | 23000 | 21 | 9 | 1.96 | R-454B | 650
218408325 | KEEPRITE | B5H3V24*K*AAA* | EVD5X25M17A*+WALLCON | *97CMN0601714B* | Split System | 23000 | 21 | 9 | 1.96 | R-454B | 650
218408717 | KEEPRITE | B5H3V24*K*AAA* | EVD5X36M17A*+WALLCON | *97CTN0601716A* | Split System | 23000 | 21 | 9 | 1.98 | R-454B | 650
218407933 | KEEPRITE | B5H3V24*K*AAA* | EVM5X42M21A*+WALLCON | *97CTN0601716A* | Split System | 23000 | 21 | 9 | 1.98 | R-454B | 650
218408285 | KEEPRITE | B5H3V24*K*AAA* | EVD5X25M17A*+WALLCON | *80CTL0451712B* | Split System | 23000 | 21 | 9 | 1.98 | R-454B | 650
218408493 | KEEPRITE | B5H3V24*K*AAA* | EVD5X30M17A*+WALLCON | *97CTN0601716A* | Split System | 23000 | 21 | 9 | 1.98 | R-454B | 650
218408149 | KEEPRITE | B5H3V24*K*AAA* | EVD5X24M17A*+WALLCON | *80CSU0601716B* | Split System | 22600 | 21 | 9 | 2.02 | R-454B | 650
218408327 | TEMPSTAR | B5H3V24*K*AAA* | EVD5X25M17A*+WALLCON | *97CMN0601714B* | Split System | 23000 | 21 | 9 | 1.96 | R-454B | 650
218408455 | TEMPSTAR | B5H3V24*K*AAA* | EVD5X30M17A*+WALLCON | *97CMN0601714B* | Split System | 23000 | 21 | 9 | 1.96 | R-454B | 650
218408719 | TEMPSTAR | B5H3V24*K*AAA* | EVD5X36M17A*+WALLCON | *97CTN0601716A* | Split System | 23000 | 21 | 9 | 1.98 | R-454B | 650
218408415 | TEMPSTAR | B5H3V24*K*AAA* | EVD5X30M17A*+WALLCON | *80CTL0451712B* | Split System | 23000 | 21 | 9 | 1.98 | R-454B | 650
218408287 | TEMPSTAR | B5H3V24*K*AAA* | EVD5X25M17A*+WALLCON | *80CTL0451712B* | Split System | 23000 | 21 | 9 | 1.98 | R-454B | 650
218407839 | TEMPSTAR | B5H3V24*K*AAA* | EVM5X36M17A*+WALLCON | *97CTN0601716A* | Split System | 23000 | 21 | 9 | 1.98 | R-454B | 650
218408143 | TEMPSTAR | B5H3V24*K*AAA* | EVD5X24M17A*+WALLCON | *80CSU0401712B* | Split System | 22600 | 21 | 9 | 2 | R-454B | 650
218408167 | TEMPSTAR | B5H3V24*K*AAA* | EVD5X24M17A*+WALLCON | *80CTL0701412B* | Split System | 22400 | 21 | 9 | 2.02 | R-454B | 650
218408183 | TEMPSTAR | B5H3V24*K*AAA* | EVD5X24M17A*+WALLCON | *80CTL0901716B* | Split System | 22400 | 21 | 9 | 2.02 | R-454B | 650
218408207 | TEMPSTAR | B5H3V24*K*AAA* | EVD5X24M17A*+WALLCON | *97CMN0801714B* | Split System | 22400 | 21 | 9 | 2.02 | R-454B | 650
218408329 | AIRQUEST | B5H3V24*K*AAA* | EVD5X25M17A*+WALLCON | *97CMN0801714B* | Split System | 23000 | 21.5 | 9 | 1.98 | R-454B | 650
218408497 | AIRQUEST | B5H3V24*K*AAA* | EVD5X30M17A*+WALLCON | *97CTN0801716A* | Split System | 23000 | 21.5 | 9 | 1.98 | R-454B | 650
218407897 | AIRQUEST | B5H3V24*K*AAA* | EVM5X42M21A*+WALLCON | *97CMN0601714B* | Split System | 23000 | 21.5 | 9 | 1.98 | R-454B | 650
218407825 | AIRQUEST | B5H3V24*K*AAA* | EVM5X36M17A*+WALLCON | *96CTN0601714B* | Split System | 23000 | 21.5 | 9 | 1.98 | R-454B | 650
218407841 | AIRQUEST | B5H3V24*K*AAA* | EVM5X36M17A*+WALLCON | *97CTN0801716A* | Split System | 23000 | 21.5 | 9 | 1.98 | R-454B | 650
218408441 | AIRQUEST | B5H3V24*K*AAA* | EVD5X30M17A*+WALLCON | *95CSU0601716B* | Split System | 23000 | 21.5 | 9 | 1.98 | R-454B | 650
218409161 | AIRQUEST | B5H3V24*K*AAA* | EVD5X42M21A*+WALLCON | *80CTL0451712B* | Split System | 23000 | 21.5 | 9 | 1.98 | R-454B | 650
218407865 | AIRQUEST | B5H3V24*K*AAA* | EVM5X42M21A*+WALLCON | *80CTL0451712B* | Split System | 23000 | 21.5 | 9 | 1.98 | R-454B | 650
218408313 | AIRQUEST | B5H3V24*K*AAA* | EVD5X25M17A*+WALLCON | *95CSU0601716B* | Split System | 23000 | 21.5 | 9 | 1.98 | R-454B | 650
218408345 | AIRQUEST | B5H3V24*K*AAA* | EVD5X25M17A*+WALLCON | *96CTN0601714B* | Split System | 23000 | 21.5 | 9 | 1.98 | R-454B | 650
218407898 | ARCOAIRE | B5H3V24*K*AAA* | EVM5X42M21A*+WALLCON | *97CMN0601714B* | Split System | 23000 | 21.5 | 9 | 1.98 | R-454B | 650
218408442 | ARCOAIRE | B5H3V24*K*AAA* | EVD5X30M17A*+WALLCON | *95CSU0601716B* | Split System | 23000 | 21.5 | 9 | 1.98 | R-454B | 650
218408330 | ARCOAIRE | B5H3V24*K*AAA* | EVD5X25M17A*+WALLCON | *97CMN0801714B* | Split System | 23000 | 21.5 | 9 | 1.98 | R-454B | 650
218407866 | ARCOAIRE | B5H3V24*K*AAA* | EVM5X42M21A*+WALLCON | *80CTL0451712B* | Split System | 23000 | 21.5 | 9 | 1.98 | R-454B | 650
218407842 | ARCOAIRE | B5H3V24*K*AAA* | EVM5X36M17A*+WALLCON | *97CTN0801716A* | Split System | 23000 | 21.5 | 9 | 1.98 | R-454B | 650
218408346 | ARCOAIRE | B5H3V24*K*AAA* | EVD5X25M17A*+WALLCON | *96CTN0601714B* | Split System | 23000 | 21.5 | 9 | 1.98 | R-454B | 650
218408778 | ARCOAIRE | B5H3V24*K*AAA* | EVD5X36M21A*+WALLCON | *97CMN0601714B* | Split System | 23000 | 21.5 | 9 | 1.98 | R-454B | 650
218408698 | ARCOAIRE | B5H3V24*K*AAA* | EVD5X36M17A*+WALLCON | *96CTN0601714B* | Split System | 23000 | 21.5 | 9 | 1.98 | R-454B | 650
218408314 | ARCOAIRE | B5H3V24*K*AAA* | EVD5X25M17A*+WALLCON | *95CSU0601716B* | Split System | 23000 | 21.5 | 9 | 1.98 | R-454B | 650
218409090 | ARCOAIRE | B5H3V24*K*AAA* | EVD5X42M17A*+WALLCON | *97CMN0601714B* | Split System | 23200 | 21.5 | 9 | 1.98 | R-454B | 650
218409051 | COMFORTMAKER | B5H3V24*K*AAA* | EVD5X42M17A*+WALLCON | *80CTL0451712B* | Split System | 23000 | 21.5 | 9 | 1.96 | R-454B | 650
218407899 | COMFORTMAKER | B5H3V24*K*AAA* | EVM5X42M21A*+WALLCON | *97CMN0601714B* | Split System | 23000 | 21.5 | 9 | 1.98 | R-454B | 650
218409163 | COMFORTMAKER | B5H3V24*K*AAA* | EVD5X42M21A*+WALLCON | *80CTL0451712B* | Split System | 23000 | 21.5 | 9 | 1.98 | R-454B | 650
218409195 | COMFORTMAKER | B5H3V24*K*AAA* | EVD5X42M21A*+WALLCON | *97CMN0601714B* | Split System | 23000 | 21.5 | 9 | 1.98 | R-454B | 650
218408499 | COMFORTMAKER | B5H3V24*K*AAA* | EVD5X30M17A*+WALLCON | *97CTN0801716A* | Split System | 23000 | 21.5 | 9 | 1.98 | R-454B | 650
218408683 | COMFORTMAKER | B5H3V24*K*AAA* | EVD5X36M17A*+WALLCON | *97CMN0801714B* | Split System | 23000 | 21.5 | 9 | 1.98 | R-454B | 650
218408347 | COMFORTMAKER | B5H3V24*K*AAA* | EVD5X25M17A*+WALLCON | *96CTN0601714B* | Split System | 23000 | 21.5 | 9 | 1.98 | R-454B | 650
218408699 | COMFORTMAKER | B5H3V24*K*AAA* | EVD5X36M17A*+WALLCON | *96CTN0601714B* | Split System | 23000 | 21.5 | 9 | 1.98 | R-454B | 650
218407843 | COMFORTMAKER | B5H3V24*K*AAA* | EVM5X36M17A*+WALLCON | *97CTN0801716A* | Split System | 23000 | 21.5 | 9 | 1.98 | R-454B | 650
218408443 | COMFORTMAKER | B5H3V24*K*AAA* | EVD5X30M17A*+WALLCON | *95CSU0601716B* | Split System | 23000 | 21.5 | 9 | 1.98 | R-454B | 650
218408459 | COMFORTMAKER | B5H3V24*K*AAA* | EVD5X30M17A*+WALLCON | *97CMN0801714B* | Split System | 23000 | 21.5 | 9 | 1.98 | R-454B | 650
218408371 | COMFORTMAKER | B5H3V24*K*AAA* | EVD5X25M17A*+WALLCON | *97CTN0801716A* | Split System | 23000 | 21.5 | 9 | 1.98 | R-454B | 650
218407867 | COMFORTMAKER | B5H3V24*K*AAA* | EVM5X42M21A*+WALLCON | *80CTL0451712B* | Split System | 23000 | 21.5 | 9 | 1.98 | R-454B | 650
218408475 | COMFORTMAKER | B5H3V24*K*AAA* | EVD5X30M17A*+WALLCON | *96CTN0601714B* | Split System | 23000 | 21.5 | 9 | 1.98 | R-454B | 650
218409091 | COMFORTMAKER | B5H3V24*K*AAA* | EVD5X42M17A*+WALLCON | *97CMN0601714B* | Split System | 23200 | 21.5 | 9 | 1.98 | R-454B | 650
218409052 | DAY & NIGHT | B5H3V24*K*AAA* | EVD5X42M17A*+WALLCON | *80CTL0451712B* | Split System | 23000 | 21.5 | 9 | 1.96 | R-454B | 650
218407900 | DAY & NIGHT | B5H3V24*K*AAA* | EVM5X42M21A*+WALLCON | *97CMN0601714B* | Split System | 23000 | 21.5 | 9 | 1.98 | R-454B | 650
218408500 | DAY & NIGHT | B5H3V24*K*AAA* | EVD5X30M17A*+WALLCON | *97CTN0801716A* | Split System | 23000 | 21.5 | 9 | 1.98 | R-454B | 650
218408668 | DAY & NIGHT | B5H3V24*K*AAA* | EVD5X36M17A*+WALLCON | *95CSU0601716B* | Split System | 23000 | 21.5 | 9 | 1.98 | R-454B | 650
218408684 | DAY & NIGHT | B5H3V24*K*AAA* | EVD5X36M17A*+WALLCON | *97CMN0801714B* | Split System | 23000 | 21.5 | 9 | 1.98 | R-454B | 650
218408476 | DAY & NIGHT | B5H3V24*K*AAA* | EVD5X30M17A*+WALLCON | *96CTN0601714B* | Split System | 23000 | 21.5 | 9 | 1.98 | R-454B | 650
218408316 | DAY & NIGHT | B5H3V24*K*AAA* | EVD5X25M17A*+WALLCON | *95CSU0601716B* | Split System | 23000 | 21.5 | 9 | 1.98 | R-454B | 650
218407828 | DAY & NIGHT | B5H3V24*K*AAA* | EVM5X36M17A*+WALLCON | *96CTN0601714B* | Split System | 23000 | 21.5 | 9 | 1.98 | R-454B | 650
218408348 | DAY & NIGHT | B5H3V24*K*AAA* | EVD5X25M17A*+WALLCON | *96CTN0601714B* | Split System | 23000 | 21.5 | 9 | 1.98 | R-454B | 650
218409196 | DAY & NIGHT | B5H3V24*K*AAA* | EVD5X42M21A*+WALLCON | *97CMN0601714B* | Split System | 23000 | 21.5 | 9 | 1.98 | R-454B | 650
218408372 | DAY & NIGHT | B5H3V24*K*AAA* | EVD5X25M17A*+WALLCON | *97CTN0801716A* | Split System | 23000 | 21.5 | 9 | 1.98 | R-454B | 650
218408748 | DAY & NIGHT | B5H3V24*K*AAA* | EVD5X36M21A*+WALLCON | *80CTL0451712B* | Split System | 23000 | 21.5 | 9 | 1.98 | R-454B | 650
218408780 | DAY & NIGHT | B5H3V24*K*AAA* | EVD5X36M21A*+WALLCON | *97CMN0601714B* | Split System | 23000 | 21.5 | 9 | 1.98 | R-454B | 650
218408444 | DAY & NIGHT | B5H3V24*K*AAA* | EVD5X30M17A*+WALLCON | *95CSU0601716B* | Split System | 23000 | 21.5 | 9 | 1.98 | R-454B | 650
218408368 | HEIL | B5H3V24*K*AAA* | EVD5X25M17A*+WALLCON | *97CTN0801716A* | Split System | 23000 | 21.5 | 9 | 1.98 | R-454B | 650
218407840 | HEIL | B5H3V24*K*AAA* | EVM5X36M17A*+WALLCON | *97CTN0801716A* | Split System | 23000 | 21.5 | 9 | 1.98 | R-454B | 650
218408720 | HEIL | B5H3V24*K*AAA* | EVD5X36M17A*+WALLCON | *97CTN0801716A* | Split System | 23000 | 21.5 | 9 | 1.98 | R-454B | 650
218408440 | HEIL | B5H3V24*K*AAA* | EVD5X30M17A*+WALLCON | *95CSU0601716B* | Split System | 23000 | 21.5 | 9 | 1.98 | R-454B | 650
218408744 | HEIL | B5H3V24*K*AAA* | EVD5X36M21A*+WALLCON | *80CTL0451712B* | Split System | 23000 | 21.5 | 9 | 1.98 | R-454B | 650
218407864 | HEIL | B5H3V24*K*AAA* | EVM5X42M21A*+WALLCON | *80CTL0451712B* | Split System | 23000 | 21.5 | 9 | 1.98 | R-454B | 650
218407896 | HEIL | B5H3V24*K*AAA* | EVM5X42M21A*+WALLCON | *97CMN0601714B* | Split System | 23000 | 21.5 | 9 | 1.98 | R-454B | 650
218408344 | HEIL | B5H3V24*K*AAA* | EVD5X25M17A*+WALLCON | *96CTN0601714B* | Split System | 23000 | 21.5 | 9 | 1.98 | R-454B | 650
218408312 | HEIL | B5H3V24*K*AAA* | EVD5X25M17A*+WALLCON | *95CSU0601716B* | Split System | 23000 | 21.5 | 9 | 1.98 | R-454B | 650
218408776 | HEIL | B5H3V24*K*AAA* | EVD5X36M21A*+WALLCON | *97CMN0601714B* | Split System | 23000 | 21.5 | 9 | 1.98 | R-454B | 650
218409088 | HEIL | B5H3V24*K*AAA* | EVD5X42M17A*+WALLCON | *97CMN0601714B* | Split System | 23200 | 21.5 | 9 | 1.98 | R-454B | 650
218409053 | KEEPRITE | B5H3V24*K*AAA* | EVD5X42M17A*+WALLCON | *80CTL0451712B* | Split System | 23000 | 21.5 | 9 | 1.96 | R-454B | 650
218408317 | KEEPRITE | B5H3V24*K*AAA* | EVD5X25M17A*+WALLCON | *95CSU0601716B* | Split System | 23000 | 21.5 | 9 | 1.98 | R-454B | 650
218408349 | KEEPRITE | B5H3V24*K*AAA* | EVD5X25M17A*+WALLCON | *96CTN0601714B* | Split System | 23000 | 21.5 | 9 | 1.98 | R-454B | 650
218408685 | KEEPRITE | B5H3V24*K*AAA* | EVD5X36M17A*+WALLCON | *97CMN0801714B* | Split System | 23000 | 21.5 | 9 | 1.98 | R-454B | 650
218407813 | KEEPRITE | B5H3V24*K*AAA* | EVM5X36M17A*+WALLCON | *97CMN0801714B* | Split System | 23000 | 21.5 | 9 | 1.98 | R-454B | 650
218407869 | KEEPRITE | B5H3V24*K*AAA* | EVM5X42M21A*+WALLCON | *80CTL0451712B* | Split System | 23000 | 21.5 | 9 | 1.98 | R-454B | 650
218407829 | KEEPRITE | B5H3V24*K*AAA* | EVM5X36M17A*+WALLCON | *96CTN0601714B* | Split System | 23000 | 21.5 | 9 | 1.98 | R-454B | 650
218408501 | KEEPRITE | B5H3V24*K*AAA* | EVD5X30M17A*+WALLCON | *97CTN0801716A* | Split System | 23000 | 21.5 | 9 | 1.98 | R-454B | 650
218408749 | KEEPRITE | B5H3V24*K*AAA* | EVD5X36M21A*+WALLCON | *80CTL0451712B* | Split System | 23000 | 21.5 | 9 | 1.98 | R-454B | 650
218408669 | KEEPRITE | B5H3V24*K*AAA* | EVD5X36M17A*+WALLCON | *95CSU0601716B* | Split System | 23000 | 21.5 | 9 | 1.98 | R-454B | 650
218409165 | KEEPRITE | B5H3V24*K*AAA* | EVD5X42M21A*+WALLCON | *80CTL0451712B* | Split System | 23000 | 21.5 | 9 | 1.98 | R-454B | 650
218408725 | KEEPRITE | B5H3V24*K*AAA* | EVD5X36M17A*+WALLCON | *97CTN0801716A* | Split System | 23000 | 21.5 | 9 | 1.98 | R-454B | 650
218408373 | KEEPRITE | B5H3V24*K*AAA* | EVD5X25M17A*+WALLCON | *97CTN0801716A* | Split System | 23000 | 21.5 | 9 | 1.98 | R-454B | 650
218408477 | KEEPRITE | B5H3V24*K*AAA* | EVD5X30M17A*+WALLCON | *96CTN0601714B* | Split System | 23000 | 21.5 | 9 | 1.98 | R-454B | 650
218408319 | TEMPSTAR | B5H3V24*K*AAA* | EVD5X25M17A*+WALLCON | *95CSU0601716B* | Split System | 23000 | 21.5 | 9 | 1.98 | R-454B | 650
218408351 | TEMPSTAR | B5H3V24*K*AAA* | EVD5X25M17A*+WALLCON | *96CTN0601714B* | Split System | 23000 | 21.5 | 9 | 1.98 | R-454B | 650
218407903 | TEMPSTAR | B5H3V24*K*AAA* | EVM5X42M21A*+WALLCON | *97CMN0601714B* | Split System | 23000 | 21.5 | 9 | 1.98 | R-454B | 650
218407815 | TEMPSTAR | B5H3V24*K*AAA* | EVM5X36M17A*+WALLCON | *97CMN0801714B* | Split System | 23000 | 21.5 | 9 | 1.98 | R-454B | 650
218407831 | TEMPSTAR | B5H3V24*K*AAA* | EVM5X36M17A*+WALLCON | *96CTN0601714B* | Split System | 23000 | 21.5 | 9 | 1.98 | R-454B | 650
218408751 | TEMPSTAR | B5H3V24*K*AAA* | EVD5X36M21A*+WALLCON | *80CTL0451712B* | Split System | 23000 | 21.5 | 9 | 1.98 | R-454B | 650
218408783 | TEMPSTAR | B5H3V24*K*AAA* | EVD5X36M21A*+WALLCON | *97CMN0601714B* | Split System | 23000 | 21.5 | 9 | 1.98 | R-454B | 650
218407847 | TEMPSTAR | B5H3V24*K*AAA* | EVM5X36M17A*+WALLCON | *97CTN0801716A* | Split System | 23000 | 21.5 | 9 | 1.98 | R-454B | 650
218409167 | TEMPSTAR | B5H3V24*K*AAA* | EVD5X42M21A*+WALLCON | *80CTL0451712B* | Split System | 23000 | 21.5 | 9 | 1.98 | R-454B | 650
218409199 | TEMPSTAR | B5H3V24*K*AAA* | EVD5X42M21A*+WALLCON | *97CMN0601714B* | Split System | 23000 | 21.5 | 9 | 1.98 | R-454B | 650
218407871 | TEMPSTAR | B5H3V24*K*AAA* | EVM5X42M21A*+WALLCON | *80CTL0451712B* | Split System | 23000 | 21.5 | 9 | 1.98 | R-454B | 650
218408375 | TEMPSTAR | B5H3V24*K*AAA* | EVD5X25M17A*+WALLCON | *97CTN0801716A* | Split System | 23000 | 21.5 | 9 | 1.98 | R-454B | 650
218408671 | TEMPSTAR | B5H3V24*K*AAA* | EVD5X36M17A*+WALLCON | *95CSU0601716B* | Split System | 23000 | 21.5 | 9 | 1.98 | R-454B | 650
218408727 | TEMPSTAR | B5H3V24*K*AAA* | EVD5X36M17A*+WALLCON | *97CTN0801716A* | Split System | 23000 | 21.5 | 9 | 1.98 | R-454B | 650
218409119 | TEMPSTAR | B5H3V24*K*AAA* | EVD5X42M17A*+WALLCON | *96CTN0601714B* | Split System | 23200 | 21.5 | 9 | 1.98 | R-454B | 650
218409095 | TEMPSTAR | B5H3V24*K*AAA* | EVD5X42M17A*+WALLCON | *97CMN0601714B* | Split System | 23200 | 21.5 | 9 | 1.98 | R-454B | 650
216776013 | LENNOX | SL22KLV-024-230A** | CBK48MVT-018/024-230-** |  | Split System | 22200 | 19.5 | 9 | 2.14 | R-454B | 650
216766866 | TRANE | 5TWX7024A1 | 5TXCB006AS3 | S8V2A040M3PDB | Split System | 23800 | 17.1 | 9 | 2 | R-454B | 650
216766880 | TRANE | 5TWX7024A1 | 5TXCB006AS3 | S9X1B040U3PSB | Split System | 23800 | 17.5 | 9 | 2 | R-454B | 650
216776082 | LENNOX | SL22KLV-036-230A** | CK40[C,U]T-49C-**+TDR | EL297UH110XV60C* | Split System | 35200 | 18.5 | 9 | 2.04 | R-454B | 650
216776078 | LENNOX | SL22KLV-036-230A** | CK40[C,U]T-49C-**+TDR | SLP99UH110XV60C* | Split System | 35200 | 18.5 | 9 | 2.04 | R-454B | 650
216776076 | LENNOX | SL22KLV-036-230A** | CK40[C,U]T-49C-**+TDR | SLP99UH090XV48C* | Split System | 35200 | 19 | 9 | 2.04 | R-454B | 650
216776079 | LENNOX | SL22KLV-036-230A** | CK40[C,U]T-49C-**+TDR | EL297UH090XV48C* | Split System | 35200 | 19 | 9 | 2.04 | R-454B | 650
216776081 | LENNOX | SL22KLV-036-230A** | CK40[C,U]T-49C-**+TDR | EL297UH110XV48C* | Split System | 35200 | 19 | 9 | 2.04 | R-454B | 650
216776074 | LENNOX | SL22KLV-036-230A** | CK40[C,U]T-49C-**+TDR | SL297UH080NV48C* | Split System | 35200 | 19 | 9 | 2.06 | R-454B | 650
216776077 | LENNOX | SL22KLV-036-230A** | CK40[C,U]T-49C-**+TDR | SLP99UH090XV60C* | Split System | 35200 | 19 | 9 | 2.06 | R-454B | 650
216770087 | TRANE | 5TWX7024A1 | 5PX*C007AS3 | *UHMC100CCV4 | Split System | 23600 | 17.5 | 9 | 2 | R-454B | 650
217446457 | AIREASE | A7CP21V24P-**A | 7EH30BX-**+TDR | A97UH2E070B12S* | Split System | 23800 | 18.5 | 9 | 2.04 | R-454B | 650
217446227 | ARMSTRONG AIR | A7CP21V24P-**A | 7EH30BX-**+TDR | A97UH2E045B12S* | Split System | 23800 | 18.5 | 9 | 2.04 | R-454B | 650
217446218 | ARMSTRONG AIR | A7CP21V24P-**A | 7EH30BX-**+TDR | A96UH1E070B12S* | Split System | 23800 | 18.5 | 9 | 2.06 | R-454B | 650
217443183 | LENNOX | EL21KLV-024-230A** | CK40HT-30B-**+TDR | EL297UH045XE36B* | Split System | 23800 | 18.5 | 9 | 2.04 | R-454B | 650
217443182 | LENNOX | EL21KLV-024-230A** | CK40HT-30B-**+TDR | EL297UH070XE36B* | Split System | 23800 | 18.5 | 9 | 2.04 | R-454B | 650
217443170 | LENNOX | EL21KLV-024-230A** | CK40HT-30B-**+TDR | ML196UH070XE36B* | Split System | 23800 | 18.5 | 9 | 2.06 | R-454B | 650
217443149 | LENNOX | EL21KLV-024-230A** | CK40HT-30B-**+TDR | EL196UH030XE36B* | Split System | 23200 | 19 | 9 | 2.02 | R-454B | 650
217443171 | LENNOX | EL21KLV-024-230A** | CK40HT-30B-**+TDR | ML296UH045XV36B* | Split System | 23600 | 19.5 | 9 | 2.04 | R-454B | 650
218408417 | AIRQUEST | B5H3V24*K*AAA* | EVD5X30M17A*+WALLCON | *80CTL0701412B* | Split System | 23000 | 21.5 | 9 | 1.98 | R-454B | 650
218408785 | AIRQUEST | B5H3V24*K*AAA* | EVD5X36M21A*+WALLCON | *97CMN0801714B* | Split System | 23000 | 21.5 | 9 | 1.98 | R-454B | 650
218407889 | AIRQUEST | B5H3V24*K*AAA* | EVM5X42M21A*+WALLCON | *95CSU0601716B* | Split System | 23000 | 21.5 | 9 | 1.98 | R-454B | 650
218408641 | AIRQUEST | B5H3V24*K*AAA* | EVD5X36M17A*+WALLCON | *80CTL0701412B* | Split System | 23000 | 21.5 | 9 | 1.98 | R-454B | 650
218408433 | AIRQUEST | B5H3V24*K*AAA* | EVD5X30M17A*+WALLCON | *80CTL0901716B* | Split System | 23000 | 21.5 | 9 | 1.98 | R-454B | 650
218408769 | AIRQUEST | B5H3V24*K*AAA* | EVD5X36M21A*+WALLCON | *95CSU0601716B* | Split System | 23000 | 21.5 | 9 | 1.98 | R-454B | 650
218408817 | AIRQUEST | B5H3V24*K*AAA* | EVD5X36M21A*+WALLCON | *97CTN0801716A* | Split System | 23000 | 21.5 | 9 | 1.98 | R-454B | 650
218409185 | AIRQUEST | B5H3V24*K*AAA* | EVD5X42M21A*+WALLCON | *95CSU0601716B* | Split System | 23000 | 21.5 | 9 | 1.98 | R-454B | 650
218409201 | AIRQUEST | B5H3V24*K*AAA* | EVD5X42M21A*+WALLCON | *97CMN0801714B* | Split System | 23000 | 21.5 | 9 | 1.98 | R-454B | 650
218409233 | AIRQUEST | B5H3V24*K*AAA* | EVD5X42M21A*+WALLCON | *97CTN0801716A* | Split System | 23000 | 21.5 | 9 | 1.98 | R-454B | 650
218408425 | AIRQUEST | B5H3V24*K*AAA* | EVD5X30M17A*+WALLCON | *80CTL0701716B* | Split System | 23000 | 21.5 | 9 | 1.98 | R-454B | 650
218407913 | AIRQUEST | B5H3V24*K*AAA* | EVM5X42M21A*+WALLCON | *96CTN0601714B* | Split System | 23000 | 21.5 | 9 | 1.98 | R-454B | 650
218408649 | AIRQUEST | B5H3V24*K*AAA* | EVD5X36M17A*+WALLCON | *80CTL0701716B* | Split System | 23000 | 21.5 | 9 | 1.98 | R-454B | 650
218408801 | AIRQUEST | B5H3V24*K*AAA* | EVD5X36M21A*+WALLCON | *96CTN0801714B* | Split System | 23200 | 21.5 | 9 | 1.98 | R-454B | 650
218408753 | AIRQUEST | B5H3V24*K*AAA* | EVD5X36M21A*+WALLCON | *80CTL0701716B* | Split System | 23200 | 21.5 | 9 | 1.98 | R-454B | 650
218407873 | AIRQUEST | B5H3V24*K*AAA* | EVM5X42M21A*+WALLCON | *80CTL0701716B* | Split System | 23200 | 21.5 | 9 | 1.98 | R-454B | 650
218407921 | AIRQUEST | B5H3V24*K*AAA* | EVM5X42M21A*+WALLCON | *96CTN0801714B* | Split System | 23200 | 21.5 | 9 | 1.98 | R-454B | 650
218408418 | ARCOAIRE | B5H3V24*K*AAA* | EVD5X30M17A*+WALLCON | *80CTL0701412B* | Split System | 23000 | 21.5 | 9 | 1.98 | R-454B | 650
218409202 | ARCOAIRE | B5H3V24*K*AAA* | EVD5X42M21A*+WALLCON | *97CMN0801714B* | Split System | 23000 | 21.5 | 9 | 1.98 | R-454B | 650
218408434 | ARCOAIRE | B5H3V24*K*AAA* | EVD5X30M17A*+WALLCON | *80CTL0901716B* | Split System | 23000 | 21.5 | 9 | 1.98 | R-454B | 650
218408818 | ARCOAIRE | B5H3V24*K*AAA* | EVD5X36M21A*+WALLCON | *97CTN0801716A* | Split System | 23000 | 21.5 | 9 | 1.98 | R-454B | 650
218408658 | ARCOAIRE | B5H3V24*K*AAA* | EVD5X36M17A*+WALLCON | *80CTL0901716B* | Split System | 23000 | 21.5 | 9 | 1.98 | R-454B | 650
218407906 | ARCOAIRE | B5H3V24*K*AAA* | EVM5X42M21A*+WALLCON | *97CMN0801714B* | Split System | 23000 | 21.5 | 9 | 1.98 | R-454B | 650
218407890 | ARCOAIRE | B5H3V24*K*AAA* | EVM5X42M21A*+WALLCON | *95CSU0601716B* | Split System | 23000 | 21.5 | 9 | 1.98 | R-454B | 650
218408290 | ARCOAIRE | B5H3V24*K*AAA* | EVD5X25M17A*+WALLCON | *80CTL0701412B* | Split System | 23000 | 21.5 | 9 | 1.98 | R-454B | 650
218408642 | ARCOAIRE | B5H3V24*K*AAA* | EVD5X36M17A*+WALLCON | *80CTL0701412B* | Split System | 23000 | 21.5 | 9 | 1.98 | R-454B | 650
218407938 | ARCOAIRE | B5H3V24*K*AAA* | EVM5X42M21A*+WALLCON | *97CTN0801716A* | Split System | 23000 | 21.5 | 9 | 1.98 | R-454B | 650
218408426 | ARCOAIRE | B5H3V24*K*AAA* | EVD5X30M17A*+WALLCON | *80CTL0701716B* | Split System | 23000 | 21.5 | 9 | 1.98 | R-454B | 650
218409210 | ARCOAIRE | B5H3V24*K*AAA* | EVD5X42M21A*+WALLCON | *96CTN0601714B* | Split System | 23000 | 21.5 | 9 | 1.98 | R-454B | 650
218408298 | ARCOAIRE | B5H3V24*K*AAA* | EVD5X25M17A*+WALLCON | *80CTL0701716B* | Split System | 23000 | 21.5 | 9 | 1.98 | R-454B | 650
218407914 | ARCOAIRE | B5H3V24*K*AAA* | EVM5X42M21A*+WALLCON | *96CTN0601714B* | Split System | 23000 | 21.5 | 9 | 1.98 | R-454B | 650
218408794 | ARCOAIRE | B5H3V24*K*AAA* | EVD5X36M21A*+WALLCON | *96CTN0601714B* | Split System | 23000 | 21.5 | 9 | 1.98 | R-454B | 650
218409170 | ARCOAIRE | B5H3V24*K*AAA* | EVD5X42M21A*+WALLCON | *80CTL0701716B* | Split System | 23200 | 21.5 | 9 | 1.98 | R-454B | 650
218409218 | ARCOAIRE | B5H3V24*K*AAA* | EVD5X42M21A*+WALLCON | *96CTN0801714B* | Split System | 23200 | 21.5 | 9 | 1.98 | R-454B | 650
218407874 | ARCOAIRE | B5H3V24*K*AAA* | EVM5X42M21A*+WALLCON | *80CTL0701716B* | Split System | 23200 | 21.5 | 9 | 1.98 | R-454B | 650
218408754 | ARCOAIRE | B5H3V24*K*AAA* | EVD5X36M21A*+WALLCON | *80CTL0701716B* | Split System | 23200 | 21.5 | 9 | 1.98 | R-454B | 650
218409138 | ARCOAIRE | B5H3V24*K*AAA* | EVD5X42M17A*+WALLCON | *97CTN0801716A* | Split System | 23200 | 21.5 | 9 | 1.98 | R-454B | 650
218408291 | COMFORTMAKER | B5H3V24*K*AAA* | EVD5X25M17A*+WALLCON | *80CTL0701412B* | Split System | 23000 | 21.5 | 9 | 1.98 | R-454B | 650
218408435 | COMFORTMAKER | B5H3V24*K*AAA* | EVD5X30M17A*+WALLCON | *80CTL0901716B* | Split System | 23000 | 21.5 | 9 | 1.98 | R-454B | 650
218408483 | COMFORTMAKER | B5H3V24*K*AAA* | EVD5X30M17A*+WALLCON | *96CTN0801714B* | Split System | 23000 | 21.5 | 9 | 1.98 | R-454B | 650
218408819 | COMFORTMAKER | B5H3V24*K*AAA* | EVD5X36M21A*+WALLCON | *97CTN0801716A* | Split System | 23000 | 21.5 | 9 | 1.98 | R-454B | 650
218409203 | COMFORTMAKER | B5H3V24*K*AAA* | EVD5X42M21A*+WALLCON | *97CMN0801714B* | Split System | 23000 | 21.5 | 9 | 1.98 | R-454B | 650
218407907 | COMFORTMAKER | B5H3V24*K*AAA* | EVM5X42M21A*+WALLCON | *97CMN0801714B* | Split System | 23000 | 21.5 | 9 | 1.98 | R-454B | 650
218408307 | COMFORTMAKER | B5H3V24*K*AAA* | EVD5X25M17A*+WALLCON | *80CTL0901716B* | Split System | 23000 | 21.5 | 9 | 1.98 | R-454B | 650
218408355 | COMFORTMAKER | B5H3V24*K*AAA* | EVD5X25M17A*+WALLCON | *96CTN0801714B* | Split System | 23000 | 21.5 | 9 | 1.98 | R-454B | 650
218408771 | COMFORTMAKER | B5H3V24*K*AAA* | EVD5X36M21A*+WALLCON | *95CSU0601716B* | Split System | 23000 | 21.5 | 9 | 1.98 | R-454B | 650
218408659 | COMFORTMAKER | B5H3V24*K*AAA* | EVD5X36M17A*+WALLCON | *80CTL0901716B* | Split System | 23000 | 21.5 | 9 | 1.98 | R-454B | 650
218408707 | COMFORTMAKER | B5H3V24*K*AAA* | EVD5X36M17A*+WALLCON | *96CTN0801714B* | Split System | 23000 | 21.5 | 9 | 1.98 | R-454B | 650
218408795 | COMFORTMAKER | B5H3V24*K*AAA* | EVD5X36M21A*+WALLCON | *96CTN0601714B* | Split System | 23000 | 21.5 | 9 | 1.98 | R-454B | 650
218407915 | COMFORTMAKER | B5H3V24*K*AAA* | EVM5X42M21A*+WALLCON | *96CTN0601714B* | Split System | 23000 | 21.5 | 9 | 1.98 | R-454B | 650
218408427 | COMFORTMAKER | B5H3V24*K*AAA* | EVD5X30M17A*+WALLCON | *80CTL0701716B* | Split System | 23000 | 21.5 | 9 | 1.98 | R-454B | 650
218409211 | COMFORTMAKER | B5H3V24*K*AAA* | EVD5X42M21A*+WALLCON | *96CTN0601714B* | Split System | 23000 | 21.5 | 9 | 1.98 | R-454B | 650
218407875 | COMFORTMAKER | B5H3V24*K*AAA* | EVM5X42M21A*+WALLCON | *80CTL0701716B* | Split System | 23200 | 21.5 | 9 | 1.98 | R-454B | 650
218408484 | DAY & NIGHT | B5H3V24*K*AAA* | EVD5X30M17A*+WALLCON | *96CTN0801714B* | Split System | 23000 | 21.5 | 9 | 1.98 | R-454B | 650
218408820 | DAY & NIGHT | B5H3V24*K*AAA* | EVD5X36M21A*+WALLCON | *97CTN0801716A* | Split System | 23000 | 21.5 | 9 | 1.98 | R-454B | 650
218408660 | DAY & NIGHT | B5H3V24*K*AAA* | EVD5X36M17A*+WALLCON | *80CTL0901716B* | Split System | 23000 | 21.5 | 9 | 1.98 | R-454B | 650
218408356 | DAY & NIGHT | B5H3V24*K*AAA* | EVD5X25M17A*+WALLCON | *96CTN0801714B* | Split System | 23000 | 21.5 | 9 | 1.98 | R-454B | 650
218408420 | DAY & NIGHT | B5H3V24*K*AAA* | EVD5X30M17A*+WALLCON | *80CTL0701412B* | Split System | 23000 | 21.5 | 9 | 1.98 | R-454B | 650
218409188 | DAY & NIGHT | B5H3V24*K*AAA* | EVD5X42M21A*+WALLCON | *95CSU0601716B* | Split System | 23000 | 21.5 | 9 | 1.98 | R-454B | 650
218409236 | DAY & NIGHT | B5H3V24*K*AAA* | EVD5X42M21A*+WALLCON | *97CTN0801716A* | Split System | 23000 | 21.5 | 9 | 1.98 | R-454B | 650
218408644 | DAY & NIGHT | B5H3V24*K*AAA* | EVD5X36M17A*+WALLCON | *80CTL0701412B* | Split System | 23000 | 21.5 | 9 | 1.98 | R-454B | 650
218407892 | DAY & NIGHT | B5H3V24*K*AAA* | EVM5X42M21A*+WALLCON | *95CSU0601716B* | Split System | 23000 | 21.5 | 9 | 1.98 | R-454B | 650
218408708 | DAY & NIGHT | B5H3V24*K*AAA* | EVD5X36M17A*+WALLCON | *96CTN0801714B* | Split System | 23000 | 21.5 | 9 | 1.98 | R-454B | 650
218408292 | DAY & NIGHT | B5H3V24*K*AAA* | EVD5X25M17A*+WALLCON | *80CTL0701412B* | Split System | 23000 | 21.5 | 9 | 1.98 | R-454B | 650
218408308 | DAY & NIGHT | B5H3V24*K*AAA* | EVD5X25M17A*+WALLCON | *80CTL0901716B* | Split System | 23000 | 21.5 | 9 | 1.98 | R-454B | 650
218407916 | DAY & NIGHT | B5H3V24*K*AAA* | EVM5X42M21A*+WALLCON | *96CTN0601714B* | Split System | 23000 | 21.5 | 9 | 1.98 | R-454B | 650
218407940 | DAY & NIGHT | B5H3V24*K*AAA* | EVM5X42M21A*+WALLCON | *97CTN0801716A* | Split System | 23000 | 21.5 | 9 | 1.98 | R-454B | 650
218409212 | DAY & NIGHT | B5H3V24*K*AAA* | EVD5X42M21A*+WALLCON | *96CTN0601714B* | Split System | 23000 | 21.5 | 9 | 1.98 | R-454B | 650
218408428 | DAY & NIGHT | B5H3V24*K*AAA* | EVD5X30M17A*+WALLCON | *80CTL0701716B* | Split System | 23000 | 21.5 | 9 | 1.98 | R-454B | 650
218408300 | DAY & NIGHT | B5H3V24*K*AAA* | EVD5X25M17A*+WALLCON | *80CTL0701716B* | Split System | 23000 | 21.5 | 9 | 1.98 | R-454B | 650
218407924 | DAY & NIGHT | B5H3V24*K*AAA* | EVM5X42M21A*+WALLCON | *96CTN0801714B* | Split System | 23200 | 21.5 | 9 | 1.98 | R-454B | 650
218408756 | DAY & NIGHT | B5H3V24*K*AAA* | EVD5X36M21A*+WALLCON | *80CTL0701716B* | Split System | 23200 | 21.5 | 9 | 1.98 | R-454B | 650
218408352 | HEIL | B5H3V24*K*AAA* | EVD5X25M17A*+WALLCON | *96CTN0801714B* | Split System | 23000 | 21.5 | 9 | 1.98 | R-454B | 650
218407888 | HEIL | B5H3V24*K*AAA* | EVM5X42M21A*+WALLCON | *95CSU0601716B* | Split System | 23000 | 21.5 | 9 | 1.98 | R-454B | 650
218408768 | HEIL | B5H3V24*K*AAA* | EVD5X36M21A*+WALLCON | *95CSU0601716B* | Split System | 23000 | 21.5 | 9 | 1.98 | R-454B | 650
218408656 | HEIL | B5H3V24*K*AAA* | EVD5X36M17A*+WALLCON | *80CTL0901716B* | Split System | 23000 | 21.5 | 9 | 1.98 | R-454B | 650
218407904 | HEIL | B5H3V24*K*AAA* | EVM5X42M21A*+WALLCON | *97CMN0801714B* | Split System | 23000 | 21.5 | 9 | 1.98 | R-454B | 650
218407872 | HEIL | B5H3V24*K*AAA* | EVM5X42M21A*+WALLCON | *80CTL0701716B* | Split System | 23200 | 21.5 | 9 | 1.98 | R-454B | 650
218408800 | HEIL | B5H3V24*K*AAA* | EVD5X36M21A*+WALLCON | *96CTN0801714B* | Split System | 23200 | 21.5 | 9 | 1.98 | R-454B | 650
218407920 | HEIL | B5H3V24*K*AAA* | EVM5X42M21A*+WALLCON | *96CTN0801714B* | Split System | 23200 | 21.5 | 9 | 1.98 | R-454B | 650
218408485 | KEEPRITE | B5H3V24*K*AAA* | EVD5X30M17A*+WALLCON | *96CTN0801714B* | Split System | 23000 | 21.5 | 9 | 1.98 | R-454B | 650
218409237 | KEEPRITE | B5H3V24*K*AAA* | EVD5X42M21A*+WALLCON | *97CTN0801716A* | Split System | 23000 | 21.5 | 9 | 1.98 | R-454B | 650
218408309 | KEEPRITE | B5H3V24*K*AAA* | EVD5X25M17A*+WALLCON | *80CTL0901716B* | Split System | 23000 | 21.5 | 9 | 1.98 | R-454B | 650
218408357 | KEEPRITE | B5H3V24*K*AAA* | EVD5X25M17A*+WALLCON | *96CTN0801714B* | Split System | 23000 | 21.5 | 9 | 1.98 | R-454B | 650
218408661 | KEEPRITE | B5H3V24*K*AAA* | EVD5X36M17A*+WALLCON | *80CTL0901716B* | Split System | 23000 | 21.5 | 9 | 1.98 | R-454B | 650
218408653 | KEEPRITE | B5H3V24*K*AAA* | EVD5X36M17A*+WALLCON | *80CTL0701716B* | Split System | 23000 | 21.5 | 9 | 1.98 | R-454B | 650
218408797 | KEEPRITE | B5H3V24*K*AAA* | EVD5X36M21A*+WALLCON | *96CTN0601714B* | Split System | 23000 | 21.5 | 9 | 1.98 | R-454B | 650
218408301 | KEEPRITE | B5H3V24*K*AAA* | EVD5X25M17A*+WALLCON | *80CTL0701716B* | Split System | 23000 | 21.5 | 9 | 1.98 | R-454B | 650
218407941 | KEEPRITE | B5H3V24*K*AAA* | EVM5X42M21A*+WALLCON | *97CTN0801716A* | Split System | 23000 | 21.5 | 9 | 1.98 | R-454B | 650
218407877 | KEEPRITE | B5H3V24*K*AAA* | EVM5X42M21A*+WALLCON | *80CTL0701716B* | Split System | 23200 | 21.5 | 9 | 1.98 | R-454B | 650
218407895 | TEMPSTAR | B5H3V24*K*AAA* | EVM5X42M21A*+WALLCON | *95CSU0601716B* | Split System | 23000 | 21.5 | 9 | 1.98 | R-454B | 650
218407911 | TEMPSTAR | B5H3V24*K*AAA* | EVM5X42M21A*+WALLCON | *97CMN0801714B* | Split System | 23000 | 21.5 | 9 | 1.98 | R-454B | 650
218408295 | TEMPSTAR | B5H3V24*K*AAA* | EVD5X25M17A*+WALLCON | *80CTL0701412B* | Split System | 23000 | 21.5 | 9 | 1.98 | R-454B | 650
218408311 | TEMPSTAR | B5H3V24*K*AAA* | EVD5X25M17A*+WALLCON | *80CTL0901716B* | Split System | 23000 | 21.5 | 9 | 1.98 | R-454B | 650
218408359 | TEMPSTAR | B5H3V24*K*AAA* | EVD5X25M17A*+WALLCON | *96CTN0801714B* | Split System | 23000 | 21.5 | 9 | 1.98 | R-454B | 650
218408775 | TEMPSTAR | B5H3V24*K*AAA* | EVD5X36M21A*+WALLCON | *95CSU0601716B* | Split System | 23000 | 21.5 | 9 | 1.98 | R-454B | 650
218408439 | TEMPSTAR | B5H3V24*K*AAA* | EVD5X30M17A*+WALLCON | *80CTL0901716B* | Split System | 23000 | 21.5 | 9 | 1.98 | R-454B | 650
218408487 | TEMPSTAR | B5H3V24*K*AAA* | EVD5X30M17A*+WALLCON | *96CTN0801714B* | Split System | 23000 | 21.5 | 9 | 1.98 | R-454B | 650
218408663 | TEMPSTAR | B5H3V24*K*AAA* | EVD5X36M17A*+WALLCON | *80CTL0901716B* | Split System | 23000 | 21.5 | 9 | 1.98 | R-454B | 650
218409207 | TEMPSTAR | B5H3V24*K*AAA* | EVD5X42M21A*+WALLCON | *97CMN0801714B* | Split System | 23000 | 21.5 | 9 | 1.98 | R-454B | 650
218408711 | TEMPSTAR | B5H3V24*K*AAA* | EVD5X36M17A*+WALLCON | *96CTN0801714B* | Split System | 23000 | 21.5 | 9 | 1.98 | R-454B | 650
218407943 | TEMPSTAR | B5H3V24*K*AAA* | EVM5X42M21A*+WALLCON | *97CTN0801716A* | Split System | 23000 | 21.5 | 9 | 1.98 | R-454B | 650
218407919 | TEMPSTAR | B5H3V24*K*AAA* | EVM5X42M21A*+WALLCON | *96CTN0601714B* | Split System | 23000 | 21.5 | 9 | 1.98 | R-454B | 650
218408655 | TEMPSTAR | B5H3V24*K*AAA* | EVD5X36M17A*+WALLCON | *80CTL0701716B* | Split System | 23000 | 21.5 | 9 | 1.98 | R-454B | 650
218407927 | TEMPSTAR | B5H3V24*K*AAA* | EVM5X42M21A*+WALLCON | *96CTN0801714B* | Split System | 23200 | 21.5 | 9 | 1.98 | R-454B | 650
218407879 | TEMPSTAR | B5H3V24*K*AAA* | EVM5X42M21A*+WALLCON | *80CTL0701716B* | Split System | 23200 | 21.5 | 9 | 1.98 | R-454B | 650
218409143 | TEMPSTAR | B5H3V24*K*AAA* | EVD5X42M17A*+WALLCON | *97CTN0801716A* | Split System | 23200 | 21.5 | 9 | 1.98 | R-454B | 650
217443329 | LENNOX | EL21KLV-036-230A** | CK40HT-42C-**+TDR | ML296UH110XV60C* | Split System | 33000 | 17 | 9.2 | 1.94 | R-454B | 650
217124037 | GE Appliances | NS18H24HA5*** | NCDC24AT5****+TDR | NF80D070T3A*** | Split System | 23800 | 16.8 | 9.4 | 1.8 | R-454B | 650
216705388 | AIREASE | A7SCP18V60P-**A | 7AH2AE42PX-** |  | Split System | 46000 | 17.5 | 9.4 | 1.85 | R-454B | 650
216705381 | ARMSTRONG AIR | A7SCP18V60P-**A | 7AH2AE42PX-** |  | Split System | 46000 | 17.5 | 9.4 | 1.85 | R-454B | 650
216705402 | CONCORD | 7SCP18V60P-**A | 7AH2AE42PX-** |  | Split System | 46000 | 17.5 | 9.4 | 1.85 | R-454B | 650
216705395 | DUCANE | 7SCP18V60P-**A | 7AH2AE42PX-** |  | Split System | 46000 | 17.5 | 9.4 | 1.85 | R-454B | 650
216705365 | GE Appliances | NS18H60HA5*** | NAM42E3TA5**** |  | Split System | 46000 | 17.5 | 9.4 | 1.85 | R-454B | 650
216705373 | LENNOX | EL18KSLV-060-230A** | CBK47UHET-042-230-** |  | Split System | 46000 | 17.5 | 9.4 | 1.85 | R-454B | 650
216705386 | AIREASE | A7SCP18V36P-**A | 7AH2AE36PX-** |  | Split System | 35000 | 18.5 | 9.4 | 1.9 | R-454B | 650
216618969 | ARMSTRONG AIR | A7SCP18V36P-**A | 7AH2AV36PXC-** |  | Split System | 35000 | 18.5 | 9.4 | 1.9 | R-454B | 650
216705379 | ARMSTRONG AIR | A7SCP18V36P-**A | 7AH2AE36PX-** |  | Split System | 35000 | 18.5 | 9.4 | 1.9 | R-454B | 650
216705400 | CONCORD | 7SCP18V36P-**A | 7AH2AE36PX-** |  | Split System | 35000 | 18.5 | 9.4 | 1.9 | R-454B | 650
216705393 | DUCANE | 7SCP18V36P-**A | 7AH2AE36PX-** |  | Split System | 35000 | 18.5 | 9.4 | 1.9 | R-454B | 650
216705363 | GE Appliances | NS18H36HA5*** | NAM36E3TA5**** |  | Split System | 35000 | 18.5 | 9.4 | 1.9 | R-454B | 650
216705371 | LENNOX | EL18KSLV-036-230A** | CBK47UHET-036-230-** |  | Split System | 35000 | 18.5 | 9.4 | 1.9 | R-454B | 650
217446541 | AIREASE | A7CP21V36P-**A | 7EH30BX-**+TDR | A98USMV070B12S* | Split System | 33400 | 19 | 9.4 | 2.44 | R-454B | 650
217443321 | LENNOX | EL21KLV-036-230A** | CK40HT-30B-**+TDR | SLP99UH070XV36B* | Split System | 33400 | 19 | 9.4 | 2.44 | R-454B | 650
217443324 | LENNOX | EL21KLV-036-230A** | CK40HT-42C-**+TDR | ML196UH090XE36C* | Split System | 32600 | 18 | 9.4 | 1.92 | R-454B | 650
217443334 | LENNOX | EL21KLV-036-230A** | CK40HT-30B-**+TDR | EL297UH070XV36B* | Split System | 33400 | 19 | 9.4 | 2.42 | R-454B | 650
217120568 | AIREASE | A7CP21V48P-**A | 7E[C,U]60CX-**+TDR | A97US2V080C16X* | Split System | 47000 | 19.5 | 9.4 | 2.06 | R-454B | 650
217120494 | ARMSTRONG AIR | A7CP21V48P-**A | 7E[C,U]60CX-**+TDR | A97US2V080C16X* | Split System | 47000 | 19.5 | 9.4 | 2.06 | R-454B | 650
217117113 | LENNOX | EL21KLV-048-230A** | CK40[C,U]T-60C-**+TDR | SL297UH080NV48C* | Split System | 47000 | 19.5 | 9.4 | 2.06 | R-454B | 650
217446544 | AIREASE | A7CP21V36P-**A | 7EH42CX-**+TDR | A96UH1E090C16S* | Split System | 32600 | 16 | 9.4 | 1.92 | R-454B | 650
217443325 | LENNOX | EL21KLV-036-230A** | CK40HT-42C-**+TDR | ML196UH090XE48C* | Split System | 32600 | 16 | 9.4 | 1.92 | R-454B | 650
217443312 | LENNOX | EL21KLV-036-230A** | CK40HT-42C-**+TDR | EL196UH090XE48C* | Split System | 32600 | 16 | 9.4 | 1.92 | R-454B | 650
216776128 | LENNOX | SL22KLV-060-230A** | CK40[C,U]T-60C-**+TDR | SLP99UH110XV60C* | Split System | 56000 | 20 | 9.4 | 1.94 | R-454B | 650
217121558 | LENNOX | EL21KLV-024-230A** | CK40[C,U]T-30B-**+TDR | ML196UH070XE48B* | Split System | 23000 | 15.2 | 9.4 | 2.06 | R-454B | 650
217449819 | LENNOX | EL18KSLV-024-230A** | CK40DT-24B-**+TDR | ML193DF070XE36B* | Split System | 23800 | 17 | 9.4 | 1.8 | R-454B | 650
217188688 | AIREASE | A7SCP18V24P-**A | 7ED24BX-**+TDR | A97DSMV070B12S* | Split System | 23600 | 17.15 | 9.4 | 1.8 | R-454B | 650
217124040 | GE Appliances | NS18H24HA5*** | NCDC24BT5****+TDR | NF97D070M3B*** | Split System | 23600 | 17.15 | 9.4 | 1.8 | R-454B | 650
217189781 | LENNOX | EL18KSLV-024-230A** | CK40DT-24B-**+TDR | SLP99DF070XV36B* | Split System | 23600 | 17.15 | 9.4 | 1.8 | R-454B | 650
216618957 | ARMSTRONG AIR | A7SCP18V24P-**A | 7AH1AV18PX-** |  | Split System | 24000 | 17.5 | 9.4 | 1.75 | R-454B | 650
216619026 | AIREASE | A7SCP18V36P-**A | 7AH2AV42PXC-** |  | Split System | 36000 | 19 | 9.4 | 1.95 | R-454B | 650
216618970 | ARMSTRONG AIR | A7SCP18V36P-**A | 7AH2AV42PXC-** |  | Split System | 36000 | 19 | 9.4 | 1.95 | R-454B | 650
217179485 | TRANE | 5TWV0X48A1 | 5PX*CD09AS3 | S9V2B080D4VSB+LRP | Split System | 45500 | 19.4 | 9.4 | 2 | R-454B | 650
217124027 | GE Appliances | NS18H24HA5*** | NCHC30AT5****+TDR | NF80U070S3A*** | Split System | 24000 | 16.85 | 9.4 | 1.85 | R-454B | 650
217449796 | LENNOX | EL18KSLV-024-230A** | CK40HT-30A-**+TDR | ML180UH070XE36A* | Split System | 24000 | 16.85 | 9.4 | 1.85 | R-454B | 650
217189448 | DUCANE | 7SCP18V24P-**A | 7EH30AX-**+TDR | 80G2UH070AE12* | Split System | 23800 | 17.15 | 9.4 | 1.85 | R-454B | 650
217124024 | GE Appliances | NS18H24HA5*** | NCHC30AT5****+TDR | NF80L070S3A*** | Split System | 23800 | 17.15 | 9.4 | 1.85 | R-454B | 650
217124025 | GE Appliances | NS18H24HA5*** | NCHC30AT5****+TDR | NF80U070T3A*** | Split System | 23800 | 17.15 | 9.4 | 1.85 | R-454B | 650
217189766 | LENNOX | EL18KSLV-024-230A** | CK40HT-30A-**+TDR | EL280UH070E36A* | Split System | 23800 | 17.15 | 9.4 | 1.85 | R-454B | 650
217189765 | LENNOX | EL18KSLV-024-230A** | CK40HT-30A-**+TDR | EL280UH070XE36A* | Split System | 23800 | 17.15 | 9.4 | 1.85 | R-454B | 650
217188924 | ARMSTRONG AIR | A7SCP18V24P-**A | 7EH30AX-**+TDR | A80US2V070A12* | Split System | 24000 | 17.2 | 9.4 | 1.85 | R-454B | 650
217189444 | DUCANE | 7SCP18V24P-**A | 7EH30AX-**+TDR | 80G2UH070AV12* | Split System | 24000 | 17.2 | 9.4 | 1.85 | R-454B | 650
217124020 | GE Appliances | NS18H24HA5*** | NCHC30AT5****+TDR | NF80U070V3A*** | Split System | 24000 | 17.2 | 9.4 | 1.85 | R-454B | 650
216619017 | AIREASE | A7SCP18V24P-**A | 7AH1AV30PX-** |  | Split System | 24000 | 17.5 | 9.4 | 1.75 | R-454B | 650
216618961 | ARMSTRONG AIR | A7SCP18V24P-**A | 7AH1AV30PX-** |  | Split System | 24000 | 17.5 | 9.4 | 1.75 | R-454B | 650
216619121 | CONCORD | 7SCP18V24P-**A | 7AH1AE30PX-** |  | Split System | 24000 | 17.5 | 9.4 | 1.75 | R-454B | 650
216619072 | DUCANE | 7SCP18V24P-**A | 7AH1AE30PX-** |  | Split System | 24000 | 17.5 | 9.4 | 1.75 | R-454B | 650
216618905 | LENNOX | EL18KSLV-024-230A** | CBK45UHVT-030-230-** |  | Split System | 24000 | 17.5 | 9.4 | 1.75 | R-454B | 650
216618904 | LENNOX | EL18KSLV-024-230A** | CBK45UHET-030-230-** |  | Split System | 24000 | 17.5 | 9.4 | 1.75 | R-454B | 650
217449769 | LENNOX | EL18KSLV-024-230A** | CK40[C,U]T-36B-**+TDR | ML296UH045XV36B* | Split System | 24000 | 17.75 | 9.4 | 1.85 | R-454B | 650
217189150 | CONCORD | 7SCP18V24P-**A | 7E[C,U]36AX-**+TDR | 80G2UH045AE12* | Split System | 24000 | 17.8 | 9.4 | 1.85 | R-454B | 650
217189410 | DUCANE | 7SCP18V24P-**A | 7E[C,U]36AX-**+TDR | 80G2UH045AE12* | Split System | 24000 | 17.8 | 9.4 | 1.85 | R-454B | 650
217123982 | GE Appliances | NS18H24HA5*** | NCUC36AT5****+TDR | NF80U045T3A*** | Split System | 24000 | 17.8 | 9.4 | 1.85 | R-454B | 650
217189733 | LENNOX | EL18KSLV-024-230A** | CK40[C,U]T-36A-**+TDR | EL280UH045E36A* | Split System | 24000 | 17.8 | 9.4 | 1.85 | R-454B | 650
217509118 | ALLIED | 7SCP18V36P-**A | 7AH2AE42PX-** |  | Split System | 36000 | 18 | 9.4 | 1.9 | R-454B | 650
216705380 | ARMSTRONG AIR | A7SCP18V36P-**A | 7AH2AE42PX-** |  | Split System | 36000 | 18 | 9.4 | 1.9 | R-454B | 650
216705401 | CONCORD | 7SCP18V36P-**A | 7AH2AE42PX-** |  | Split System | 36000 | 18 | 9.4 | 1.9 | R-454B | 650
216705394 | DUCANE | 7SCP18V36P-**A | 7AH2AE42PX-** |  | Split System | 36000 | 18 | 9.4 | 1.9 | R-454B | 650
216705364 | GE Appliances | NS18H36HA5*** | NAM42E3TA5**** |  | Split System | 36000 | 18 | 9.4 | 1.9 | R-454B | 650
216705372 | LENNOX | EL18KSLV-036-230A** | CBK47UHET-042-230-** |  | Split System | 36000 | 18 | 9.4 | 1.9 | R-454B | 650
216571091 | AMERICAN STANDARD | 5A6V0X48A1 | 5PX*CD09AS3 | S8V2C080M5PCB | Split System | 45500 | 20 | 9.4 | 2 | R-454B | 650
216571095 | AMERICAN STANDARD | 5A6V0X48A1 | 5PX*CD09AS3 | S8V2C080M5PDB | Split System | 45500 | 20 | 9.4 | 2 | R-454B | 650
217179483 | TRANE | 5TWV0X48A1 | 5PX*CD09AS3 | S8V2B060M4PCB | Split System | 45000 | 20 | 9.4 | 2 | R-454B | 650
216571090 | TRANE | 5TWV0X48A1 | 5PX*CD09AS3 | S8V2C080M5PCB | Split System | 45500 | 20 | 9.4 | 2 | R-454B | 650
216571094 | TRANE | 5TWV0X48A1 | 5PX*CD09AS3 | S8V2C080M5PDB | Split System | 45500 | 20 | 9.4 | 2 | R-454B | 650
217179405 | TRANE | 5TWV0X36A1 | 5PX*C009AS3 | *DHMB060CCV3+LRP | Split System | 35600 | 20 | 9.4 | 2.1 | R-454B | 650
216776054 | LENNOX | SL22KLV-024-230A** | CK40HT-42C-**+TDR | SL297UH080NV60C* | Split System | 22800 | 18 | 9.4 | 2.06 | R-454B | 650
216571011 | AMERICAN STANDARD | 5A6V0X36A1 | 5PX*CD09AS3 | S8V2C080M5PCB | Split System | 35600 | 20 | 9.4 | 2.1 | R-454B | 650
216571013 | AMERICAN STANDARD | 5A6V0X36A1 | 5PX*CD09AS3 | S8V2C080M5PDB | Split System | 35600 | 20 | 9.4 | 2.1 | R-454B | 650
216571015 | AMERICAN STANDARD | 5A6V0X36A1 | 5PX*CD09AS3 | S8V2C100M5PCB | Split System | 35800 | 20 | 9.4 | 2.1 | R-454B | 650
216571017 | AMERICAN STANDARD | 5A6V0X36A1 | 5PX*CD09AS3 | S8V2C100M5PDB | Split System | 35800 | 20 | 9.4 | 2.1 | R-454B | 650
216570997 | AMERICAN STANDARD | 5A6V0X36A1 | 5PX*C009AS3 | S8V2C080M5PDB | Split System | 35600 | 20 | 9.4 | 2.2 | R-454B | 650
216570995 | AMERICAN STANDARD | 5A6V0X36A1 | 5PX*C009AS3 | S8V2C080M5PCB | Split System | 35600 | 20 | 9.4 | 2.2 | R-454B | 650
216571069 | AMERICAN STANDARD | 5A6V0X36A1 | 5TXCC009AS3 | S8V2C080M5PDB | Split System | 35600 | 20 | 9.4 | 2.2 | R-454B | 650
216571012 | TRANE | 5TWV0X36A1 | 5PX*CD09AS3 | S8V2C080M5PDB | Split System | 35600 | 20 | 9.4 | 2.1 | R-454B | 650
216571010 | TRANE | 5TWV0X36A1 | 5PX*CD09AS3 | S8V2C080M5PCB | Split System | 35600 | 20 | 9.4 | 2.1 | R-454B | 650
216571014 | TRANE | 5TWV0X36A1 | 5PX*CD09AS3 | S8V2C100M5PCB | Split System | 35800 | 20 | 9.4 | 2.1 | R-454B | 650
216571016 | TRANE | 5TWV0X36A1 | 5PX*CD09AS3 | S8V2C100M5PDB | Split System | 35800 | 20 | 9.4 | 2.1 | R-454B | 650
216570996 | TRANE | 5TWV0X36A1 | 5PX*C009AS3 | S8V2C080M5PDB | Split System | 35600 | 20 | 9.4 | 2.2 | R-454B | 650
216571068 | TRANE | 5TWV0X36A1 | 5TXCC009AS3 | S8V2C080M5PDB | Split System | 35600 | 20 | 9.4 | 2.2 | R-454B | 650
216571070 | TRANE | 5TWV0X36A1 | 5TXCC009AS3 | S8V2C080M5PCB | Split System | 35600 | 20 | 9.4 | 2.2 | R-454B | 650
216776049 | LENNOX | SL22KLV-024-230A** | CK40HT-42C-**+TDR | EL297UH110XV60C* | Split System | 22800 | 18.5 | 9.4 | 2.06 | R-454B | 650
217446228 | ARMSTRONG AIR | A7CP21V24P-**A | 7EH30BX-**+TDR | A97US2V045B12S* | Split System | 23600 | 19.5 | 9.4 | 2.06 | R-454B | 650
217446222 | ARMSTRONG AIR | A7CP21V24P-**A | 7EH30BX-**+TDR | A97US2V040B12X* | Split System | 23600 | 20 | 9.4 | 2.06 | R-454B | 650
217443178 | LENNOX | EL21KLV-024-230A** | CK40HT-30B-**+TDR | SLP99UH070XV36B* | Split System | 23600 | 20 | 9.4 | 2.06 | R-454B | 650
217443176 | LENNOX | EL21KLV-024-230A** | CK40HT-30B-**+TDR | SL297UH040NV36B* | Split System | 23600 | 20 | 9.4 | 2.06 | R-454B | 650
216620295 | MDV | MOD30-30HFN10-M3X | MVBL-30HWFN10-WJ3 |  | Split System | 30000 | 16.3 | 9.5 | 1.86 | R-454B | 650
216623535 | MIDEA | MO1HE-H30B-2A | MAPHE-H30B-2A |  | Split System | 30000 | 16.3 | 9.5 | 1.86 | R-454B | 650
216619030 | AIREASE | A7SCP18V60P-**A | 7AH2AV42PXC-** |  | Split System | 46500 | 18 | 9.5 | 1.85 | R-454B | 650
216374679 | CHAMPION HEATING AND COOLING | HH836E2S11 | CTM48C5CFS1 | Z9ET100C16SMPS1 | Split System | 32400 | 19 | 9.5 | 2 | R-454B | 650
216374756 | CHAMPION HEATING AND COOLING | HH836E2S11 | CTU48C5XFS1+TXV | Z9ET100C16SMPS1 | Split System | 33400 | 19 | 9.5 | 2 | R-454B | 650
216374557 | CHAMPION HEATING AND COOLING | HH836E2S11 | CTF48C5CFS1 | Z9ET080C16SMPS1 | Split System | 33800 | 19 | 9.5 | 2 | R-454B | 650
216374598 | CHAMPION HEATING AND COOLING | HH836E2S11 | CTU48C5XFS1+TXV | Z9ET080C16SMPS1 | Split System | 33800 | 19 | 9.5 | 2 | R-454B | 650
216374639 | CHAMPION HEATING AND COOLING | HH836E2S11 | CTM48C5CFS1 | Z9ET080C16SMPS1 | Split System | 33800 | 19 | 9.5 | 2 | R-454B | 650
216374559 | COLEMAN | HH836E2S11 | CTM48C5CFS1 | Z9ET100C16SMPS1 | Split System | 32400 | 19 | 9.5 | 2 | R-454B | 650
216374595 | COLEMAN | HH836E2S11 | CTF48C5CFS1 | Z9ET100C16SMPS1 | Split System | 33400 | 19 | 9.5 | 2 | R-454B | 650
216374636 | COLEMAN | HH836E2S11 | CTU48C5XFS1+TXV | Z9ET100C16SMPS1 | Split System | 33400 | 19 | 9.5 | 2 | R-454B | 650
216374717 | COLEMAN | HH836E2S11 | CTU48C5XFS1+TXV | Z9ET080C16SMPS1 | Split System | 33800 | 19 | 9.5 | 2 | R-454B | 650
216374676 | COLEMAN | HH836E2S11 | CTF48C5CFS1 | Z9ET080C16SMPS1 | Split System | 33800 | 19 | 9.5 | 2 | R-454B | 650
216374719 | FRASER-JOHNSTON | HH836E2S11 | CTM48C5CFS1 | Z9ET100C16SMPS1 | Split System | 32400 | 19 | 9.5 | 2 | R-454B | 650
216374755 | FRASER-JOHNSTON | HH836E2S11 | CTF48C5CFS1 | Z9ET100C16SMPS1 | Split System | 33400 | 19 | 9.5 | 2 | R-454B | 650
216374556 | FRASER-JOHNSTON | HH836E2S11 | CTU48C5XFS1+TXV | Z9ET100C16SMPS1 | Split System | 33400 | 19 | 9.5 | 2 | R-454B | 650
216374597 | FRASER-JOHNSTON | HH836E2S11 | CTF48C5CFS1 | Z9ET080C16SMPS1 | Split System | 33800 | 19 | 9.5 | 2 | R-454B | 650
216374638 | FRASER-JOHNSTON | HH836E2S11 | CTU48C5XFS1+TXV | Z9ET080C16SMPS1 | Split System | 33800 | 19 | 9.5 | 2 | R-454B | 650
216374678 | FRASER-JOHNSTON | HH836E2S11 | CTM48C5CFS1 | Z9ET080C16SMPS1 | Split System | 33800 | 19 | 9.5 | 2 | R-454B | 650
216374640 | JOHNSON CONTROLS | HH836E2S11 | CTM48C5CFS1 | Z9ET100C16SMPS1 | Split System | 32400 | 19 | 9.5 | 2 | R-454B | 650
216374716 | JOHNSON CONTROLS | HH836E2S11 | CTU48C5XFS1+TXV | Z9ET100C16SMPS1 | Split System | 33400 | 19 | 9.5 | 2 | R-454B | 650
216374675 | JOHNSON CONTROLS | HH836E2S11 | CTF48C5CFS1 | Z9ET100C16SMPS1 | Split System | 33400 | 19 | 9.5 | 2 | R-454B | 650
216374757 | JOHNSON CONTROLS | HH836E2S11 | CTF48C5CFS1 | Z9ET080C16SMPS1 | Split System | 33800 | 19 | 9.5 | 2 | R-454B | 650
216374558 | JOHNSON CONTROLS | HH836E2S11 | CTU48C5XFS1+TXV | Z9ET080C16SMPS1 | Split System | 33800 | 19 | 9.5 | 2 | R-454B | 650
216374759 | LUXAIRE | HH836E2S11 | CTM48C5CFS1 | Z9ET100C16SMPS1 | Split System | 32400 | 19 | 9.5 | 2 | R-454B | 650
216374596 | LUXAIRE | HH836E2S11 | CTU48C5XFS1+TXV | Z9ET100C16SMPS1 | Split System | 33400 | 19 | 9.5 | 2 | R-454B | 650
216374555 | LUXAIRE | HH836E2S11 | CTF48C5CFS1 | Z9ET100C16SMPS1 | Split System | 33400 | 19 | 9.5 | 2 | R-454B | 650
216374677 | LUXAIRE | HH836E2S11 | CTU48C5XFS1+TXV | Z9ET080C16SMPS1 | Split System | 33800 | 19 | 9.5 | 2 | R-454B | 650
216374637 | LUXAIRE | HH836E2S11 | CTF48C5CFS1 | Z9ET080C16SMPS1 | Split System | 33800 | 19 | 9.5 | 2 | R-454B | 650
216374718 | LUXAIRE | HH836E2S11 | CTM48C5CFS1 | Z9ET080C16SMPS1 | Split System | 33800 | 19 | 9.5 | 2 | R-454B | 650
216374515 | YORK | HH836E2S11 | CTM48C5CFS1 | Y92E100C16SMPS1 | Split System | 32400 | 19 | 9.5 | 2 | R-454B | 650
216374511 | YORK | HH836E2S11 | CTU48C5XFS1+TXV | Y92E100C16SMPS1 | Split System | 33400 | 19 | 9.5 | 2 | R-454B | 650
216374510 | YORK | HH836E2S11 | CTF48C5CFS1 | Y92E100C16SMPS1 | Split System | 33400 | 19 | 9.5 | 2 | R-454B | 650
216374513 | YORK | HH836E2S11 | CTU48C5XFS1+TXV | Y92E080C16SMPS1 | Split System | 33800 | 19 | 9.5 | 2 | R-454B | 650
216374512 | YORK | HH836E2S11 | CTF48C5CFS1 | Y92E080C16SMPS1 | Split System | 33800 | 19 | 9.5 | 2 | R-454B | 650
216374514 | YORK | HH836E2S11 | CTM48C5CFS1 | Y92E080C16SMPS1 | Split System | 33800 | 19 | 9.5 | 2 | R-454B | 650
218409369 | AIRQUEST | B5H3V36*K*AAA* | EA*5X37M21A*+WALLCON | *96CTN0601714B* | Split System | 33800 | 19.5 | 9.5 | 2.08 | R-454B | 650
218409370 | ARCOAIRE | B5H3V36*K*AAA* | EA*5X37M21A*+WALLCON | *96CTN0601714B* | Split System | 33800 | 19.5 | 9.5 | 2.08 | R-454B | 650
218409371 | COMFORTMAKER | B5H3V36*K*AAA* | EA*5X37M21A*+WALLCON | *96CTN0601714B* | Split System | 33800 | 19.5 | 9.5 | 2.08 | R-454B | 650
218409563 | COMFORTMAKER | B5H3V36*K*AAA* | EA*5X43M21A*+WALLCON | *96CTN0601714B* | Split System | 33800 | 19.5 | 9.5 | 2.08 | R-454B | 650
218409372 | DAY & NIGHT | B5H3V36*K*AAA* | EA*5X37M21A*+WALLCON | *96CTN0601714B* | Split System | 33800 | 19.5 | 9.5 | 2.08 | R-454B | 650
218409564 | DAY & NIGHT | B5H3V36*K*AAA* | EA*5X43M21A*+WALLCON | *96CTN0601714B* | Split System | 33800 | 19.5 | 9.5 | 2.08 | R-454B | 650
218409368 | HEIL | B5H3V36*K*AAA* | EA*5X37M21A*+WALLCON | *96CTN0601714B* | Split System | 33800 | 19.5 | 9.5 | 2.08 | R-454B | 650
218409565 | KEEPRITE | B5H3V36*K*AAA* | EA*5X43M21A*+WALLCON | *96CTN0601714B* | Split System | 33800 | 19.5 | 9.5 | 2.08 | R-454B | 650
216626006 | GREE | GUD60W2/NXF-D(U) | GUD48AH2/F-D(U) |  | Split System | 48000 | 19 | 9.5 | 1.8 | R-454B | 650
216626013 | NAPOLEON | WSEHV4860BA1-N | WPFX48A-N |  | Split System | 48000 | 19 | 9.5 | 1.8 | R-454B | 650
218409545 | AIRQUEST | B5H3V36*K*AAA* | EA*5X42M21A*+WALLCON | *97CTN1002122A* | Split System | 32800 | 20 | 9.5 | 2.04 | R-454B | 650
218409481 | AIRQUEST | B5H3V36*K*AAA* | EA*5X42M21A*+WALLCON | *97CMN1002122B* | Split System | 32800 | 20 | 9.5 | 2.04 | R-454B | 650
218409513 | AIRQUEST | B5H3V36*K*AAA* | EA*5X42M21A*+WALLCON | *96CTN1002122B* | Split System | 32800 | 20 | 9.5 | 2.04 | R-454B | 650
218409377 | AIRQUEST | B5H3V36*K*AAA* | EA*5X42M21A*+WALLCON | *80CSU0401712B* | Split System | 32800 | 20 | 9.5 | 2.06 | R-454B | 650
218409601 | AIRQUEST | B5H3V36*K*AAA* | EA*5X48M21A*+WALLCON | *80CTL0901716B* | Split System | 33400 | 20 | 9.5 | 2.06 | R-454B | 650
218409681 | AIRQUEST | B5H3V36*K*AAA* | EA*5X48M21A*+WALLCON | *96CTN0802120B* | Split System | 33400 | 20 | 9.5 | 2.06 | R-454B | 650
218409386 | ARCOAIRE | B5H3V36*K*AAA* | EA*5X42M21A*+WALLCON | *80CSU0601716B* | Split System | 32800 | 20 | 9.5 | 2.04 | R-454B | 650
218409546 | ARCOAIRE | B5H3V36*K*AAA* | EA*5X42M21A*+WALLCON | *97CTN1002122A* | Split System | 32800 | 20 | 9.5 | 2.04 | R-454B | 650
218409514 | ARCOAIRE | B5H3V36*K*AAA* | EA*5X42M21A*+WALLCON | *96CTN1002122B* | Split System | 32800 | 20 | 9.5 | 2.04 | R-454B | 650
218409442 | ARCOAIRE | B5H3V36*K*AAA* | EA*5X42M21A*+WALLCON | *95CSU1002122B* | Split System | 32800 | 20 | 9.5 | 2.06 | R-454B | 650
218409714 | ARCOAIRE | B5H3V36*K*AAA* | EA*5X48M21A*+WALLCON | *97CTN1002122A* | Split System | 33400 | 20 | 9.5 | 2.06 | R-454B | 650
218409610 | ARCOAIRE | B5H3V36*K*AAA* | EA*5X48M21A*+WALLCON | *80CTL0902120B* | Split System | 33400 | 20 | 9.5 | 2.06 | R-454B | 650
218409706 | ARCOAIRE | B5H3V36*K*AAA* | EA*5X48M21A*+WALLCON | *97CTN0802120A* | Split System | 33400 | 20 | 9.5 | 2.06 | R-454B | 650
218409594 | ARCOAIRE | B5H3V36*K*AAA* | EA*5X48M21A*+WALLCON | *80CTL0702120B* | Split System | 33400 | 20 | 9.5 | 2.06 | R-454B | 650
218409658 | ARCOAIRE | B5H3V36*K*AAA* | EA*5X48M21A*+WALLCON | *97CMN0802120B* | Split System | 33400 | 20 | 9.5 | 2.06 | R-454B | 650
218409387 | COMFORTMAKER | B5H3V36*K*AAA* | EA*5X42M21A*+WALLCON | *80CSU0601716B* | Split System | 32800 | 20 | 9.5 | 2.04 | R-454B | 650
218409547 | COMFORTMAKER | B5H3V36*K*AAA* | EA*5X42M21A*+WALLCON | *97CTN1002122A* | Split System | 32800 | 20 | 9.5 | 2.04 | R-454B | 650
218409483 | COMFORTMAKER | B5H3V36*K*AAA* | EA*5X42M21A*+WALLCON | *97CMN1002122B* | Split System | 32800 | 20 | 9.5 | 2.04 | R-454B | 650
218409427 | COMFORTMAKER | B5H3V36*K*AAA* | EA*5X42M21A*+WALLCON | *80CTL1102120B* | Split System | 32800 | 20 | 9.5 | 2.06 | R-454B | 650
218409603 | COMFORTMAKER | B5H3V36*K*AAA* | EA*5X48M21A*+WALLCON | *80CTL0901716B* | Split System | 33400 | 20 | 9.5 | 2.06 | R-454B | 650
218409683 | COMFORTMAKER | B5H3V36*K*AAA* | EA*5X48M21A*+WALLCON | *96CTN0802120B* | Split System | 33400 | 20 | 9.5 | 2.06 | R-454B | 650
218409595 | COMFORTMAKER | B5H3V36*K*AAA* | EA*5X48M21A*+WALLCON | *80CTL0702120B* | Split System | 33400 | 20 | 9.5 | 2.06 | R-454B | 650
218409611 | COMFORTMAKER | B5H3V36*K*AAA* | EA*5X48M21A*+WALLCON | *80CTL0902120B* | Split System | 33400 | 20 | 9.5 | 2.06 | R-454B | 650
218409484 | DAY & NIGHT | B5H3V36*K*AAA* | EA*5X42M21A*+WALLCON | *97CMN1002122B* | Split System | 32800 | 20 | 9.5 | 2.04 | R-454B | 650
218409428 | DAY & NIGHT | B5H3V36*K*AAA* | EA*5X42M21A*+WALLCON | *80CTL1102120B* | Split System | 32800 | 20 | 9.5 | 2.06 | R-454B | 650
218409444 | DAY & NIGHT | B5H3V36*K*AAA* | EA*5X42M21A*+WALLCON | *95CSU1002122B* | Split System | 32800 | 20 | 9.5 | 2.06 | R-454B | 650
218409380 | DAY & NIGHT | B5H3V36*K*AAA* | EA*5X42M21A*+WALLCON | *80CSU0401712B* | Split System | 32800 | 20 | 9.5 | 2.06 | R-454B | 650
218409604 | DAY & NIGHT | B5H3V36*K*AAA* | EA*5X48M21A*+WALLCON | *80CTL0901716B* | Split System | 33400 | 20 | 9.5 | 2.06 | R-454B | 650
218409684 | DAY & NIGHT | B5H3V36*K*AAA* | EA*5X48M21A*+WALLCON | *96CTN0802120B* | Split System | 33400 | 20 | 9.5 | 2.06 | R-454B | 650
218409480 | HEIL | B5H3V36*K*AAA* | EA*5X42M21A*+WALLCON | *97CMN1002122B* | Split System | 32800 | 20 | 9.5 | 2.04 | R-454B | 650
218409544 | HEIL | B5H3V36*K*AAA* | EA*5X42M21A*+WALLCON | *97CTN1002122A* | Split System | 32800 | 20 | 9.5 | 2.04 | R-454B | 650
218409376 | HEIL | B5H3V36*K*AAA* | EA*5X42M21A*+WALLCON | *80CSU0401712B* | Split System | 32800 | 20 | 9.5 | 2.06 | R-454B | 650
218409712 | HEIL | B5H3V36*K*AAA* | EA*5X48M21A*+WALLCON | *97CTN1002122A* | Split System | 33400 | 20 | 9.5 | 2.06 | R-454B | 650
218409704 | HEIL | B5H3V36*K*AAA* | EA*5X48M21A*+WALLCON | *97CTN0802120A* | Split System | 33400 | 20 | 9.5 | 2.06 | R-454B | 650
218409680 | HEIL | B5H3V36*K*AAA* | EA*5X48M21A*+WALLCON | *96CTN0802120B* | Split System | 33400 | 20 | 9.5 | 2.06 | R-454B | 650
218409656 | HEIL | B5H3V36*K*AAA* | EA*5X48M21A*+WALLCON | *97CMN0802120B* | Split System | 33400 | 20 | 9.5 | 2.06 | R-454B | 650
218409485 | KEEPRITE | B5H3V36*K*AAA* | EA*5X42M21A*+WALLCON | *97CMN1002122B* | Split System | 32800 | 20 | 9.5 | 2.04 | R-454B | 650
218409429 | KEEPRITE | B5H3V36*K*AAA* | EA*5X42M21A*+WALLCON | *80CTL1102120B* | Split System | 32800 | 20 | 9.5 | 2.06 | R-454B | 650
218409445 | KEEPRITE | B5H3V36*K*AAA* | EA*5X42M21A*+WALLCON | *95CSU1002122B* | Split System | 32800 | 20 | 9.5 | 2.06 | R-454B | 650
218409605 | KEEPRITE | B5H3V36*K*AAA* | EA*5X48M21A*+WALLCON | *80CTL0901716B* | Split System | 33400 | 20 | 9.5 | 2.06 | R-454B | 650
218409661 | KEEPRITE | B5H3V36*K*AAA* | EA*5X48M21A*+WALLCON | *97CMN0802120B* | Split System | 33400 | 20 | 9.5 | 2.06 | R-454B | 650
218409519 | TEMPSTAR | B5H3V36*K*AAA* | EA*5X42M21A*+WALLCON | *96CTN1002122B* | Split System | 32800 | 20 | 9.5 | 2.04 | R-454B | 650
218409551 | TEMPSTAR | B5H3V36*K*AAA* | EA*5X42M21A*+WALLCON | *97CTN1002122A* | Split System | 32800 | 20 | 9.5 | 2.04 | R-454B | 650
218409447 | TEMPSTAR | B5H3V36*K*AAA* | EA*5X42M21A*+WALLCON | *95CSU1002122B* | Split System | 32800 | 20 | 9.5 | 2.06 | R-454B | 650
218409383 | TEMPSTAR | B5H3V36*K*AAA* | EA*5X42M21A*+WALLCON | *80CSU0401712B* | Split System | 32800 | 20 | 9.5 | 2.06 | R-454B | 650
218409719 | TEMPSTAR | B5H3V36*K*AAA* | EA*5X48M21A*+WALLCON | *97CTN1002122A* | Split System | 33400 | 20 | 9.5 | 2.06 | R-454B | 650
218409711 | TEMPSTAR | B5H3V36*K*AAA* | EA*5X48M21A*+WALLCON | *97CTN0802120A* | Split System | 33400 | 20 | 9.5 | 2.06 | R-454B | 650
218409615 | TEMPSTAR | B5H3V36*K*AAA* | EA*5X48M21A*+WALLCON | *80CTL0902120B* | Split System | 33400 | 20 | 9.5 | 2.06 | R-454B | 650
218409577 | AIRQUEST | B5H3V36*K*AAA* | EA*5X48M21A*+WALLCON | *80CSU0601716B* | Split System | 33400 | 20.5 | 9.5 | 2.06 | R-454B | 650
218409569 | AIRQUEST | B5H3V36*K*AAA* | EA*5X48M21A*+WALLCON | *80CSU0401712B* | Split System | 33400 | 20.5 | 9.5 | 2.06 | R-454B | 650
218409570 | ARCOAIRE | B5H3V36*K*AAA* | EA*5X48M21A*+WALLCON | *80CSU0401712B* | Split System | 33400 | 20.5 | 9.5 | 2.06 | R-454B | 650
218409578 | ARCOAIRE | B5H3V36*K*AAA* | EA*5X48M21A*+WALLCON | *80CSU0601716B* | Split System | 33400 | 20.5 | 9.5 | 2.06 | R-454B | 650
218409620 | DAY & NIGHT | B5H3V36*K*AAA* | EA*5X48M21A*+WALLCON | *80CTL1102120B* | Split System | 33400 | 20.5 | 9.5 | 2.06 | R-454B | 650
218409580 | DAY & NIGHT | B5H3V36*K*AAA* | EA*5X48M21A*+WALLCON | *80CSU0601716B* | Split System | 33400 | 20.5 | 9.5 | 2.06 | R-454B | 650
218409621 | KEEPRITE | B5H3V36*K*AAA* | EA*5X48M21A*+WALLCON | *80CTL1102120B* | Split System | 33400 | 20.5 | 9.5 | 2.06 | R-454B | 650
218409575 | TEMPSTAR | B5H3V36*K*AAA* | EA*5X48M21A*+WALLCON | *80CSU0401712B* | Split System | 33400 | 20.5 | 9.5 | 2.06 | R-454B | 650
215941045 | BRYANT HEATING AND COOLING SYSTEMS | 293VAN048**AA* | CAA**6121AM*+UI | 83*CB36040C17*** | Split System | 45500 | 21.5 | 9.5 | 1.98 | R-454B | 650
215941050 | DAY & NIGHT | C5H3V48*K*AAA* | EA*5X61M21A*+WALLCON | *80CSU0401712B* | Split System | 45500 | 21.5 | 9.5 | 1.98 | R-454B | 650
215941046 | HEIL | H5H3V48*K*AAA* | EA*5X61M21A*+WALLCON | *80CSU0401712B* | Split System | 45500 | 21.5 | 9.5 | 1.98 | R-454B | 650
216705384 | AIREASE | A7SCP18V24P-**A | 7AH2AE24PX-** |  | Split System | 24000 | 17 | 9.5 | 1.85 | R-454B | 650
216705377 | ARMSTRONG AIR | A7SCP18V24P-**A | 7AH2AE24PX-** |  | Split System | 24000 | 17 | 9.5 | 1.85 | R-454B | 650
216705398 | CONCORD | 7SCP18V24P-**A | 7AH2AE24PX-** |  | Split System | 24000 | 17 | 9.5 | 1.85 | R-454B | 650
216705391 | DUCANE | 7SCP18V24P-**A | 7AH2AE24PX-** |  | Split System | 24000 | 17 | 9.5 | 1.85 | R-454B | 650
216705361 | GE Appliances | NS18H24HA5*** | NAM24E3TA5**** |  | Split System | 24000 | 17 | 9.5 | 1.85 | R-454B | 650
216705369 | LENNOX | EL18KSLV-024-230A** | CBK47UHET-024-230-** |  | Split System | 24000 | 17 | 9.5 | 1.85 | R-454B | 650
217178760 | Viessmann | D5CLHAH36AAK | D5FLAAH36XAK |  | Split System | 36000 | 17.3 | 9.5 | 2.06 | R-454B | 650
217189192 | CONCORD | 7SCP18V24P-**A | 7EH30AX-**+TDR | 80G1UH045AE12L* | Split System | 24000 | 17.4 | 9.5 | 1.85 | R-454B | 650
217124029 | GE Appliances | NS18H24HA5*** | NCHC30AT5****+TDR | NF80L045S3A*** | Split System | 24000 | 17.4 | 9.5 | 1.85 | R-454B | 650
217188676 | AIREASE | A7SCP18V24P-**A | 7EH30AX-**+TDR | A80UH1E040A12X* | Split System | 24000 | 17.6 | 9.5 | 1.85 | R-454B | 650
217188926 | ARMSTRONG AIR | A7SCP18V24P-**A | 7EH30AX-**+TDR | A80UH1E040A12X* | Split System | 24000 | 17.6 | 9.5 | 1.85 | R-454B | 650
217188927 | ARMSTRONG AIR | A7SCP18V24P-**A | 7EH30AX-**+TDR | A80UH1E060A12X* | Split System | 24000 | 17.6 | 9.5 | 1.85 | R-454B | 650
217189446 | DUCANE | 7SCP18V24P-**A | 7EH30AX-**+TDR | 80G1UH060AE12X* | Split System | 24000 | 17.6 | 9.5 | 1.85 | R-454B | 650
217189445 | DUCANE | 7SCP18V24P-**A | 7EH30AX-**+TDR | 80G1UH040AE12X* | Split System | 24000 | 17.6 | 9.5 | 1.85 | R-454B | 650
217124023 | GE Appliances | NS18H24HA5*** | NCHC30AT5****+TDR | NF80X060S3A*** | Split System | 24000 | 17.6 | 9.5 | 1.85 | R-454B | 650
217124022 | GE Appliances | NS18H24HA5*** | NCHC30AT5****+TDR | NF80X040S3A*** | Split System | 24000 | 17.6 | 9.5 | 1.85 | R-454B | 650
216374705 | CHAMPION HEATING AND COOLING | HH824E2S11 | CTM30B5ACS1 | Z9ET060B12SMPS1 | Split System | 23000 | 18 | 9.5 | 2 | R-454B | 650
216374741 | CHAMPION HEATING AND COOLING | HH824E2S11 | CTF30B5ACS1 | Z9ET060B12SMPS1 | Split System | 23000 | 18 | 9.5 | 2 | R-454B | 650
216374542 | CHAMPION HEATING AND COOLING | HH824E2S11 | CTU30B5XCS1+TXV | Z9ET060B12SMPS1 | Split System | 23000 | 18 | 9.5 | 2 | R-454B | 650
216374585 | COLEMAN | HH824E2S11 | CTM30B5ACS1 | Z9ET060B12SMPS1 | Split System | 23000 | 18 | 9.5 | 2 | R-454B | 650
216374661 | COLEMAN | HH824E2S11 | CTU30B5XCS1+TXV | Z9ET060B12SMPS1 | Split System | 23000 | 18 | 9.5 | 2 | R-454B | 650
216374621 | COLEMAN | HH824E2S11 | CTF30B5ACS1 | Z9ET060B12SMPS1 | Split System | 23000 | 18 | 9.5 | 2 | R-454B | 650
216374745 | FRASER-JOHNSTON | HH824E2S11 | CTM30B5ACS1 | Z9ET060B12SMPS1 | Split System | 23000 | 18 | 9.5 | 2 | R-454B | 650
216374582 | FRASER-JOHNSTON | HH824E2S11 | CTU30B5XCS1+TXV | Z9ET060B12SMPS1 | Split System | 23000 | 18 | 9.5 | 2 | R-454B | 650
216374541 | FRASER-JOHNSTON | HH824E2S11 | CTF30B5ACS1 | Z9ET060B12SMPS1 | Split System | 23000 | 18 | 9.5 | 2 | R-454B | 650
216613179 | FRIEDRICH | RD18AY24AJVC | RH2VY3617STACN |  | Split System | 21200 | 18 | 9.5 | 2 | R-454B | 650
216374742 | JOHNSON CONTROLS | HH824E2S11 | CTU30B5XCS1+TXV | Z9ET060B12SMPS1 | Split System | 23000 | 18 | 9.5 | 2 | R-454B | 650
216374701 | JOHNSON CONTROLS | HH824E2S11 | CTF30B5ACS1 | Z9ET060B12SMPS1 | Split System | 23000 | 18 | 9.5 | 2 | R-454B | 650
216374545 | LUXAIRE | HH824E2S11 | CTM30B5ACS1 | Z9ET060B12SMPS1 | Split System | 23000 | 18 | 9.5 | 2 | R-454B | 650
216374581 | LUXAIRE | HH824E2S11 | CTF30B5ACS1 | Z9ET060B12SMPS1 | Split System | 23000 | 18 | 9.5 | 2 | R-454B | 650
216374622 | LUXAIRE | HH824E2S11 | CTU30B5XCS1+TXV | Z9ET060B12SMPS1 | Split System | 23000 | 18 | 9.5 | 2 | R-454B | 650
216374498 | YORK | HH824E2S11 | CTM30B5ACS1 | Y92E060B12SMPS1 | Split System | 23000 | 18 | 9.5 | 2 | R-454B | 650
216374494 | YORK | HH824E2S11 | CTU30B5XCS1+TXV | Y92E060B12SMPS1 | Split System | 23000 | 18 | 9.5 | 2 | R-454B | 650
216374493 | YORK | HH824E2S11 | CTF30B5ACS1 | Y92E060B12SMPS1 | Split System | 23000 | 18 | 9.5 | 2 | R-454B | 650
217444135 | CHAMPION HEATING AND COOLING | HH836E2S11 | CTM48C5CFS1 | Z8VT120C20SMPC1 | Split System | 32800 | 19 | 9.5 | 2 | R-454B | 650
217444043 | COLEMAN | HH836E2S11 | CTM48C5CFS1 | Z8VT120C20SMPC1 | Split System | 32800 | 19 | 9.5 | 2 | R-454B | 650
217443997 | LUXAIRE | HH836E2S11 | CTM48C5CFS1 | Z8VT120C20SMPC1 | Split System | 32800 | 19 | 9.5 | 2 | R-454B | 650
217443951 | YORK | HH836E2S11 | CTM48C5CFS1 | Y82V120C20SMPC1 | Split System | 32800 | 19 | 9.5 | 2 | R-454B | 650
215939649 | COMFORTMAKER | C5H3V36*K*AAA* | EA*5X42M21A*+WALLCON | *96CTN0802120B* | Split System | 32600 | 19.5 | 9.5 | 2.02 | R-454B | 650
215939699 | COMFORTMAKER | C5H3V36*K*AAA* | EA*5X42M21A*+WALLCON | *97CTN0802120A* | Split System | 32600 | 19.5 | 9.5 | 2.02 | R-454B | 650
217120569 | AIREASE | A7CP21V48P-**A | 7E[C,U]60CX-**+TDR | A97US2V080C20X* | Split System | 47000 | 20 | 9.5 | 2.1 | R-454B | 650
217120573 | AIREASE | A7CP21V48P-**A | 7E[C,U]60CX-**+TDR | A97US2V090C16S* | Split System | 47000 | 20 | 9.5 | 2.1 | R-454B | 650
217120574 | AIREASE | A7CP21V48P-**A | 7E[C,U]60CX-**+TDR | A97US2V090C20S* | Split System | 47000 | 20 | 9.5 | 2.1 | R-454B | 650
217120570 | AIREASE | A7CP21V48P-**A | 7E[C,U]60CX-**+TDR | A98USMV090C16S* | Split System | 47000 | 20 | 9.5 | 2.1 | R-454B | 650
217120571 | AIREASE | A7CP21V48P-**A | 7E[C,U]60CX-**+TDR | A98USMV090C20S* | Split System | 47000 | 20 | 9.5 | 2.1 | R-454B | 650
217120572 | AIREASE | A7CP21V48P-**A | 7E[C,U]60CX-**+TDR | A98USMV110C20S* | Split System | 47500 | 20 | 9.5 | 2.1 | R-454B | 650
215939797 | AIRQUEST | H5H3V36*K*AAA* | EA*5X60M24A*+WALLCON | *97CTN0802120A* | Split System | 34000 | 20 | 9.5 | 2.06 | R-454B | 650
215939788 | ARCOAIRE | H5H3V36*K*AAA* | EA*5X60M24A*+WALLCON | *96CTN0802120B* | Split System | 34000 | 20 | 9.5 | 2.06 | R-454B | 650
215939798 | ARCOAIRE | H5H3V36*K*AAA* | EA*5X60M24A*+WALLCON | *97CTN0802120A* | Split System | 34000 | 20 | 9.5 | 2.06 | R-454B | 650
217120495 | ARMSTRONG AIR | A7CP21V48P-**A | 7E[C,U]60CX-**+TDR | A97US2V080C20X* | Split System | 47000 | 20 | 9.5 | 2.1 | R-454B | 650
217120497 | ARMSTRONG AIR | A7CP21V48P-**A | 7E[C,U]60CX-**+TDR | A98USMV090C20S* | Split System | 47000 | 20 | 9.5 | 2.1 | R-454B | 650
217120500 | ARMSTRONG AIR | A7CP21V48P-**A | 7E[C,U]60CX-**+TDR | A97US2V090C20S* | Split System | 47000 | 20 | 9.5 | 2.1 | R-454B | 650
217120496 | ARMSTRONG AIR | A7CP21V48P-**A | 7E[C,U]60CX-**+TDR | A98USMV090C16S* | Split System | 47000 | 20 | 9.5 | 2.1 | R-454B | 650
217120499 | ARMSTRONG AIR | A7CP21V48P-**A | 7E[C,U]60CX-**+TDR | A97US2V090C16S* | Split System | 47000 | 20 | 9.5 | 2.1 | R-454B | 650
217120498 | ARMSTRONG AIR | A7CP21V48P-**A | 7E[C,U]60CX-**+TDR | A98USMV110C20S* | Split System | 47500 | 20 | 9.5 | 2.1 | R-454B | 650
215939779 | COMFORTMAKER | C5H3V36*K*AAA* | EA*5X48M21A*+WALLCON | *97CTN1002122A* | Split System | 33400 | 20 | 9.5 | 2.04 | R-454B | 650
215939800 | DAY & NIGHT | C5H3V36*K*AAA* | EA*5X60M24A*+WALLCON | *97CTN0802120A* | Split System | 34000 | 20 | 9.5 | 2.06 | R-454B | 650
215939796 | HEIL | H5H3V36*K*AAA* | EA*5X60M24A*+WALLCON | *97CTN0802120A* | Split System | 34000 | 20 | 9.5 | 2.06 | R-454B | 650
215939791 | KEEPRITE | C5H3V36*K*AAA* | EA*5X60M24A*+WALLCON | *96CTN0802120B* | Split System | 34000 | 20 | 9.5 | 2.06 | R-454B | 650
217117114 | LENNOX | EL21KLV-048-230A** | CK40[C,U]T-60C-**+TDR | SL297UH080NV60C* | Split System | 47000 | 20 | 9.5 | 2.1 | R-454B | 650
217117119 | LENNOX | EL21KLV-048-230A** | CK40[C,U]T-60C-**+TDR | EL297UH090XV60C* | Split System | 47000 | 20 | 9.5 | 2.1 | R-454B | 650
217117118 | LENNOX | EL21KLV-048-230A** | CK40[C,U]T-60C-**+TDR | EL297UH090XV48C* | Split System | 47000 | 20 | 9.5 | 2.1 | R-454B | 650
217117116 | LENNOX | EL21KLV-048-230A** | CK40[C,U]T-60C-**+TDR | SLP99UH090XV60C* | Split System | 47000 | 20 | 9.5 | 2.1 | R-454B | 650
217117115 | LENNOX | EL21KLV-048-230A** | CK40[C,U]T-60C-**+TDR | SLP99UH090XV48C* | Split System | 47000 | 20 | 9.5 | 2.1 | R-454B | 650
217117121 | LENNOX | EL21KLV-048-230A** | CK40[C,U]T-60C-**+TDR | EL297UH110XV60C* | Split System | 47500 | 20 | 9.5 | 2.1 | R-454B | 650
217117117 | LENNOX | EL21KLV-048-230A** | CK40[C,U]T-60C-**+TDR | SLP99UH110XV60C* | Split System | 47500 | 20 | 9.5 | 2.1 | R-454B | 650
217117120 | LENNOX | EL21KLV-048-230A** | CK40[C,U]T-60C-**+TDR | EL297UH110XV48C* | Split System | 47500 | 20.5 | 9.5 | 2.1 | R-454B | 650
217188675 | AIREASE | A7SCP18V24P-**A | 7EH30AX-**+TDR | A80US2V060A12X* | Split System | 24000 | 17.35 | 9.5 | 1.85 | R-454B | 650
217188925 | ARMSTRONG AIR | A7SCP18V24P-**A | 7EH30AX-**+TDR | A80US2V060A12X* | Split System | 24000 | 17.35 | 9.5 | 1.85 | R-454B | 650
217124021 | GE Appliances | NS18H24HA5*** | NCHC30AT5****+TDR | NF80X060V3A*** | Split System | 24000 | 17.35 | 9.5 | 1.85 | R-454B | 650
216619015 | AIREASE | A7SCP18V24P-**A | 7AH1AE24PX-** |  | Split System | 23600 | 17.5 | 9.5 | 1.8 | R-454B | 650
217563477 | ApooDr | AHU3G-50HFN-B | AHU3G-50HFN-A |  | Split System | 54000 | 17.5 | 9.5 | 1.9 | R-454B | 650
217563476 | ApooDr | AHU3G-48HFN-B | AHU3G-48HFN-A |  | Split System | 48000 | 17.5 | 9.5 | 2 | R-454B | 650
216618959 | ARMSTRONG AIR | A7SCP18V24P-**A | 7AH1AE24PX-** |  | Split System | 23600 | 17.5 | 9.5 | 1.8 | R-454B | 650
216619071 | DUCANE | 7SCP18V24P-**A | 7AH1AE24PX-** |  | Split System | 23600 | 17.5 | 9.5 | 1.8 | R-454B | 650
217596885 | KEEN Home | KEENHYDHP60AA | KEENULDAH60AA |  | Split System | 54000 | 17.5 | 9.5 | 1.9 | R-454B | 650
217596884 | KEEN Home | KEENHYDHP48AA | KEENULDAH48AA |  | Split System | 48000 | 17.5 | 9.5 | 2 | R-454B | 650
217730710 | MIDEA | 37MUHAQ60AA3 | D5FUHAH60XAK |  | Split System | 54000 | 17.5 | 9.5 | 1.9 | R-454B | 650
217730332 | MRCOOL | UHP18060-O | UAH18060 - O |  | Split System | 54000 | 17.5 | 9.5 | 1.9 | R-454B | 650
217730697 | PAYNE | 37MUHAQ48AA3 | D5FUHAH60XAK |  | Split System | 48000 | 17.5 | 9.5 | 2 | R-454B | 650
217188679 | AIREASE | A7SCP18V24P-**A | 7EH30AX-**+TDR | A80UH2E045A12* | Split System | 24000 | 17.85 | 9.5 | 1.85 | R-454B | 650
216619019 | AIREASE | A7SCP18V24P-**A | 7AH2AV30PXC-** |  | Split System | 24000 | 18 | 9.5 | 1.8 | R-454B | 650
217444148 | CHAMPION HEATING AND COOLING | HH824E2S11 | CTU30B5XCS1+TXV | Z8VT080B12SMPC1 | Split System | 23000 | 18 | 9.5 | 2 | R-454B | 650
217444147 | CHAMPION HEATING AND COOLING | HH824E2S11 | CTF30B5ACS1 | Z8VT080B12SMPC1 | Split System | 23000 | 18 | 9.5 | 2 | R-454B | 650
217444146 | CHAMPION HEATING AND COOLING | HH824E2S11 | CTM30B5ACS1 | Z8VT080B12SMPC1 | Split System | 23000 | 18 | 9.5 | 2 | R-454B | 650
216374644 | CHAMPION HEATING AND COOLING | HH824E2S11 | CTU36B5XDS1+TXV | Z9ET080B12SMPS1 | Split System | 23000 | 18 | 9.5 | 2 | R-454B | 650
216374603 | CHAMPION HEATING AND COOLING | HH824E2S11 | CTF36B5ADS1 | Z9ET080B12SMPS1 | Split System | 23000 | 18 | 9.5 | 2 | R-454B | 650
216784650 | CHAMPION HEATING AND COOLING | HH824E2S11 | CTF30A5ADS1 | Z8ES060A12LMPS1 | Split System | 23000 | 18 | 9.5 | 2 | R-454B | 650
216374664 | CHAMPION HEATING AND COOLING | HH824E2S11 | CTU30B5XCS1+TXV | Z9ET080B12SMPS1 | Split System | 23000 | 18 | 9.5 | 2 | R-454B | 650
216776006 | CHAMPION HEATING AND COOLING | HH824E2S11 | CTM36B5ADS1 | Z8ES060A12SMPS1 | Split System | 23000 | 18 | 9.5 | 2 | R-454B | 650
217444142 | CHAMPION HEATING AND COOLING | HH824E2S11 | CTF30A5ADS1 | Z8VT060A12SMPC1 | Split System | 23000 | 18 | 9.5 | 2 | R-454B | 650
216783865 | CHAMPION HEATING AND COOLING | HH824E2S11 | CTM36B5ADS1 | Z8ES060A12LMPS1 | Split System | 23000 | 18 | 9.5 | 2 | R-454B | 650
216374583 | CHAMPION HEATING AND COOLING | HH824E2S11 | CTM30B5ACS1 | Z9ET080B12SMPS1 | Split System | 23000 | 18 | 9.5 | 2 | R-454B | 650
216374624 | CHAMPION HEATING AND COOLING | HH824E2S11 | CTF30B5ACS1 | Z9ET080B12SMPS1 | Split System | 23000 | 18 | 9.5 | 2 | R-454B | 650
216374684 | CHAMPION HEATING AND COOLING | HH824E2S11 | CTM36B5ADS1 | Z9ET060B12SMPS1 | Split System | 23000 | 18 | 9.5 | 2 | R-454B | 650
216374761 | CHAMPION HEATING AND COOLING | HH824E2S11 | CTF36B5ADS1 | Z9ET060B12SMPS1 | Split System | 23000 | 18 | 9.5 | 2 | R-454B | 650
216374562 | CHAMPION HEATING AND COOLING | HH824E2S11 | CTU36B5XDS1+TXV | Z9ET060B12SMPS1 | Split System | 23000 | 18 | 9.5 | 2 | R-454B | 650
216783523 | CHAMPION HEATING AND COOLING | HH824E2S11 | CTM36B5ADS1 | Z8ES100B12LMPS1 | Split System | 23000 | 18 | 9.5 | 2 | R-454B | 650
216785257 | CHAMPION HEATING AND COOLING | HH824E2S11 | CTM36B5ADS1 | Z8ES080B12LMPS1 | Split System | 23000 | 18 | 9.5 | 2 | R-454B | 650
216782503 | CHAMPION HEATING AND COOLING | HH824E2S11 | CTM30B5ACS1 | Z8ES100B12LMPS1 | Split System | 23000 | 18 | 9.5 | 2 | R-454B | 650
216782206 | CHAMPION HEATING AND COOLING | HH824E2S11 | CTF30A5ADS1 | Z8ES040A12LMPS1 | Split System | 23000 | 18 | 9.5 | 2 | R-454B | 650
216783094 | CHAMPION HEATING AND COOLING | HH824E2S11 | CTM30B5ACS1 | Z8ES080B12LMPS1 | Split System | 23000 | 18 | 9.5 | 2 | R-454B | 650
216783880 | CHAMPION HEATING AND COOLING | HH824E2S11 | CTF30B5ACS1 | Z8ES080B12LMPS1 | Split System | 23000 | 18 | 9.5 | 2 | R-454B | 650
216783847 | CHAMPION HEATING AND COOLING | HH824E2S11 | CTU30B5XCS1+TXV | Z8ES080B12LMPS1 | Split System | 23000 | 18 | 9.5 | 2 | R-454B | 650
217444055 | COLEMAN | HH824E2S11 | CTF30B5ACS1 | Z8VT080B12SMPC1 | Split System | 23000 | 18 | 9.5 | 2 | R-454B | 650
217444056 | COLEMAN | HH824E2S11 | CTU30B5XCS1+TXV | Z8VT080B12SMPC1 | Split System | 23000 | 18 | 9.5 | 2 | R-454B | 650
216374722 | COLEMAN | HH824E2S11 | CTF36B5ADS1 | Z9ET080B12SMPS1 | Split System | 23000 | 18 | 9.5 | 2 | R-454B | 650
216784641 | COLEMAN | HH824E2S11 | CTF30A5ADS1 | Z8ES060A12LMPS1 | Split System | 23000 | 18 | 9.5 | 2 | R-454B | 650
216374743 | COLEMAN | HH824E2S11 | CTF30B5ACS1 | Z9ET080B12SMPS1 | Split System | 23000 | 18 | 9.5 | 2 | R-454B | 650
216374544 | COLEMAN | HH824E2S11 | CTU30B5XCS1+TXV | Z9ET080B12SMPS1 | Split System | 23000 | 18 | 9.5 | 2 | R-454B | 650
216374702 | COLEMAN | HH824E2S11 | CTM30B5ACS1 | Z9ET080B12SMPS1 | Split System | 23000 | 18 | 9.5 | 2 | R-454B | 650
217444050 | COLEMAN | HH824E2S11 | CTF30A5ADS1 | Z8VT060A12SMPC1 | Split System | 23000 | 18 | 9.5 | 2 | R-454B | 650
216783856 | COLEMAN | HH824E2S11 | CTM36B5ADS1 | Z8ES060A12LMPS1 | Split System | 23000 | 18 | 9.5 | 2 | R-454B | 650
216374564 | COLEMAN | HH824E2S11 | CTM36B5ADS1 | Z9ET060B12SMPS1 | Split System | 23000 | 18 | 9.5 | 2 | R-454B | 650
216374641 | COLEMAN | HH824E2S11 | CTF36B5ADS1 | Z9ET060B12SMPS1 | Split System | 23000 | 18 | 9.5 | 2 | R-454B | 650
216783514 | COLEMAN | HH824E2S11 | CTM36B5ADS1 | Z8ES100B12LMPS1 | Split System | 23000 | 18 | 9.5 | 2 | R-454B | 650
216785248 | COLEMAN | HH824E2S11 | CTM36B5ADS1 | Z8ES080B12LMPS1 | Split System | 23000 | 18 | 9.5 | 2 | R-454B | 650
216783085 | COLEMAN | HH824E2S11 | CTM30B5ACS1 | Z8ES080B12LMPS1 | Split System | 23000 | 18 | 9.5 | 2 | R-454B | 650
216783838 | COLEMAN | HH824E2S11 | CTU30B5XCS1+TXV | Z8ES080B12LMPS1 | Split System | 23000 | 18 | 9.5 | 2 | R-454B | 650
216783871 | COLEMAN | HH824E2S11 | CTF30B5ACS1 | Z8ES080B12LMPS1 | Split System | 23000 | 18 | 9.5 | 2 | R-454B | 650
217444194 | FRASER-JOHNSTON | HH824E2S11 | CTU30B5XCS1+TXV | Z8VT080B12SMPC1 | Split System | 23000 | 18 | 9.5 | 2 | R-454B | 650
217444192 | FRASER-JOHNSTON | HH824E2S11 | CTM30B5ACS1 | Z8VT080B12SMPC1 | Split System | 23000 | 18 | 9.5 | 2 | R-454B | 650
217444193 | FRASER-JOHNSTON | HH824E2S11 | CTF30B5ACS1 | Z8VT080B12SMPC1 | Split System | 23000 | 18 | 9.5 | 2 | R-454B | 650
216374643 | FRASER-JOHNSTON | HH824E2S11 | CTF36B5ADS1 | Z9ET080B12SMPS1 | Split System | 23000 | 18 | 9.5 | 2 | R-454B | 650
216374683 | FRASER-JOHNSTON | HH824E2S11 | CTU36B5XDS1+TXV | Z9ET080B12SMPS1 | Split System | 23000 | 18 | 9.5 | 2 | R-454B | 650
216784647 | FRASER-JOHNSTON | HH824E2S11 | CTF30A5ADS1 | Z8ES060A12LMPS1 | Split System | 23000 | 18 | 9.5 | 2 | R-454B | 650
216776007 | FRASER-JOHNSTON | HH824E2S11 | CTM36B5ADS1 | Z8ES060A12SMPS1 | Split System | 23000 | 18 | 9.5 | 2 | R-454B | 650
216374704 | FRASER-JOHNSTON | HH824E2S11 | CTU30B5XCS1+TXV | Z9ET080B12SMPS1 | Split System | 23000 | 18 | 9.5 | 2 | R-454B | 650
216374623 | FRASER-JOHNSTON | HH824E2S11 | CTM30B5ACS1 | Z9ET080B12SMPS1 | Split System | 23000 | 18 | 9.5 | 2 | R-454B | 650
216783862 | FRASER-JOHNSTON | HH824E2S11 | CTM36B5ADS1 | Z8ES060A12LMPS1 | Split System | 23000 | 18 | 9.5 | 2 | R-454B | 650
216374663 | FRASER-JOHNSTON | HH824E2S11 | CTF30B5ACS1 | Z9ET080B12SMPS1 | Split System | 23000 | 18 | 9.5 | 2 | R-454B | 650
217444188 | FRASER-JOHNSTON | HH824E2S11 | CTF30A5ADS1 | Z8VT060A12SMPC1 | Split System | 23000 | 18 | 9.5 | 2 | R-454B | 650
216374724 | FRASER-JOHNSTON | HH824E2S11 | CTM36B5ADS1 | Z9ET060B12SMPS1 | Split System | 23000 | 18 | 9.5 | 2 | R-454B | 650
216374561 | FRASER-JOHNSTON | HH824E2S11 | CTF36B5ADS1 | Z9ET060B12SMPS1 | Split System | 23000 | 18 | 9.5 | 2 | R-454B | 650
216374602 | FRASER-JOHNSTON | HH824E2S11 | CTU36B5XDS1+TXV | Z9ET060B12SMPS1 | Split System | 23000 | 18 | 9.5 | 2 | R-454B | 650
216783520 | FRASER-JOHNSTON | HH824E2S11 | CTM36B5ADS1 | Z8ES100B12LMPS1 | Split System | 23000 | 18 | 9.5 | 2 | R-454B | 650
216785254 | FRASER-JOHNSTON | HH824E2S11 | CTM36B5ADS1 | Z8ES080B12LMPS1 | Split System | 23000 | 18 | 9.5 | 2 | R-454B | 650
216782501 | FRASER-JOHNSTON | HH824E2S11 | CTM30B5ACS1 | Z8ES100B12LMPS1 | Split System | 23000 | 18 | 9.5 | 2 | R-454B | 650
216783091 | FRASER-JOHNSTON | HH824E2S11 | CTM30B5ACS1 | Z8ES080B12LMPS1 | Split System | 23000 | 18 | 9.5 | 2 | R-454B | 650
216782203 | FRASER-JOHNSTON | HH824E2S11 | CTF30A5ADS1 | Z8ES040A12LMPS1 | Split System | 23000 | 18 | 9.5 | 2 | R-454B | 650
216783877 | FRASER-JOHNSTON | HH824E2S11 | CTF30B5ACS1 | Z8ES080B12LMPS1 | Split System | 23000 | 18 | 9.5 | 2 | R-454B | 650
216783845 | FRASER-JOHNSTON | HH824E2S11 | CTU30B5XCS1+TXV | Z8ES080B12LMPS1 | Split System | 23000 | 18 | 9.5 | 2 | R-454B | 650
217444101 | JOHNSON CONTROLS | HH824E2S11 | CTF30B5ACS1 | Z8VT080B12SMPC1 | Split System | 23000 | 18 | 9.5 | 2 | R-454B | 650
216374563 | JOHNSON CONTROLS | HH824E2S11 | CTF36B5ADS1 | Z9ET080B12SMPS1 | Split System | 23000 | 18 | 9.5 | 2 | R-454B | 650
216374604 | JOHNSON CONTROLS | HH824E2S11 | CTU36B5XDS1+TXV | Z9ET080B12SMPS1 | Split System | 23000 | 18 | 9.5 | 2 | R-454B | 650
216784653 | JOHNSON CONTROLS | HH824E2S11 | CTF30A5ADS1 | Z8ES060A12LMPS1 | Split System | 23000 | 18 | 9.5 | 2 | R-454B | 650
216776005 | JOHNSON CONTROLS | HH824E2S11 | CTM36B5ADS1 | Z8ES060A12SMPS1 | Split System | 23000 | 18 | 9.5 | 2 | R-454B | 650
216374543 | JOHNSON CONTROLS | HH824E2S11 | CTM30B5ACS1 | Z9ET080B12SMPS1 | Split System | 23000 | 18 | 9.5 | 2 | R-454B | 650
216374625 | JOHNSON CONTROLS | HH824E2S11 | CTU30B5XCS1+TXV | Z9ET080B12SMPS1 | Split System | 23000 | 18 | 9.5 | 2 | R-454B | 650
217444096 | JOHNSON CONTROLS | HH824E2S11 | CTF30A5ADS1 | Z8VT060A12SMPC1 | Split System | 23000 | 18 | 9.5 | 2 | R-454B | 650
216783868 | JOHNSON CONTROLS | HH824E2S11 | CTM36B5ADS1 | Z8ES060A12LMPS1 | Split System | 23000 | 18 | 9.5 | 2 | R-454B | 650
216374584 | JOHNSON CONTROLS | HH824E2S11 | CTF30B5ACS1 | Z9ET080B12SMPS1 | Split System | 23000 | 18 | 9.5 | 2 | R-454B | 650
216374645 | JOHNSON CONTROLS | HH824E2S11 | CTM36B5ADS1 | Z9ET060B12SMPS1 | Split System | 23000 | 18 | 9.5 | 2 | R-454B | 650
216374721 | JOHNSON CONTROLS | HH824E2S11 | CTF36B5ADS1 | Z9ET060B12SMPS1 | Split System | 23000 | 18 | 9.5 | 2 | R-454B | 650
216374762 | JOHNSON CONTROLS | HH824E2S11 | CTU36B5XDS1+TXV | Z9ET060B12SMPS1 | Split System | 23000 | 18 | 9.5 | 2 | R-454B | 650
216783526 | JOHNSON CONTROLS | HH824E2S11 | CTM36B5ADS1 | Z8ES100B12LMPS1 | Split System | 23000 | 18 | 9.5 | 2 | R-454B | 650
216785261 | JOHNSON CONTROLS | HH824E2S11 | CTM36B5ADS1 | Z8ES080B12LMPS1 | Split System | 23000 | 18 | 9.5 | 2 | R-454B | 650
216782209 | JOHNSON CONTROLS | HH824E2S11 | CTF30A5ADS1 | Z8ES040A12LMPS1 | Split System | 23000 | 18 | 9.5 | 2 | R-454B | 650
216782506 | JOHNSON CONTROLS | HH824E2S11 | CTM30B5ACS1 | Z8ES100B12LMPS1 | Split System | 23000 | 18 | 9.5 | 2 | R-454B | 650
216783883 | JOHNSON CONTROLS | HH824E2S11 | CTF30B5ACS1 | Z8ES080B12LMPS1 | Split System | 23000 | 18 | 9.5 | 2 | R-454B | 650
216783850 | JOHNSON CONTROLS | HH824E2S11 | CTU30B5XCS1+TXV | Z8ES080B12LMPS1 | Split System | 23000 | 18 | 9.5 | 2 | R-454B | 650
216618907 | LENNOX | EL18KSLV-024-230A** | CBK48MVT-030-230-** |  | Split System | 24000 | 18 | 9.5 | 1.8 | R-454B | 650
217444010 | LUXAIRE | HH824E2S11 | CTU30B5XCS1+TXV | Z8VT080B12SMPC1 | Split System | 23000 | 18 | 9.5 | 2 | R-454B | 650
217444009 | LUXAIRE | HH824E2S11 | CTF30B5ACS1 | Z8VT080B12SMPC1 | Split System | 23000 | 18 | 9.5 | 2 | R-454B | 650
216010741 | LUXAIRE | HH824E2S11 | CTM36B5ADS1+JMC12B2SN1 |  | Split System | 23000 | 18 | 9.5 | 2 | R-454B | 650
216374682 | LUXAIRE | HH824E2S11 | CTF36B5ADS1 | Z9ET080B12SMPS1 | Split System | 23000 | 18 | 9.5 | 2 | R-454B | 650
216374723 | LUXAIRE | HH824E2S11 | CTU36B5XDS1+TXV | Z9ET080B12SMPS1 | Split System | 23000 | 18 | 9.5 | 2 | R-454B | 650
216784644 | LUXAIRE | HH824E2S11 | CTF30A5ADS1 | Z8ES060A12LMPS1 | Split System | 23000 | 18 | 9.5 | 2 | R-454B | 650
216783859 | LUXAIRE | HH824E2S11 | CTM36B5ADS1 | Z8ES060A12LMPS1 | Split System | 23000 | 18 | 9.5 | 2 | R-454B | 650
216374703 | LUXAIRE | HH824E2S11 | CTF30B5ACS1 | Z9ET080B12SMPS1 | Split System | 23000 | 18 | 9.5 | 2 | R-454B | 650
217444004 | LUXAIRE | HH824E2S11 | CTF30A5ADS1 | Z8VT060A12SMPC1 | Split System | 23000 | 18 | 9.5 | 2 | R-454B | 650
216374662 | LUXAIRE | HH824E2S11 | CTM30B5ACS1 | Z9ET080B12SMPS1 | Split System | 23000 | 18 | 9.5 | 2 | R-454B | 650
216374744 | LUXAIRE | HH824E2S11 | CTU30B5XCS1+TXV | Z9ET080B12SMPS1 | Split System | 23000 | 18 | 9.5 | 2 | R-454B | 650
216776008 | LUXAIRE | HH824E2S11 | CTM36B5ADS1 | Z8ES060A12SMPS1 | Split System | 23000 | 18 | 9.5 | 2 | R-454B | 650
216374764 | LUXAIRE | HH824E2S11 | CTM36B5ADS1 | Z9ET060B12SMPS1 | Split System | 23000 | 18 | 9.5 | 2 | R-454B | 650
216374642 | LUXAIRE | HH824E2S11 | CTU36B5XDS1+TXV | Z9ET060B12SMPS1 | Split System | 23000 | 18 | 9.5 | 2 | R-454B | 650
216374601 | LUXAIRE | HH824E2S11 | CTF36B5ADS1 | Z9ET060B12SMPS1 | Split System | 23000 | 18 | 9.5 | 2 | R-454B | 650
216785252 | LUXAIRE | HH824E2S11 | CTM36B5ADS1 | Z8ES080B12LMPS1 | Split System | 23000 | 18 | 9.5 | 2 | R-454B | 650
216783517 | LUXAIRE | HH824E2S11 | CTM36B5ADS1 | Z8ES100B12LMPS1 | Split System | 23000 | 18 | 9.5 | 2 | R-454B | 650
216782200 | LUXAIRE | HH824E2S11 | CTF30A5ADS1 | Z8ES040A12LMPS1 | Split System | 23000 | 18 | 9.5 | 2 | R-454B | 650
216783089 | LUXAIRE | HH824E2S11 | CTM30B5ACS1 | Z8ES080B12LMPS1 | Split System | 23000 | 18 | 9.5 | 2 | R-454B | 650
216783841 | LUXAIRE | HH824E2S11 | CTU30B5XCS1+TXV | Z8ES080B12LMPS1 | Split System | 23000 | 18 | 9.5 | 2 | R-454B | 650
216783874 | LUXAIRE | HH824E2S11 | CTF30B5ACS1 | Z8ES080B12LMPS1 | Split System | 23000 | 18 | 9.5 | 2 | R-454B | 650
217443964 | YORK | HH824E2S11 | CTU30B5XCS1+TXV | Y82V080B12SMPC1 | Split System | 23000 | 18 | 9.5 | 2 | R-454B | 650
217443963 | YORK | HH824E2S11 | CTF30B5ACS1 | Y82V080B12SMPC1 | Split System | 23000 | 18 | 9.5 | 2 | R-454B | 650
217443962 | YORK | HH824E2S11 | CTM30B5ACS1 | Y82V080B12SMPC1 | Split System | 23000 | 18 | 9.5 | 2 | R-454B | 650
216374519 | YORK | HH824E2S11 | CTF36B5ADS1 | Y92E080B12SMPS1 | Split System | 23000 | 18 | 9.5 | 2 | R-454B | 650
216780228 | YORK | HH824E2S11 | CTF30A5ADS1 | Y81E060A12LMPS1 | Split System | 23000 | 18 | 9.5 | 2 | R-454B | 650
216374520 | YORK | HH824E2S11 | CTU36B5XDS1+TXV | Y92E080B12SMPS1 | Split System | 23000 | 18 | 9.5 | 2 | R-454B | 650
216779996 | YORK | HH824E2S11 | CTM36B5ADS1 | Y81E060A12LMPS1 | Split System | 23000 | 18 | 9.5 | 2 | R-454B | 650
216374495 | YORK | HH824E2S11 | CTM30B5ACS1 | Y92E080B12SMPS1 | Split System | 23000 | 18 | 9.5 | 2 | R-454B | 650
216374496 | YORK | HH824E2S11 | CTF30B5ACS1 | Y92E080B12SMPS1 | Split System | 23000 | 18 | 9.5 | 2 | R-454B | 650
216374497 | YORK | HH824E2S11 | CTU30B5XCS1+TXV | Y92E080B12SMPS1 | Split System | 23000 | 18 | 9.5 | 2 | R-454B | 650
217443958 | YORK | HH824E2S11 | CTF30A5ADS1 | Y82V060A12SMPC1 | Split System | 23000 | 18 | 9.5 | 2 | R-454B | 650
216374521 | YORK | HH824E2S11 | CTM36B5ADS1 | Y92E060B12SMPS1 | Split System | 23000 | 18 | 9.5 | 2 | R-454B | 650
216374517 | YORK | HH824E2S11 | CTF36B5ADS1 | Y92E060B12SMPS1 | Split System | 23000 | 18 | 9.5 | 2 | R-454B | 650
216374518 | YORK | HH824E2S11 | CTU36B5XDS1+TXV | Y92E060B12SMPS1 | Split System | 23000 | 18 | 9.5 | 2 | R-454B | 650
216780413 | YORK | HH824E2S11 | CTM36B5ADS1 | Y81E080B12LMPS1 | Split System | 23000 | 18 | 9.5 | 2 | R-454B | 650
216779893 | YORK | HH824E2S11 | CTM36B5ADS1 | Y81E100B12LMPS1 | Split System | 23000 | 18 | 9.5 | 2 | R-454B | 650
216780888 | YORK | HH824E2S11 | CTF30A5ADS1 | Y81E040A12LMPS1 | Split System | 23000 | 18 | 9.5 | 2 | R-454B | 650
216780975 | YORK | HH824E2S11 | CTM30B5ACS1 | Y81E100B12LMPS1 | Split System | 23000 | 18 | 9.5 | 2 | R-454B | 650
216779766 | YORK | HH824E2S11 | CTM30B5ACS1 | Y81E080B12LMPS1 | Split System | 23000 | 18 | 9.5 | 2 | R-454B | 650
216779990 | YORK | HH824E2S11 | CTU30B5XCS1+TXV | Y81E080B12LMPS1 | Split System | 23000 | 18 | 9.5 | 2 | R-454B | 650
216780002 | YORK | HH824E2S11 | CTF30B5ACS1 | Y81E080B12LMPS1 | Split System | 23000 | 18 | 9.5 | 2 | R-454B | 650
217122216 | AIREASE | A7CP21V48P-**A | 7E[C,U]60CX-**+TDR | A97UH2E110C20S* | Split System | 47000 | 19 | 9.5 | 2.12 | R-454B | 650
217122214 | AIREASE | A7CP21V48P-**A | 7E[C,U]60CX-**+TDR | A96UH1E110C20S* | Split System | 47000 | 19 | 9.5 | 2.12 | R-454B | 650
217122113 | ARMSTRONG AIR | A7CP21V48P-**A | 7E[C,U]60CX-**+TDR | A96UH1E110C20S* | Split System | 47000 | 19 | 9.5 | 2.12 | R-454B | 650
218457070 | CHAMPION HEATING AND COOLING | HH824E2S11 | JHE30B5AD2SS2 |  | Split System | 23000 | 19 | 9.5 | 2 | R-454B | 650
216010743 | CHAMPION HEATING AND COOLING | HH824E2S11 | CTM36B5ADS1+JME08B2SN1 |  | Split System | 23000 | 19 | 9.5 | 2 | R-454B | 650
217444143 | CHAMPION HEATING AND COOLING | HH824E2S11 | CTF36B5ADS1 | Z8VT080B12SMPC1 | Split System | 23000 | 19 | 9.5 | 2 | R-454B | 650
217444144 | CHAMPION HEATING AND COOLING | HH824E2S11 | CTU36B5XDS1+TXV | Z8VT080B12SMPC1 | Split System | 23000 | 19 | 9.5 | 2 | R-454B | 650
217444145 | CHAMPION HEATING AND COOLING | HH824E2S11 | CTM36B5ADS1 | Z8VT080B12SMPC1 | Split System | 23000 | 19 | 9.5 | 2 | R-454B | 650
216782175 | CHAMPION HEATING AND COOLING | HH824E2S11 | CTF36B5ADS1 | Z8ES080B12LMPS1 | Split System | 23000 | 19 | 9.5 | 2 | R-454B | 650
216783508 | CHAMPION HEATING AND COOLING | HH824E2S11 | CTU36B5XDS1+TXV | Z8ES100B12LMPS1 | Split System | 23000 | 19 | 9.5 | 2 | R-454B | 650
216783494 | CHAMPION HEATING AND COOLING | HH824E2S11 | CTF36B5ADS1 | Z8ES100B12LMPS1 | Split System | 23000 | 19 | 9.5 | 2 | R-454B | 650
216782191 | CHAMPION HEATING AND COOLING | HH824E2S11 | CTU36B5XDS1+TXV | Z8ES080B12LMPS1 | Split System | 23000 | 19 | 9.5 | 2 | R-454B | 650
217444053 | COLEMAN | HH824E2S11 | CTM36B5ADS1 | Z8VT080B12SMPC1 | Split System | 23000 | 19 | 9.5 | 2 | R-454B | 650
217444051 | COLEMAN | HH824E2S11 | CTF36B5ADS1 | Z8VT080B12SMPC1 | Split System | 23000 | 19 | 9.5 | 2 | R-454B | 650
217444052 | COLEMAN | HH824E2S11 | CTU36B5XDS1+TXV | Z8VT080B12SMPC1 | Split System | 23000 | 19 | 9.5 | 2 | R-454B | 650
216782182 | COLEMAN | HH824E2S11 | CTU36B5XDS1+TXV | Z8ES080B12LMPS1 | Split System | 23000 | 19 | 9.5 | 2 | R-454B | 650
216782167 | COLEMAN | HH824E2S11 | CTF36B5ADS1 | Z8ES080B12LMPS1 | Split System | 23000 | 19 | 9.5 | 2 | R-454B | 650
216783500 | COLEMAN | HH824E2S11 | CTU36B5XDS1+TXV | Z8ES100B12LMPS1 | Split System | 23000 | 19 | 9.5 | 2 | R-454B | 650
216783485 | COLEMAN | HH824E2S11 | CTF36B5ADS1 | Z8ES100B12LMPS1 | Split System | 23000 | 19 | 9.5 | 2 | R-454B | 650
218457061 | FRASER-JOHNSTON | HH824E2S11 | JHE24B5AC2SS2 |  | Split System | 23000 | 19 | 9.5 | 2 | R-454B | 650
217444189 | FRASER-JOHNSTON | HH824E2S11 | CTF36B5ADS1 | Z8VT080B12SMPC1 | Split System | 23000 | 19 | 9.5 | 2 | R-454B | 650
217444191 | FRASER-JOHNSTON | HH824E2S11 | CTM36B5ADS1 | Z8VT080B12SMPC1 | Split System | 23000 | 19 | 9.5 | 2 | R-454B | 650
216010742 | FRASER-JOHNSTON | HH824E2S11 | CTM36B5ADS1+JME12B2SN1 |  | Split System | 23000 | 19 | 9.5 | 2 | R-454B | 650
216782173 | FRASER-JOHNSTON | HH824E2S11 | CTF36B5ADS1 | Z8ES080B12LMPS1 | Split System | 23000 | 19 | 9.5 | 2 | R-454B | 650
216783505 | FRASER-JOHNSTON | HH824E2S11 | CTU36B5XDS1+TXV | Z8ES100B12LMPS1 | Split System | 23000 | 19 | 9.5 | 2 | R-454B | 650
216783491 | FRASER-JOHNSTON | HH824E2S11 | CTF36B5ADS1 | Z8ES100B12LMPS1 | Split System | 23000 | 19 | 9.5 | 2 | R-454B | 650
216782188 | FRASER-JOHNSTON | HH824E2S11 | CTU36B5XDS1+TXV | Z8ES080B12LMPS1 | Split System | 23000 | 19 | 9.5 | 2 | R-454B | 650
217444098 | JOHNSON CONTROLS | HH824E2S11 | CTU36B5XDS1+TXV | Z8VT080B12SMPC1 | Split System | 23000 | 19 | 9.5 | 2 | R-454B | 650
216782179 | JOHNSON CONTROLS | HH824E2S11 | CTF36B5ADS1 | Z8ES080B12LMPS1 | Split System | 23000 | 19 | 9.5 | 2 | R-454B | 650
216783497 | JOHNSON CONTROLS | HH824E2S11 | CTF36B5ADS1 | Z8ES100B12LMPS1 | Split System | 23000 | 19 | 9.5 | 2 | R-454B | 650
216783511 | JOHNSON CONTROLS | HH824E2S11 | CTU36B5XDS1+TXV | Z8ES100B12LMPS1 | Split System | 23000 | 19 | 9.5 | 2 | R-454B | 650
217121657 | LENNOX | EL21KLV-048-230A** | CK40[C,U]T-60C-**+TDR | EL297UH110XE60C* | Split System | 47000 | 19 | 9.5 | 2.12 | R-454B | 650
217121653 | LENNOX | EL21KLV-048-230A** | CK40[C,U]T-60C-**+TDR | ML196UH110XE60C* | Split System | 47000 | 19 | 9.5 | 2.12 | R-454B | 650
217444005 | LUXAIRE | HH824E2S11 | CTF36B5ADS1 | Z8VT080B12SMPC1 | Split System | 23000 | 19 | 9.5 | 2 | R-454B | 650
217444006 | LUXAIRE | HH824E2S11 | CTU36B5XDS1+TXV | Z8VT080B12SMPC1 | Split System | 23000 | 19 | 9.5 | 2 | R-454B | 650
216783503 | LUXAIRE | HH824E2S11 | CTU36B5XDS1+TXV | Z8ES100B12LMPS1 | Split System | 23000 | 19 | 9.5 | 2 | R-454B | 650
216782184 | LUXAIRE | HH824E2S11 | CTU36B5XDS1+TXV | Z8ES080B12LMPS1 | Split System | 23000 | 19 | 9.5 | 2 | R-454B | 650
216782170 | LUXAIRE | HH824E2S11 | CTF36B5ADS1 | Z8ES080B12LMPS1 | Split System | 23000 | 19 | 9.5 | 2 | R-454B | 650
216783488 | LUXAIRE | HH824E2S11 | CTF36B5ADS1 | Z8ES100B12LMPS1 | Split System | 23000 | 19 | 9.5 | 2 | R-454B | 650
218456688 | YORK | HH824E2S11 | JHE36B5AD2SS2 |  | Split System | 23000 | 19 | 9.5 | 2 | R-454B | 650
216010726 | YORK | HH824E2S11 | CTM36B5ADS1+JME08B2SN1 |  | Split System | 23000 | 19 | 9.5 | 2 | R-454B | 650
217443961 | YORK | HH824E2S11 | CTM36B5ADS1 | Y82V080B12SMPC1 | Split System | 23000 | 19 | 9.5 | 2 | R-454B | 650
217443960 | YORK | HH824E2S11 | CTU36B5XDS1+TXV | Y82V080B12SMPC1 | Split System | 23000 | 19 | 9.5 | 2 | R-454B | 650
217443959 | YORK | HH824E2S11 | CTF36B5ADS1 | Y82V080B12SMPC1 | Split System | 23000 | 19 | 9.5 | 2 | R-454B | 650
216779883 | YORK | HH824E2S11 | CTF36B5ADS1 | Y81E100B12LMPS1 | Split System | 23000 | 19 | 9.5 | 2 | R-454B | 650
216780876 | YORK | HH824E2S11 | CTF36B5ADS1 | Y81E080B12LMPS1 | Split System | 23000 | 19 | 9.5 | 2 | R-454B | 650
216780882 | YORK | HH824E2S11 | CTU36B5XDS1+TXV | Y81E080B12LMPS1 | Split System | 23000 | 19 | 9.5 | 2 | R-454B | 650
217122215 | AIREASE | A7CP21V48P-**A | 7E[C,U]60CX-**+TDR | A97UH2E090C16S* | Split System | 47000 | 19.5 | 9.5 | 2.12 | R-454B | 650
217122213 | AIREASE | A7CP21V48P-**A | 7E[C,U]60CX-**+TDR | A96UH1E090C16S* | Split System | 47000 | 19.5 | 9.5 | 2.12 | R-454B | 650
217122114 | ARMSTRONG AIR | A7CP21V48P-**A | 7E[C,U]60CX-**+TDR | A97UH2E090C16S* | Split System | 47000 | 19.5 | 9.5 | 2.12 | R-454B | 650
217122112 | ARMSTRONG AIR | A7CP21V48P-**A | 7E[C,U]60CX-**+TDR | A96UH1E090C16S* | Split System | 47000 | 19.5 | 9.5 | 2.12 | R-454B | 650
217121642 | LENNOX | EL21KLV-048-230A** | CK40[C,U]T-60C-**+TDR | EL196UH090XE48C* | Split System | 47000 | 19.5 | 9.5 | 2.1 | R-454B | 650
217121656 | LENNOX | EL21KLV-048-230A** | CK40[C,U]T-60C-**+TDR | EL297UH090XE48C* | Split System | 47000 | 19.5 | 9.5 | 2.12 | R-454B | 650
217121651 | LENNOX | EL21KLV-048-230A** | CK40[C,U]T-60C-**+TDR | ML196UH090XE48C* | Split System | 47000 | 19.5 | 9.5 | 2.12 | R-454B | 650
215939928 | ARCOAIRE | H5H3V36*K*AAA* | EA*5X61M24A*+WALLCON | *97CTN1202422A* | Split System | 34400 | 20.5 | 9.5 | 2.08 | R-454B | 650
215939839 | COMFORTMAKER | C5H3V36*K*AAA* | EA*5X61M21A*+WALLCON | *80CSU0401712B* | Split System | 34400 | 20.5 | 9.5 | 2.06 | R-454B | 650
215939929 | COMFORTMAKER | C5H3V36*K*AAA* | EA*5X61M24A*+WALLCON | *97CTN1202422A* | Split System | 34400 | 20.5 | 9.5 | 2.08 | R-454B | 650
215939806 | HEIL | H5H3V36*K*AAA* | EA*5X60M24A*+WALLCON | *97CTN1002122A* | Split System | 34000 | 20.5 | 9.5 | 2.06 | R-454B | 650
215939816 | HEIL | H5H3V36*K*AAA* | EA*5X60M24A*+WALLCON | *97CTN1202422A* | Split System | 34000 | 20.5 | 9.5 | 2.06 | R-454B | 650
215939916 | HEIL | H5H3V36*K*AAA* | EA*5X61M24A*+WALLCON | *97CTN1002122A* | Split System | 34400 | 20.5 | 9.5 | 2.06 | R-454B | 650
218410064 | HEIL | B5H3V36*K*AAA* | EA*5X61M24A*+WALLCON | *95CSU1002122B* | Split System | 34600 | 20.5 | 9.5 | 2.08 | R-454B | 650
215939813 | TEMPSTAR | T5H3V36*K*AAA* | EA*5X60M24A*+WALLCON | *97CTN1002122A* | Split System | 34000 | 20.5 | 9.5 | 2.06 | R-454B | 650
215939843 | TEMPSTAR | T5H3V36*K*AAA* | EA*5X61M21A*+WALLCON | *80CSU0401712B* | Split System | 34400 | 20.5 | 9.5 | 2.06 | R-454B | 650
215939933 | TEMPSTAR | T5H3V36*K*AAA* | EA*5X61M24A*+WALLCON | *97CTN1202422A* | Split System | 34400 | 20.5 | 9.5 | 2.08 | R-454B | 650
218410071 | TEMPSTAR | B5H3V36*K*AAA* | EA*5X61M24A*+WALLCON | *95CSU1002122B* | Split System | 34600 | 20.5 | 9.5 | 2.08 | R-454B | 650
218408841 | AIRQUEST | B5H3V24*K*AAA* | EVD5X37M21A*+WALLCON | *80CTL0451712B* | Split System | 23200 | 21.5 | 9.5 | 2.08 | R-454B | 650
218408842 | ARCOAIRE | B5H3V24*K*AAA* | EVD5X37M21A*+WALLCON | *80CTL0451712B* | Split System | 23200 | 21.5 | 9.5 | 2.08 | R-454B | 650
218407963 | COMFORTMAKER | B5H3V24*K*AAA* | EVM5X43M21A*+WALLCON | *80CTL0451712B* | Split System | 23200 | 21.5 | 9.5 | 2.08 | R-454B | 650
218407964 | DAY & NIGHT | B5H3V24*K*AAA* | EVM5X43M21A*+WALLCON | *80CTL0451712B* | Split System | 23200 | 21.5 | 9.5 | 2.08 | R-454B | 650
218408844 | DAY & NIGHT | B5H3V24*K*AAA* | EVD5X37M21A*+WALLCON | *80CTL0451712B* | Split System | 23200 | 21.5 | 9.5 | 2.08 | R-454B | 650
218408840 | HEIL | B5H3V24*K*AAA* | EVD5X37M21A*+WALLCON | *80CTL0451712B* | Split System | 23200 | 21.5 | 9.5 | 2.08 | R-454B | 650
218407965 | KEEPRITE | B5H3V24*K*AAA* | EVM5X43M21A*+WALLCON | *80CTL0451712B* | Split System | 23200 | 21.5 | 9.5 | 2.08 | R-454B | 650
218408845 | KEEPRITE | B5H3V24*K*AAA* | EVD5X37M21A*+WALLCON | *80CTL0451712B* | Split System | 23200 | 21.5 | 9.5 | 2.08 | R-454B | 650
218407967 | TEMPSTAR | B5H3V24*K*AAA* | EVM5X43M21A*+WALLCON | *80CTL0451712B* | Split System | 23200 | 21.5 | 9.5 | 2.08 | R-454B | 650
216776055 | LENNOX | SL22KLV-024-230A** | CK40HT-42C-**+TDR | SL297UH080NV48C* | Split System | 22800 | 20 | 9.5 | 2.06 | R-454B | 650
216776042 | LENNOX | SL22KLV-024-230A** | CK40HT-42C-**+TDR | SL297UH040NV36B* | Split System | 22800 | 20.5 | 9.5 | 2.06 | R-454B | 650
217198604 | AMERICAN STANDARD | 5A6V0X36A1 | 5TXCC009AS3 | S9V2B080U4VSB+LRP | Split System | 35800 | 20 | 9.5 | 2.1 | R-454B | 650
217179460 | AMERICAN STANDARD | 5A6V0X36A1 | 5TXCC009AS3 | S8V2B060M4PCB | Split System | 35600 | 20 | 9.5 | 2.2 | R-454B | 650
217198603 | TRANE | 5TWV0X36A1 | 5TXCC009AS3 | S9V2B080U4VSB+LRP | Split System | 35800 | 20 | 9.5 | 2.1 | R-454B | 650
217179385 | TRANE | 5TWV0X36A1 | 5PX*C009AS3 | S9V2B040U3VSB+LRP | Split System | 35800 | 20 | 9.5 | 2.1 | R-454B | 650
217179450 | AMERICAN STANDARD | 5A6V0X36A1 | 5TXCC009AS3 | S9V2B040U3VSB+LRP | Split System | 35800 | 20.2 | 9.5 | 2.1 | R-454B | 650
217179448 | AMERICAN STANDARD | 5A6V0X36A1 | 5TXCC009AS3 | S9V2B060U4VSB+LRP | Split System | 36000 | 20.2 | 9.5 | 2.1 | R-454B | 650
217179431 | TRANE | 5TWV0X36A1 | 5TXCC009AS3 | S9V2B060D3VSB+LRP | Split System | 35600 | 20.6 | 9.5 | 2.1 | R-454B | 650
216776051 | LENNOX | SL22KLV-024-230A** | CK40HT-42C-**+TDR | SLP99UH090XV60C* | Split System | 23000 | 19 | 9.5 | 2.08 | R-454B | 650
216776047 | LENNOX | SL22KLV-024-230A** | CK40HT-42C-**+TDR | EL297UH090XV60C* | Split System | 23000 | 19 | 9.5 | 2.08 | R-454B | 650
217121559 | LENNOX | EL21KLV-024-230A** | CK40[C,U]T-30B-**+TDR | ML296UH045XV36B* | Split System | 23000 | 19.5 | 9.5 | 2.1 | R-454B | 650
218408905 | AIRQUEST | B5H3V24*K*AAA* | EVD5X37M21A*+WALLCON | *97CTN0601716A* | Split System | 23200 | 21 | 9.5 | 2.08 | R-454B | 650
218408904 | HEIL | B5H3V24*K*AAA* | EVD5X37M21A*+WALLCON | *97CTN0601716A* | Split System | 23200 | 21 | 9.5 | 2.08 | R-454B | 650
218408911 | TEMPSTAR | B5H3V24*K*AAA* | EVD5X37M21A*+WALLCON | *97CTN0601716A* | Split System | 23200 | 21 | 9.5 | 2.08 | R-454B | 650
218408025 | AIRQUEST | B5H3V24*K*AAA* | EVM5X43M21A*+WALLCON | *97CTN0801716A* | Split System | 23200 | 21.5 | 9.5 | 2.06 | R-454B | 650
218409017 | AIRQUEST | B5H3V24*K*AAA* | EVD5X38M17A*+WALLCON | *97CTN0601716A* | Split System | 23600 | 21.5 | 9.5 | 2.06 | R-454B | 650
218409097 | AIRQUEST | B5H3V24*K*AAA* | EVD5X42M17A*+WALLCON | *97CMN0801714B* | Split System | 23200 | 21.5 | 9.5 | 2.08 | R-454B | 650
218407985 | AIRQUEST | B5H3V24*K*AAA* | EVM5X43M21A*+WALLCON | *97CMN0601714B* | Split System | 23200 | 21.5 | 9.5 | 2.08 | R-454B | 650
218408026 | ARCOAIRE | B5H3V24*K*AAA* | EVM5X43M21A*+WALLCON | *97CTN0801716A* | Split System | 23200 | 21.5 | 9.5 | 2.06 | R-454B | 650
218408914 | ARCOAIRE | B5H3V24*K*AAA* | EVD5X37M21A*+WALLCON | *97CTN0801716A* | Split System | 23200 | 21.5 | 9.5 | 2.06 | R-454B | 650
218408602 | ARCOAIRE | B5H3V24*K*AAA* | EVD5X31M17A*+WALLCON | *97CTN0601716A* | Split System | 23400 | 21.5 | 9.5 | 2.06 | R-454B | 650
218408522 | ARCOAIRE | B5H3V24*K*AAA* | EVD5X31M17A*+WALLCON | *80CTL0451712B* | Split System | 23400 | 21.5 | 9.5 | 2.06 | R-454B | 650
218408874 | ARCOAIRE | B5H3V24*K*AAA* | EVD5X37M21A*+WALLCON | *97CMN0601714B* | Split System | 23200 | 21.5 | 9.5 | 2.08 | R-454B | 650
218409082 | ARCOAIRE | B5H3V24*K*AAA* | EVD5X42M17A*+WALLCON | *95CSU0601716B* | Split System | 23200 | 21.5 | 9.5 | 2.08 | R-454B | 650
218408018 | ARCOAIRE | B5H3V24*K*AAA* | EVM5X43M21A*+WALLCON | *97CTN0601716A* | Split System | 23200 | 21.5 | 9.5 | 2.08 | R-454B | 650
218408027 | COMFORTMAKER | B5H3V24*K*AAA* | EVM5X43M21A*+WALLCON | *97CTN0801716A* | Split System | 23200 | 21.5 | 9.5 | 2.06 | R-454B | 650
218408867 | COMFORTMAKER | B5H3V24*K*AAA* | EVD5X37M21A*+WALLCON | *95CSU0601716B* | Split System | 23400 | 21.5 | 9.5 | 2.06 | R-454B | 650
218408603 | COMFORTMAKER | B5H3V24*K*AAA* | EVD5X31M17A*+WALLCON | *97CTN0601716A* | Split System | 23400 | 21.5 | 9.5 | 2.06 | R-454B | 650
218408523 | COMFORTMAKER | B5H3V24*K*AAA* | EVD5X31M17A*+WALLCON | *80CTL0451712B* | Split System | 23400 | 21.5 | 9.5 | 2.06 | R-454B | 650
218409019 | COMFORTMAKER | B5H3V24*K*AAA* | EVD5X38M17A*+WALLCON | *97CTN0601716A* | Split System | 23600 | 21.5 | 9.5 | 2.06 | R-454B | 650
218407987 | COMFORTMAKER | B5H3V24*K*AAA* | EVM5X43M21A*+WALLCON | *97CMN0601714B* | Split System | 23200 | 21.5 | 9.5 | 2.08 | R-454B | 650
218408875 | COMFORTMAKER | B5H3V24*K*AAA* | EVD5X37M21A*+WALLCON | *97CMN0601714B* | Split System | 23200 | 21.5 | 9.5 | 2.08 | R-454B | 650
218409099 | COMFORTMAKER | B5H3V24*K*AAA* | EVD5X42M17A*+WALLCON | *97CMN0801714B* | Split System | 23200 | 21.5 | 9.5 | 2.08 | R-454B | 650
218409123 | COMFORTMAKER | B5H3V24*K*AAA* | EVD5X42M17A*+WALLCON | *96CTN0801714B* | Split System | 23200 | 21.5 | 9.5 | 2.08 | R-454B | 650
218408019 | COMFORTMAKER | B5H3V24*K*AAA* | EVM5X43M21A*+WALLCON | *97CTN0601716A* | Split System | 23200 | 21.5 | 9.5 | 2.08 | R-454B | 650
218408028 | DAY & NIGHT | B5H3V24*K*AAA* | EVM5X43M21A*+WALLCON | *97CTN0801716A* | Split System | 23200 | 21.5 | 9.5 | 2.06 | R-454B | 650
218408868 | DAY & NIGHT | B5H3V24*K*AAA* | EVD5X37M21A*+WALLCON | *95CSU0601716B* | Split System | 23400 | 21.5 | 9.5 | 2.06 | R-454B | 650
218408524 | DAY & NIGHT | B5H3V24*K*AAA* | EVD5X31M17A*+WALLCON | *80CTL0451712B* | Split System | 23400 | 21.5 | 9.5 | 2.06 | R-454B | 650
218409084 | DAY & NIGHT | B5H3V24*K*AAA* | EVD5X42M17A*+WALLCON | *95CSU0601716B* | Split System | 23200 | 21.5 | 9.5 | 2.08 | R-454B | 650
218409068 | DAY & NIGHT | B5H3V24*K*AAA* | EVD5X42M17A*+WALLCON | *80CTL0701716B* | Split System | 23200 | 21.5 | 9.5 | 2.08 | R-454B | 650
218409100 | DAY & NIGHT | B5H3V24*K*AAA* | EVD5X42M17A*+WALLCON | *97CMN0801714B* | Split System | 23200 | 21.5 | 9.5 | 2.08 | R-454B | 650
218408024 | HEIL | B5H3V24*K*AAA* | EVM5X43M21A*+WALLCON | *97CTN0801716A* | Split System | 23200 | 21.5 | 9.5 | 2.06 | R-454B | 650
218408600 | HEIL | B5H3V24*K*AAA* | EVD5X31M17A*+WALLCON | *97CTN0601716A* | Split System | 23400 | 21.5 | 9.5 | 2.06 | R-454B | 650
218407984 | HEIL | B5H3V24*K*AAA* | EVM5X43M21A*+WALLCON | *97CMN0601714B* | Split System | 23200 | 21.5 | 9.5 | 2.08 | R-454B | 650
218409120 | HEIL | B5H3V24*K*AAA* | EVD5X42M17A*+WALLCON | *96CTN0801714B* | Split System | 23200 | 21.5 | 9.5 | 2.08 | R-454B | 650
218409096 | HEIL | B5H3V24*K*AAA* | EVD5X42M17A*+WALLCON | *97CMN0801714B* | Split System | 23200 | 21.5 | 9.5 | 2.08 | R-454B | 650
218408016 | HEIL | B5H3V24*K*AAA* | EVM5X43M21A*+WALLCON | *97CTN0601716A* | Split System | 23200 | 21.5 | 9.5 | 2.08 | R-454B | 650
218408917 | KEEPRITE | B5H3V24*K*AAA* | EVD5X37M21A*+WALLCON | *97CTN0801716A* | Split System | 23200 | 21.5 | 9.5 | 2.06 | R-454B | 650
218408029 | KEEPRITE | B5H3V24*K*AAA* | EVM5X43M21A*+WALLCON | *97CTN0801716A* | Split System | 23200 | 21.5 | 9.5 | 2.06 | R-454B | 650
218408525 | KEEPRITE | B5H3V24*K*AAA* | EVD5X31M17A*+WALLCON | *80CTL0451712B* | Split System | 23400 | 21.5 | 9.5 | 2.06 | R-454B | 650
218409021 | KEEPRITE | B5H3V24*K*AAA* | EVD5X38M17A*+WALLCON | *97CTN0601716A* | Split System | 23600 | 21.5 | 9.5 | 2.06 | R-454B | 650
218409085 | KEEPRITE | B5H3V24*K*AAA* | EVD5X42M17A*+WALLCON | *95CSU0601716B* | Split System | 23200 | 21.5 | 9.5 | 2.08 | R-454B | 650
218408877 | KEEPRITE | B5H3V24*K*AAA* | EVD5X37M21A*+WALLCON | *97CMN0601714B* | Split System | 23200 | 21.5 | 9.5 | 2.08 | R-454B | 650
218408031 | TEMPSTAR | B5H3V24*K*AAA* | EVM5X43M21A*+WALLCON | *97CTN0801716A* | Split System | 23200 | 21.5 | 9.5 | 2.06 | R-454B | 650
218408527 | TEMPSTAR | B5H3V24*K*AAA* | EVD5X31M17A*+WALLCON | *80CTL0451712B* | Split System | 23400 | 21.5 | 9.5 | 2.06 | R-454B | 650
218409071 | TEMPSTAR | B5H3V24*K*AAA* | EVD5X42M17A*+WALLCON | *80CTL0701716B* | Split System | 23200 | 21.5 | 9.5 | 2.08 | R-454B | 650
218408879 | TEMPSTAR | B5H3V24*K*AAA* | EVD5X37M21A*+WALLCON | *97CMN0601714B* | Split System | 23200 | 21.5 | 9.5 | 2.08 | R-454B | 650
218407991 | TEMPSTAR | B5H3V24*K*AAA* | EVM5X43M21A*+WALLCON | *97CMN0601714B* | Split System | 23200 | 21.5 | 9.5 | 2.08 | R-454B | 650
218408023 | TEMPSTAR | B5H3V24*K*AAA* | EVM5X43M21A*+WALLCON | *97CTN0601716A* | Split System | 23200 | 21.5 | 9.5 | 2.08 | R-454B | 650
218408049 | AIRQUEST | B5H3V24*K*AAA* | EVM5X44M21A*+WALLCON | *80CTL0451712B* | Split System | 23600 | 22 | 9.5 | 2.04 | R-454B | 650
218408081 | AIRQUEST | B5H3V24*K*AAA* | EVM5X44M21A*+WALLCON | *97CMN0601714B* | Split System | 23600 | 22 | 9.5 | 2.04 | R-454B | 650
218408105 | AIRQUEST | B5H3V24*K*AAA* | EVM5X44M21A*+WALLCON | *97CTN0601716A* | Split System | 23600 | 22 | 9.5 | 2.04 | R-454B | 650
218408977 | AIRQUEST | B5H3V24*K*AAA* | EVD5X38M17A*+WALLCON | *97CMN0601714B* | Split System | 23600 | 22 | 9.5 | 2.04 | R-454B | 650
218408001 | AIRQUEST | B5H3V24*K*AAA* | EVM5X43M21A*+WALLCON | *96CTN0601714B* | Split System | 23200 | 22 | 9.5 | 2.06 | R-454B | 650
218408553 | AIRQUEST | B5H3V24*K*AAA* | EVD5X31M17A*+WALLCON | *95CSU0601716B* | Split System | 23400 | 22 | 9.5 | 2.06 | R-454B | 650
218408897 | AIRQUEST | B5H3V24*K*AAA* | EVD5X37M21A*+WALLCON | *96CTN0801714B* | Split System | 23400 | 22 | 9.5 | 2.06 | R-454B | 650
218407993 | AIRQUEST | B5H3V24*K*AAA* | EVM5X43M21A*+WALLCON | *97CMN0801714B* | Split System | 23400 | 22 | 9.5 | 2.06 | R-454B | 650
218408009 | AIRQUEST | B5H3V24*K*AAA* | EVM5X43M21A*+WALLCON | *96CTN0801714B* | Split System | 23400 | 22 | 9.5 | 2.06 | R-454B | 650
218408609 | AIRQUEST | B5H3V24*K*AAA* | EVD5X31M17A*+WALLCON | *97CTN0801716A* | Split System | 23400 | 22 | 9.5 | 2.06 | R-454B | 650
218408569 | AIRQUEST | B5H3V24*K*AAA* | EVD5X31M17A*+WALLCON | *97CMN0801714B* | Split System | 23400 | 22 | 9.5 | 2.06 | R-454B | 650
218408937 | AIRQUEST | B5H3V24*K*AAA* | EVD5X38M17A*+WALLCON | *80CTL0451712B* | Split System | 23600 | 22 | 9.5 | 2.06 | R-454B | 650
218408273 | AIRQUEST | B5H3V24*K*AAA* | EVD5X25M17A*+WALLCON | *80CSU0601716B* | Split System | 23200 | 22 | 9.5 | 2.08 | R-454B | 650
218408625 | AIRQUEST | B5H3V24*K*AAA* | EVD5X36M17A*+WALLCON | *80CSU0601716B* | Split System | 23200 | 22 | 9.5 | 2.08 | R-454B | 650
218408761 | AIRQUEST | B5H3V24*K*AAA* | EVD5X36M21A*+WALLCON | *80CTL0901716B* | Split System | 23200 | 22 | 9.5 | 2.08 | R-454B | 650
218409177 | AIRQUEST | B5H3V24*K*AAA* | EVD5X42M21A*+WALLCON | *80CTL0901716B* | Split System | 23200 | 22 | 9.5 | 2.08 | R-454B | 650
218408617 | AIRQUEST | B5H3V24*K*AAA* | EVD5X36M17A*+WALLCON | *80CSU0401712B* | Split System | 23200 | 22 | 9.5 | 2.1 | R-454B | 650
218408393 | AIRQUEST | B5H3V24*K*AAA* | EVD5X30M17A*+WALLCON | *80CSU0401712B* | Split System | 23200 | 22 | 9.5 | 2.1 | R-454B | 650
218408265 | AIRQUEST | B5H3V24*K*AAA* | EVD5X25M17A*+WALLCON | *80CSU0401712B* | Split System | 23200 | 22 | 9.5 | 2.1 | R-454B | 650
218408050 | ARCOAIRE | B5H3V24*K*AAA* | EVM5X44M21A*+WALLCON | *80CTL0451712B* | Split System | 23600 | 22 | 9.5 | 2.04 | R-454B | 650
218408082 | ARCOAIRE | B5H3V24*K*AAA* | EVM5X44M21A*+WALLCON | *97CMN0601714B* | Split System | 23600 | 22 | 9.5 | 2.04 | R-454B | 650
218408106 | ARCOAIRE | B5H3V24*K*AAA* | EVM5X44M21A*+WALLCON | *97CTN0601716A* | Split System | 23600 | 22 | 9.5 | 2.04 | R-454B | 650
218408978 | ARCOAIRE | B5H3V24*K*AAA* | EVD5X38M17A*+WALLCON | *97CMN0601714B* | Split System | 23600 | 22 | 9.5 | 2.04 | R-454B | 650
218408850 | ARCOAIRE | B5H3V24*K*AAA* | EVD5X37M21A*+WALLCON | *80CTL0701716B* | Split System | 23400 | 22 | 9.5 | 2.06 | R-454B | 650
218407970 | ARCOAIRE | B5H3V24*K*AAA* | EVM5X43M21A*+WALLCON | *80CTL0701716B* | Split System | 23400 | 22 | 9.5 | 2.06 | R-454B | 650
218408554 | ARCOAIRE | B5H3V24*K*AAA* | EVD5X31M17A*+WALLCON | *95CSU0601716B* | Split System | 23400 | 22 | 9.5 | 2.06 | R-454B | 650
218407994 | ARCOAIRE | B5H3V24*K*AAA* | EVM5X43M21A*+WALLCON | *97CMN0801714B* | Split System | 23400 | 22 | 9.5 | 2.06 | R-454B | 650
218408010 | ARCOAIRE | B5H3V24*K*AAA* | EVM5X43M21A*+WALLCON | *96CTN0801714B* | Split System | 23400 | 22 | 9.5 | 2.06 | R-454B | 650
218408882 | ARCOAIRE | B5H3V24*K*AAA* | EVD5X37M21A*+WALLCON | *97CMN0801714B* | Split System | 23400 | 22 | 9.5 | 2.06 | R-454B | 650
218408562 | ARCOAIRE | B5H3V24*K*AAA* | EVD5X31M17A*+WALLCON | *97CMN0601714B* | Split System | 23400 | 22 | 9.5 | 2.06 | R-454B | 650
218408938 | ARCOAIRE | B5H3V24*K*AAA* | EVD5X38M17A*+WALLCON | *80CTL0451712B* | Split System | 23600 | 22 | 9.5 | 2.06 | R-454B | 650
218407882 | ARCOAIRE | B5H3V24*K*AAA* | EVM5X42M21A*+WALLCON | *80CTL0901716B* | Split System | 23200 | 22 | 9.5 | 2.08 | R-454B | 650
218408274 | ARCOAIRE | B5H3V24*K*AAA* | EVD5X25M17A*+WALLCON | *80CSU0601716B* | Split System | 23200 | 22 | 9.5 | 2.08 | R-454B | 650
218408402 | ARCOAIRE | B5H3V24*K*AAA* | EVD5X30M17A*+WALLCON | *80CSU0601716B* | Split System | 23200 | 22 | 9.5 | 2.08 | R-454B | 650
218409178 | ARCOAIRE | B5H3V24*K*AAA* | EVD5X42M21A*+WALLCON | *80CTL0901716B* | Split System | 23200 | 22 | 9.5 | 2.08 | R-454B | 650
218408762 | ARCOAIRE | B5H3V24*K*AAA* | EVD5X36M21A*+WALLCON | *80CTL0901716B* | Split System | 23200 | 22 | 9.5 | 2.08 | R-454B | 650
218408538 | ARCOAIRE | B5H3V24*K*AAA* | EVD5X31M17A*+WALLCON | *80CTL0701716B* | Split System | 23600 | 22 | 9.5 | 2.08 | R-454B | 650
218408618 | ARCOAIRE | B5H3V24*K*AAA* | EVD5X36M17A*+WALLCON | *80CSU0401712B* | Split System | 23200 | 22 | 9.5 | 2.1 | R-454B | 650
218408266 | ARCOAIRE | B5H3V24*K*AAA* | EVD5X25M17A*+WALLCON | *80CSU0401712B* | Split System | 23200 | 22 | 9.5 | 2.1 | R-454B | 650
218408051 | COMFORTMAKER | B5H3V24*K*AAA* | EVM5X44M21A*+WALLCON | *80CTL0451712B* | Split System | 23600 | 22 | 9.5 | 2.04 | R-454B | 650
218408979 | COMFORTMAKER | B5H3V24*K*AAA* | EVD5X38M17A*+WALLCON | *97CMN0601714B* | Split System | 23600 | 22 | 9.5 | 2.04 | R-454B | 650
218408891 | COMFORTMAKER | B5H3V24*K*AAA* | EVD5X37M21A*+WALLCON | *96CTN0601714B* | Split System | 23200 | 22 | 9.5 | 2.06 | R-454B | 650
218407971 | COMFORTMAKER | B5H3V24*K*AAA* | EVM5X43M21A*+WALLCON | *80CTL0701716B* | Split System | 23400 | 22 | 9.5 | 2.06 | R-454B | 650
218408851 | COMFORTMAKER | B5H3V24*K*AAA* | EVD5X37M21A*+WALLCON | *80CTL0701716B* | Split System | 23400 | 22 | 9.5 | 2.06 | R-454B | 650
218408555 | COMFORTMAKER | B5H3V24*K*AAA* | EVD5X31M17A*+WALLCON | *95CSU0601716B* | Split System | 23400 | 22 | 9.5 | 2.06 | R-454B | 650
218408563 | COMFORTMAKER | B5H3V24*K*AAA* | EVD5X31M17A*+WALLCON | *97CMN0601714B* | Split System | 23400 | 22 | 9.5 | 2.06 | R-454B | 650
218408571 | COMFORTMAKER | B5H3V24*K*AAA* | EVD5X31M17A*+WALLCON | *97CMN0801714B* | Split System | 23400 | 22 | 9.5 | 2.06 | R-454B | 650
218408587 | COMFORTMAKER | B5H3V24*K*AAA* | EVD5X31M17A*+WALLCON | *96CTN0601714B* | Split System | 23400 | 22 | 9.5 | 2.06 | R-454B | 650
218408939 | COMFORTMAKER | B5H3V24*K*AAA* | EVD5X38M17A*+WALLCON | *80CTL0451712B* | Split System | 23600 | 22 | 9.5 | 2.06 | R-454B | 650
218409179 | COMFORTMAKER | B5H3V24*K*AAA* | EVD5X42M21A*+WALLCON | *80CTL0901716B* | Split System | 23200 | 22 | 9.5 | 2.08 | R-454B | 650
218409043 | COMFORTMAKER | B5H3V24*K*AAA* | EVD5X42M17A*+WALLCON | *80CSU0601716B* | Split System | 23200 | 22 | 9.5 | 2.08 | R-454B | 650
218408627 | COMFORTMAKER | B5H3V24*K*AAA* | EVD5X36M17A*+WALLCON | *80CSU0601716B* | Split System | 23200 | 22 | 9.5 | 2.08 | R-454B | 650
218409059 | COMFORTMAKER | B5H3V24*K*AAA* | EVD5X42M17A*+WALLCON | *80CTL0701412B* | Split System | 23200 | 22 | 9.5 | 2.08 | R-454B | 650
218409075 | COMFORTMAKER | B5H3V24*K*AAA* | EVD5X42M17A*+WALLCON | *80CTL0901716B* | Split System | 23200 | 22 | 9.5 | 2.08 | R-454B | 650
218408539 | COMFORTMAKER | B5H3V24*K*AAA* | EVD5X31M17A*+WALLCON | *80CTL0701716B* | Split System | 23600 | 22 | 9.5 | 2.08 | R-454B | 650
218408267 | COMFORTMAKER | B5H3V24*K*AAA* | EVD5X25M17A*+WALLCON | *80CSU0401712B* | Split System | 23200 | 22 | 9.5 | 2.1 | R-454B | 650
218408395 | COMFORTMAKER | B5H3V24*K*AAA* | EVD5X30M17A*+WALLCON | *80CSU0401712B* | Split System | 23200 | 22 | 9.5 | 2.1 | R-454B | 650
218408619 | COMFORTMAKER | B5H3V24*K*AAA* | EVD5X36M17A*+WALLCON | *80CSU0401712B* | Split System | 23200 | 22 | 9.5 | 2.1 | R-454B | 650
218408108 | DAY & NIGHT | B5H3V24*K*AAA* | EVM5X44M21A*+WALLCON | *97CTN0601716A* | Split System | 23600 | 22 | 9.5 | 2.04 | R-454B | 650
218408084 | DAY & NIGHT | B5H3V24*K*AAA* | EVM5X44M21A*+WALLCON | *97CMN0601714B* | Split System | 23600 | 22 | 9.5 | 2.04 | R-454B | 650
218408892 | DAY & NIGHT | B5H3V24*K*AAA* | EVD5X37M21A*+WALLCON | *96CTN0601714B* | Split System | 23200 | 22 | 9.5 | 2.06 | R-454B | 650
218408852 | DAY & NIGHT | B5H3V24*K*AAA* | EVD5X37M21A*+WALLCON | *80CTL0701716B* | Split System | 23400 | 22 | 9.5 | 2.06 | R-454B | 650
218408900 | DAY & NIGHT | B5H3V24*K*AAA* | EVD5X37M21A*+WALLCON | *96CTN0801714B* | Split System | 23400 | 22 | 9.5 | 2.06 | R-454B | 650
218408884 | DAY & NIGHT | B5H3V24*K*AAA* | EVD5X37M21A*+WALLCON | *97CMN0801714B* | Split System | 23400 | 22 | 9.5 | 2.06 | R-454B | 650
218407972 | DAY & NIGHT | B5H3V24*K*AAA* | EVM5X43M21A*+WALLCON | *80CTL0701716B* | Split System | 23400 | 22 | 9.5 | 2.06 | R-454B | 650
218408572 | DAY & NIGHT | B5H3V24*K*AAA* | EVD5X31M17A*+WALLCON | *97CMN0801714B* | Split System | 23400 | 22 | 9.5 | 2.06 | R-454B | 650
218408940 | DAY & NIGHT | B5H3V24*K*AAA* | EVD5X38M17A*+WALLCON | *80CTL0451712B* | Split System | 23600 | 22 | 9.5 | 2.06 | R-454B | 650
218408276 | DAY & NIGHT | B5H3V24*K*AAA* | EVD5X25M17A*+WALLCON | *80CSU0601716B* | Split System | 23200 | 22 | 9.5 | 2.08 | R-454B | 650
218408628 | DAY & NIGHT | B5H3V24*K*AAA* | EVD5X36M17A*+WALLCON | *80CSU0601716B* | Split System | 23200 | 22 | 9.5 | 2.08 | R-454B | 650
218409044 | DAY & NIGHT | B5H3V24*K*AAA* | EVD5X42M17A*+WALLCON | *80CSU0601716B* | Split System | 23200 | 22 | 9.5 | 2.08 | R-454B | 650
218409076 | DAY & NIGHT | B5H3V24*K*AAA* | EVD5X42M17A*+WALLCON | *80CTL0901716B* | Split System | 23200 | 22 | 9.5 | 2.08 | R-454B | 650
218408860 | DAY & NIGHT | B5H3V24*K*AAA* | EVD5X37M21A*+WALLCON | *80CTL0901716B* | Split System | 23400 | 22 | 9.5 | 2.08 | R-454B | 650
218408540 | DAY & NIGHT | B5H3V24*K*AAA* | EVD5X31M17A*+WALLCON | *80CTL0701716B* | Split System | 23600 | 22 | 9.5 | 2.08 | R-454B | 650
218408268 | DAY & NIGHT | B5H3V24*K*AAA* | EVD5X25M17A*+WALLCON | *80CSU0401712B* | Split System | 23200 | 22 | 9.5 | 2.1 | R-454B | 650
218408396 | DAY & NIGHT | B5H3V24*K*AAA* | EVD5X30M17A*+WALLCON | *80CSU0401712B* | Split System | 23200 | 22 | 9.5 | 2.1 | R-454B | 650
218408048 | HEIL | B5H3V24*K*AAA* | EVM5X44M21A*+WALLCON | *80CTL0451712B* | Split System | 23600 | 22 | 9.5 | 2.04 | R-454B | 650
218408000 | HEIL | B5H3V24*K*AAA* | EVM5X43M21A*+WALLCON | *96CTN0601714B* | Split System | 23200 | 22 | 9.5 | 2.06 | R-454B | 650
218408888 | HEIL | B5H3V24*K*AAA* | EVD5X37M21A*+WALLCON | *96CTN0601714B* | Split System | 23200 | 22 | 9.5 | 2.06 | R-454B | 650
218407968 | HEIL | B5H3V24*K*AAA* | EVM5X43M21A*+WALLCON | *80CTL0701716B* | Split System | 23400 | 22 | 9.5 | 2.06 | R-454B | 650
218407992 | HEIL | B5H3V24*K*AAA* | EVM5X43M21A*+WALLCON | *97CMN0801714B* | Split System | 23400 | 22 | 9.5 | 2.06 | R-454B | 650
218408552 | HEIL | B5H3V24*K*AAA* | EVD5X31M17A*+WALLCON | *95CSU0601716B* | Split System | 23400 | 22 | 9.5 | 2.06 | R-454B | 650
218408008 | HEIL | B5H3V24*K*AAA* | EVM5X43M21A*+WALLCON | *96CTN0801714B* | Split System | 23400 | 22 | 9.5 | 2.06 | R-454B | 650
218408560 | HEIL | B5H3V24*K*AAA* | EVD5X31M17A*+WALLCON | *97CMN0601714B* | Split System | 23400 | 22 | 9.5 | 2.06 | R-454B | 650
218408936 | HEIL | B5H3V24*K*AAA* | EVD5X38M17A*+WALLCON | *80CTL0451712B* | Split System | 23600 | 22 | 9.5 | 2.06 | R-454B | 650
218407880 | HEIL | B5H3V24*K*AAA* | EVM5X42M21A*+WALLCON | *80CTL0901716B* | Split System | 23200 | 22 | 9.5 | 2.08 | R-454B | 650
218408400 | HEIL | B5H3V24*K*AAA* | EVD5X30M17A*+WALLCON | *80CSU0601716B* | Split System | 23200 | 22 | 9.5 | 2.08 | R-454B | 650
218408272 | HEIL | B5H3V24*K*AAA* | EVD5X25M17A*+WALLCON | *80CSU0601716B* | Split System | 23200 | 22 | 9.5 | 2.08 | R-454B | 650
218408760 | HEIL | B5H3V24*K*AAA* | EVD5X36M21A*+WALLCON | *80CTL0901716B* | Split System | 23200 | 22 | 9.5 | 2.08 | R-454B | 650
218409176 | HEIL | B5H3V24*K*AAA* | EVD5X42M21A*+WALLCON | *80CTL0901716B* | Split System | 23200 | 22 | 9.5 | 2.08 | R-454B | 650
218408536 | HEIL | B5H3V24*K*AAA* | EVD5X31M17A*+WALLCON | *80CTL0701716B* | Split System | 23600 | 22 | 9.5 | 2.08 | R-454B | 650
218408392 | HEIL | B5H3V24*K*AAA* | EVD5X30M17A*+WALLCON | *80CSU0401712B* | Split System | 23200 | 22 | 9.5 | 2.1 | R-454B | 650
218408616 | HEIL | B5H3V24*K*AAA* | EVD5X36M17A*+WALLCON | *80CSU0401712B* | Split System | 23200 | 22 | 9.5 | 2.1 | R-454B | 650
218408109 | KEEPRITE | B5H3V24*K*AAA* | EVM5X44M21A*+WALLCON | *97CTN0601716A* | Split System | 23600 | 22 | 9.5 | 2.04 | R-454B | 650
218408885 | KEEPRITE | B5H3V24*K*AAA* | EVD5X37M21A*+WALLCON | *97CMN0801714B* | Split System | 23400 | 22 | 9.5 | 2.06 | R-454B | 650
218407973 | KEEPRITE | B5H3V24*K*AAA* | EVM5X43M21A*+WALLCON | *80CTL0701716B* | Split System | 23400 | 22 | 9.5 | 2.06 | R-454B | 650
218408853 | KEEPRITE | B5H3V24*K*AAA* | EVD5X37M21A*+WALLCON | *80CTL0701716B* | Split System | 23400 | 22 | 9.5 | 2.06 | R-454B | 650
218408901 | KEEPRITE | B5H3V24*K*AAA* | EVD5X37M21A*+WALLCON | *96CTN0801714B* | Split System | 23400 | 22 | 9.5 | 2.06 | R-454B | 650
218407885 | KEEPRITE | B5H3V24*K*AAA* | EVM5X42M21A*+WALLCON | *80CTL0901716B* | Split System | 23200 | 22 | 9.5 | 2.08 | R-454B | 650
218408277 | KEEPRITE | B5H3V24*K*AAA* | EVD5X25M17A*+WALLCON | *80CSU0601716B* | Split System | 23200 | 22 | 9.5 | 2.08 | R-454B | 650
218408765 | KEEPRITE | B5H3V24*K*AAA* | EVD5X36M21A*+WALLCON | *80CTL0901716B* | Split System | 23200 | 22 | 9.5 | 2.08 | R-454B | 650
218409061 | KEEPRITE | B5H3V24*K*AAA* | EVD5X42M17A*+WALLCON | *80CTL0701412B* | Split System | 23200 | 22 | 9.5 | 2.08 | R-454B | 650
218408861 | KEEPRITE | B5H3V24*K*AAA* | EVD5X37M21A*+WALLCON | *80CTL0901716B* | Split System | 23400 | 22 | 9.5 | 2.08 | R-454B | 650
218408397 | KEEPRITE | B5H3V24*K*AAA* | EVD5X30M17A*+WALLCON | *80CSU0401712B* | Split System | 23200 | 22 | 9.5 | 2.1 | R-454B | 650
218408269 | KEEPRITE | B5H3V24*K*AAA* | EVD5X25M17A*+WALLCON | *80CSU0401712B* | Split System | 23200 | 22 | 9.5 | 2.1 | R-454B | 650
218408055 | TEMPSTAR | B5H3V24*K*AAA* | EVM5X44M21A*+WALLCON | *80CTL0451712B* | Split System | 23600 | 22 | 9.5 | 2.04 | R-454B | 650
218408895 | TEMPSTAR | B5H3V24*K*AAA* | EVD5X37M21A*+WALLCON | *96CTN0601714B* | Split System | 23200 | 22 | 9.5 | 2.06 | R-454B | 650
218407999 | TEMPSTAR | B5H3V24*K*AAA* | EVM5X43M21A*+WALLCON | *97CMN0801714B* | Split System | 23400 | 22 | 9.5 | 2.06 | R-454B | 650
218408015 | TEMPSTAR | B5H3V24*K*AAA* | EVM5X43M21A*+WALLCON | *96CTN0801714B* | Split System | 23400 | 22 | 9.5 | 2.06 | R-454B | 650
218408559 | TEMPSTAR | B5H3V24*K*AAA* | EVD5X31M17A*+WALLCON | *95CSU0601716B* | Split System | 23400 | 22 | 9.5 | 2.06 | R-454B | 650
218408887 | TEMPSTAR | B5H3V24*K*AAA* | EVD5X37M21A*+WALLCON | *97CMN0801714B* | Split System | 23400 | 22 | 9.5 | 2.06 | R-454B | 650
218408903 | TEMPSTAR | B5H3V24*K*AAA* | EVD5X37M21A*+WALLCON | *96CTN0801714B* | Split System | 23400 | 22 | 9.5 | 2.06 | R-454B | 650
218408575 | TEMPSTAR | B5H3V24*K*AAA* | EVD5X31M17A*+WALLCON | *97CMN0801714B* | Split System | 23400 | 22 | 9.5 | 2.06 | R-454B | 650
218408591 | TEMPSTAR | B5H3V24*K*AAA* | EVD5X31M17A*+WALLCON | *96CTN0601714B* | Split System | 23400 | 22 | 9.5 | 2.06 | R-454B | 650
218408567 | TEMPSTAR | B5H3V24*K*AAA* | EVD5X31M17A*+WALLCON | *97CMN0601714B* | Split System | 23400 | 22 | 9.5 | 2.06 | R-454B | 650
218408279 | TEMPSTAR | B5H3V24*K*AAA* | EVD5X25M17A*+WALLCON | *80CSU0601716B* | Split System | 23200 | 22 | 9.5 | 2.08 | R-454B | 650
218407887 | TEMPSTAR | B5H3V24*K*AAA* | EVM5X42M21A*+WALLCON | *80CTL0901716B* | Split System | 23200 | 22 | 9.5 | 2.08 | R-454B | 650
218409079 | TEMPSTAR | B5H3V24*K*AAA* | EVD5X42M17A*+WALLCON | *80CTL0901716B* | Split System | 23200 | 22 | 9.5 | 2.08 | R-454B | 650
218408863 | TEMPSTAR | B5H3V24*K*AAA* | EVD5X37M21A*+WALLCON | *80CTL0901716B* | Split System | 23400 | 22 | 9.5 | 2.08 | R-454B | 650
218408543 | TEMPSTAR | B5H3V24*K*AAA* | EVD5X31M17A*+WALLCON | *80CTL0701716B* | Split System | 23600 | 22 | 9.5 | 2.08 | R-454B | 650
218408271 | TEMPSTAR | B5H3V24*K*AAA* | EVD5X25M17A*+WALLCON | *80CSU0401712B* | Split System | 23200 | 22 | 9.5 | 2.1 | R-454B | 650
218409001 | AIRQUEST | B5H3V24*K*AAA* | EVD5X38M17A*+WALLCON | *96CTN0601714B* | Split System | 23600 | 22.5 | 9.5 | 2.04 | R-454B | 650
218409025 | AIRQUEST | B5H3V24*K*AAA* | EVD5X38M17A*+WALLCON | *97CTN0801716A* | Split System | 23600 | 22.5 | 9.5 | 2.06 | R-454B | 650
218409002 | ARCOAIRE | B5H3V24*K*AAA* | EVD5X38M17A*+WALLCON | *96CTN0601714B* | Split System | 23600 | 22.5 | 9.5 | 2.04 | R-454B | 650
218409003 | COMFORTMAKER | B5H3V24*K*AAA* | EVD5X38M17A*+WALLCON | *96CTN0601714B* | Split System | 23600 | 22.5 | 9.5 | 2.04 | R-454B | 650
218409027 | COMFORTMAKER | B5H3V24*K*AAA* | EVD5X38M17A*+WALLCON | *97CTN0801716A* | Split System | 23600 | 22.5 | 9.5 | 2.06 | R-454B | 650
218409004 | DAY & NIGHT | B5H3V24*K*AAA* | EVD5X38M17A*+WALLCON | *96CTN0601714B* | Split System | 23600 | 22.5 | 9.5 | 2.04 | R-454B | 650
218409028 | DAY & NIGHT | B5H3V24*K*AAA* | EVD5X38M17A*+WALLCON | *97CTN0801716A* | Split System | 23600 | 22.5 | 9.5 | 2.06 | R-454B | 650
218409029 | KEEPRITE | B5H3V24*K*AAA* | EVD5X38M17A*+WALLCON | *97CTN0801716A* | Split System | 23600 | 22.5 | 9.5 | 2.06 | R-454B | 650
218408953 | AIRQUEST | B5H3V24*K*AAA* | EVD5X38M17A*+WALLCON | *80CTL0701716B* | Split System | 23600 | 22 | 9.5 | 2.06 | R-454B | 650
218408825 | AIRQUEST | B5H3V24*K*AAA* | EVD5X37M21A*+WALLCON | *80CSU0401712B* | Split System | 23400 | 22 | 9.5 | 2.08 | R-454B | 650
218407849 | AIRQUEST | B5H3V24*K*AAA* | EVM5X42M21A*+WALLCON | *80CSU0401712B* | Split System | 23200 | 22 | 9.5 | 2.1 | R-454B | 650
218408737 | AIRQUEST | B5H3V24*K*AAA* | EVD5X36M21A*+WALLCON | *80CSU0601716B* | Split System | 23200 | 22 | 9.5 | 2.1 | R-454B | 650
218409145 | AIRQUEST | B5H3V24*K*AAA* | EVD5X42M21A*+WALLCON | *80CSU0401712B* | Split System | 23200 | 22 | 9.5 | 2.1 | R-454B | 650
218408594 | ARCOAIRE | B5H3V24*K*AAA* | EVD5X31M17A*+WALLCON | *96CTN0801714B* | Split System | 23600 | 22 | 9.5 | 2.06 | R-454B | 650
218408954 | ARCOAIRE | B5H3V24*K*AAA* | EVD5X38M17A*+WALLCON | *80CTL0701716B* | Split System | 23600 | 22 | 9.5 | 2.06 | R-454B | 650
218407978 | ARCOAIRE | B5H3V24*K*AAA* | EVM5X43M21A*+WALLCON | *80CTL0901716B* | Split System | 23400 | 22 | 9.5 | 2.08 | R-454B | 650
218408826 | ARCOAIRE | B5H3V24*K*AAA* | EVD5X37M21A*+WALLCON | *80CSU0401712B* | Split System | 23400 | 22 | 9.5 | 2.08 | R-454B | 650
218409154 | ARCOAIRE | B5H3V24*K*AAA* | EVD5X42M21A*+WALLCON | *80CSU0601716B* | Split System | 23200 | 22 | 9.5 | 2.1 | R-454B | 650
218407850 | ARCOAIRE | B5H3V24*K*AAA* | EVM5X42M21A*+WALLCON | *80CSU0401712B* | Split System | 23200 | 22 | 9.5 | 2.1 | R-454B | 650
218409035 | COMFORTMAKER | B5H3V24*K*AAA* | EVD5X42M17A*+WALLCON | *80CSU0401712B* | Split System | 23400 | 22 | 9.5 | 2.08 | R-454B | 650
218407979 | COMFORTMAKER | B5H3V24*K*AAA* | EVM5X43M21A*+WALLCON | *80CTL0901716B* | Split System | 23400 | 22 | 9.5 | 2.08 | R-454B | 650
218408827 | COMFORTMAKER | B5H3V24*K*AAA* | EVD5X37M21A*+WALLCON | *80CSU0401712B* | Split System | 23400 | 22 | 9.5 | 2.08 | R-454B | 650
218407851 | COMFORTMAKER | B5H3V24*K*AAA* | EVM5X42M21A*+WALLCON | *80CSU0401712B* | Split System | 23200 | 22 | 9.5 | 2.1 | R-454B | 650
218407859 | COMFORTMAKER | B5H3V24*K*AAA* | EVM5X42M21A*+WALLCON | *80CSU0601716B* | Split System | 23200 | 22 | 9.5 | 2.1 | R-454B | 650
218408596 | DAY & NIGHT | B5H3V24*K*AAA* | EVD5X31M17A*+WALLCON | *96CTN0801714B* | Split System | 23600 | 22 | 9.5 | 2.06 | R-454B | 650
218408956 | DAY & NIGHT | B5H3V24*K*AAA* | EVD5X38M17A*+WALLCON | *80CTL0701716B* | Split System | 23600 | 22 | 9.5 | 2.06 | R-454B | 650
218407980 | DAY & NIGHT | B5H3V24*K*AAA* | EVM5X43M21A*+WALLCON | *80CTL0901716B* | Split System | 23400 | 22 | 9.5 | 2.08 | R-454B | 650
218408828 | DAY & NIGHT | B5H3V24*K*AAA* | EVD5X37M21A*+WALLCON | *80CSU0401712B* | Split System | 23400 | 22 | 9.5 | 2.08 | R-454B | 650
218407852 | DAY & NIGHT | B5H3V24*K*AAA* | EVM5X42M21A*+WALLCON | *80CSU0401712B* | Split System | 23200 | 22 | 9.5 | 2.1 | R-454B | 650
218409148 | DAY & NIGHT | B5H3V24*K*AAA* | EVD5X42M21A*+WALLCON | *80CSU0401712B* | Split System | 23200 | 22 | 9.5 | 2.1 | R-454B | 650
218408732 | DAY & NIGHT | B5H3V24*K*AAA* | EVD5X36M21A*+WALLCON | *80CSU0401712B* | Split System | 23200 | 22 | 9.5 | 2.1 | R-454B | 650
218408952 | HEIL | B5H3V24*K*AAA* | EVD5X38M17A*+WALLCON | *80CTL0701716B* | Split System | 23600 | 22 | 9.5 | 2.06 | R-454B | 650
218408968 | HEIL | B5H3V24*K*AAA* | EVD5X38M17A*+WALLCON | *95CSU0601716B* | Split System | 23600 | 22 | 9.5 | 2.06 | R-454B | 650
218407856 | HEIL | B5H3V24*K*AAA* | EVM5X42M21A*+WALLCON | *80CSU0601716B* | Split System | 23200 | 22 | 9.5 | 2.1 | R-454B | 650
218408597 | KEEPRITE | B5H3V24*K*AAA* | EVD5X31M17A*+WALLCON | *96CTN0801714B* | Split System | 23600 | 22 | 9.5 | 2.06 | R-454B | 650
218409037 | KEEPRITE | B5H3V24*K*AAA* | EVD5X42M17A*+WALLCON | *80CSU0401712B* | Split System | 23400 | 22 | 9.5 | 2.08 | R-454B | 650
218407981 | KEEPRITE | B5H3V24*K*AAA* | EVM5X43M21A*+WALLCON | *80CTL0901716B* | Split System | 23400 | 22 | 9.5 | 2.08 | R-454B | 650
218407861 | KEEPRITE | B5H3V24*K*AAA* | EVM5X42M21A*+WALLCON | *80CSU0601716B* | Split System | 23200 | 22 | 9.5 | 2.1 | R-454B | 650
218407853 | KEEPRITE | B5H3V24*K*AAA* | EVM5X42M21A*+WALLCON | *80CSU0401712B* | Split System | 23200 | 22 | 9.5 | 2.1 | R-454B | 650
218407983 | TEMPSTAR | B5H3V24*K*AAA* | EVM5X43M21A*+WALLCON | *80CTL0901716B* | Split System | 23400 | 22 | 9.5 | 2.08 | R-454B | 650
218408831 | TEMPSTAR | B5H3V24*K*AAA* | EVD5X37M21A*+WALLCON | *80CSU0401712B* | Split System | 23400 | 22 | 9.5 | 2.08 | R-454B | 650
218408735 | TEMPSTAR | B5H3V24*K*AAA* | EVD5X36M21A*+WALLCON | *80CSU0401712B* | Split System | 23200 | 22 | 9.5 | 2.1 | R-454B | 650
218407855 | TEMPSTAR | B5H3V24*K*AAA* | EVM5X42M21A*+WALLCON | *80CSU0401712B* | Split System | 23200 | 22 | 9.5 | 2.1 | R-454B | 650
218409159 | TEMPSTAR | B5H3V24*K*AAA* | EVD5X42M21A*+WALLCON | *80CSU0601716B* | Split System | 23200 | 22 | 9.5 | 2.1 | R-454B | 650
218408743 | TEMPSTAR | B5H3V24*K*AAA* | EVD5X36M21A*+WALLCON | *80CSU0601716B* | Split System | 23200 | 22 | 9.5 | 2.1 | R-454B | 650
218408921 | AIRQUEST | B5H3V24*K*AAA* | EVD5X38M17A*+WALLCON | *80CSU0401712B* | Split System | 23800 | 22.5 | 9.5 | 2.04 | R-454B | 650
218408513 | AIRQUEST | B5H3V24*K*AAA* | EVD5X31M17A*+WALLCON | *80CSU0601716B* | Split System | 23600 | 22.5 | 9.5 | 2.06 | R-454B | 650
218408529 | AIRQUEST | B5H3V24*K*AAA* | EVD5X31M17A*+WALLCON | *80CTL0701412B* | Split System | 23600 | 22.5 | 9.5 | 2.06 | R-454B | 650
218408545 | AIRQUEST | B5H3V24*K*AAA* | EVD5X31M17A*+WALLCON | *80CTL0901716B* | Split System | 23600 | 22.5 | 9.5 | 2.06 | R-454B | 650
218408073 | AIRQUEST | B5H3V24*K*AAA* | EVM5X44M21A*+WALLCON | *95CSU0601716B* | Split System | 23600 | 22.5 | 9.5 | 2.06 | R-454B | 650
218408945 | AIRQUEST | B5H3V24*K*AAA* | EVD5X38M17A*+WALLCON | *80CTL0701412B* | Split System | 23600 | 22.5 | 9.5 | 2.06 | R-454B | 650
218409009 | AIRQUEST | B5H3V24*K*AAA* | EVD5X38M17A*+WALLCON | *96CTN0801714B* | Split System | 23600 | 22.5 | 9.5 | 2.06 | R-454B | 650
218408961 | AIRQUEST | B5H3V24*K*AAA* | EVD5X38M17A*+WALLCON | *80CTL0901716B* | Split System | 23800 | 22.5 | 9.5 | 2.06 | R-454B | 650
218408057 | AIRQUEST | B5H3V24*K*AAA* | EVM5X44M21A*+WALLCON | *80CTL0701716B* | Split System | 23800 | 22.5 | 9.5 | 2.06 | R-454B | 650
218408097 | AIRQUEST | B5H3V24*K*AAA* | EVM5X44M21A*+WALLCON | *96CTN0801714B* | Split System | 23800 | 22.5 | 9.5 | 2.06 | R-454B | 650
218407953 | AIRQUEST | B5H3V24*K*AAA* | EVM5X43M21A*+WALLCON | *80CSU0601716B* | Split System | 23400 | 22.5 | 9.5 | 2.08 | R-454B | 650
218408506 | ARCOAIRE | B5H3V24*K*AAA* | EVD5X31M17A*+WALLCON | *80CSU0401712B* | Split System | 23600 | 22.5 | 9.5 | 2.06 | R-454B | 650
218408986 | ARCOAIRE | B5H3V24*K*AAA* | EVD5X38M17A*+WALLCON | *97CMN0801714B* | Split System | 23600 | 22.5 | 9.5 | 2.06 | R-454B | 650
218408090 | ARCOAIRE | B5H3V24*K*AAA* | EVM5X44M21A*+WALLCON | *96CTN0601714B* | Split System | 23600 | 22.5 | 9.5 | 2.06 | R-454B | 650
218408114 | ARCOAIRE | B5H3V24*K*AAA* | EVM5X44M21A*+WALLCON | *97CTN0801716A* | Split System | 23600 | 22.5 | 9.5 | 2.06 | R-454B | 650
218409010 | ARCOAIRE | B5H3V24*K*AAA* | EVD5X38M17A*+WALLCON | *96CTN0801714B* | Split System | 23600 | 22.5 | 9.5 | 2.06 | R-454B | 650
218408962 | ARCOAIRE | B5H3V24*K*AAA* | EVD5X38M17A*+WALLCON | *80CTL0901716B* | Split System | 23800 | 22.5 | 9.5 | 2.06 | R-454B | 650
218408098 | ARCOAIRE | B5H3V24*K*AAA* | EVM5X44M21A*+WALLCON | *96CTN0801714B* | Split System | 23800 | 22.5 | 9.5 | 2.06 | R-454B | 650
218407954 | ARCOAIRE | B5H3V24*K*AAA* | EVM5X43M21A*+WALLCON | *80CSU0601716B* | Split System | 23400 | 22.5 | 9.5 | 2.08 | R-454B | 650
218407946 | ARCOAIRE | B5H3V24*K*AAA* | EVM5X43M21A*+WALLCON | *80CSU0401712B* | Split System | 23400 | 22.5 | 9.5 | 2.08 | R-454B | 650
218408507 | COMFORTMAKER | B5H3V24*K*AAA* | EVD5X31M17A*+WALLCON | *80CSU0401712B* | Split System | 23600 | 22.5 | 9.5 | 2.06 | R-454B | 650
218408515 | COMFORTMAKER | B5H3V24*K*AAA* | EVD5X31M17A*+WALLCON | *80CSU0601716B* | Split System | 23600 | 22.5 | 9.5 | 2.06 | R-454B | 650
218408091 | COMFORTMAKER | B5H3V24*K*AAA* | EVM5X44M21A*+WALLCON | *96CTN0601714B* | Split System | 23600 | 22.5 | 9.5 | 2.06 | R-454B | 650
218408987 | COMFORTMAKER | B5H3V24*K*AAA* | EVD5X38M17A*+WALLCON | *97CMN0801714B* | Split System | 23600 | 22.5 | 9.5 | 2.06 | R-454B | 650
218408947 | COMFORTMAKER | B5H3V24*K*AAA* | EVD5X38M17A*+WALLCON | *80CTL0701412B* | Split System | 23600 | 22.5 | 9.5 | 2.06 | R-454B | 650
218408075 | COMFORTMAKER | B5H3V24*K*AAA* | EVM5X44M21A*+WALLCON | *95CSU0601716B* | Split System | 23600 | 22.5 | 9.5 | 2.06 | R-454B | 650
218408099 | COMFORTMAKER | B5H3V24*K*AAA* | EVM5X44M21A*+WALLCON | *96CTN0801714B* | Split System | 23800 | 22.5 | 9.5 | 2.06 | R-454B | 650
218408059 | COMFORTMAKER | B5H3V24*K*AAA* | EVM5X44M21A*+WALLCON | *80CTL0701716B* | Split System | 23800 | 22.5 | 9.5 | 2.06 | R-454B | 650
218408835 | COMFORTMAKER | B5H3V24*K*AAA* | EVD5X37M21A*+WALLCON | *80CSU0601716B* | Split System | 23400 | 22.5 | 9.5 | 2.08 | R-454B | 650
218407955 | COMFORTMAKER | B5H3V24*K*AAA* | EVM5X43M21A*+WALLCON | *80CSU0601716B* | Split System | 23400 | 22.5 | 9.5 | 2.08 | R-454B | 650
218407947 | COMFORTMAKER | B5H3V24*K*AAA* | EVM5X43M21A*+WALLCON | *80CSU0401712B* | Split System | 23400 | 22.5 | 9.5 | 2.08 | R-454B | 650
218408924 | DAY & NIGHT | B5H3V24*K*AAA* | EVD5X38M17A*+WALLCON | *80CSU0401712B* | Split System | 23800 | 22.5 | 9.5 | 2.04 | R-454B | 650
218408532 | DAY & NIGHT | B5H3V24*K*AAA* | EVD5X31M17A*+WALLCON | *80CTL0701412B* | Split System | 23600 | 22.5 | 9.5 | 2.06 | R-454B | 650
218408548 | DAY & NIGHT | B5H3V24*K*AAA* | EVD5X31M17A*+WALLCON | *80CTL0901716B* | Split System | 23600 | 22.5 | 9.5 | 2.06 | R-454B | 650
218408092 | DAY & NIGHT | B5H3V24*K*AAA* | EVM5X44M21A*+WALLCON | *96CTN0601714B* | Split System | 23600 | 22.5 | 9.5 | 2.06 | R-454B | 650
218408076 | DAY & NIGHT | B5H3V24*K*AAA* | EVM5X44M21A*+WALLCON | *95CSU0601716B* | Split System | 23600 | 22.5 | 9.5 | 2.06 | R-454B | 650
218409012 | DAY & NIGHT | B5H3V24*K*AAA* | EVD5X38M17A*+WALLCON | *96CTN0801714B* | Split System | 23600 | 22.5 | 9.5 | 2.06 | R-454B | 650
218408988 | DAY & NIGHT | B5H3V24*K*AAA* | EVD5X38M17A*+WALLCON | *97CMN0801714B* | Split System | 23600 | 22.5 | 9.5 | 2.06 | R-454B | 650
218408100 | DAY & NIGHT | B5H3V24*K*AAA* | EVM5X44M21A*+WALLCON | *96CTN0801714B* | Split System | 23800 | 22.5 | 9.5 | 2.06 | R-454B | 650
218408060 | DAY & NIGHT | B5H3V24*K*AAA* | EVM5X44M21A*+WALLCON | *80CTL0701716B* | Split System | 23800 | 22.5 | 9.5 | 2.06 | R-454B | 650
218407956 | DAY & NIGHT | B5H3V24*K*AAA* | EVM5X43M21A*+WALLCON | *80CSU0601716B* | Split System | 23400 | 22.5 | 9.5 | 2.08 | R-454B | 650
218408512 | HEIL | B5H3V24*K*AAA* | EVD5X31M17A*+WALLCON | *80CSU0601716B* | Split System | 23600 | 22.5 | 9.5 | 2.06 | R-454B | 650
218408984 | HEIL | B5H3V24*K*AAA* | EVD5X38M17A*+WALLCON | *97CMN0801714B* | Split System | 23600 | 22.5 | 9.5 | 2.06 | R-454B | 650
218408960 | HEIL | B5H3V24*K*AAA* | EVD5X38M17A*+WALLCON | *80CTL0901716B* | Split System | 23800 | 22.5 | 9.5 | 2.06 | R-454B | 650
218408056 | HEIL | B5H3V24*K*AAA* | EVM5X44M21A*+WALLCON | *80CTL0701716B* | Split System | 23800 | 22.5 | 9.5 | 2.06 | R-454B | 650
218407944 | HEIL | B5H3V24*K*AAA* | EVM5X43M21A*+WALLCON | *80CSU0401712B* | Split System | 23400 | 22.5 | 9.5 | 2.08 | R-454B | 650
218408517 | KEEPRITE | B5H3V24*K*AAA* | EVD5X31M17A*+WALLCON | *80CSU0601716B* | Split System | 23600 | 22.5 | 9.5 | 2.06 | R-454B | 650
218408533 | KEEPRITE | B5H3V24*K*AAA* | EVD5X31M17A*+WALLCON | *80CTL0701412B* | Split System | 23600 | 22.5 | 9.5 | 2.06 | R-454B | 650
218408509 | KEEPRITE | B5H3V24*K*AAA* | EVD5X31M17A*+WALLCON | *80CSU0401712B* | Split System | 23600 | 22.5 | 9.5 | 2.06 | R-454B | 650
218408117 | KEEPRITE | B5H3V24*K*AAA* | EVM5X44M21A*+WALLCON | *97CTN0801716A* | Split System | 23600 | 22.5 | 9.5 | 2.06 | R-454B | 650
218408101 | KEEPRITE | B5H3V24*K*AAA* | EVM5X44M21A*+WALLCON | *96CTN0801714B* | Split System | 23800 | 22.5 | 9.5 | 2.06 | R-454B | 650
218407949 | KEEPRITE | B5H3V24*K*AAA* | EVM5X43M21A*+WALLCON | *80CSU0401712B* | Split System | 23400 | 22.5 | 9.5 | 2.08 | R-454B | 650
218407957 | KEEPRITE | B5H3V24*K*AAA* | EVM5X43M21A*+WALLCON | *80CSU0601716B* | Split System | 23400 | 22.5 | 9.5 | 2.08 | R-454B | 650
218408837 | KEEPRITE | B5H3V24*K*AAA* | EVD5X37M21A*+WALLCON | *80CSU0601716B* | Split System | 23400 | 22.5 | 9.5 | 2.08 | R-454B | 650
218408535 | TEMPSTAR | B5H3V24*K*AAA* | EVD5X31M17A*+WALLCON | *80CTL0701412B* | Split System | 23600 | 22.5 | 9.5 | 2.06 | R-454B | 650
218408079 | TEMPSTAR | B5H3V24*K*AAA* | EVM5X44M21A*+WALLCON | *95CSU0601716B* | Split System | 23600 | 22.5 | 9.5 | 2.06 | R-454B | 650
218408095 | TEMPSTAR | B5H3V24*K*AAA* | EVM5X44M21A*+WALLCON | *96CTN0601714B* | Split System | 23600 | 22.5 | 9.5 | 2.06 | R-454B | 650
218408967 | TEMPSTAR | B5H3V24*K*AAA* | EVD5X38M17A*+WALLCON | *80CTL0901716B* | Split System | 23800 | 22.5 | 9.5 | 2.06 | R-454B | 650
218407959 | TEMPSTAR | B5H3V24*K*AAA* | EVM5X43M21A*+WALLCON | *80CSU0601716B* | Split System | 23400 | 22.5 | 9.5 | 2.08 | R-454B | 650
218407951 | TEMPSTAR | B5H3V24*K*AAA* | EVM5X43M21A*+WALLCON | *80CSU0401712B* | Split System | 23400 | 22.5 | 9.5 | 2.08 | R-454B | 650
218408929 | AIRQUEST | B5H3V24*K*AAA* | EVD5X38M17A*+WALLCON | *80CSU0601716B* | Split System | 23800 | 23 | 9.5 | 2.04 | R-454B | 650
218408065 | AIRQUEST | B5H3V24*K*AAA* | EVM5X44M21A*+WALLCON | *80CTL0901716B* | Split System | 23800 | 23 | 9.5 | 2.04 | R-454B | 650
218408066 | ARCOAIRE | B5H3V24*K*AAA* | EVM5X44M21A*+WALLCON | *80CTL0901716B* | Split System | 23800 | 23 | 9.5 | 2.04 | R-454B | 650
218408067 | COMFORTMAKER | B5H3V24*K*AAA* | EVM5X44M21A*+WALLCON | *80CTL0901716B* | Split System | 23800 | 23 | 9.5 | 2.04 | R-454B | 650
218408068 | DAY & NIGHT | B5H3V24*K*AAA* | EVM5X44M21A*+WALLCON | *80CTL0901716B* | Split System | 23800 | 23 | 9.5 | 2.04 | R-454B | 650
218408064 | HEIL | B5H3V24*K*AAA* | EVM5X44M21A*+WALLCON | *80CTL0901716B* | Split System | 23800 | 23 | 9.5 | 2.04 | R-454B | 650
218408935 | TEMPSTAR | B5H3V24*K*AAA* | EVD5X38M17A*+WALLCON | *80CSU0601716B* | Split System | 23800 | 23 | 9.5 | 2.04 | R-454B | 650
218408042 | ARCOAIRE | B5H3V24*K*AAA* | EVM5X44M21A*+WALLCON | *80CSU0601716B* | Split System | 23800 | 22.5 | 9.5 | 2.04 | R-454B | 650
218408043 | COMFORTMAKER | B5H3V24*K*AAA* | EVM5X44M21A*+WALLCON | *80CSU0601716B* | Split System | 23800 | 22.5 | 9.5 | 2.04 | R-454B | 650
218408040 | HEIL | B5H3V24*K*AAA* | EVM5X44M21A*+WALLCON | *80CSU0601716B* | Split System | 23800 | 22.5 | 9.5 | 2.04 | R-454B | 650
218408047 | TEMPSTAR | B5H3V24*K*AAA* | EVM5X44M21A*+WALLCON | *80CSU0601716B* | Split System | 23800 | 22.5 | 9.5 | 2.04 | R-454B | 650
218408033 | AIRQUEST | B5H3V24*K*AAA* | EVM5X44M21A*+WALLCON | *80CSU0401712B* | Split System | 23800 | 23 | 9.5 | 2.06 | R-454B | 650
218408034 | ARCOAIRE | B5H3V24*K*AAA* | EVM5X44M21A*+WALLCON | *80CSU0401712B* | Split System | 23800 | 23 | 9.5 | 2.06 | R-454B | 650
218408035 | COMFORTMAKER | B5H3V24*K*AAA* | EVM5X44M21A*+WALLCON | *80CSU0401712B* | Split System | 23800 | 23 | 9.5 | 2.06 | R-454B | 650
218408039 | TEMPSTAR | B5H3V24*K*AAA* | EVM5X44M21A*+WALLCON | *80CSU0401712B* | Split System | 23800 | 23 | 9.5 | 2.06 | R-454B | 650
217730619 | CARRIER | 37MUHAQ36AA3 | D5MUWAQ36XA3 |  | Split System | 36000 | 16.8 | 9.6 | 1.8 | R-454B | 650
217730683 | MIDEA | 37MUHAQ36AA3 | D5MUWAQ36XA3 |  | Split System | 36000 | 16.8 | 9.6 | 1.8 | R-454B | 650
217446556 | AIREASE | A7CP21V36P-**A | 7EH42CX-**+TDR | A97US2V080C20X* | Split System | 32800 | 17.5 | 9.6 | 1.92 | R-454B | 650
217446559 | AIREASE | A7CP21V36P-**A | 7EH42CX-**+TDR | A98USMV090C20S* | Split System | 32800 | 17.5 | 9.6 | 1.94 | R-454B | 650
217446325 | ARMSTRONG AIR | A7CP21V36P-**A | 7EH42CX-**+TDR | A97US2V080C20X* | Split System | 32800 | 17.5 | 9.6 | 1.92 | R-454B | 650
217443340 | LENNOX | EL21KLV-036-230A** | CK40HT-42C-**+TDR | SL297UH080NV60C* | Split System | 32800 | 17.5 | 9.6 | 1.92 | R-454B | 650
217443359 | LENNOX | EL21KLV-036-230A** | CK40HT-42C-**+TDR | EL297UH090XV60C* | Split System | 32800 | 17.5 | 9.6 | 1.94 | R-454B | 650
217443344 | LENNOX | EL21KLV-036-230A** | CK40HT-42C-**+TDR | SLP99UH090XV60C* | Split System | 32800 | 17.5 | 9.6 | 1.94 | R-454B | 650
217446327 | ARMSTRONG AIR | A7CP21V36P-**A | 7EH42CX-**+TDR | A98USMV090C16S* | Split System | 32800 | 18 | 9.6 | 1.94 | R-454B | 650
217443342 | LENNOX | EL21KLV-036-230A** | CK40HT-42C-**+TDR | SLP99UH090XV48C* | Split System | 32800 | 18 | 9.6 | 1.94 | R-454B | 650
217443354 | LENNOX | EL21KLV-036-230A** | CK40HT-42C-**+TDR | EL297UH090XV36C* | Split System | 32800 | 18.5 | 9.6 | 1.94 | R-454B | 650
217443351 | LENNOX | EL21KLV-036-230A** | CK40HT-42C-**+TDR | EL297UH090XE48C* | Split System | 32600 | 16.5 | 9.6 | 1.92 | R-454B | 650
217727956 | ARMSTRONG AIR | A7CP21V36P-**A | 7EH42CX-**+TDR | A97US2V110C20S* | Split System | 32800 | 17.5 | 9.6 | 1.94 | R-454B | 650
217443363 | LENNOX | EL21KLV-036-230A** | CK40HT-42C-**+TDR | EL297UH110XV60C* | Split System | 32800 | 17.5 | 9.6 | 1.94 | R-454B | 650
217121652 | LENNOX | EL21KLV-048-230A** | CK40[C,U]T-60C-**+TDR | ML196UH090XE60C* | Split System | 47500 | 19.5 | 9.6 | 2.12 | R-454B | 650
217121560 | LENNOX | EL21KLV-024-230A** | CK40[C,U]T-30B-**+TDR | ML296UH070XV36B* | Split System | 23000 | 19.5 | 9.6 | 2.1 | R-454B | 650
216776045 | LENNOX | SL22KLV-024-230A** | CK40HT-42C-**+TDR | EL297UH090XV36C* | Split System | 22800 | 20.5 | 9.6 | 2.06 | R-454B | 650
217563469 | ApooDr | AHU19-24HN1-C | AHU19-24HN1-A |  | Split System | 24000 | 18.1 | 9.7 | 1.87 | R-454B | 650
216571356 | DIRECT AIR | DIRM4-24CS19-OU | DIRM4-24MAGICPRO20-AH |  | Split System | 24000 | 18.1 | 9.7 | 1.87 | R-454B | 650
216706027 | Ecoer | ESCA16H-24BBA | EAHDEC-24ABA |  | Split System | 24000 | 18.1 | 9.7 | 1.87 | R-454B | 650
217596873 | KEEN Home | KEENSTDHP24AA | KEENHYDAH24AA |  | Split System | 24000 | 18.1 | 9.7 | 1.87 | R-454B | 650
216369248 | Star Air Kontrol | SAK-24FDN2-M18M | SAK-24FDN1-M18M |  | Split System | 24000 | 18.1 | 9.7 | 1.87 | R-454B | 650
217178776 | Viessmann | D5CURAH24AAK | D5FUAAH24XAK |  | Split System | 24000 | 18.2 | 9.7 | 1.87 | R-454B | 650
216571117 | AMERICAN STANDARD | 5A6V0X48A1 | 5PX*DD10AS3 | *DHMC100CCV4+LRP | Split System | 44000 | 19.4 | 9.7 | 2.1 | R-454B | 650
216571116 | TRANE | 5TWV0X48A1 | 5PX*DD10AS3 | *DHMC100CCV4+LRP | Split System | 44000 | 19.4 | 9.7 | 2.1 | R-454B | 650
216571115 | AMERICAN STANDARD | 5A6V0X48A1 | 5PX*DD10AS3 | S8V2C080M5PDB | Split System | 44000 | 20 | 9.7 | 2.1 | R-454B | 650
216571113 | AMERICAN STANDARD | 5A6V0X48A1 | 5PX*DD10AS3 | S8V2C080M5PCB | Split System | 44000 | 20 | 9.7 | 2.1 | R-454B | 650
216571114 | TRANE | 5TWV0X48A1 | 5PX*DD10AS3 | S8V2C080M5PDB | Split System | 44000 | 20 | 9.7 | 2.1 | R-454B | 650
216571112 | TRANE | 5TWV0X48A1 | 5PX*DD10AS3 | S8V2C080M5PCB | Split System | 44000 | 20 | 9.7 | 2.1 | R-454B | 650
216612206 | AMERICAN STANDARD | 5A6V0X24A1 | 5PX*BD04AS3 | S8V2B060M4PCB | Split System | 21600 | 20.8 | 9.7 | 2.2 | R-454B | 650
217179333 | TRANE | 5TWV0X24A1 | 5PX*BD04AS3 | *DHMB060CCV3+LRP | Split System | 21600 | 20.8 | 9.7 | 2.1 | R-454B | 650
216612203 | TRANE | 5TWV0X24A1 | 5PX*BD04AS3 | S8V2B060M4PDB | Split System | 21600 | 20.8 | 9.7 | 2.2 | R-454B | 650
216612210 | AMERICAN STANDARD | 5A6V0X24A1 | 5PX*BD04AS3 | S8V2B080M4PDB | Split System | 21800 | 21.2 | 9.7 | 2.1 | R-454B | 650
216612209 | TRANE | 5TWV0X24A1 | 5PX*BD04AS3 | S8V2B080M4PDB | Split System | 21800 | 21.2 | 9.7 | 2.1 | R-454B | 650
217179494 | AMERICAN STANDARD | 5A6V0X48A1 | 5TXCC009AS3 | S8V2B060M4PCB | Split System | 45000 | 20 | 9.7 | 2.1 | R-454B | 650
217179496 | AMERICAN STANDARD | 5A6V0X48A1 | 5TXCC009AS3 | S8V2B080M4PCB | Split System | 45000 | 20 | 9.7 | 2.1 | R-454B | 650
216571087 | AMERICAN STANDARD | 5A6V0X48A1 | 5PX*C009AS3 | S8V2C080M5PCB | Split System | 45000 | 20 | 9.7 | 2.1 | R-454B | 650
216571085 | AMERICAN STANDARD | 5A6V0X48A1 | 5PX*C009AS3 | S8V2C080M5PDB | Split System | 45000 | 20 | 9.7 | 2.1 | R-454B | 650
216571125 | AMERICAN STANDARD | 5A6V0X48A1 | 5TXCC009AS3 | S8V2C080M5PDB | Split System | 45000 | 20 | 9.7 | 2.1 | R-454B | 650
216571127 | AMERICAN STANDARD | 5A6V0X48A1 | 5TXCC009AS3 | S8V2C080M5PCB | Split System | 45000 | 20 | 9.7 | 2.1 | R-454B | 650
216571139 | AMERICAN STANDARD | 5A6V0X48A1 | 5TXCD010AS3 | S8V2C080M5PDB | Split System | 45000 | 20 | 9.7 | 2.1 | R-454B | 650
216571141 | AMERICAN STANDARD | 5A6V0X48A1 | 5TXCD010AS3 | S8V2C080M5PCB | Split System | 45000 | 20 | 9.7 | 2.1 | R-454B | 650
216571089 | AMERICAN STANDARD | 5A6V0X48A1 | 5PX*C009AS3 | *UHMC100CCV4+LRP | Split System | 45000 | 20 | 9.7 | 2.1 | R-454B | 650
216571143 | AMERICAN STANDARD | 5A6V0X48A1 | 5TXCD010AS3 | *UHMC100CCV4+LRP | Split System | 45000 | 20 | 9.7 | 2.1 | R-454B | 650
216571129 | AMERICAN STANDARD | 5A6V0X48A1 | 5TXCC009AS3 | *UHMC100CCV4+LRP | Split System | 45000 | 20 | 9.7 | 2.1 | R-454B | 650
216571105 | AMERICAN STANDARD | 5A6V0X48A1 | 5PX*D010AS3 | S8V2C080M5PCB | Split System | 45500 | 20 | 9.7 | 2.1 | R-454B | 650
216571107 | AMERICAN STANDARD | 5A6V0X48A1 | 5PX*D010AS3 | S8V2C080M5PDB | Split System | 45500 | 20 | 9.7 | 2.1 | R-454B | 650
217179467 | TRANE | 5TWV0X48A1 | 5PX*C009AS3 | S8V2B060M4PCB | Split System | 45000 | 20 | 9.7 | 2.1 | R-454B | 650
216571124 | TRANE | 5TWV0X48A1 | 5TXCC009AS3 | S8V2C080M5PDB | Split System | 45000 | 20 | 9.7 | 2.1 | R-454B | 650
216571126 | TRANE | 5TWV0X48A1 | 5TXCC009AS3 | S8V2C080M5PCB | Split System | 45000 | 20 | 9.7 | 2.1 | R-454B | 650
216571084 | TRANE | 5TWV0X48A1 | 5PX*C009AS3 | S8V2C080M5PDB | Split System | 45000 | 20 | 9.7 | 2.1 | R-454B | 650
216571086 | TRANE | 5TWV0X48A1 | 5PX*C009AS3 | S8V2C080M5PCB | Split System | 45000 | 20 | 9.7 | 2.1 | R-454B | 650
216571140 | TRANE | 5TWV0X48A1 | 5TXCD010AS3 | S8V2C080M5PCB | Split System | 45000 | 20 | 9.7 | 2.1 | R-454B | 650
216571138 | TRANE | 5TWV0X48A1 | 5TXCD010AS3 | S8V2C080M5PDB | Split System | 45000 | 20 | 9.7 | 2.1 | R-454B | 650
216571142 | TRANE | 5TWV0X48A1 | 5TXCD010AS3 | *UHMC100CCV4+LRP | Split System | 45000 | 20 | 9.7 | 2.1 | R-454B | 650
216571128 | TRANE | 5TWV0X48A1 | 5TXCC009AS3 | *UHMC100CCV4+LRP | Split System | 45000 | 20 | 9.7 | 2.1 | R-454B | 650
216571088 | TRANE | 5TWV0X48A1 | 5PX*C009AS3 | *UHMC100CCV4+LRP | Split System | 45000 | 20 | 9.7 | 2.1 | R-454B | 650
217179599 | TRANE | 5TWV0X48A1 | 5PX*CD09AS3+P0V0B000M40SD+LRP |  | Split System | 45500 | 20 | 9.7 | 2.1 | R-454B | 650
216571106 | TRANE | 5TWV0X48A1 | 5PX*D010AS3 | S8V2C080M5PDB | Split System | 45500 | 20 | 9.7 | 2.1 | R-454B | 650
216571104 | TRANE | 5TWV0X48A1 | 5PX*D010AS3 | S8V2C080M5PCB | Split System | 45500 | 20 | 9.7 | 2.1 | R-454B | 650
216097074 | COMFORT-AIRE | A-VXP18TA-1 | B-VXP18TA-1 |  | Split System | 18000 | 19 | 9.7 | 2 | R-454B | 650
215746026 | Custom Comfort | CCOXHB24V18HP | CCOXHBAH24V18 |  | Split System | 18000 | 19 | 9.7 | 2 | R-454B | 650
216571361 | DIRECT AIR | DIRM4-18MAGICPRO20-OU | DIRM4-18MAGICPRO20-AH |  | Split System | 18000 | 19 | 9.7 | 2 | R-454B | 650
217596877 | KEEN Home | KEENHYDHP18AA | KEENHYDAH18AA |  | Split System | 18000 | 19 | 9.7 | 2 | R-454B | 650
216571009 | AMERICAN STANDARD | 5A6V0X36A1 | 5PX*CD09AS3 | *DHMC100CCV4+LRP | Split System | 35600 | 20 | 9.7 | 2.1 | R-454B | 650
216571001 | AMERICAN STANDARD | 5A6V0X36A1 | 5PX*C009AS3 | S8V2C100M5PDB | Split System | 35800 | 20 | 9.7 | 2.2 | R-454B | 650
216571073 | AMERICAN STANDARD | 5A6V0X36A1 | 5TXCC009AS3 | S8V2C100M5PDB | Split System | 35800 | 20 | 9.7 | 2.2 | R-454B | 650
216571077 | AMERICAN STANDARD | 5A6V0X36A1 | 5TXCC009AS3 | S8V2C100M5PCB | Split System | 35800 | 20 | 9.7 | 2.2 | R-454B | 650
216570999 | AMERICAN STANDARD | 5A6V0X36A1 | 5PX*C009AS3 | S8V2C100M5PCB | Split System | 35800 | 20 | 9.7 | 2.2 | R-454B | 650
216571008 | TRANE | 5TWV0X36A1 | 5PX*CD09AS3 | *DHMC100CCV4+LRP | Split System | 35600 | 20 | 9.7 | 2.1 | R-454B | 650
216571000 | TRANE | 5TWV0X36A1 | 5PX*C009AS3 | S8V2C100M5PDB | Split System | 35800 | 20 | 9.7 | 2.2 | R-454B | 650
216571076 | TRANE | 5TWV0X36A1 | 5TXCC009AS3 | S8V2C100M5PCB | Split System | 35800 | 20 | 9.7 | 2.2 | R-454B | 650
216570998 | TRANE | 5TWV0X36A1 | 5PX*C009AS3 | S8V2C100M5PCB | Split System | 35800 | 20 | 9.7 | 2.2 | R-454B | 650
216571072 | TRANE | 5TWV0X36A1 | 5TXCC009AS3 | S8V2C100M5PDB | Split System | 35800 | 20 | 9.7 | 2.2 | R-454B | 650
217179437 | TRANE | 5TWV0X36A1 | 5TXCC009AS3 | *UHMB060CCV3+LRP | Split System | 35600 | 20.4 | 9.7 | 2.1 | R-454B | 650
216571075 | AMERICAN STANDARD | 5A6V0X36A1 | 5TXCC009AS3 | *UHMC100CCV4+LRP | Split System | 35600 | 20.6 | 9.7 | 2.2 | R-454B | 650
216570993 | AMERICAN STANDARD | 5A6V0X36A1 | 5PX*C009AS3 | *UHMC100CCV4+LRP | Split System | 35600 | 20.6 | 9.7 | 2.2 | R-454B | 650
216570992 | TRANE | 5TWV0X36A1 | 5PX*C009AS3 | *UHMC100CCV4+LRP | Split System | 35600 | 20.6 | 9.7 | 2.2 | R-454B | 650
216571074 | TRANE | 5TWV0X36A1 | 5TXCC009AS3 | *UHMC100CCV4+LRP | Split System | 35600 | 20.6 | 9.7 | 2.2 | R-454B | 650
217443362 | LENNOX | EL21KLV-036-230A** | CK40HT-42C-**+TDR | EL297UH110XV48C* | Split System | 32800 | 18 | 9.8 | 1.94 | R-454B | 650
216776110 | LENNOX | SL22KLV-024-230A** | CK40HT-42B-**+TDR | SLP99UH070XV36B* | Split System | 23000 | 19.5 | 9.8 | 2.24 | R-454B | 650
216776111 | LENNOX | SL22KLV-024-230A** | CK40HT-42B-**+TDR | EL297UH070XV36B* | Split System | 23000 | 19.5 | 9.8 | 2.24 | R-454B | 650
216705385 | AIREASE | A7SCP18V24P-**A | 7AH2AE30PX-** |  | Split System | 24000 | 18.5 | 9.8 | 1.8 | R-454B | 650
216705378 | ARMSTRONG AIR | A7SCP18V24P-**A | 7AH2AE30PX-** |  | Split System | 24000 | 18.5 | 9.8 | 1.8 | R-454B | 650
216705399 | CONCORD | 7SCP18V24P-**A | 7AH2AE30PX-** |  | Split System | 24000 | 18.5 | 9.8 | 1.8 | R-454B | 650
216705392 | DUCANE | 7SCP18V24P-**A | 7AH2AE30PX-** |  | Split System | 24000 | 18.5 | 9.8 | 1.8 | R-454B | 650
216705362 | GE Appliances | NS18H24HA5*** | NAM30E3TA5**** |  | Split System | 24000 | 18.5 | 9.8 | 1.8 | R-454B | 650
216705370 | LENNOX | EL18KSLV-024-230A** | CBK47UHET-030-230-** |  | Split System | 24000 | 18.5 | 9.8 | 1.8 | R-454B | 650
217122161 | AIREASE | A7CP21V24P-**A | 7E[C,U]30BX-**+TDR | A96UH1E045B12S* | Split System | 23200 | 18.5 | 9.8 | 2.08 | R-454B | 650
217122155 | AIREASE | A7CP21V24P-**A | 7E[C,U]30BX-**+TDR | A97UH2E045B12S* | Split System | 23200 | 18.5 | 9.8 | 2.1 | R-454B | 650
217122060 | ARMSTRONG AIR | A7CP21V24P-**A | 7E[C,U]30BX-**+TDR | A96UH1E045B12S* | Split System | 23200 | 18.5 | 9.8 | 2.08 | R-454B | 650
217122054 | ARMSTRONG AIR | A7CP21V24P-**A | 7E[C,U]30BX-**+TDR | A97UH2E045B12S* | Split System | 23200 | 18.5 | 9.8 | 2.1 | R-454B | 650
217121556 | LENNOX | EL21KLV-024-230A** | CK40[C,U]T-30B-**+TDR | ML196UH045XE36B* | Split System | 23200 | 18.5 | 9.8 | 2.08 | R-454B | 650
217121536 | LENNOX | EL21KLV-024-230A** | CK40[C,U]T-30B-**+TDR | EL196UH070XE36B* | Split System | 23200 | 18.5 | 9.8 | 2.08 | R-454B | 650
217121535 | LENNOX | EL21KLV-024-230A** | CK40[C,U]T-30B-**+TDR | EL196UH045XE36B* | Split System | 23200 | 18.5 | 9.8 | 2.08 | R-454B | 650
217121532 | LENNOX | EL21KLV-024-230A** | CK40[C,U]T-30B-**+TDR | EL195UH060NE36B* | Split System | 23200 | 18.5 | 9.8 | 2.08 | R-454B | 650
217121531 | LENNOX | EL21KLV-024-230A** | CK40[C,U]T-30B-**+TDR | EL195UH040NE36B* | Split System | 23200 | 18.5 | 9.8 | 2.08 | R-454B | 650
217121542 | LENNOX | EL21KLV-024-230A** | CK40[C,U]T-30B-**+TDR | EL297UH045XE36B* | Split System | 23200 | 18.5 | 9.8 | 2.1 | R-454B | 650
217122156 | AIREASE | A7CP21V24P-**A | 7E[C,U]30BX-**+TDR | A97UH2E070B12S* | Split System | 23200 | 19 | 9.8 | 2.1 | R-454B | 650
217122055 | ARMSTRONG AIR | A7CP21V24P-**A | 7E[C,U]30BX-**+TDR | A97UH2E070B12S* | Split System | 23200 | 19 | 9.8 | 2.1 | R-454B | 650
217121543 | LENNOX | EL21KLV-024-230A** | CK40[C,U]T-30B-**+TDR | EL297UH070XE36B* | Split System | 23200 | 19 | 9.8 | 2.1 | R-454B | 650
217120512 | AIREASE | A7CP21V24P-**A | 7E[C,U]30BX-**+TDR | A97US2V045B12S* | Split System | 22800 | 19 | 9.8 | 2.1 | R-454B | 650
217120438 | ARMSTRONG AIR | A7CP21V24P-**A | 7E[C,U]30BX-**+TDR | A97US2V045B12S* | Split System | 22800 | 19 | 9.8 | 2.1 | R-454B | 650
217115291 | LENNOX | EL21KLV-024-230A** | CK40[C,U]T-30B-**+TDR | EL297UH045XV36B* | Split System | 22800 | 19 | 9.8 | 2.1 | R-454B | 650
217122162 | AIREASE | A7CP21V24P-**A | 7E[C,U]30BX-**+TDR | A96UH1E070B12S* | Split System | 23400 | 19 | 9.8 | 2.1 | R-454B | 650
217120511 | AIREASE | A7CP21V24P-**A | 7E[C,U]30BX-**+TDR | A98USMV070B12S* | Split System | 23000 | 19 | 9.8 | 2.12 | R-454B | 650
217120513 | AIREASE | A7CP21V24P-**A | 7E[C,U]30BX-**+TDR | A97US2V070B12S* | Split System | 23000 | 19 | 9.8 | 2.12 | R-454B | 650
217120437 | ARMSTRONG AIR | A7CP21V24P-**A | 7E[C,U]30BX-**+TDR | A98USMV070B12S* | Split System | 23000 | 19 | 9.8 | 2.12 | R-454B | 650
217120439 | ARMSTRONG AIR | A7CP21V24P-**A | 7E[C,U]30BX-**+TDR | A97US2V070B12S* | Split System | 23000 | 19 | 9.8 | 2.12 | R-454B | 650
217121557 | LENNOX | EL21KLV-024-230A** | CK40[C,U]T-30B-**+TDR | ML196UH070XE36B* | Split System | 23400 | 19 | 9.8 | 2.1 | R-454B | 650
217115290 | LENNOX | EL21KLV-024-230A** | CK40[C,U]T-30B-**+TDR | SLP99UH070XV36B* | Split System | 23000 | 19 | 9.8 | 2.12 | R-454B | 650
217115292 | LENNOX | EL21KLV-024-230A** | CK40[C,U]T-30B-**+TDR | EL297UH070XV36B* | Split System | 23000 | 19 | 9.8 | 2.12 | R-454B | 650
217120510 | AIREASE | A7CP21V24P-**A | 7E[C,U]30BX-**+TDR | A97US2V060B12X* | Split System | 23000 | 19.5 | 9.8 | 2.1 | R-454B | 650
217120436 | ARMSTRONG AIR | A7CP21V24P-**A | 7E[C,U]30BX-**+TDR | A97US2V060B12X* | Split System | 23000 | 19.5 | 9.8 | 2.1 | R-454B | 650
217115289 | LENNOX | EL21KLV-024-230A** | CK40[C,U]T-30B-**+TDR | SL297UH060NV36B* | Split System | 23000 | 19.5 | 9.8 | 2.1 | R-454B | 650
217122218 | AIREASE | A7CP21V24P-**A | 7AH2AE30PX-** |  | Split System | 23800 | 20.5 | 9.8 | 2.14 | R-454B | 650
217122219 | AIREASE | A7CP21V24P-**A | 7AH2AE24PX-** |  | Split System | 24000 | 20.5 | 9.8 | 2.3 | R-454B | 650
217122117 | ARMSTRONG AIR | A7CP21V24P-**A | 7AH2AE30PX-** |  | Split System | 23800 | 20.5 | 9.8 | 2.14 | R-454B | 650
217122118 | ARMSTRONG AIR | A7CP21V24P-**A | 7AH2AE24PX-** |  | Split System | 24000 | 20.5 | 9.8 | 2.3 | R-454B | 650
217121963 | LENNOX | EL21KLV-024-230A** | CBK47UHET-030-230-** |  | Split System | 23800 | 20.5 | 9.8 | 2.14 | R-454B | 650
217121964 | LENNOX | EL21KLV-024-230A** | CBK47UHET-024-230-** |  | Split System | 24000 | 20.5 | 9.8 | 2.3 | R-454B | 650
217590601 | American Standard | 5HCL5036B1 | 5TDM5C04AC31 |  | Split System | 34000 | 18.5 | 10 | 2 | R-454B | 650
217590600 | TRANE | 5HCL5036B1 | 5TDM5C04AC31 |  | Split System | 34000 | 18.5 | 10 | 2 | R-454B | 650
216097076 | COMFORT-AIRE | A-VXP30TA-1 | B-VXP30TA-1 |  | Split System | 30000 | 16.8 | 10 | 1.96 | R-454B | 650
215746028 | Custom Comfort | CCOXHB24V30HP | CCOXHBAH24V30 |  | Split System | 30000 | 16.8 | 10 | 1.96 | R-454B | 650
216571363 | DIRECT AIR | DIRM4-30MAGICPRO20-OU | DIRM4-30MAGICPRO20-AH |  | Split System | 30000 | 16.8 | 10 | 1.96 | R-454B | 650
215735327 | SENVILLE | SENDC-30HF-OG | SENDC-30HF-IG |  | Split System | 30000 | 16.8 | 10 | 1.96 | R-454B | 650
217562056 | FRIEDRICH | RD18AY24AJVC | TCFY2417STANM | FR801V1004A17UH | Split System | 21200 | 18 | 10 | 2 | R-454B | 650
216613178 | FRIEDRICH | RD18AY60AJVC | RH2VY6024STACN |  | Split System | 52000 | 18 | 10 | 2 | R-454B | 650
217176034 | RUUD | RD18AY24AJVC | RCFY2417STANM | R801V1004A17UH | Split System | 21200 | 18 | 10 | 2 | R-454B | 650
217562052 | FRIEDRICH | RD18AY24AJVC | TCFY2417STANM | FR801V0754A17UH | Split System | 21200 | 19 | 10 | 2 | R-454B | 650
217176023 | RUUD | RD18AY24AJVC | RCFY2417STANM | R802V0503A14DZ | Split System | 21200 | 19 | 10 | 2 | R-454B | 650
216612211 | TRANE | 5TWV0X24A1 | 5PX*BD06AS3 | S9V2B080D4VSB+LRP | Split System | 22000 | 20.6 | 10 | 2.2 | R-454B | 650
216570899 | AMERICAN STANDARD | 5A6V0X24A1 | 5PX*BD06AS3 | S8V2A040M3PCB | Split System | 21800 | 21 | 10 | 2.2 | R-454B | 650
216570893 | AMERICAN STANDARD | 5A6V0X24A1 | 5PX*BD06AS3 | S8V2B060M4PDB | Split System | 22000 | 21 | 10 | 2.2 | R-454B | 650
216570895 | AMERICAN STANDARD | 5A6V0X24A1 | 5PX*BD06AS3 | S8V2B060M4PCB | Split System | 22000 | 21 | 10 | 2.2 | R-454B | 650
216570897 | AMERICAN STANDARD | 5A6V0X24A1 | 5PX*BD06AS3 | *DHMB060CCV3+LRP | Split System | 22000 | 21 | 10 | 2.2 | R-454B | 650
216570898 | TRANE | 5TWV0X24A1 | 5PX*BD06AS3 | S8V2A040M3PCB | Split System | 21800 | 21 | 10 | 2.2 | R-454B | 650
216570900 | TRANE | 5TWV0X24A1 | 5PX*BD06AS3 | S8V2A040M3PDB | Split System | 21800 | 21 | 10 | 2.2 | R-454B | 650
216612225 | TRANE | 5TWV0X24A1 | 5TXCB006AS3 | L8V1B080U4VSB+LRP | Split System | 22000 | 21 | 10 | 2.2 | R-454B | 650
216570894 | TRANE | 5TWV0X24A1 | 5PX*BD06AS3 | S8V2B060M4PCB | Split System | 22000 | 21 | 10 | 2.2 | R-454B | 650
216570892 | TRANE | 5TWV0X24A1 | 5PX*BD06AS3 | S8V2B060M4PDB | Split System | 22000 | 21 | 10 | 2.2 | R-454B | 650
216570903 | AMERICAN STANDARD | 5A6V0X24A1 | 5PX*BD06AS3 | *DHMB080CCV3+LRP | Split System | 22000 | 21.2 | 10 | 2.2 | R-454B | 650
216570902 | TRANE | 5TWV0X24A1 | 5PX*BD06AS3 | *DHMB080CCV3+LRP | Split System | 22000 | 21.2 | 10 | 2.2 | R-454B | 650
216570887 | AMERICAN STANDARD | 5A6V0X24A1 | 5PX*B006AS3 | L8V1A060U3VSB+LRP | Split System | 22000 | 21.4 | 10 | 2.2 | R-454B | 650
216570889 | AMERICAN STANDARD | 5A6V0X24A1 | 5PX*B006AS3 | L8V1A040U3VSB+LRP | Split System | 22000 | 21.4 | 10 | 2.2 | R-454B | 650
216570886 | TRANE | 5TWV0X24A1 | 5PX*B006AS3 | L8V1A060U3VSB+LRP | Split System | 22000 | 21.4 | 10 | 2.2 | R-454B | 650
216570888 | TRANE | 5TWV0X24A1 | 5PX*B006AS3 | L8V1A040U3VSB+LRP | Split System | 22000 | 21.4 | 10 | 2.2 | R-454B | 650
217563475 | ApooDr | AHU3G-36HFN-B | AHU3G-36HFN-A |  | Split System | 36000 | 17.7 | 10 | 2.06 | R-454B | 650
217596883 | KEEN Home | KEENULDHP36AA | KEENULDAH36AA |  | Split System | 36000 | 17.7 | 10 | 2.06 | R-454B | 650
217562282 | FRIEDRICH | RD18AY36AJVC | TCFY3621MTANM | FR951V0603A17M4S | Split System | 32200 | 18 | 10 | 2.1 | R-454B | 650
217562257 | FRIEDRICH | RD18AY36AJVC | TCFY3621MTANM | FR97MV0703A17DH | Split System | 32200 | 18 | 10 | 2.1 | R-454B | 650
217562289 | FRIEDRICH | RD18AY36AJVC | TCFY3621MTANM | FR921V1005A21M4S | Split System | 32400 | 18 | 10 | 2.1 | R-454B | 650
217562274 | FRIEDRICH | RD18AY36AJVC | TCFY3621MTANM | FR962V0705A21M4S | Split System | 32400 | 18 | 10 | 2.1 | R-454B | 650
217562275 | FRIEDRICH | RD18AY36AJVC | TCFY3621MTANM | FR951V1005A21M4S | Split System | 32400 | 18 | 10 | 2.1 | R-454B | 650
217562423 | FRIEDRICH | RD18AY36AJVC | TCFY3624MTANM | FR921V1005A21M4S | Split System | 32400 | 18 | 10 | 2.1 | R-454B | 650
217562424 | FRIEDRICH | RD18AY36AJVC | TCFY3624MTANM | FR962V1005A21M4S | Split System | 32400 | 18 | 10 | 2.1 | R-454B | 650
217562300 | FRIEDRICH | RD18AY36AJVC | TCFY3621MTANM | FR921V0403A17M4S | Split System | 32400 | 18 | 10 | 2.1 | R-454B | 650
217562434 | FRIEDRICH | RD18AY36AJVC | TCFY3624MTANM | FR962V0705A21M4S | Split System | 32400 | 18 | 10 | 2.1 | R-454B | 650
217562296 | FRIEDRICH | RD18AY36AJVC | TCFY3621MTANM | FR962V0703A17M4S | Split System | 32400 | 18 | 10 | 2.1 | R-454B | 650
216626005 | GREE | GUD36W2/NXF-D(U) | GUD24AH2/F-D(U) |  | Split System | 24000 | 18 | 10 | 2 | R-454B | 650
217730708 | MIDEA | 37MUHAQ36AA3 | D5FUHAH36XAK |  | Split System | 36000 | 18 | 10 | 1.9 | R-454B | 650
217162471 | Mitsutomo | UHO36-NB-LA-Q | UHMX3-36-BB-LA-Q |  | Split System | 36000 | 18 | 10 | 1.9 | R-454B | 650
217730330 | MRCOOL | UHP18036-O | UAH18036 - O |  | Split System | 36000 | 18 | 10 | 1.9 | R-454B | 650
216626012 | NAPOLEON | WSEHV2436BA1-N | WPFX24A-N |  | Split System | 24000 | 18 | 10 | 2 | R-454B | 650
216892097 | RUSSELL | RD18AY36AJVC | TCFY3621MTANM | S951V1005A21M4 | Split System | 32400 | 18 | 10 | 2.1 | R-454B | 650
216891358 | RUUD | RD18AY36AJVC | RCFY3621MTANM | R962V0603A17M4 | Split System | 32200 | 18 | 10 | 2.1 | R-454B | 650
217563473 | ApooDr | AHU3G-24HFN-B | AHU3G-24HFN-A |  | Split System | 24000 | 18.6 | 10 | 2.14 | R-454B | 650
217596882 | KEEN Home | KEENHYDHP24AA | KEENULDAH24AA |  | Split System | 24000 | 18.6 | 10 | 2.14 | R-454B | 650
217162468 | Mitsutomo | UHO24-NB-LA-Q | UHMX3-24-AB-LA-Q |  | Split System | 24000 | 18.6 | 10 | 2.14 | R-454B | 650
217557343 | CARRIER | 37MUHAQ24AA3 | D5FUHAH24XAK |  | Split System | 24000 | 18.7 | 10 | 2.14 | R-454B | 650
217730706 | MIDEA | 37MUHAQ24AA3 | D5FUHAH24XAK |  | Split System | 24000 | 18.7 | 10 | 2.14 | R-454B | 650
217730694 | PAYNE | 37MUHAQ24AA3 | D5FUHAH24XAK |  | Split System | 24000 | 18.7 | 10 | 2.14 | R-454B | 650
217562304 | FRIEDRICH | RD18AY36AJVC | TCFY3621MTANM | FR98MV0603A17UP | Split System | 32200 | 19 | 10 | 2.1 | R-454B | 650
217562426 | FRIEDRICH | RD18AY36AJVC | TCFY3624MTANM | FR951V0855A21M4S | Split System | 32400 | 19 | 10 | 2.1 | R-454B | 650
217562284 | FRIEDRICH | RD18AY36AJVC | TCFY3621MTANM | FR921V0855A21M4S | Split System | 32400 | 19 | 10 | 2.1 | R-454B | 650
217562420 | FRIEDRICH | RD18AY36AJVC | TCFY3624MTANM | FR962V0855A21M4S | Split System | 32400 | 19 | 10 | 2.1 | R-454B | 650
217562429 | FRIEDRICH | RD18AY36AJVC | TCFY3624MTANM | FR98MV1005A21UP | Split System | 32400 | 19 | 10 | 2.1 | R-454B | 650
217562413 | FRIEDRICH | RD18AY36AJVC | TCFY3624MTANM | FR951V0705A21UHU | Split System | 32600 | 19 | 10 | 2.1 | R-454B | 650
217562415 | FRIEDRICH | RD18AY36AJVC | TCFY3624MTANM | FR97MV1155A24DH | Split System | 32600 | 19 | 10 | 2.1 | R-454B | 650
216891759 | FRIEDRICH | RD18AY36AJVC | RCFY3624MTANM | FR97MV1155A24DH | Split System | 32600 | 19 | 10 | 2.1 | R-454B | 650
217562417 | FRIEDRICH | RD18AY36AJVC | TCFY3624MTANM | FR98MV0855A21UP | Split System | 32600 | 19 | 10 | 2.1 | R-454B | 650
217562303 | FRIEDRICH | RD18AY36AJVC | TCFY3621MTANM | FR97MV1005A21DH | Split System | 32600 | 19 | 10 | 2.1 | R-454B | 650
217562440 | FRIEDRICH | RD18AY36AJVC | TCFY3624MTANM | FR97MV0855A21DH | Split System | 32600 | 19 | 10 | 2.1 | R-454B | 650
217562419 | FRIEDRICH | RD18AY36AJVC | TCFY3624MTANM | FR97MV1005A21DH | Split System | 32600 | 19 | 10 | 2.1 | R-454B | 650
217562422 | FRIEDRICH | RD18AY36AJVC | TCFY3624MTANM | FR951V1155A24M4S | Split System | 32800 | 19 | 10 | 2.1 | R-454B | 650
217562445 | FRIEDRICH | RD18AY36AJVC | TCFY3624MTANM | FR962V1155A24M4S | Split System | 32800 | 19 | 10 | 2.1 | R-454B | 650
217176084 | RHEEM | RD18AY24AJVC | RHMVY2417SEACN |  | Split System | 21400 | 19 | 10 | 2 | R-454B | 650
216891393 | RHEEM | RD18AY36AJVC | RCFY3621MTANM | R97MV0603A17DH | Split System | 32400 | 19 | 10 | 2.1 | R-454B | 650
216891796 | RHEEM | RD18AY36AJVC | RCFY3624MTANM | R921V0855A21M4 | Split System | 32400 | 19 | 10 | 2.1 | R-454B | 650
216891827 | RHEEM | RD18AY36AJVC | RCFY3624MTANM | R98MV0855A21UP | Split System | 32600 | 19 | 10 | 2.1 | R-454B | 650
216892079 | RUSSELL | RD18AY36AJVC | TCFY3621MTANM | S951V0705A21UHU | Split System | 32600 | 19 | 10 | 2.1 | R-454B | 650
217176038 | RUUD | RD18AY24AJVC | RH2VY2417STACN |  | Split System | 21200 | 19 | 10 | 2 | R-454B | 650
216891779 | RUUD | RD18AY36AJVC | RCFY3624MTANM | R951V0855A21M4 | Split System | 32400 | 19 | 10 | 2.1 | R-454B | 650
216891810 | RUUD | RD18AY36AJVC | RCFY3624MTANM | U98MV1005A21UPS | Split System | 32400 | 19 | 10 | 2.1 | R-454B | 650
217176039 | SURE | RD18AY24AJVC | SH2VY2417STACN |  | Split System | 21200 | 19 | 10 | 2 | R-454B | 650
216891896 | SURE | RD18AY36AJVC | TCFY3621MTANM | S921V0855A21M4 | Split System | 32400 | 19 | 10 | 2.1 | R-454B | 650
216051023 | RHEEM | RP19AY24AJVC | RCFY2421HEAAM | R962V0703A17M4 | Split System | 22800 | 20 | 10 | 1.8 | R-454B | 650
216571109 | AMERICAN STANDARD | 5A6V0X48A1 | 5PX*D010AS3 | *UHMC100CCV4+LRP | Split System | 45000 | 20.2 | 10 | 2.1 | R-454B | 650
216571108 | TRANE | 5TWV0X48A1 | 5PX*D010AS3 | *UHMC100CCV4+LRP | Split System | 45000 | 20.2 | 10 | 2.1 | R-454B | 650
216570885 | AMERICAN STANDARD | 5A6V0X24A1 | 5PX*B006AS3 | L8V1B080U4VSB+LRP | Split System | 22000 | 21.2 | 10 | 2.2 | R-454B | 650
216570884 | TRANE | 5TWV0X24A1 | 5PX*B006AS3 | L8V1B080U4VSB+LRP | Split System | 22000 | 21.2 | 10 | 2.2 | R-454B | 650
216570877 | AMERICAN STANDARD | 5A6V0X24A1 | 5PX*B006AS3 | S8V2B060M4PDB | Split System | 22000 | 21.4 | 10 | 2.2 | R-454B | 650
216570879 | AMERICAN STANDARD | 5A6V0X24A1 | 5PX*B006AS3 | S8V2B060M4PCB | Split System | 22000 | 21.4 | 10 | 2.2 | R-454B | 650
216612214 | AMERICAN STANDARD | 5A6V0X24A1 | 5TXCB006AS3 | S9V2B060U4VSB+LRP | Split System | 22200 | 21.4 | 10 | 2.2 | R-454B | 650
216570876 | TRANE | 5TWV0X24A1 | 5PX*B006AS3 | S8V2B060M4PDB | Split System | 22000 | 21.4 | 10 | 2.2 | R-454B | 650
216570878 | TRANE | 5TWV0X24A1 | 5PX*B006AS3 | S8V2B060M4PCB | Split System | 22000 | 21.4 | 10 | 2.2 | R-454B | 650
216570881 | AMERICAN STANDARD | 5A6V0X24A1 | 5PX*B006AS3 | S8V2A040M3PDB | Split System | 22000 | 21.6 | 10 | 2.2 | R-454B | 650
216570883 | AMERICAN STANDARD | 5A6V0X24A1 | 5PX*B006AS3 | S8V2A040M3PCB | Split System | 22000 | 21.6 | 10 | 2.2 | R-454B | 650
216570882 | TRANE | 5TWV0X24A1 | 5PX*B006AS3 | S8V2A040M3PCB | Split System | 22000 | 21.6 | 10 | 2.2 | R-454B | 650
216570880 | TRANE | 5TWV0X24A1 | 5PX*B006AS3 | S8V2A040M3PDB | Split System | 22000 | 21.6 | 10 | 2.2 | R-454B | 650
216612221 | TRANE | 5TWV0X24A1 | 5TXCB006AS3 | S8V2B080M4PCB | Split System | 22200 | 21.8 | 10 | 2.2 | R-454B | 650
216570875 | AMERICAN STANDARD | 5A6V0X24A1 | 5PX*B006AS3 | *UHMB080CCV3+LRP | Split System | 22200 | 22.4 | 10 | 2.2 | R-454B | 650
216570891 | AMERICAN STANDARD | 5A6V0X24A1 | 5PX*B006AS3 | *UHMB060CCV3+LRP | Split System | 22200 | 22.4 | 10 | 2.2 | R-454B | 650
216570874 | TRANE | 5TWV0X24A1 | 5PX*B006AS3 | *UHMB080CCV3+LRP | Split System | 22200 | 22.4 | 10 | 2.2 | R-454B | 650
216570890 | TRANE | 5TWV0X24A1 | 5PX*B006AS3 | *UHMB060CCV3+LRP | Split System | 22200 | 22.4 | 10 | 2.2 | R-454B | 650
216620321 | ECOER | EODA19H-4860AB* | EAHDEN-36AB* |  | Split System | 35200 | 19 | 10 | 1.9 | R-454B | 650
217727088 | BRYANT HEATING AND COOLING SYSTEMS | 293VAN024**AA* | FE5BNXB24L*+UI |  | Split System | 22800 | 21.5 | 10 | 2.06 | R-454B | 650
217727087 | CARRIER | 27VNA324A*030* | FE5BNXB24L*+UI |  | Split System | 22800 | 21.5 | 10 | 2.06 | R-454B | 650
217120509 | AIREASE | A7CP21V24P-**A | 7E[C,U]30BX-**+TDR | A97US2V040B12X* | Split System | 23000 | 20 | 10 | 2.12 | R-454B | 650
217120435 | ARMSTRONG AIR | A7CP21V24P-**A | 7E[C,U]30BX-**+TDR | A97US2V040B12X* | Split System | 23000 | 20 | 10 | 2.12 | R-454B | 650
217115288 | LENNOX | EL21KLV-024-230A** | CK40[C,U]T-30B-**+TDR | SL297UH040NV36B* | Split System | 23000 | 20 | 10 | 2.12 | R-454B | 650
217120501 | AIREASE | A7CP21V24P-**A | 7AH2AV24PXC** |  | Split System | 23600 | 20.5 | 10 | 2.3 | R-454B | 650
217115280 | LENNOX | EL21KLV-024-230A** | CBK48MVT-018/024-230-** |  | Split System | 23600 | 20.5 | 10 | 2.3 | R-454B | 650
216050996 | RHEEM | RP19AY24AJVC | RCFY2421HEAAM | R951V0403A17M4 | Split System | 22800 | 21 | 10 | 1.8 | R-454B | 650
216051020 | RHEEM | RP19AY24AJVC | RCFY2421HEAAM | R98MV0855A21UP | Split System | 22800 | 21 | 10 | 1.8 | R-454B | 650
216051001 | RUUD | UP19AY24AJVC | RCFY2421HEAAM | R951V0603A17M4 | Split System | 22800 | 21 | 10 | 1.8 | R-454B | 650
216051036 | RUUD | UP19AY24AJVC | RCFY2421HEAAM | U98MV0603A17UPS | Split System | 22800 | 21 | 10 | 1.8 | R-454B | 650
216051007 | RUUD | UP19AY24AJVC | RCFY2421HEAAM | R962V0403A17M4 | Split System | 22800 | 21 | 10 | 1.8 | R-454B | 650
216051022 | RUUD | UP19AY24AJVC | RCFY2421HEAAM | U97MV0603A17DHS | Split System | 22800 | 21 | 10 | 1.8 | R-454B | 650
217595487 | MDV | MOX430-18HFN10-M3X | MVBM-24B18T3N10 | RG19060B12MPS1 | Split System | 18000 | 15.8 | 10.1 | 1.8 | R-454B | 650
217595547 | MOOVAIR | MSHMA18R2AN* | GCHMA24RBAS* | RG19060B12MPS* | Split System | 18000 | 15.8 | 10.1 | 1.8 | R-454B | 650
217596881 | KEEN Home | KEENHYDHP18AA | KEENULDAH18AA |  | Split System | 18000 | 19 | 10.1 | 2.12 | R-454B | 650
216776108 | LENNOX | SL22KLV-024-230A** | CK40HT-42B-**+TDR | SL297UH040NV36B* | Split System | 23000 | 19.5 | 10.2 | 2.24 | R-454B | 650
216776112 | LENNOX | SL22KLV-024-230A** | CK40HT-42B-**+TDR | EL297UH045XV36B* | Split System | 23000 | 19.5 | 10.2 | 2.24 | R-454B | 650
217730634 | BRYANT | D5CUHAH30AAK | D5MUWAQ30XA3 |  | Split System | 30000 | 17.5 | 10.2 | 2 | R-454B | 650
217730682 | MIDEA | D5CUHAH30AAK | D5MUWAQ30XA3 |  | Split System | 30000 | 17.5 | 10.2 | 2 | R-454B | 650
217730666 | Weathermaker | D5CUHAH30AAK | D5MUWAQ30XA3 |  | Split System | 30000 | 17.5 | 10.2 | 2 | R-454B | 650
215746029 | Custom Comfort | CCOXHB24V36HP | CCOXHBAH24V36 |  | Split System | 36000 | 17.4 | 10.3 | 1.9 | R-454B | 650
216571364 | DIRECT AIR | DIRM4-36MAGICPRO20-OU | DIRM4-36MAGICPRO20-AH |  | Split System | 36000 | 17.4 | 10.3 | 1.9 | R-454B | 650
216618899 | ELIOS | ESHMB36R2AN1 | EAHMA36R4AS1 |  | Split System | 36000 | 17.4 | 10.3 | 1.9 | R-454B | 650
217596879 | KEEN Home | KEENHYDHP36AA | KEENHYDAH36AA |  | Split System | 36000 | 17.4 | 10.3 | 1.9 | R-454B | 650
215735328 | SENVILLE | SENDC-36HF-OG | SENDC-36HF-IG |  | Split System | 36000 | 17.4 | 10.3 | 1.9 | R-454B | 650
216082175 | Stelpro | SDB1-H36A-O | SAHB1-H36A-I |  | Split System | 36000 | 17.4 | 10.3 | 1.9 | R-454B | 650
217730631 | BRYANT | 37MUHAQ24AA3 | D5MUWAQ24XA3 |  | Split System | 23000 | 17.5 | 10.5 | 1.96 | R-454B | 650
217730632 | BRYANT | D5CUHAH24AAK | D5MUWAQ24XA3 |  | Split System | 23000 | 17.5 | 10.5 | 1.96 | R-454B | 650
217730615 | CARRIER | 37MUHAQ24AA3 | D5MUWAQ24XA3 |  | Split System | 23000 | 17.5 | 10.5 | 1.96 | R-454B | 650
217730612 | MDV | MOX430-24HFN10-M3X | MVBE-24HWFN10-WM3E-CAR |  | Split System | 23000 | 17.5 | 10.5 | 1.96 | R-454B | 650
217730647 | PAYNE | 37MUHAQ24AA3 | D5MUWAQ24XA3 |  | Split System | 23000 | 17.5 | 10.5 | 1.96 | R-454B | 650
217730648 | PAYNE | D5CUHAH24AAK | D5MUWAQ24XA3 |  | Split System | 23000 | 17.5 | 10.5 | 1.96 | R-454B | 650
217284581 | AC PRO | SPHP-Z-V018BB | SMAH-Y-18EMBB |  | Split System | 18000 | 16.8 | 10.5 | 1.8 | R-454B | 650
217596889 | KEEN Home | KEENHYDHP18AA | KEENSTPAH18AA |  | Split System | 18000 | 16.8 | 10.5 | 1.8 | R-454B | 650
216623533 | MIDEA | MO1HE-H18B-2A | MAPHE-H18B-2A |  | Split System | 18000 | 16.8 | 10.5 | 1.8 | R-454B | 650
217730329 | MRCOOL | UHP18030-O | UAH18030 - O |  | Split System | 30000 | 17.2 | 10.8 | 1.97 | R-454B | 650
217557344 | CARRIER | 37MUHAQ30AA3 | D5FUHAH36XAK |  | Split System | 30000 | 17.2 | 10.8 | 1.97 | R-454B | 650
217730707 | MIDEA | 37MUHAQ30AA3 | D5FUHAH36XAK |  | Split System | 30000 | 17.2 | 10.8 | 1.97 | R-454B | 650
217730629 | BRYANT | 37MUHAQ18AA3 | D5MUWAQ18XA3 |  | Split System | 18000 | 19.3 | 10.8 | 2.1 | R-454B | 650
217730614 | CARRIER | D5CUHAH18AAK | D5MUWAQ18XA3 |  | Split System | 18000 | 19.3 | 10.8 | 2.1 | R-454B | 650
217730646 | PAYNE | D5CUHAH18AAK | D5MUWAQ18XA3 |  | Split System | 18000 | 19.3 | 10.8 | 2.1 | R-454B | 650
216706062 | FRIEDRICH | FRP19AY24AJVC | RCFY2421HEAAM | FR802V1005A21UH | Split System | 22800 | 20 | 8.5 | 1.8 | R-454B | 650
216706054 | FRIEDRICH | FRP19AY24AJVC | TCFY2421HEAAM | FR802V1005A21UH | Split System | 22800 | 20 | 8.5 | 1.8 | R-454B | 650
216696545 | RHEEM | RP19AY24AJVC | RCFY2421HEAAM | R802V1005A21UH | Split System | 22800 | 20 | 8.5 | 1.8 | R-454B | 650
216706097 | RUSSELL | SP19AY24AJVC | TCFY2421HEAAM | R802V1005A21UH | Split System | 22800 | 20 | 8.5 | 1.8 | R-454B | 650
216706099 | RUSSELL | SP19AY24AJVC | TCFY2421HEAAM | S802V1005A21UH | Split System | 22800 | 20 | 8.5 | 1.8 | R-454B | 650
216696544 | RUUD | UP19AY24AJVC | RCFY2421HEAAM | R802V1005A21UH | Split System | 22800 | 20 | 8.5 | 1.8 | R-454B | 650
216706050 | SURE | SP19AY24AJVC | TCFY2421HEAAM | S802V1005A21UH | Split System | 22800 | 20 | 8.5 | 1.8 | R-454B | 650
216051120 | RHEEM | RP19AY48AJVC | RCFY4821SEAAM | R802V0755A21DZ | Split System | 45500 | 19 | 10 | 2.1 | R-454B | 650
216051262 | RUSSELL | SP19AY48AJVC | TCFY4821SEAAM | S802V0754A17UH | Split System | 45500 | 19 | 10 | 2.1 | R-454B | 650
216051128 | RUUD | UP19AY48AJVC | RCFY4821SEAAM | R802V0755A21UH | Split System | 45500 | 19 | 10 | 2.1 | R-454B | 650
216051068 | RUUD | UP19AY36AJVC | RCFY3621MEAAM | R802V0504A17UH | Split System | 34200 | 20 | 10 | 2 | R-454B | 650
216051229 | SURE | SP19AY36AJVC | TCFY3621MEAAM | S802V0504A17UH | Split System | 34200 | 20 | 10 | 2 | R-454B | 650
216051228 | SURE | SP19AY36AJVC | TCFY3621MEAAM | S802V1005A21UH | Split System | 34200 | 20 | 10 | 2 | R-454B | 650
217446836 | LENNOX | EL19KPV-024-230A** | CK40[C,U]T-24B-**+TDR |  | Split System | 23000 | 15.5 | 8.5 | 1.98 | R-454B | 650
217492442 | CARRIER | 37MUHAQ30AA3+TIC2025-0016 | PL36H210P74*+TXV | 59SC6A080M17**16 | Split System | 28400 | 15.2 | 8.5 | 1.8 | R-454B | 650
217492439 | CARRIER | 37MUHAQ30AA3+TIC2025-0016 | V,C36H175P14*+TXV | 59SC6A080M17**16 | Split System | 28600 | 15.2 | 8.5 | 1.8 | R-454B | 650
217492438 | CARRIER | 37MUHAQ30AA3+TIC2025-0016 | PL36H175P14*+TXV | 59SC6A080M17**16 | Split System | 28600 | 15.2 | 8.5 | 1.8 | R-454B | 650
217492295 | CARRIER | 37MUHAQ30AA3+TIC2025-0016 | PL36H210P74*+TXV | 58S(B,C)*B090M21**16 | Split System | 29200 | 15.2 | 8.5 | 1.82 | R-454B | 650
217492644 | CARRIER | 37MUHAQ36AA3+TIC2025-0016 | V,C36H***P42*+TXV | 58TP*B070V14**12 | Split System | 33600 | 15.2 | 8.5 | 1.82 | R-454B | 650
217492648 | CARRIER | 37MUHAQ36AA3+TIC2025-0016 | C36A***L15*+TXV | 58TP*B070V14**12 | Split System | 34800 | 15.2 | 8.5 | 1.82 | R-454B | 650
217492650 | CARRIER | 37MUHAQ36AA3+TIC2025-0016 | PL36H***P44*+TXV | 58TP*B070V14**12 | Split System | 34800 | 15.2 | 8.5 | 1.82 | R-454B | 650
217492647 | CARRIER | 37MUHAQ36AA3+TIC2025-0016 | PL36H175P15*+TXV | 58TP*B070V14**12 | Split System | 35000 | 15.2 | 8.5 | 1.82 | R-454B | 650
217492496 | CARRIER | 37MUHAQ30AA3+TIC2025-0016 | PL36H210P74*+TXV | 59SU5B040M17**12 | Split System | 29000 | 15.2 | 8.5 | 1.84 | R-454B | 650
217492492 | CARRIER | 37MUHAQ30AA3+TIC2025-0016 | PL36H175P14*+TXV | 59SU5B040M17**12 | Split System | 29000 | 15.2 | 8.5 | 1.84 | R-454B | 650
217492716 | CARRIER | 37MUHAQ36AA3+TIC2025-0016 | PL36H210P29*+TXV | 59SU5B040M17**12 | Split System | 36000 | 15.2 | 8.5 | 1.84 | R-454B | 650
217492705 | CARRIER | 37MUHAQ36AA3+TIC2025-0016 | PL36H175P14*+TXV | 59SP6B080V17**16 | Split System | 34200 | 15.2 | 8.5 | 1.86 | R-454B | 650
217492799 | CARRIER | 37MUHAQ36AA3+TIC2025-0016 | V,C36H175P14*+TXV | 59TP7A080V17**16 | Split System | 34200 | 15.2 | 8.5 | 1.86 | R-454B | 650
217492772 | CARRIER | 37MUHAQ36AA3+TIC2025-0016 | PL36H175P14*+TXV | 59TP6C080V17**16 | Split System | 34200 | 15.2 | 8.5 | 1.86 | R-454B | 650
217492803 | CARRIER | 37MUHAQ36AA3+TIC2025-0016 | C36A***L15*+TXV | 59TP7A080V17**16 | Split System | 34600 | 15.2 | 8.5 | 1.86 | R-454B | 650
217492710 | CARRIER | 37MUHAQ36AA3+TIC2025-0016 | C36A***L15*+TXV | 59SP6B080V17**16 | Split System | 34600 | 15.2 | 8.5 | 1.86 | R-454B | 650
217492800 | CARRIER | 37MUHAQ36AA3+TIC2025-0016 | PL36H175P15*+TXV | 59TP7A080V17**16 | Split System | 34800 | 15.2 | 8.5 | 1.86 | R-454B | 650
217492707 | CARRIER | 37MUHAQ36AA3+TIC2025-0016 | PL36H175P15*+TXV | 59SP6B080V17**16 | Split System | 34800 | 15.2 | 8.5 | 1.86 | R-454B | 650
218448628 | TEMPSTAR | D5CUHAH30AAK+TIC2025-0016 | CP2903A*+TXV+TD |  | Split System | 28800 | 15.2 | 8.5 | 1.78 | R-454B | 650
218448629 | TEMPSTAR | D5CUHAH30AAK+TIC2025-0016 | CP3005A*+TXV+TD |  | Split System | 29200 | 15.2 | 8.5 | 1.78 | R-454B | 650
217492322 | CARRIER | 37MUHAQ30AA3+TIC2025-0016 | C36A***L13*+TXV | 58SP*B090V17**16 | Split System | 28800 | 16 | 8.5 | 1.76 | R-454B | 650
217492332 | CARRIER | 37MUHAQ30AA3+TIC2025-0016 | C36A***L13*+TXV | 58SU*B040M17**12 | Split System | 28600 | 16 | 8.5 | 1.78 | R-454B | 650
217492312 | CARRIER | 37MUHAQ30AA3+TIC2025-0016 | C36A***L13*+TXV | 58SP*B070V17**16 | Split System | 29000 | 16 | 8.5 | 1.78 | R-454B | 650
217492319 | CARRIER | 37MUHAQ30AA3+TIC2025-0016 | V,C36H175P13*+TXV | 58SP*B070V17**16 | Split System | 29000 | 16 | 8.5 | 1.78 | R-454B | 650
217492471 | CARRIER | 37MUHAQ30AA3+TIC2025-0016 | C36A***L13*+TXV | 59SP6B060V17**16 | Split System | 28600 | 16 | 8.5 | 1.8 | R-454B | 650
217492535 | CARRIER | 37MUHAQ30AA3+TIC2025-0016 | C36A***L13*+TXV | 59TP6C060V17**16 | Split System | 28600 | 16 | 8.5 | 1.8 | R-454B | 650
217492555 | CARRIER | 37MUHAQ30AA3+TIC2025-0016 | C36A***L13*+TXV | 59TP7A060V17**16 | Split System | 28600 | 16 | 8.5 | 1.8 | R-454B | 650
217492376 | CARRIER | 37MUHAQ30AA3+TIC2025-0016 | C36A***L13*+TXV | 58TP*B090V17**16 | Split System | 28800 | 16 | 8.5 | 1.8 | R-454B | 650
217492478 | CARRIER | 37MUHAQ30AA3+TIC2025-0016 | V,C36H175P13*+TXV | 59SP6B060V17**16 | Split System | 28800 | 16 | 8.5 | 1.8 | R-454B | 650
217492562 | CARRIER | 37MUHAQ30AA3+TIC2025-0016 | V,C36H175P13*+TXV | 59TP7A060V17**16 | Split System | 28800 | 16 | 8.5 | 1.8 | R-454B | 650
217492501 | CARRIER | 37MUHAQ30AA3+TIC2025-0016 | C36A***L13*+TXV | 59SU5B060M17**16 | Split System | 29000 | 16 | 8.5 | 1.8 | R-454B | 650
217492537 | CARRIER | 37MUHAQ30AA3+TIC2025-0016 | V,C36H175P14*+TXV | 59TP6C060V17**16 | Split System | 29000 | 16 | 8.5 | 1.8 | R-454B | 650
217492560 | CARRIER | 37MUHAQ30AA3+TIC2025-0016 | PL36H210P74*+TXV | 59TP7A060V17**16 | Split System | 29000 | 16 | 8.5 | 1.8 | R-454B | 650
217492534 | CARRIER | 37MUHAQ30AA3+TIC2025-0016 | A36VCA*+TXV | 59TP6C060V17**16 | Split System | 29000 | 16 | 8.5 | 1.8 | R-454B | 650
217492536 | CARRIER | 37MUHAQ30AA3+TIC2025-0016 | PL36H175P14*+TXV | 59TP6C060V17**16 | Split System | 29000 | 16 | 8.5 | 1.8 | R-454B | 650
217492554 | CARRIER | 37MUHAQ30AA3+TIC2025-0016 | A36VCA*+TXV | 59TP7A060V17**16 | Split System | 29000 | 16 | 8.5 | 1.8 | R-454B | 650
217492342 | CARRIER | 37MUHAQ30AA3+TIC2025-0016 | C36A***L13*+TXV | 58SU*B060M17**16 | Split System | 29000 | 16 | 8.5 | 1.8 | R-454B | 650
217492476 | CARRIER | 37MUHAQ30AA3+TIC2025-0016 | PL36H210P74*+TXV | 59SP6B060V17**16 | Split System | 29000 | 16 | 8.5 | 1.8 | R-454B | 650
217492557 | CARRIER | 37MUHAQ30AA3+TIC2025-0016 | V,C36H175P14*+TXV | 59TP7A060V17**16 | Split System | 29000 | 16 | 8.5 | 1.8 | R-454B | 650
217492329 | CARRIER | 37MUHAQ30AA3+TIC2025-0016 | V,C36H175P13*+TXV | 58SP*B090V17**16 | Split System | 29000 | 16 | 8.5 | 1.8 | R-454B | 650
217492470 | CARRIER | 37MUHAQ30AA3+TIC2025-0016 | A36VCA*+TXV | 59SP6B060V17**16 | Split System | 29000 | 16 | 8.5 | 1.8 | R-454B | 650
217492371 | CARRIER | 37MUHAQ30AA3+TIC2025-0016 | PL36H210P74*+TXV | 58TP*B070V17**16 | Split System | 29200 | 16 | 8.5 | 1.8 | R-454B | 650
217492314 | CARRIER | 37MUHAQ30AA3+TIC2025-0016 | V,C36H175P14*+TXV | 58SP*B070V17**16 | Split System | 29200 | 16 | 8.5 | 1.8 | R-454B | 650
217492500 | CARRIER | 37MUHAQ30AA3+TIC2025-0016 | A36VCA*+TXV | 59SU5B060M17**16 | Split System | 29200 | 16 | 8.5 | 1.8 | R-454B | 650
217492378 | CARRIER | 37MUHAQ30AA3+TIC2025-0016 | V,C36H175P14*+TXV | 58TP*B090V17**16 | Split System | 29200 | 16 | 8.5 | 1.8 | R-454B | 650
217492377 | CARRIER | 37MUHAQ30AA3+TIC2025-0016 | PL36H175P14*+TXV | 58TP*B090V17**16 | Split System | 29200 | 16 | 8.5 | 1.8 | R-454B | 650
217492503 | CARRIER | 37MUHAQ30AA3+TIC2025-0016 | V,C36H175P14*+TXV | 59SU5B060M17**16 | Split System | 29400 | 16 | 8.5 | 1.8 | R-454B | 650
217492502 | CARRIER | 37MUHAQ30AA3+TIC2025-0016 | PL36H175P14*+TXV | 59SU5B060M17**16 | Split System | 29400 | 16 | 8.5 | 1.8 | R-454B | 650
217492594 | CARRIER | 37MUHAQ36AA3+TIC2025-0016 | PL36H175P15*+TXV | 58SP*B070V17**16 | Split System | 35000 | 16 | 8.5 | 1.8 | R-454B | 650
217492739 | CARRIER | 37MUHAQ36AA3+TIC2025-0016 | PL36H210P74*+TXV | 59SU5B100M21**20 | Split System | 35000 | 16 | 8.5 | 1.8 | R-454B | 650
217492590 | CARRIER | 37MUHAQ36AA3+TIC2025-0016 | A36VCA*+TXV | 58SP*B070V17**16 | Split System | 35000 | 16 | 8.5 | 1.8 | R-454B | 650
217492593 | CARRIER | 37MUHAQ36AA3+TIC2025-0016 | V,C36H175P14*+TXV | 58SP*B070V17**16 | Split System | 35000 | 16 | 8.5 | 1.8 | R-454B | 650
217492597 | CARRIER | 37MUHAQ36AA3+TIC2025-0016 | C36A***L15*+TXV | 58SP*B070V17**16 | Split System | 35000 | 16 | 8.5 | 1.8 | R-454B | 650
217492592 | CARRIER | 37MUHAQ36AA3+TIC2025-0016 | PL36H175P14*+TXV | 58SP*B070V17**16 | Split System | 35000 | 16 | 8.5 | 1.8 | R-454B | 650
217492595 | CARRIER | 37MUHAQ36AA3+TIC2025-0016 | V,C36H175P15*+TXV | 58SP*B070V17**16 | Split System | 35000 | 16 | 8.5 | 1.8 | R-454B | 650
217492634 | CARRIER | 37MUHAQ36AA3+TIC2025-0016 | PL36H210P74*+TXV | 58SU*B080M21**20 | Split System | 35200 | 16 | 8.5 | 1.8 | R-454B | 650
217492780 | CARRIER | 37MUHAQ36AA3+TIC2025-0016 | PL36H210P74*+TXV | 59TP6C080V21**20 | Split System | 35200 | 16 | 8.5 | 1.8 | R-454B | 650
217492296 | CARRIER | 37MUHAQ30AA3+TIC2025-0016 | V,C36H***P42*+TXV | 58SP*B045V14**12 | Split System | 28600 | 16 | 8.5 | 1.82 | R-454B | 650
217492297 | CARRIER | 37MUHAQ30AA3+TIC2025-0016 | C36A***L13*+TXV | 58SP*B045V14**12 | Split System | 28800 | 16 | 8.5 | 1.82 | R-454B | 650
217492351 | CARRIER | 37MUHAQ30AA3+TIC2025-0016 | C36A***L13*+TXV | 58TP*B045V14**12 | Split System | 28800 | 16 | 8.5 | 1.82 | R-454B | 650
217492362 | CARRIER | 37MUHAQ30AA3+TIC2025-0016 | V,C36H***P21*+TXV | 58TP*B070V14**12 | Split System | 29000 | 16 | 8.5 | 1.82 | R-454B | 650
217492305 | CARRIER | 37MUHAQ30AA3+TIC2025-0016 | PL36H175P14*+TXV | 58SP*B070V14**12 | Split System | 29000 | 16 | 8.5 | 1.82 | R-454B | 650
217492308 | CARRIER | 37MUHAQ30AA3+TIC2025-0016 | V,C36H***P21*+TXV | 58SP*B070V14**12 | Split System | 29000 | 16 | 8.5 | 1.82 | R-454B | 650
217492359 | CARRIER | 37MUHAQ30AA3+TIC2025-0016 | PL36H175P14*+TXV | 58TP*B070V14**12 | Split System | 29000 | 16 | 8.5 | 1.82 | R-454B | 650
217492321 | CARRIER | 37MUHAQ30AA3+TIC2025-0016 | A36VCA*+TXV | 58SP*B090V17**16 | Split System | 29200 | 16 | 8.5 | 1.82 | R-454B | 650
217492324 | CARRIER | 37MUHAQ30AA3+TIC2025-0016 | V,C36H175P14*+TXV | 58SP*B090V17**16 | Split System | 29200 | 16 | 8.5 | 1.82 | R-454B | 650
217492355 | CARRIER | 37MUHAQ30AA3+TIC2025-0016 | V,C36H***P21*+TXV | 58TP*B045V14**12 | Split System | 29200 | 16 | 8.5 | 1.82 | R-454B | 650
217492352 | CARRIER | 37MUHAQ30AA3+TIC2025-0016 | PL36H175P14*+TXV | 58TP*B045V14**12 | Split System | 29200 | 16 | 8.5 | 1.82 | R-454B | 650
217492574 | CARRIER | 37MUHAQ30AA3+TIC2025-0016 | PL36H210P74*+TXV | OVMAAB042112 | Split System | 29800 | 16 | 8.5 | 1.82 | R-454B | 650
217492612 | CARRIER | 37MUHAQ36AA3+TIC2025-0016 | PL36H210P74*+TXV | 58SP*B110V21**22 | Split System | 35200 | 16 | 8.5 | 1.82 | R-454B | 650
217492317 | CARRIER | 37MUHAQ30AA3+TIC2025-0016 | PL36H210P74*+TXV | 58SP*B070V17**16 | Split System | 29000 | 16 | 8.5 | 1.84 | R-454B | 650
217492311 | CARRIER | 37MUHAQ30AA3+TIC2025-0016 | A36VCA*+TXV | 58SP*B070V17**16 | Split System | 29000 | 16 | 8.5 | 1.84 | R-454B | 650
217492617 | CARRIER | 37MUHAQ36AA3+TIC2025-0016 | V,C36H175P14*+TXV | 58SU*B040M17**12 | Split System | 34200 | 16 | 8.5 | 1.84 | R-454B | 650
217492616 | CARRIER | 37MUHAQ36AA3+TIC2025-0016 | PL36H175P14*+TXV | 58SU*B040M17**12 | Split System | 34200 | 16 | 8.5 | 1.84 | R-454B | 650
217492625 | CARRIER | 37MUHAQ36AA3+TIC2025-0016 | C36A***L13*+TXV | 58SU*B060M17**16 | Split System | 34400 | 16 | 8.5 | 1.84 | R-454B | 650
217492632 | CARRIER | 37MUHAQ36AA3+TIC2025-0016 | V,C36H175P13*+TXV | 58SU*B060M17**16 | Split System | 34600 | 16 | 8.5 | 1.84 | R-454B | 650
217492618 | CARRIER | 37MUHAQ36AA3+TIC2025-0016 | PL36H175P15*+TXV | 58SU*B040M17**12 | Split System | 34800 | 16 | 8.5 | 1.84 | R-454B | 650
217492619 | CARRIER | 37MUHAQ36AA3+TIC2025-0016 | V,C36H175P15*+TXV | 58SU*B040M17**12 | Split System | 34800 | 16 | 8.5 | 1.84 | R-454B | 650
217492630 | CARRIER | 37MUHAQ36AA3+TIC2025-0016 | PL36H210P74*+TXV | 58SU*B060M17**16 | Split System | 34800 | 16 | 8.5 | 1.84 | R-454B | 650
217492624 | CARRIER | 37MUHAQ36AA3+TIC2025-0016 | A36VCA*+TXV | 58SU*B060M17**16 | Split System | 34800 | 16 | 8.5 | 1.84 | R-454B | 650
217492626 | CARRIER | 37MUHAQ36AA3+TIC2025-0016 | PL36H175P14*+TXV | 58SU*B060M17**16 | Split System | 35000 | 16 | 8.5 | 1.84 | R-454B | 650
218471520 | NAPOLEON | WSEHV4860BA1-N | HG52*60+TXV+TD |  | Split System | 52000 | 16 | 8.5 | 1.8 | R-454B | 650
218448674 | TEMPSTAR | D5CUHAH30AAK+TIC2025-0016 | CE2903A*+TXV |  | Split System | 29200 | 17 | 8.5 | 1.78 | R-454B | 650
218448675 | TEMPSTAR | D5CUHAH30AAK+TIC2025-0016 | CE2903C*+TXV |  | Split System | 29200 | 17 | 8.5 | 1.78 | R-454B | 650
217492271 | CARRIER | 37MUHAQ30AA3+TIC2025-0016 | V,C36H175P13*+TXV | 58S(B,C)*B070M17**12 | Split System | 28200 | 15.2 | 9 | 1.94 | R-454B | 650
217492264 | CARRIER | 37MUHAQ30AA3+TIC2025-0016 | C36A***L13*+TXV | 58S(B,C)*B070M17**12 | Split System | 28200 | 15.2 | 9 | 1.94 | R-454B | 650
217492263 | CARRIER | 37MUHAQ30AA3+TIC2025-0016 | A36VCA*+TXV | 58S(B,C)*B070M17**12 | Split System | 28400 | 15.2 | 9 | 1.94 | R-454B | 650
217492265 | CARRIER | 37MUHAQ30AA3+TIC2025-0016 | PL36H175P14*+TXV | 58S(B,C)*B070M17**12 | Split System | 28400 | 15.2 | 9 | 1.94 | R-454B | 650
217492565 | CARRIER | 37MUHAQ30AA3+TIC2025-0016 | C36A***L13*+TXV | 59TP7A080V17**16 | Split System | 28400 | 15.2 | 9 | 1.94 | R-454B | 650
217492269 | CARRIER | 37MUHAQ30AA3+TIC2025-0016 | PL36H210P74*+TXV | 58S(B,C)*B070M17**12 | Split System | 28400 | 15.2 | 9 | 1.94 | R-454B | 650
217492256 | CARRIER | 37MUHAQ30AA3+TIC2025-0016 | C36A***L13*+TXV | 58S(B,C)*B070M14**12 | Split System | 28400 | 15.2 | 9 | 1.94 | R-454B | 650
217492572 | CARRIER | 37MUHAQ30AA3+TIC2025-0016 | V,C36H175P13*+TXV | 59TP7A080V17**16 | Split System | 28400 | 15.2 | 9 | 1.94 | R-454B | 650
217492488 | CARRIER | 37MUHAQ30AA3+TIC2025-0016 | V,C36H175P13*+TXV | 59SP6B080V17**16 | Split System | 28400 | 15.2 | 9 | 1.94 | R-454B | 650
217492545 | CARRIER | 37MUHAQ30AA3+TIC2025-0016 | C36A***L13*+TXV | 59TP6C080V17**16 | Split System | 28400 | 15.2 | 9 | 1.94 | R-454B | 650
217492260 | CARRIER | 37MUHAQ30AA3+TIC2025-0016 | V,C36H***P21*+TXV | 58S(B,C)*B070M14**12 | Split System | 28600 | 15.2 | 9 | 1.94 | R-454B | 650
217492400 | CARRIER | 37MUHAQ30AA3+TIC2025-0016 | V,C36H175P13*+TXV | 59SC2E060M17**14 | Split System | 28600 | 15.2 | 9 | 1.94 | R-454B | 650
217492276 | CARRIER | 37MUHAQ30AA3+TIC2025-0016 | V,C36H175P14*+TXV | 58S(B,C)*B070M17**16 | Split System | 28600 | 15.2 | 9 | 1.94 | R-454B | 650
217492546 | CARRIER | 37MUHAQ30AA3+TIC2025-0016 | PL36H175P14*+TXV | 59TP6C080V17**16 | Split System | 28600 | 15.2 | 9 | 1.94 | R-454B | 650
217492257 | CARRIER | 37MUHAQ30AA3+TIC2025-0016 | PL36H175P14*+TXV | 58S(B,C)*B070M14**12 | Split System | 28600 | 15.2 | 9 | 1.94 | R-454B | 650
217492273 | CARRIER | 37MUHAQ30AA3+TIC2025-0016 | A36VCA*+TXV | 58S(B,C)*B070M17**16 | Split System | 28600 | 15.2 | 9 | 1.94 | R-454B | 650
217492275 | CARRIER | 37MUHAQ30AA3+TIC2025-0016 | PL36H175P14*+TXV | 58S(B,C)*B070M17**16 | Split System | 28600 | 15.2 | 9 | 1.94 | R-454B | 650
217492482 | CARRIER | 37MUHAQ30AA3+TIC2025-0016 | PL36H175P14*+TXV | 59SP6B080V17**16 | Split System | 28600 | 15.2 | 9 | 1.94 | R-454B | 650
217492483 | CARRIER | 37MUHAQ30AA3+TIC2025-0016 | V,C36H175P14*+TXV | 59SP6B080V17**16 | Split System | 28600 | 15.2 | 9 | 1.94 | R-454B | 650
217492547 | CARRIER | 37MUHAQ30AA3+TIC2025-0016 | V,C36H175P14*+TXV | 59TP6C080V17**16 | Split System | 28600 | 15.2 | 9 | 1.94 | R-454B | 650
217492393 | CARRIER | 37MUHAQ30AA3+TIC2025-0016 | C36A***L13*+TXV | 59SC2E060M17**14 | Split System | 28600 | 15.2 | 9 | 1.94 | R-454B | 650
217492279 | CARRIER | 37MUHAQ30AA3+TIC2025-0016 | PL36H210P74*+TXV | 58S(B,C)*B070M17**16 | Split System | 28600 | 15.2 | 9 | 1.94 | R-454B | 650
217492394 | CARRIER | 37MUHAQ30AA3+TIC2025-0016 | PL36H175P14*+TXV | 59SC2E060M17**14 | Split System | 28800 | 15.2 | 9 | 1.94 | R-454B | 650
217492466 | CARRIER | 37MUHAQ30AA3+TIC2025-0016 | C36A***L15*+TXV | 59SP6B060V14**12 | Split System | 28800 | 15.2 | 9 | 1.94 | R-454B | 650
217492287 | CARRIER | 37MUHAQ30AA3+TIC2025-0016 | PL36H175P14*+TXV | 58S(B,C)*B090M17**14 | Split System | 28800 | 15.2 | 9 | 1.94 | R-454B | 650
217492285 | CARRIER | 37MUHAQ30AA3+TIC2025-0016 | A36VCA*+TXV | 58S(B,C)*B090M17**14 | Split System | 28800 | 15.2 | 9 | 1.94 | R-454B | 650
217492291 | CARRIER | 37MUHAQ30AA3+TIC2025-0016 | PL36H210P74*+TXV | 58S(B,C)*B090M17**14 | Split System | 28800 | 15.2 | 9 | 1.94 | R-454B | 650
217492267 | CARRIER | 37MUHAQ30AA3+TIC2025-0016 | PL36H175P15*+TXV | 58S(B,C)*B070M17**12 | Split System | 29000 | 15.2 | 9 | 1.94 | R-454B | 650
217492280 | CARRIER | 37MUHAQ30AA3+TIC2025-0016 | C36A***L15*+TXV | 58S(B,C)*B070M17**16 | Split System | 29000 | 15.2 | 9 | 1.94 | R-454B | 650
217492465 | CARRIER | 37MUHAQ30AA3+TIC2025-0016 | PL36H175P15*+TXV | 59SP6B060V14**12 | Split System | 29000 | 15.2 | 9 | 1.94 | R-454B | 650
217492244 | CARRIER | 37MUHAQ30AA3+TIC2025-0016 | PL36H***P44*+TXV | 58S(B,C)*B045M14**12 | Split System | 29000 | 15.2 | 9 | 1.94 | R-454B | 650
217492494 | CARRIER | 37MUHAQ30AA3+TIC2025-0016 | PL36H175P15*+TXV | 59SU5B040M17**12 | Split System | 29000 | 15.2 | 9 | 1.94 | R-454B | 650
217492495 | CARRIER | 37MUHAQ30AA3+TIC2025-0016 | V,C36H175P15*+TXV | 59SU5B040M17**12 | Split System | 29000 | 15.2 | 9 | 1.94 | R-454B | 650
217492242 | CARRIER | 37MUHAQ30AA3+TIC2025-0016 | C36A***L15*+TXV | 58S(B,C)*B045M14**12 | Split System | 29000 | 15.2 | 9 | 1.94 | R-454B | 650
217492261 | CARRIER | 37MUHAQ30AA3+TIC2025-0016 | PL36H***P44*+TXV | 58S(B,C)*B070M14**12 | Split System | 29000 | 15.2 | 9 | 1.94 | R-454B | 650
217492388 | CARRIER | 37MUHAQ30AA3+TIC2025-0016 | C36A***L15*+TXV | 59SC2E060M14**12 | Split System | 29000 | 15.2 | 9 | 1.94 | R-454B | 650
217492399 | CARRIER | 37MUHAQ30AA3+TIC2025-0016 | C36A***L15*+TXV | 59SC2E060M17**14 | Split System | 29200 | 15.2 | 9 | 1.94 | R-454B | 650
217492387 | CARRIER | 37MUHAQ30AA3+TIC2025-0016 | PL36H175P15*+TXV | 59SC2E060M14**12 | Split System | 29200 | 15.2 | 9 | 1.94 | R-454B | 650
217492292 | CARRIER | 37MUHAQ30AA3+TIC2025-0016 | C36A***L15*+TXV | 58S(B,C)*B090M17**14 | Split System | 29200 | 15.2 | 9 | 1.94 | R-454B | 650
217492441 | CARRIER | 37MUHAQ30AA3+TIC2025-0016 | V,C36H175P15*+TXV | 59SC6A080M17**16 | Split System | 29200 | 15.2 | 9 | 1.94 | R-454B | 650
217492396 | CARRIER | 37MUHAQ30AA3+TIC2025-0016 | PL36H175P15*+TXV | 59SC2E060M17**14 | Split System | 29400 | 15.2 | 9 | 1.94 | R-454B | 650
217492289 | CARRIER | 37MUHAQ30AA3+TIC2025-0016 | PL36H175P15*+TXV | 58S(B,C)*B090M17**14 | Split System | 29400 | 15.2 | 9 | 1.94 | R-454B | 650
217492250 | CARRIER | 37MUHAQ30AA3+TIC2025-0016 | PL36H175P15*+TXV | 58S(B,C)*B045M17**14 | Split System | 28400 | 15.2 | 9 | 1.96 | R-454B | 650
217492251 | CARRIER | 37MUHAQ30AA3+TIC2025-0016 | V,C36H175P15*+TXV | 58S(B,C)*B045M17**14 | Split System | 28400 | 15.2 | 9 | 1.96 | R-454B | 650
217492544 | CARRIER | 37MUHAQ30AA3+TIC2025-0016 | A36VCA*+TXV | 59TP6C080V17**16 | Split System | 28600 | 15.2 | 9 | 1.98 | R-454B | 650
217492566 | CARRIER | 37MUHAQ30AA3+TIC2025-0016 | PL36H175P14*+TXV | 59TP7A080V17**16 | Split System | 28600 | 15.2 | 9 | 1.98 | R-454B | 650
217492567 | CARRIER | 37MUHAQ30AA3+TIC2025-0016 | V,C36H175P14*+TXV | 59TP7A080V17**16 | Split System | 28600 | 15.2 | 9 | 1.98 | R-454B | 650
217492405 | CARRIER | 37MUHAQ30AA3+TIC2025-0016 | V,C36H175P14*+TXV | 59SC2E080M17**16 | Split System | 28800 | 15.2 | 9 | 1.98 | R-454B | 650
217492402 | CARRIER | 37MUHAQ30AA3+TIC2025-0016 | A36VCA*+TXV | 59SC2E080M17**16 | Split System | 28800 | 15.2 | 9 | 1.98 | R-454B | 650
217492404 | CARRIER | 37MUHAQ30AA3+TIC2025-0016 | PL36H175P14*+TXV | 59SC2E080M17**16 | Split System | 28800 | 15.2 | 9 | 1.98 | R-454B | 650
217492409 | CARRIER | 37MUHAQ30AA3+TIC2025-0016 | C36A***L15*+TXV | 59SC2E080M17**16 | Split System | 29200 | 15.2 | 9 | 1.98 | R-454B | 650
217492356 | CARRIER | 37MUHAQ30AA3+TIC2025-0016 | PL36H***P44*+TXV | 58TP*B045V14**12 | Split System | 28800 | 16 | 9 | 1.92 | R-454B | 650
217492300 | CARRIER | 37MUHAQ30AA3+TIC2025-0016 | C36A***L15*+TXV | 58SP*B045V14**12 | Split System | 28800 | 16 | 9 | 1.92 | R-454B | 650
217492302 | CARRIER | 37MUHAQ30AA3+TIC2025-0016 | PL36H***P44*+TXV | 58SP*B045V14**12 | Split System | 28800 | 16 | 9 | 1.92 | R-454B | 650
217492354 | CARRIER | 37MUHAQ30AA3+TIC2025-0016 | C36A***L15*+TXV | 58TP*B045V14**12 | Split System | 28800 | 16 | 9 | 1.92 | R-454B | 650
217492299 | CARRIER | 37MUHAQ30AA3+TIC2025-0016 | PL36H175P15*+TXV | 58SP*B045V14**12 | Split System | 29000 | 16 | 9 | 1.92 | R-454B | 650
217492353 | CARRIER | 37MUHAQ30AA3+TIC2025-0016 | PL36H175P15*+TXV | 58TP*B045V14**12 | Split System | 29000 | 16 | 9 | 1.92 | R-454B | 650
217492318 | CARRIER | 37MUHAQ30AA3+TIC2025-0016 | C36A***L15*+TXV | 58SP*B070V17**16 | Split System | 28800 | 16 | 9 | 1.94 | R-454B | 650
217492361 | CARRIER | 37MUHAQ30AA3+TIC2025-0016 | C36A***L15*+TXV | 58TP*B070V14**12 | Split System | 28800 | 16 | 9 | 1.94 | R-454B | 650
217492315 | CARRIER | 37MUHAQ30AA3+TIC2025-0016 | PL36H175P15*+TXV | 58SP*B070V17**16 | Split System | 29000 | 16 | 9 | 1.94 | R-454B | 650
217492551 | CARRIER | 37MUHAQ30AA3+TIC2025-0016 | C36A***L15*+TXV | 59TP6C080V17**16 | Split System | 29000 | 16 | 9 | 1.94 | R-454B | 650
217492487 | CARRIER | 37MUHAQ30AA3+TIC2025-0016 | C36A***L15*+TXV | 59SP6B080V17**16 | Split System | 29000 | 16 | 9 | 1.94 | R-454B | 650
217492571 | CARRIER | 37MUHAQ30AA3+TIC2025-0016 | C36A***L15*+TXV | 59TP7A080V17**16 | Split System | 29000 | 16 | 9 | 1.94 | R-454B | 650
217492328 | CARRIER | 37MUHAQ30AA3+TIC2025-0016 | C36A***L15*+TXV | 58SP*B090V17**16 | Split System | 29000 | 16 | 9 | 1.94 | R-454B | 650
217492360 | CARRIER | 37MUHAQ30AA3+TIC2025-0016 | PL36H175P15*+TXV | 58TP*B070V14**12 | Split System | 29000 | 16 | 9 | 1.94 | R-454B | 650
217492306 | CARRIER | 37MUHAQ30AA3+TIC2025-0016 | PL36H175P15*+TXV | 58SP*B070V14**12 | Split System | 29000 | 16 | 9 | 1.94 | R-454B | 650
217492507 | CARRIER | 37MUHAQ30AA3+TIC2025-0016 | C36A***L15*+TXV | 59SU5B060M17**16 | Split System | 29000 | 16 | 9 | 1.94 | R-454B | 650
217492372 | CARRIER | 37MUHAQ30AA3+TIC2025-0016 | C36A***L15*+TXV | 58TP*B070V17**16 | Split System | 29000 | 16 | 9 | 1.94 | R-454B | 650
217492561 | CARRIER | 37MUHAQ30AA3+TIC2025-0016 | C36A***L15*+TXV | 59TP7A060V17**16 | Split System | 29000 | 16 | 9 | 1.94 | R-454B | 650
217492477 | CARRIER | 37MUHAQ30AA3+TIC2025-0016 | C36A***L15*+TXV | 59SP6B060V17**16 | Split System | 29000 | 16 | 9 | 1.94 | R-454B | 650
217492549 | CARRIER | 37MUHAQ30AA3+TIC2025-0016 | V,C36H175P15*+TXV | 59TP6C080V17**16 | Split System | 29200 | 16 | 9 | 1.94 | R-454B | 650
217492485 | CARRIER | 37MUHAQ30AA3+TIC2025-0016 | V,C36H175P15*+TXV | 59SP6B080V17**16 | Split System | 29200 | 16 | 9 | 1.94 | R-454B | 650
217492505 | CARRIER | 37MUHAQ30AA3+TIC2025-0016 | V,C36H175P15*+TXV | 59SU5B060M17**16 | Split System | 29200 | 16 | 9 | 1.94 | R-454B | 650
217492326 | CARRIER | 37MUHAQ30AA3+TIC2025-0016 | V,C36H175P15*+TXV | 58SP*B090V17**16 | Split System | 29200 | 16 | 9 | 1.94 | R-454B | 650
217492569 | CARRIER | 37MUHAQ30AA3+TIC2025-0016 | V,C36H175P15*+TXV | 59TP7A080V17**16 | Split System | 29200 | 16 | 9 | 1.94 | R-454B | 650
217492325 | CARRIER | 37MUHAQ30AA3+TIC2025-0016 | PL36H175P15*+TXV | 58SP*B090V17**16 | Split System | 29200 | 16 | 9 | 1.94 | R-454B | 650
217492380 | CARRIER | 37MUHAQ30AA3+TIC2025-0016 | V,C36H175P15*+TXV | 58TP*B090V17**16 | Split System | 29200 | 16 | 9 | 1.94 | R-454B | 650
217492548 | CARRIER | 37MUHAQ30AA3+TIC2025-0016 | PL36H175P15*+TXV | 59TP6C080V17**16 | Split System | 29200 | 16 | 9 | 1.94 | R-454B | 650
217492338 | CARRIER | 37MUHAQ30AA3+TIC2025-0016 | C36A***L15*+TXV | 58SU*B040M17**12 | Split System | 29200 | 16 | 9 | 1.94 | R-454B | 650
217492475 | CARRIER | 37MUHAQ30AA3+TIC2025-0016 | V,C36H175P15*+TXV | 59SP6B060V17**16 | Split System | 29200 | 16 | 9 | 1.94 | R-454B | 650
217492538 | CARRIER | 37MUHAQ30AA3+TIC2025-0016 | PL36H175P15*+TXV | 59TP6C060V17**16 | Split System | 29200 | 16 | 9 | 1.94 | R-454B | 650
217492568 | CARRIER | 37MUHAQ30AA3+TIC2025-0016 | PL36H175P15*+TXV | 59TP7A080V17**16 | Split System | 29200 | 16 | 9 | 1.94 | R-454B | 650
217492504 | CARRIER | 37MUHAQ30AA3+TIC2025-0016 | PL36H175P15*+TXV | 59SU5B060M17**16 | Split System | 29200 | 16 | 9 | 1.94 | R-454B | 650
217492335 | CARRIER | 37MUHAQ30AA3+TIC2025-0016 | PL36H175P15*+TXV | 58SU*B040M17**12 | Split System | 29400 | 16 | 9 | 1.94 | R-454B | 650
217492336 | CARRIER | 37MUHAQ30AA3+TIC2025-0016 | V,C36H175P15*+TXV | 58SU*B040M17**12 | Split System | 29400 | 16 | 9 | 1.94 | R-454B | 650
217492333 | CARRIER | 37MUHAQ30AA3+TIC2025-0016 | PL36H175P14*+TXV | 58SU*B040M17**12 | Split System | 28600 | 16 | 9 | 1.98 | R-454B | 650
217492337 | CARRIER | 37MUHAQ30AA3+TIC2025-0016 | PL36H210P74*+TXV | 58SU*B040M17**12 | Split System | 28600 | 16 | 9 | 1.98 | R-454B | 650
217492331 | CARRIER | 37MUHAQ30AA3+TIC2025-0016 | A36VCA*+TXV | 58SU*B040M17**12 | Split System | 28600 | 16 | 9 | 1.98 | R-454B | 650
217492334 | CARRIER | 37MUHAQ30AA3+TIC2025-0016 | V,C36H175P14*+TXV | 58SU*B040M17**12 | Split System | 28600 | 16 | 9 | 1.98 | R-454B | 650
217496710 | BRYANT | 37MUHAQ60AA3 | V,C60H210P29*+TXV+TD |  | Split System | 47000 | 15.2 | 8.1 | 1.83 | R-454B | 650
217496722 | BRYANT | 37MUHAQ60AA3 | V,C48H175P38*+TXV+TD |  | Split System | 47000 | 15.2 | 8.1 | 1.83 | R-454B | 650
217496394 | BRYANT HEATING AND COOLING SYSTEMS | 37MUHAQ24AA3 | V,C36H***P03*+TXV | 8(0,1)*SB42045M17*** | Split System | 21000 | 15.2 | 8.1 | 1.9 | R-454B | 650
217496395 | BRYANT HEATING AND COOLING SYSTEMS | 37MUHAQ24AA3 | V,C36H***P42*+TXV | 8(0,1)*SB42045M17*** | Split System | 21800 | 15.2 | 8.1 | 1.9 | R-454B | 650
217493008 | CARRIER | 37MUHAQ60AA3 | C48A***L53*+TXV+CBPE4B* |  | Split System | 47000 | 15.2 | 8.1 | 1.83 | R-454B | 650
217492192 | CARRIER | 37MUHAQ24AA3 | C36A***L15*+TXV | 59SC6A040M14**10 | Split System | 22000 | 15.2 | 8.1 | 1.9 | R-454B | 650
218448617 | TEMPSTAR | D5CUHAH18AAK+TIC2025-0016 | CP2301A*+TXV+TD |  | Split System | 17100 | 15.2 | 8.4 | 1.9 | R-454B | 650
218448616 | TEMPSTAR | D5CUHAH18AAK+TIC2025-0016 | CP1801A*+TXV+TD |  | Split System | 17100 | 15.2 | 8.4 | 1.9 | R-454B | 650
218448652 | TEMPSTAR | D5CUHAH18AAK+TIC2025-0016 | CE1801A*+TXV |  | Split System | 17300 | 16 | 8.4 | 1.9 | R-454B | 650
218448654 | TEMPSTAR | D5CUHAH18AAK+TIC2025-0016 | CE1801C*+TXV |  | Split System | 17300 | 16 | 8.4 | 1.9 | R-454B | 650
218448653 | TEMPSTAR | D5CUHAH18AAK+TIC2025-0016 | CE2301C*+TXV |  | Split System | 17400 | 16 | 8.4 | 1.9 | R-454B | 650
217496497 | BRYANT HEATING AND COOLING SYSTEMS | 37MUHAQ24AA3 | V,C36H***P42*+TXV | 926TC36040V17*** | Split System | 22000 | 15.2 | 8.5 | 1.98 | R-454B | 650
217492278 | CARRIER | 37MUHAQ30AA3+TIC2025-0016 | V,C36H175P15*+TXV | 58S(B,C)*B070M17**16 | Split System | 29800 | 15.2 | 8.5 | 1.82 | R-454B | 650
217492980 | CARRIER | 37MUHAQ36AA3+TIC2025-0016 | PL36H***P44*+TXV+CBPE3A* |  | Split System | 36200 | 15.2 | 8.5 | 1.86 | R-454B | 650
217492973 | CARRIER | 37MUHAQ36AA3+TIC2025-0016 | V,C36H175P14*+TXV+CBPE4B* |  | Split System | 36400 | 15.2 | 8.5 | 1.86 | R-454B | 650
217492969 | CARRIER | 37MUHAQ36AA3+TIC2025-0016 | CF371E*+TXV |  | Split System | 36600 | 15.2 | 8.5 | 1.86 | R-454B | 650
217492065 | CARRIER | 37MUHAQ18AA3+TIC2025-0016 | V,C36H175P14*+TXV | 59SC2E060M17**14 | Split System | 17600 | 15.2 | 8.5 | 1.9 | R-454B | 650
217492062 | CARRIER | 37MUHAQ18AA3+TIC2025-0016 | A36VCA*+TXV | 59SC2E060M17**14 | Split System | 17600 | 15.2 | 8.5 | 1.9 | R-454B | 650
217491974 | CARRIER | 37MUHAQ18AA3+TIC2025-0016 | V,C36H***P03*+TXV | 58S(B,C)*B070M14**12 | Split System | 17100 | 15.2 | 8.5 | 1.95 | R-454B | 650
218448618 | TEMPSTAR | D5CUHAH18AAK+TIC2025-0016 | CP2403A*+TXV+TD |  | Split System | 17400 | 15.2 | 8.5 | 1.92 | R-454B | 650
217496424 | BRYANT HEATING AND COOLING SYSTEMS | 37MUHAQ24AA3 | V,C36H***P03*+TXV | 83*SB48060M17*** | Split System | 21000 | 16 | 8.5 | 1.96 | R-454B | 650
217492341 | CARRIER | 37MUHAQ30AA3+TIC2025-0016 | A36VCA*+TXV | 58SU*B060M17**16 | Split System | 29200 | 16 | 8.5 | 1.8 | R-454B | 650
217492348 | CARRIER | 37MUHAQ30AA3+TIC2025-0016 | C36A***L15*+TXV | 58SU*B060M17**16 | Split System | 29400 | 16 | 8.5 | 1.8 | R-454B | 650
217492346 | CARRIER | 37MUHAQ30AA3+TIC2025-0016 | V,C36H175P15*+TXV | 58SU*B060M17**16 | Split System | 29400 | 16 | 8.5 | 1.8 | R-454B | 650
217492344 | CARRIER | 37MUHAQ30AA3+TIC2025-0016 | V,C36H175P14*+TXV | 58SU*B060M17**16 | Split System | 29400 | 16 | 8.5 | 1.8 | R-454B | 650
217492343 | CARRIER | 37MUHAQ30AA3+TIC2025-0016 | PL36H175P14*+TXV | 58SU*B060M17**16 | Split System | 29400 | 16 | 8.5 | 1.8 | R-454B | 650
217492628 | CARRIER | 37MUHAQ36AA3+TIC2025-0016 | PL36H175P15*+TXV | 58SU*B060M17**16 | Split System | 35600 | 16 | 8.5 | 1.84 | R-454B | 650
217492629 | CARRIER | 37MUHAQ36AA3+TIC2025-0016 | V,C36H175P15*+TXV | 58SU*B060M17**16 | Split System | 35600 | 16 | 8.5 | 1.84 | R-454B | 650
217492651 | CARRIER | 37MUHAQ36AA3+TIC2025-0016 | PL36H210P29*+TXV | 58TP*B070V17**16 | Split System | 35800 | 16 | 8.5 | 1.84 | R-454B | 650
217492714 | CARRIER | 37MUHAQ36AA3+TIC2025-0016 | PL36H210P29*+TXV | 59SP6B100V21**20 | Split System | 35800 | 16 | 8.5 | 1.84 | R-454B | 650
217492661 | CARRIER | 37MUHAQ36AA3+TIC2025-0016 | PL36H210P29*+TXV | 58TP*B090V17**16 | Split System | 35800 | 16 | 8.5 | 1.84 | R-454B | 650
217492623 | CARRIER | 37MUHAQ36AA3+TIC2025-0016 | PL36H210P29*+TXV | 58SU*B060M17**16 | Split System | 36200 | 16 | 8.5 | 1.84 | R-454B | 650
217492635 | CARRIER | 37MUHAQ36AA3+TIC2025-0016 | PL36H210P29*+TXV | 58SU*B100M21**20 | Split System | 36400 | 16 | 8.5 | 1.84 | R-454B | 650
217492671 | CARRIER | 37MUHAQ36AA3+TIC2025-0016 | PL36H210P29*+TXV | 58TP*B090V21**20 | Split System | 36400 | 16 | 8.5 | 1.84 | R-454B | 650
217492736 | CARRIER | 37MUHAQ36AA3+TIC2025-0016 | PL36H210P29*+TXV | 59SU5B080M21**20 | Split System | 36400 | 16 | 8.5 | 1.84 | R-454B | 650
217492805 | CARRIER | 37MUHAQ36AA3+TIC2025-0016 | PL36H210P29*+TXV | 59TP7A080V21**20 | Split System | 36200 | 16 | 8.5 | 1.86 | R-454B | 650
217492633 | CARRIER | 37MUHAQ36AA3+TIC2025-0016 | PL36H210P29*+TXV | 58SU*B080M21**20 | Split System | 36200 | 16 | 8.5 | 1.86 | R-454B | 650
217492769 | CARRIER | 37MUHAQ36AA3+TIC2025-0016 | PL36H210P29*+TXV | 59TP6C080V17**16 | Split System | 36200 | 16 | 8.5 | 1.86 | R-454B | 650
217492712 | CARRIER | 37MUHAQ36AA3+TIC2025-0016 | PL36H210P29*+TXV | 59SP6B080V21**20 | Split System | 36200 | 16 | 8.5 | 1.86 | R-454B | 650
217492611 | CARRIER | 37MUHAQ36AA3+TIC2025-0016 | PL36H210P29*+TXV | 58SP*B110V21**22 | Split System | 36200 | 16 | 8.5 | 1.86 | R-454B | 650
217492589 | CARRIER | 37MUHAQ36AA3+TIC2025-0016 | PL36H210P29*+TXV | 58SP*B070V17**16 | Split System | 36200 | 16 | 8.5 | 1.86 | R-454B | 650
217492673 | CARRIER | 37MUHAQ36AA3+TIC2025-0016 | PL36H210P29*+TXV | 58TP*B110V21**22 | Split System | 36200 | 16 | 8.5 | 1.86 | R-454B | 650
217492779 | CARRIER | 37MUHAQ36AA3+TIC2025-0016 | PL36H210P29*+TXV | 59TP6C080V21**20 | Split System | 36200 | 16 | 8.5 | 1.86 | R-454B | 650
215424545 | YORK | HH824E2S11 | H,YE31*24+TXV | TM9V040A10MP12 | Split System | 21800 | 16 | 8.5 | 1.9 | R-454B | 650
215424509 | YORK | HH824E2S11 | H,YE31*24+TXV | TM9E040A10MP12 | Split System | 21800 | 16 | 8.5 | 1.9 | R-454B | 650
215424519 | YORK | HH824E2S11 | H,YE31*30+TXV | TM9E060A10MP12 | Split System | 21800 | 16 | 8.5 | 1.9 | R-454B | 650
215424501 | YORK | HH824E2S11 | H,YE31*30+TXV | TM9E026A08MP12 | Split System | 21800 | 16 | 8.5 | 1.9 | R-454B | 650
215424546 | YORK | HH824E2S11 | H,YE31*30+TXV | TM9V040A10MP12 | Split System | 21800 | 16 | 8.5 | 1.9 | R-454B | 650
215424518 | YORK | HH824E2S11 | H,YE31*24+TXV | TM9E060A10MP12 | Split System | 21800 | 16 | 8.5 | 1.9 | R-454B | 650
215424510 | YORK | HH824E2S11 | H,YE31*30+TXV | TM9E040A10MP12 | Split System | 21800 | 16 | 8.5 | 1.9 | R-454B | 650
215424500 | YORK | HH824E2S11 | H,YE31*24+TXV | TM9E026A08MP12 | Split System | 21800 | 16 | 8.5 | 1.9 | R-454B | 650
215430621 | LUXAIRE | HH836E2S11 | H,YG80(1,2)36+TXV | TM9Y100C20MP11 | Split System | 33800 | 17 | 8.5 | 2 | R-454B | 650
218448676 | TEMPSTAR | D5CUHAH30AAK+TIC2025-0016 | CE3005A*+TXV |  | Split System | 29800 | 17 | 8.5 | 1.78 | R-454B | 650
218448677 | TEMPSTAR | D5CUHAH30AAK+TIC2025-0016 | CE3005C*+TXV |  | Split System | 29800 | 17 | 8.5 | 1.78 | R-454B | 650
215424481 | YORK | HH824E2S11 | H,YE31*30+TXV | TM8V080B12MP12 | Split System | 21800 | 17 | 8.5 | 1.9 | R-454B | 650
215424480 | YORK | HH824E2S11 | H,YE31*24+TXV | TM8V080B12MP12 | Split System | 21800 | 17 | 8.5 | 1.9 | R-454B | 650
215425679 | YORK | HH824E2S11 | H,YE24*24+TXV | TM8V080B12MP12 | Split System | 21800 | 17 | 8.5 | 1.92 | R-454B | 650
215425680 | YORK | HH824E2S11 | H,YE24*36+TXV | TM8V080B12MP12 | Split System | 21800 | 17 | 8.5 | 1.92 | R-454B | 650
214848925 | YORK | HH836E2S11 | H,YG36*36+TXV | TM9Y100C20MP11 | Split System | 33800 | 17 | 8.5 | 2 | R-454B | 650
215423360 | YORK | HH836E2S11 | H,YE80*36+TXV | TM9Y100C20MP11 | Split System | 33800 | 17 | 8.5 | 2 | R-454B | 650
215425305 | YORK | HH836E2S11 | H,YE1K*36+TXV | TM9Y100C20MP11 | Split System | 33800 | 17 | 8.5 | 2 | R-454B | 650
215726379 | YORK | HH836E2S11 | H,YG80*36+TXV-BLEED | TM9Y100C20MP11 | Split System | 33800 | 17 | 8.5 | 2 | R-454B | 650
215424235 | LUXAIRE | HH836E2S11 | H,YE9J*36+TXV-BLEED | TM9V100C20MP12 | Split System | 34200 | 18 | 8.5 | 2 | R-454B | 650
215424208 | LUXAIRE | HH836E2S11 | H,YE9J*36+TXV-BLEED | LP9C100C20MP13 | Split System | 34200 | 18 | 8.5 | 2 | R-454B | 650
215423334 | YORK | HH836E2S11 | H,YE9J*36+TXV | TM9V100C20MP12 | Split System | 34200 | 18 | 8.5 | 2 | R-454B | 650
215423443 | YORK | HH836E2S11 | H,YE9J*36+TXV-BLEED | YP9C100C20MP13 | Split System | 34200 | 18 | 8.5 | 2 | R-454B | 650
215423444 | YORK | HH836E2S11 | H,YE9J*36+TXV | YP9C100C20MP13 | Split System | 34200 | 18 | 8.5 | 2 | R-454B | 650
215423333 | YORK | HH836E2S11 | H,YE9J*36+TXV-BLEED | TM9V100C20MP12 | Split System | 34200 | 18 | 8.5 | 2 | R-454B | 650
215423442 | YORK | HH836E2S11 | H,YE35*36+TXV | YP9C100C20MP13 | Split System | 34200 | 18 | 8.5 | 2 | R-454B | 650
215423332 | YORK | HH836E2S11 | H,YE35*36+TXV | TM9V100C20MP12 | Split System | 34200 | 18 | 8.5 | 2 | R-454B | 650
215425701 | YORK | HH824E2S11 | H,YE24*36+TXV | TM9E040A10MP12 | Split System | 21800 | 16 | 8.55 | 1.92 | R-454B | 650
215425708 | YORK | HH824E2S11 | H,YE24*36+TXV | TM9E060A10MP12 | Split System | 21800 | 16 | 8.55 | 1.92 | R-454B | 650
215425707 | YORK | HH824E2S11 | H,YE24*24+TXV | TM9E060A10MP12 | Split System | 21800 | 16 | 8.55 | 1.92 | R-454B | 650
215425700 | YORK | HH824E2S11 | H,YE24*24+TXV | TM9E040A10MP12 | Split System | 21800 | 16 | 8.55 | 1.92 | R-454B | 650
218448684 | TEMPSTAR | D5CURAH24AAK | CE2301C*+TXV |  | Split System | 24000 | 16 | 8.7 | 1.76 | R-454B | 650
218448683 | TEMPSTAR | D5CURAH24AAK | CE2301A*+TXV |  | Split System | 24000 | 16 | 8.7 | 1.76 | R-454B | 650
218448633 | TEMPSTAR | D5CURAH24AAK | CP2301A*+TXV+TD |  | Split System | 24000 | 16 | 8.7 | 1.76 | R-454B | 650
218448634 | TEMPSTAR | D5CURAH24AAK | CP2403A*+TXV+TD |  | Split System | 24000 | 16 | 8.8 | 1.76 | R-454B | 650
218448635 | TEMPSTAR | D5CURAH24AAK | CP2903A*+TXV+TD |  | Split System | 24000 | 16 | 8.8 | 1.76 | R-454B | 650
218448636 | TEMPSTAR | D5CURAH24AAK | CP3005A*+TXV+TD |  | Split System | 24000 | 16 | 8.9 | 1.78 | R-454B | 650
218448687 | TEMPSTAR | D5CURAH24AAK | CE2403C*+TXV |  | Split System | 23600 | 16 | 8.9 | 1.96 | R-454B | 650
218448685 | TEMPSTAR | D5CURAH24AAK | CE2403A*+TXV |  | Split System | 23600 | 16 | 8.9 | 1.96 | R-454B | 650
218448686 | TEMPSTAR | D5CURAH24AAK | CE2903C*+TXV |  | Split System | 23600 | 16 | 8.9 | 1.96 | R-454B | 650
217492245 | CARRIER | 37MUHAQ30AA3+TIC2025-0016 | PL36H210P29*+TXV | 58S(B,C)*B045M17**14 | Split System | 29800 | 15.2 | 9 | 1.96 | R-454B | 650
217492435 | CARRIER | 37MUHAQ30AA3+TIC2025-0016 | PL36H210P29*+TXV | 59SC6A080M17**16 | Split System | 30200 | 15.2 | 9 | 1.96 | R-454B | 650
217492425 | CARRIER | 37MUHAQ30AA3+TIC2025-0016 | PL36H210P29*+TXV | 59SC6A060M17**16 | Split System | 30200 | 15.2 | 9 | 1.96 | R-454B | 650
217493012 | CARRIER | 37MUHAQ60AA3+TIC2025-0016 | V,C60H210P19*+TXV+CBPE5* |  | Split System | 54500 | 16 | 9 | 1.84 | R-454B | 650
217492391 | CARRIER | 37MUHAQ30AA3+TIC2025-0016 | PL36H210P29*+TXV | 59SC2E060M17**14 | Split System | 29800 | 16 | 9 | 1.96 | R-454B | 650
217492364 | CARRIER | 37MUHAQ30AA3+TIC2025-0016 | PL36H210P29*+TXV | 58TP*B070V17**16 | Split System | 30200 | 16 | 9 | 1.96 | R-454B | 650
217492310 | CARRIER | 37MUHAQ30AA3+TIC2025-0016 | PL36H210P29*+TXV | 58SP*B070V17**16 | Split System | 30200 | 16 | 9 | 1.96 | R-454B | 650
217492340 | CARRIER | 37MUHAQ30AA3+TIC2025-0016 | PL36H210P29*+TXV | 58SU*B060M17**16 | Split System | 30200 | 16 | 9 | 1.96 | R-454B | 650
217492374 | CARRIER | 37MUHAQ30AA3+TIC2025-0016 | PL36H210P29*+TXV | 58TP*B090V17**16 | Split System | 30200 | 16 | 9 | 1.96 | R-454B | 650
217492469 | CARRIER | 37MUHAQ30AA3+TIC2025-0016 | PL36H210P29*+TXV | 59SP6B060V17**16 | Split System | 29800 | 16 | 9 | 1.98 | R-454B | 650
217492553 | CARRIER | 37MUHAQ30AA3+TIC2025-0016 | PL36H210P29*+TXV | 59TP7A060V17**16 | Split System | 29800 | 16 | 9 | 1.98 | R-454B | 650
217492499 | CARRIER | 37MUHAQ30AA3+TIC2025-0016 | PL36H210P29*+TXV | 59SU5B060M17**16 | Split System | 30200 | 16 | 9 | 1.98 | R-454B | 650
217492401 | CARRIER | 37MUHAQ30AA3+TIC2025-0016 | PL36H210P29*+TXV | 59SC2E080M17**16 | Split System | 30600 | 16 | 9 | 1.98 | R-454B | 650
218448688 | TEMPSTAR | D5CURAH24AAK | CE3005A*+TXV |  | Split System | 24400 | 16 | 9 | 2.02 | R-454B | 650
218448689 | TEMPSTAR | D5CURAH24AAK | CE3005C*+TXV |  | Split System | 24400 | 16 | 9 | 2.02 | R-454B | 650
218448603 | Grandaire | D5CUHAH24AAK | CE2301A*+TXV |  | Split System | 24000 | 16 | 9.2 | 1.76 | R-454B | 650
217489018 | AMERICAN STANDARD | 5HPL5048A1 | PL60H210P17*+TXV | L8V1B080U4VSB | Split System | 41000 | 15.2 | 8.1 | 1.8 | R-454B | 650
217489020 | AMERICAN STANDARD | 5HPL5048A1 | PL60H210P17*+TXV | L8V1C100U5VSB | Split System | 41500 | 15.2 | 8.1 | 1.8 | R-454B | 650
217496495 | BRYANT HEATING AND COOLING SYSTEMS | 37MUHAQ24AA3 | V,C36H175P13*+TXV | 926TC30040V14*** | Split System | 22000 | 15.2 | 8.1 | 1.85 | R-454B | 650
217496400 | BRYANT HEATING AND COOLING SYSTEMS | 37MUHAQ24AA3 | V,C36H175P13*+TXV | 8(0,1)*SB42045M17*** | Split System | 22000 | 15.2 | 8.1 | 1.9 | R-454B | 650
217492197 | CARRIER | 37MUHAQ24AA3 | C36A***L15*+TXV | 59TP6C040V14**10 | Split System | 22200 | 15.2 | 8.1 | 1.85 | R-454B | 650
217492031 | CARRIER | 37MUHAQ18AA3+TIC2025-0016 | V,C36H***P42*+TXV | 58TP*B070V14**12 | Split System | 17500 | 15.2 | 8.1 | 1.9 | R-454B | 650
217492003 | CARRIER | 37MUHAQ18AA3+TIC2025-0016 | V,C36H***P42*+TXV | 58SP*B070V14**12 | Split System | 17500 | 15.2 | 8.1 | 1.9 | R-454B | 650
217492013 | CARRIER | 37MUHAQ18AA3+TIC2025-0016 | C36A***L13*+TXV | 58SU*B040M17**12 | Split System | 17600 | 15.2 | 8.1 | 1.9 | R-454B | 650
217492033 | CARRIER | 37MUHAQ18AA3+TIC2025-0016 | C36A***L13*+TXV | 58TP*B070V14**12 | Split System | 17600 | 15.2 | 8.1 | 1.9 | R-454B | 650
217492037 | CARRIER | 37MUHAQ18AA3+TIC2025-0016 | V,C36H***P21*+TXV | 58TP*B070V14**12 | Split System | 17600 | 15.2 | 8.1 | 1.9 | R-454B | 650
217492005 | CARRIER | 37MUHAQ18AA3+TIC2025-0016 | C36A***L13*+TXV | 58SP*B070V14**12 | Split System | 17600 | 15.2 | 8.1 | 1.9 | R-454B | 650
217492035 | CARRIER | 37MUHAQ18AA3+TIC2025-0016 | PL36H175P15*+TXV | 58TP*B070V14**12 | Split System | 17700 | 15.2 | 8.1 | 1.9 | R-454B | 650
217492008 | CARRIER | 37MUHAQ18AA3+TIC2025-0016 | C36A***L15*+TXV | 58SP*B070V14**12 | Split System | 17700 | 15.2 | 8.1 | 1.9 | R-454B | 650
217492019 | CARRIER | 37MUHAQ18AA3+TIC2025-0016 | C36A***L15*+TXV | 58SU*B040M17**12 | Split System | 17800 | 15.2 | 8.1 | 1.9 | R-454B | 650
217492017 | CARRIER | 37MUHAQ18AA3+TIC2025-0016 | V,C36H175P15*+TXV | 58SU*B040M17**12 | Split System | 17800 | 15.2 | 8.1 | 1.9 | R-454B | 650
215425750 | YORK | HH824E2S11 | H,YE24*36+TXV | TM9Y040A10MP11 | Split System | 22200 | 16 | 8.1 | 1.92 | R-454B | 650
215425749 | YORK | HH824E2S11 | H,YE24*24+TXV | TM9Y040A10MP11 | Split System | 22200 | 16 | 8.1 | 1.92 | R-454B | 650
215425868 | LUXAIRE | HH824E2S11 | H,YE32*30+TXV-BLEED | TM9Y040A10MP11 | Split System | 22200 | 16 | 8.2 | 1.94 | R-454B | 650
215424574 | YORK | HH824E2S11 | H,YE32*36+TXV | TM9Y040A10MP11 | Split System | 22200 | 16 | 8.2 | 1.94 | R-454B | 650
215425751 | YORK | HH824E2S11 | H,YE32*30+TXV-BLEED | TM9Y040A10MP11 | Split System | 22200 | 16 | 8.2 | 1.94 | R-454B | 650
215425752 | YORK | HH824E2S11 | H,YE32*24+TXV | TM9Y040A10MP11 | Split System | 22200 | 16 | 8.2 | 1.94 | R-454B | 650
215425753 | YORK | HH824E2S11 | H,YE32*30+TXV | TM9Y040A10MP11 | Split System | 22200 | 16 | 8.2 | 1.94 | R-454B | 650
218471513 | NAPOLEON | WSEHV2436BA1-N | HG32*36+TXV+TD |  | Split System | 30600 | 15.2 | 8.25 | 1.76 | R-454B | 650
215424723 | LUXAIRE | HH824E2S11 | H,YE7J*36+TXV-BLEED | TM9Y040A10MP11 | Split System | 22400 | 16 | 8.3 | 1.96 | R-454B | 650
215424575 | YORK | HH824E2S11 | H,YE33*36+TXV | TM9Y040A10MP11 | Split System | 22400 | 16 | 8.3 | 1.96 | R-454B | 650
215425754 | YORK | HH824E2S11 | H,YE33*30+TXV | TM9Y040A10MP11 | Split System | 22400 | 16 | 8.3 | 1.96 | R-454B | 650
215424578 | YORK | HH824E2S11 | H,YE7J*36+TXV | TM9Y040A10MP11 | Split System | 22400 | 16 | 8.3 | 1.96 | R-454B | 650
215424576 | YORK | HH824E2S11 | H,YE7J*36+TXV-BLEED | TM9Y040A10MP11 | Split System | 22400 | 16 | 8.3 | 1.96 | R-454B | 650
215424577 | YORK | HH824E2S11 | H,YE7J*30+TXV | TM9Y040A10MP11 | Split System | 22400 | 16 | 8.3 | 1.96 | R-454B | 650
215425755 | YORK | HH824E2S11 | H,YE7J*24+TXV | TM9Y040A10MP11 | Split System | 22400 | 16 | 8.3 | 1.96 | R-454B | 650
215423446 | YORK | HH860E2S11 | H,YE35*48+TXV | TL9E080C16UH11 | Split System | 43500 | 17 | 8.3 | 1.96 | R-454B | 650
215423732 | YORK | HH860E2S11 | H,YE35*48+TXV | TM9E100C16MP12 | Split System | 43500 | 17 | 8.3 | 1.96 | R-454B | 650
215423702 | YORK | HH860E2S11 | H,YE35*48+TXV | TM9E080C16MP12 | Split System | 43500 | 17 | 8.3 | 1.96 | R-454B | 650
215423476 | YORK | HH860E2S11 | H,YE35*48+TXV | TM8E080C16MP11 | Split System | 43500 | 17 | 8.3 | 1.96 | R-454B | 650
215423536 | YORK | HH860E2S11 | H,YE35*48+TXV | TM8E120C16MP11 | Split System | 43500 | 17 | 8.3 | 1.96 | R-454B | 650
215423506 | YORK | HH860E2S11 | H,YE35*48+TXV | TM8E100C16MP11 | Split System | 43500 | 17 | 8.3 | 1.96 | R-454B | 650
218471516 | NAPOLEON | WSEHV2436BA1-N | HG7J*36+TXV+TD |  | Split System | 31000 | 15.2 | 8.35 | 1.78 | R-454B | 650
218471514 | NAPOLEON | WSEHV2436BA1-N | HG33*36+TXV+TD |  | Split System | 31000 | 16 | 8.35 | 1.78 | R-454B | 650
215423296 | YORK | HH836E2S11 | H,YE34*36+TXV | TM9E080C20MP12 | Split System | 33200 | 16 | 8.35 | 1.98 | R-454B | 650
215423306 | YORK | HH836E2S11 | H,YE34*36+TXV | TM9E100C20MP12 | Split System | 33200 | 16 | 8.35 | 1.98 | R-454B | 650
215423211 | YORK | HH836E2S11 | H,YE34*36+TXV | TM8E080C20MP11 | Split System | 33400 | 16 | 8.35 | 1.98 | R-454B | 650
215423226 | YORK | HH836E2S11 | H,YE34*36+TXV | TM8E100C20MP11 | Split System | 33400 | 16 | 8.35 | 1.98 | R-454B | 650
215423236 | YORK | HH836E2S11 | H,YE34*36+TXV | TM8E120C20MP11 | Split System | 33400 | 16 | 8.35 | 1.98 | R-454B | 650
215423196 | YORK | HH836E2S11 | H,YE34*36+TXV | TL9E100C20UH11 | Split System | 32800 | 17 | 8.35 | 1.98 | R-454B | 650
215423441 | YORK | HH836E2S11 | H,YE34*36+TXV | YP9C100C20MP13 | Split System | 33200 | 17 | 8.35 | 1.98 | R-454B | 650
215423331 | YORK | HH836E2S11 | H,YE34*36+TXV | TM9V100C20MP12 | Split System | 33200 | 17 | 8.35 | 1.98 | R-454B | 650
215423291 | YORK | HH836E2S11 | H,YE34*36+TXV | TM9E080C16MP12 | Split System | 33200 | 18 | 8.35 | 1.98 | R-454B | 650
215423276 | YORK | HH836E2S11 | H,YE34*36+TXV | TM8Y120C20MP11 | Split System | 33400 | 18 | 8.35 | 1.98 | R-454B | 650
215423271 | YORK | HH836E2S11 | H,YE34*36+TXV | TM8Y100C20MP11 | Split System | 33400 | 18 | 8.35 | 1.98 | R-454B | 650
216751804 | YORK | HH860E2S11 | H,YG37*60+TXV-BLEED | TM9V100C20MP12 | Split System | 52000 | 18 | 8.35 | 1.98 | R-454B | 650
216751890 | YORK | HH860E2S11 | H,YG37*60+TXV-BLEED | Y91E100C20SMPS1 | Split System | 52000 | 18 | 8.35 | 1.98 | R-454B | 650
216751737 | YORK | HH860E2S11 | H,YG37*60+TXV-BLEED | TM9E120D20MP12 | Split System | 52500 | 18 | 8.35 | 1.98 | R-454B | 650
216751849 | YORK | HH860E2S11 | H,YG37*60+TXV-BLEED | Y91E080C20SMPS1 | Split System | 52500 | 18 | 8.35 | 1.98 | R-454B | 650
216751724 | YORK | HH860E2S11 | H,YG37*60+TXV-BLEED | TM9E100C20MP12 | Split System | 53000 | 18 | 8.35 | 1.98 | R-454B | 650
216751684 | YORK | HH860E2S11 | H,YG37*60+TXV-BLEED | TM9E080C20MP12 | Split System | 53000 | 18 | 8.35 | 1.98 | R-454B | 650
215424295 | LUXAIRE | HH860E2S11 | H,YE36*60+TXV-BLEED | TM9E100C16MP12 | Split System | 44000 | 17 | 8.4 | 1.98 | R-454B | 650
215424265 | LUXAIRE | HH860E2S11 | H,YE36*60+TXV-BLEED | TM8E100C16MP11 | Split System | 44000 | 17 | 8.4 | 1.98 | R-454B | 650
215424291 | LUXAIRE | HH860E2S11 | H,YE36*60+TXV-BLEED | TM9E080C16MP12 | Split System | 44000 | 17 | 8.4 | 1.98 | R-454B | 650
215424269 | LUXAIRE | HH860E2S11 | H,YE36*60+TXV-BLEED | TM8E120C16MP11 | Split System | 44000 | 17 | 8.4 | 1.98 | R-454B | 650
215424261 | LUXAIRE | HH860E2S11 | H,YE36*60+TXV-BLEED | TM8E080C16MP11 | Split System | 44000 | 17 | 8.4 | 1.98 | R-454B | 650
215423251 | YORK | HH836E2S11 | H,YE34*36+TXV | TM8V100C16MP12 | Split System | 33200 | 17 | 8.4 | 1.98 | R-454B | 650
215423246 | YORK | HH836E2S11 | H,YE34*36+TXV | TM8V080C16MP12 | Split System | 33200 | 17 | 8.4 | 1.98 | R-454B | 650
215423734 | YORK | HH860E2S11 | H,YE36*48+TXV | TM9E100C16MP12 | Split System | 44000 | 17 | 8.4 | 1.98 | R-454B | 650
215423539 | YORK | HH860E2S11 | H,YE36*60+TXV | TM8E120C16MP11 | Split System | 44000 | 17 | 8.4 | 1.98 | R-454B | 650
215423509 | YORK | HH860E2S11 | H,YE36*60+TXV | TM8E100C16MP11 | Split System | 44000 | 17 | 8.4 | 1.98 | R-454B | 650
215423705 | YORK | HH860E2S11 | H,YE36*60+TXV | TM9E080C16MP12 | Split System | 44000 | 17 | 8.4 | 1.98 | R-454B | 650
215423447 | YORK | HH860E2S11 | H,YE36*60+TXV-BLEED | TL9E080C16UH11 | Split System | 44000 | 17 | 8.4 | 1.98 | R-454B | 650
215423478 | YORK | HH860E2S11 | H,YE36*48+TXV | TM8E080C16MP11 | Split System | 44000 | 17 | 8.4 | 1.98 | R-454B | 650
215423479 | YORK | HH860E2S11 | H,YE36*60+TXV | TM8E080C16MP11 | Split System | 44000 | 17 | 8.4 | 1.98 | R-454B | 650
215423477 | YORK | HH860E2S11 | H,YE36*60+TXV-BLEED | TM8E080C16MP11 | Split System | 44000 | 17 | 8.4 | 1.98 | R-454B | 650
215423537 | YORK | HH860E2S11 | H,YE36*60+TXV-BLEED | TM8E120C16MP11 | Split System | 44000 | 17 | 8.4 | 1.98 | R-454B | 650
215423703 | YORK | HH860E2S11 | H,YE36*60+TXV-BLEED | TM9E080C16MP12 | Split System | 44000 | 17 | 8.4 | 1.98 | R-454B | 650
215423704 | YORK | HH860E2S11 | H,YE36*48+TXV | TM9E080C16MP12 | Split System | 44000 | 17 | 8.4 | 1.98 | R-454B | 650
215423508 | YORK | HH860E2S11 | H,YE36*48+TXV | TM8E100C16MP11 | Split System | 44000 | 17 | 8.4 | 1.98 | R-454B | 650
215423538 | YORK | HH860E2S11 | H,YE36*48+TXV | TM8E120C16MP11 | Split System | 44000 | 17 | 8.4 | 1.98 | R-454B | 650
215423733 | YORK | HH860E2S11 | H,YE36*60+TXV-BLEED | TM9E100C16MP12 | Split System | 44000 | 17 | 8.4 | 1.98 | R-454B | 650
215423448 | YORK | HH860E2S11 | H,YE36*48+TXV | TL9E080C16UH11 | Split System | 44000 | 17 | 8.4 | 1.98 | R-454B | 650
215423507 | YORK | HH860E2S11 | H,YE36*60+TXV-BLEED | TM8E100C16MP11 | Split System | 44000 | 17 | 8.4 | 1.98 | R-454B | 650
215423449 | YORK | HH860E2S11 | H,YE36*60+TXV | TL9E080C16UH11 | Split System | 44000 | 17 | 8.4 | 1.98 | R-454B | 650
215423735 | YORK | HH860E2S11 | H,YE36*60+TXV | TM9E100C16MP12 | Split System | 44000 | 17 | 8.4 | 1.98 | R-454B | 650
215423371 | YORK | HH836E2S11 | H,YE34*36+TXV | Y81E080C20SMPS1 | Split System | 34200 | 18 | 8.4 | 1.98 | R-454B | 650
218471521 | NAPOLEON | WSEHV2436BA1-N | HG34*36+TXV+TD |  | Split System | 31400 | 16 | 8.45 | 1.8 | R-454B | 650
214848908 | YORK | HH824E2S11 | H,YG8J*36+TXV | TM9Y040A10MP11 | Split System | 22600 | 16 | 8.45 | 1.98 | R-454B | 650
215424579 | YORK | HH824E2S11 | H,YE8J*30+TXV | TM9Y040A10MP11 | Split System | 22600 | 16 | 8.45 | 1.98 | R-454B | 650
215424580 | YORK | HH824E2S11 | H,YE8J*36+TXV | TM9Y040A10MP11 | Split System | 22600 | 16 | 8.45 | 1.98 | R-454B | 650
215425440 | YORK | HH860E2S11 | H,YE1K*48+TXV | TM9E080C16MP12 | Split System | 44000 | 17 | 8.45 | 1.98 | R-454B | 650
215425354 | YORK | HH860E2S11 | H,YE1K*48+TXV | TM8E100C16MP11 | Split System | 44000 | 17 | 8.45 | 1.98 | R-454B | 650
215425367 | YORK | HH860E2S11 | H,YE1K*48+TXV | TM8E120C16MP11 | Split System | 44000 | 17 | 8.45 | 1.98 | R-454B | 650
215425453 | YORK | HH860E2S11 | H,YE1K*48+TXV | TM9E100C16MP12 | Split System | 44000 | 17 | 8.45 | 1.98 | R-454B | 650
215425327 | YORK | HH860E2S11 | H,YE1K*48+TXV | TL9E080C16UH11 | Split System | 44000 | 17 | 8.45 | 1.98 | R-454B | 650
215425341 | YORK | HH860E2S11 | H,YE1K*48+TXV | TM8E080C16MP11 | Split System | 44000 | 17 | 8.45 | 1.98 | R-454B | 650
216751852 | YORK | HH860E2S11 | H,YG3K*60+TXV-BLEED | Y91E080C20SMPS1 | Split System | 53000 | 18 | 8.45 | 1.98 | R-454B | 650
216751739 | YORK | HH860E2S11 | H,YG3K*60+TXV-BLEED | TM9E120D20MP12 | Split System | 53000 | 18 | 8.45 | 1.98 | R-454B | 650
216751726 | YORK | HH860E2S11 | H,YG3K*60+TXV-BLEED | TM9E100C20MP12 | Split System | 53500 | 18 | 8.45 | 1.98 | R-454B | 650
216751686 | YORK | HH860E2S11 | H,YG3K*60+TXV-BLEED | TM9E080C20MP12 | Split System | 53500 | 18 | 8.45 | 1.98 | R-454B | 650
217496397 | BRYANT HEATING AND COOLING SYSTEMS | 37MUHAQ24AA3 | V,C36H175P15*+TXV | 8(0,1)*SB42045M17*** | Split System | 22000 | 15.2 | 8.5 | 1.96 | R-454B | 650
217496478 | BRYANT HEATING AND COOLING SYSTEMS | 37MUHAQ24AA3 | V,C36H***P21*+TXV | 926SB36040V17*** | Split System | 21800 | 15.2 | 8.5 | 1.98 | R-454B | 650
217496399 | BRYANT HEATING AND COOLING SYSTEMS | 37MUHAQ24AA3 | PL36H***P44*+TXV | 8(0,1)*SB42045M17*** | Split System | 21800 | 15.2 | 8.5 | 1.98 | R-454B | 650
217492066 | CARRIER | 37MUHAQ18AA3+TIC2025-0016 | PL36H175P15*+TXV | 59SC2E060M17**14 | Split System | 17800 | 15.2 | 8.5 | 1.9 | R-454B | 650
217492067 | CARRIER | 37MUHAQ18AA3+TIC2025-0016 | V,C36H175P15*+TXV | 59SC2E060M17**14 | Split System | 17800 | 15.2 | 8.5 | 1.9 | R-454B | 650
217492069 | CARRIER | 37MUHAQ18AA3+TIC2025-0016 | C36A***L15*+TXV | 59SC2E060M17**14 | Split System | 17800 | 15.2 | 8.5 | 1.9 | R-454B | 650
217491982 | CARRIER | 37MUHAQ18AA3+TIC2025-0016 | PL36H***P44*+TXV | 58S(B,C)*B070M14**12 | Split System | 17800 | 15.2 | 8.5 | 1.9 | R-454B | 650
217491983 | CARRIER | 37MUHAQ18AA3+TIC2025-0016 | PL36H210P29*+TXV | 58S(B,C)*B070M17**12 | Split System | 18200 | 15.2 | 8.5 | 1.94 | R-454B | 650
217491987 | CARRIER | 37MUHAQ18AA3+TIC2025-0016 | V,C36H175P14*+TXV | 58S(B,C)*B070M17**12 | Split System | 17500 | 15.2 | 8.5 | 1.95 | R-454B | 650
217491992 | CARRIER | 37MUHAQ18AA3+TIC2025-0016 | V,C36H175P13*+TXV | 58S(B,C)*B070M17**12 | Split System | 17500 | 15.2 | 8.5 | 1.95 | R-454B | 650
217491988 | CARRIER | 37MUHAQ18AA3+TIC2025-0016 | PL36H175P15*+TXV | 58S(B,C)*B070M17**12 | Split System | 17500 | 15.2 | 8.5 | 1.95 | R-454B | 650
217491963 | CARRIER | 37MUHAQ18AA3+TIC2025-0016 | PL36H***P44*+TXV | 58S(B,C)*B045M14**12 | Split System | 17600 | 15.2 | 8.5 | 1.95 | R-454B | 650
217491958 | CARRIER | 37MUHAQ18AA3+TIC2025-0016 | C36A***L13*+TXV | 58S(B,C)*B045M14**12 | Split System | 17600 | 15.2 | 8.5 | 1.95 | R-454B | 650
217491962 | CARRIER | 37MUHAQ18AA3+TIC2025-0016 | V,C36H***P21*+TXV | 58S(B,C)*B045M14**12 | Split System | 17600 | 15.2 | 8.5 | 1.95 | R-454B | 650
217491976 | CARRIER | 37MUHAQ18AA3+TIC2025-0016 | A24VBA*+TXV | 58S(B,C)*B070M14**12 | Split System | 17600 | 15.2 | 8.5 | 1.95 | R-454B | 650
217491960 | CARRIER | 37MUHAQ18AA3+TIC2025-0016 | PL36H175P15*+TXV | 58S(B,C)*B045M14**12 | Split System | 17600 | 15.2 | 8.5 | 1.95 | R-454B | 650
217491978 | CARRIER | 37MUHAQ18AA3+TIC2025-0016 | PL36H175P14*+TXV | 58S(B,C)*B070M14**12 | Split System | 17700 | 15.2 | 8.5 | 1.95 | R-454B | 650
217492194 | CARRIER | 37MUHAQ24AA3 | C36A***L15*+TXV | 59SP6B040V14**10 | Split System | 21800 | 15.2 | 8.5 | 1.96 | R-454B | 650
217492193 | CARRIER | 37MUHAQ24AA3 | C36A***L15*+TXV | 59SC6A060M14**12 | Split System | 22000 | 15.2 | 8.5 | 1.98 | R-454B | 650
217496410 | BRYANT HEATING AND COOLING SYSTEMS | 37MUHAQ24AA3 | V,C36H175P13*+TXV | 82*TB36045V14*** | Split System | 22000 | 16 | 8.5 | 1.94 | R-454B | 650
217496422 | BRYANT HEATING AND COOLING SYSTEMS | 37MUHAQ24AA3 | V,C36H***P42*+TXV | 83*SB36040M17*** | Split System | 22000 | 16 | 8.5 | 1.94 | R-454B | 650
217496512 | BRYANT HEATING AND COOLING SYSTEMS | 37MUHAQ24AA3 | V,C36H***P42*+TXV | 927TA48060V17*** | Split System | 22000 | 16 | 8.5 | 1.96 | R-454B | 650
217496485 | BRYANT HEATING AND COOLING SYSTEMS | 37MUHAQ24AA3 | V,C36H***P42*+TXV | 926SB48060V17*** | Split System | 22000 | 16 | 8.5 | 1.96 | R-454B | 650
217496508 | BRYANT HEATING AND COOLING SYSTEMS | 37MUHAQ24AA3 | V,C36H***P21*+TXV | 926TC48060V17*** | Split System | 22400 | 16 | 8.5 | 1.96 | R-454B | 650
217496515 | BRYANT HEATING AND COOLING SYSTEMS | 37MUHAQ24AA3 | V,C36H***P21*+TXV | 927TA48060V17*** | Split System | 22400 | 16 | 8.5 | 1.96 | R-454B | 650
217496488 | BRYANT HEATING AND COOLING SYSTEMS | 37MUHAQ24AA3 | V,C36H***P21*+TXV | 926SB48060V17*** | Split System | 22400 | 16 | 8.5 | 1.96 | R-454B | 650
217496486 | BRYANT HEATING AND COOLING SYSTEMS | 37MUHAQ24AA3 | V,C36H175P14*+TXV | 926SB48060V17*** | Split System | 22400 | 16 | 8.5 | 1.96 | R-454B | 650
217492180 | CARRIER | 37MUHAQ24AA3 | V,C36H***P03*+TXV | 58TP*B070V14**12 | Split System | 21200 | 16 | 8.5 | 1.96 | R-454B | 650
217492169 | CARRIER | 37MUHAQ24AA3 | V,C36H***P03*+TXV | 58SP*B070V14**12 | Split System | 21200 | 16 | 8.5 | 1.96 | R-454B | 650
217492181 | CARRIER | 37MUHAQ24AA3 | V,C36H***P42*+TXV | 58TP*B070V14**12 | Split System | 22200 | 16 | 8.5 | 1.96 | R-454B | 650
217492171 | CARRIER | 37MUHAQ24AA3 | A24VBA*+TXV | 58SP*B070V14**12 | Split System | 22200 | 16 | 8.5 | 1.96 | R-454B | 650
218471517 | NAPOLEON | WSEHV2436BA1-N | HG8J*36+TXV+TD |  | Split System | 31400 | 16 | 8.5 | 1.8 | R-454B | 650
218448656 | TEMPSTAR | D5CUHAH18AAK+TIC2025-0016 | CE2403C*+TXV |  | Split System | 17700 | 16 | 8.5 | 1.92 | R-454B | 650
218448655 | TEMPSTAR | D5CUHAH18AAK+TIC2025-0016 | CE2403A*+TXV |  | Split System | 17700 | 16 | 8.5 | 1.92 | R-454B | 650
215424221 | LUXAIRE | HH836E2S11 | H,YE9J*36+TXV-BLEED | TM8Y080C16MP11 | Split System | 33000 | 18 | 8.5 | 2 | R-454B | 650
215424222 | LUXAIRE | HH836E2S11 | H,YE9J*36+TXV-BLEED | TM8Y100C16MP11 | Split System | 33000 | 18 | 8.5 | 2 | R-454B | 650
215424223 | LUXAIRE | HH836E2S11 | H,YE9J*36+TXV-BLEED | TM8Y100C20MP11 | Split System | 33800 | 18 | 8.5 | 2 | R-454B | 650
215424224 | LUXAIRE | HH836E2S11 | H,YE9J*36+TXV-BLEED | TM8Y120C20MP11 | Split System | 33800 | 18 | 8.5 | 2 | R-454B | 650
215423269 | YORK | HH836E2S11 | H,YE9J*36+TXV | TM8Y100C16MP11 | Split System | 33000 | 18 | 8.5 | 2 | R-454B | 650
215423264 | YORK | HH836E2S11 | H,YE9J*36+TXV | TM8Y080C16MP11 | Split System | 33000 | 18 | 8.5 | 2 | R-454B | 650
215423273 | YORK | HH836E2S11 | H,YE9J*36+TXV-BLEED | TM8Y100C20MP11 | Split System | 33800 | 18 | 8.5 | 2 | R-454B | 650
215423278 | YORK | HH836E2S11 | H,YE9J*36+TXV-BLEED | TM8Y120C20MP11 | Split System | 33800 | 18 | 8.5 | 2 | R-454B | 650
215423279 | YORK | HH836E2S11 | H,YE9J*36+TXV | TM8Y120C20MP11 | Split System | 33800 | 18 | 8.5 | 2 | R-454B | 650
215423274 | YORK | HH836E2S11 | H,YE9J*36+TXV | TM8Y100C20MP11 | Split System | 33800 | 18 | 8.5 | 2 | R-454B | 650
215425729 | YORK | HH824E2S11 | H,YE24*36+TXV | TM9V040A10MP12 | Split System | 22000 | 16 | 8.55 | 1.92 | R-454B | 650
215425728 | YORK | HH824E2S11 | H,YE24*24+TXV | TM9V040A10MP12 | Split System | 22000 | 16 | 8.55 | 1.92 | R-454B | 650
215425694 | YORK | HH824E2S11 | H,YE24*36+TXV | TM9E026A08MP12 | Split System | 22000 | 16 | 8.55 | 1.92 | R-454B | 650
215425693 | YORK | HH824E2S11 | H,YE24*24+TXV | TM9E026A08MP12 | Split System | 22000 | 16 | 8.55 | 1.92 | R-454B | 650
215425865 | LUXAIRE | HH824E2S11 | H,YE32*30+TXV-BLEED | TM9V040A10MP12 | Split System | 22200 | 16 | 8.65 | 1.94 | R-454B | 650
215425860 | LUXAIRE | HH824E2S11 | H,YE32*30+TXV-BLEED | TM9E026A08MP12 | Split System | 22200 | 16 | 8.65 | 1.94 | R-454B | 650
215425861 | LUXAIRE | HH824E2S11 | H,YE32*30+TXV-BLEED | TM9E040A10MP12 | Split System | 22200 | 16 | 8.65 | 1.94 | R-454B | 650
215425862 | LUXAIRE | HH824E2S11 | H,YE32*30+TXV-BLEED | TM9E060A10MP12 | Split System | 22200 | 16 | 8.65 | 1.94 | R-454B | 650
215424511 | YORK | HH824E2S11 | H,YE32*36+TXV | TM9E040A10MP12 | Split System | 22200 | 16 | 8.65 | 1.94 | R-454B | 650
215424502 | YORK | HH824E2S11 | H,YE32*36+TXV | TM9E026A08MP12 | Split System | 22200 | 16 | 8.65 | 1.94 | R-454B | 650
215424520 | YORK | HH824E2S11 | H,YE32*36+TXV | TM9E060A10MP12 | Split System | 22200 | 16 | 8.65 | 1.94 | R-454B | 650
215424547 | YORK | HH824E2S11 | H,YE32*36+TXV | TM9V040A10MP12 | Split System | 22200 | 16 | 8.65 | 1.94 | R-454B | 650
215425697 | YORK | HH824E2S11 | H,YE32*30+TXV | TM9E026A08MP12 | Split System | 22200 | 16 | 8.65 | 1.94 | R-454B | 650
215425704 | YORK | HH824E2S11 | H,YE32*30+TXV | TM9E040A10MP12 | Split System | 22200 | 16 | 8.65 | 1.94 | R-454B | 650
215425731 | YORK | HH824E2S11 | H,YE32*24+TXV | TM9V040A10MP12 | Split System | 22200 | 16 | 8.65 | 1.94 | R-454B | 650
215425732 | YORK | HH824E2S11 | H,YE32*30+TXV | TM9V040A10MP12 | Split System | 22200 | 16 | 8.65 | 1.94 | R-454B | 650
215425695 | YORK | HH824E2S11 | H,YE32*30+TXV-BLEED | TM9E026A08MP12 | Split System | 22200 | 16 | 8.65 | 1.94 | R-454B | 650
215425696 | YORK | HH824E2S11 | H,YE32*24+TXV | TM9E026A08MP12 | Split System | 22200 | 16 | 8.65 | 1.94 | R-454B | 650
215425730 | YORK | HH824E2S11 | H,YE32*30+TXV-BLEED | TM9V040A10MP12 | Split System | 22200 | 16 | 8.65 | 1.94 | R-454B | 650
215425710 | YORK | HH824E2S11 | H,YE32*24+TXV | TM9E060A10MP12 | Split System | 22200 | 16 | 8.65 | 1.94 | R-454B | 650
215425702 | YORK | HH824E2S11 | H,YE32*30+TXV-BLEED | TM9E040A10MP12 | Split System | 22200 | 16 | 8.65 | 1.94 | R-454B | 650
215425703 | YORK | HH824E2S11 | H,YE32*24+TXV | TM9E040A10MP12 | Split System | 22200 | 16 | 8.65 | 1.94 | R-454B | 650
215425709 | YORK | HH824E2S11 | H,YE32*30+TXV-BLEED | TM9E060A10MP12 | Split System | 22200 | 16 | 8.65 | 1.94 | R-454B | 650
215425711 | YORK | HH824E2S11 | H,YE32*30+TXV | TM9E060A10MP12 | Split System | 22200 | 16 | 8.65 | 1.94 | R-454B | 650
215425858 | LUXAIRE | HH824E2S11 | H,YE32*30+TXV-BLEED | TM8V080B12MP12 | Split System | 22200 | 17 | 8.65 | 1.94 | R-454B | 650
215424482 | YORK | HH824E2S11 | H,YE32*36+TXV | TM8V080B12MP12 | Split System | 22200 | 17 | 8.65 | 1.94 | R-454B | 650
215425683 | YORK | HH824E2S11 | H,YE32*30+TXV | TM8V080B12MP12 | Split System | 22200 | 17 | 8.65 | 1.94 | R-454B | 650
215425681 | YORK | HH824E2S11 | H,YE32*30+TXV-BLEED | TM8V080B12MP12 | Split System | 22200 | 17 | 8.65 | 1.94 | R-454B | 650
215425682 | YORK | HH824E2S11 | H,YE32*24+TXV | TM8V080B12MP12 | Split System | 22200 | 17 | 8.65 | 1.94 | R-454B | 650
215424715 | LUXAIRE | HH824E2S11 | H,YE7J*36+TXV-BLEED | TM9E026A08MP12 | Split System | 22400 | 16 | 8.8 | 1.96 | R-454B | 650
215424720 | LUXAIRE | HH824E2S11 | H,YE7J*36+TXV-BLEED | TM9V040A10MP12 | Split System | 22400 | 16 | 8.8 | 1.96 | R-454B | 650
215424716 | LUXAIRE | HH824E2S11 | H,YE7J*36+TXV-BLEED | TM9E040A10MP12 | Split System | 22400 | 16 | 8.8 | 1.96 | R-454B | 650
215424717 | LUXAIRE | HH824E2S11 | H,YE7J*36+TXV-BLEED | TM9E060A10MP12 | Split System | 22400 | 16 | 8.8 | 1.96 | R-454B | 650
215424506 | YORK | HH824E2S11 | H,YE7J*36+TXV | TM9E026A08MP12 | Split System | 22400 | 16 | 8.8 | 1.96 | R-454B | 650
215424514 | YORK | HH824E2S11 | H,YE7J*30+TXV | TM9E040A10MP12 | Split System | 22400 | 16 | 8.8 | 1.96 | R-454B | 650
215424504 | YORK | HH824E2S11 | H,YE7J*36+TXV-BLEED | TM9E026A08MP12 | Split System | 22400 | 16 | 8.8 | 1.96 | R-454B | 650
215424549 | YORK | HH824E2S11 | H,YE7J*36+TXV-BLEED | TM9V040A10MP12 | Split System | 22400 | 16 | 8.8 | 1.96 | R-454B | 650
215424522 | YORK | HH824E2S11 | H,YE7J*36+TXV-BLEED | TM9E060A10MP12 | Split System | 22400 | 16 | 8.8 | 1.96 | R-454B | 650
215424523 | YORK | HH824E2S11 | H,YE7J*30+TXV | TM9E060A10MP12 | Split System | 22400 | 16 | 8.8 | 1.96 | R-454B | 650
215424505 | YORK | HH824E2S11 | H,YE7J*30+TXV | TM9E026A08MP12 | Split System | 22400 | 16 | 8.8 | 1.96 | R-454B | 650
215424524 | YORK | HH824E2S11 | H,YE7J*36+TXV | TM9E060A10MP12 | Split System | 22400 | 16 | 8.8 | 1.96 | R-454B | 650
215424503 | YORK | HH824E2S11 | H,YE33*36+TXV | TM9E026A08MP12 | Split System | 22400 | 16 | 8.8 | 1.96 | R-454B | 650
215424551 | YORK | HH824E2S11 | H,YE7J*36+TXV | TM9V040A10MP12 | Split System | 22400 | 16 | 8.8 | 1.96 | R-454B | 650
215425699 | YORK | HH824E2S11 | H,YE7J*24+TXV | TM9E026A08MP12 | Split System | 22400 | 16 | 8.8 | 1.96 | R-454B | 650
215425706 | YORK | HH824E2S11 | H,YE7J*24+TXV | TM9E040A10MP12 | Split System | 22400 | 16 | 8.8 | 1.96 | R-454B | 650
215424548 | YORK | HH824E2S11 | H,YE33*36+TXV | TM9V040A10MP12 | Split System | 22400 | 16 | 8.8 | 1.96 | R-454B | 650
215425713 | YORK | HH824E2S11 | H,YE7J*24+TXV | TM9E060A10MP12 | Split System | 22400 | 16 | 8.8 | 1.96 | R-454B | 650
215425733 | YORK | HH824E2S11 | H,YE33*30+TXV | TM9V040A10MP12 | Split System | 22400 | 16 | 8.8 | 1.96 | R-454B | 650
215425734 | YORK | HH824E2S11 | H,YE7J*24+TXV | TM9V040A10MP12 | Split System | 22400 | 16 | 8.8 | 1.96 | R-454B | 650
215424513 | YORK | HH824E2S11 | H,YE7J*36+TXV-BLEED | TM9E040A10MP12 | Split System | 22400 | 16 | 8.8 | 1.96 | R-454B | 650
215424515 | YORK | HH824E2S11 | H,YE7J*36+TXV | TM9E040A10MP12 | Split System | 22400 | 16 | 8.8 | 1.96 | R-454B | 650
215424550 | YORK | HH824E2S11 | H,YE7J*30+TXV | TM9V040A10MP12 | Split System | 22400 | 16 | 8.8 | 1.96 | R-454B | 650
215425698 | YORK | HH824E2S11 | H,YE33*30+TXV | TM9E026A08MP12 | Split System | 22400 | 16 | 8.8 | 1.96 | R-454B | 650
215424521 | YORK | HH824E2S11 | H,YE33*36+TXV | TM9E060A10MP12 | Split System | 22600 | 16 | 8.8 | 1.96 | R-454B | 650
215424512 | YORK | HH824E2S11 | H,YE33*36+TXV | TM9E040A10MP12 | Split System | 22600 | 16 | 8.8 | 1.96 | R-454B | 650
215425705 | YORK | HH824E2S11 | H,YE33*30+TXV | TM9E040A10MP12 | Split System | 22600 | 16 | 8.8 | 1.96 | R-454B | 650
215425712 | YORK | HH824E2S11 | H,YE33*30+TXV | TM9E060A10MP12 | Split System | 22600 | 16 | 8.8 | 1.96 | R-454B | 650
215424713 | LUXAIRE | HH824E2S11 | H,YE7J*36+TXV-BLEED | TM8V080B12MP12 | Split System | 22400 | 17 | 8.8 | 1.96 | R-454B | 650
218448658 | TEMPSTAR | D5CUHAH24AAK | CE2301C*+TXV |  | Split System | 22000 | 17 | 8.8 | 2.06 | R-454B | 650
218448657 | TEMPSTAR | D5CUHAH24AAK | CE2301A*+TXV |  | Split System | 22000 | 17 | 8.8 | 2.06 | R-454B | 650
215424486 | YORK | HH824E2S11 | H,YE7J*36+TXV | TM8V080B12MP12 | Split System | 22400 | 17 | 8.8 | 1.96 | R-454B | 650
215425685 | YORK | HH824E2S11 | H,YE7J*24+TXV | TM8V080B12MP12 | Split System | 22400 | 17 | 8.8 | 1.96 | R-454B | 650
215424485 | YORK | HH824E2S11 | H,YE7J*30+TXV | TM8V080B12MP12 | Split System | 22400 | 17 | 8.8 | 1.96 | R-454B | 650
215424484 | YORK | HH824E2S11 | H,YE7J*36+TXV-BLEED | TM8V080B12MP12 | Split System | 22400 | 17 | 8.8 | 1.96 | R-454B | 650
215425684 | YORK | HH824E2S11 | H,YE33*30+TXV | TM8V080B12MP12 | Split System | 22600 | 17 | 8.8 | 1.96 | R-454B | 650
215424483 | YORK | HH824E2S11 | H,YE33*36+TXV | TM8V080B12MP12 | Split System | 22600 | 17 | 8.8 | 1.96 | R-454B | 650
216751625 | YORK | HH860E2S11 | H,YG37*60+TXV-BLEED | TM8Y100C20MP11 | Split System | 53000 | 18 | 8.85 | 1.98 | R-454B | 650
216751641 | YORK | HH860E2S11 | H,YG37*60+TXV-BLEED | TM8Y120C20MP11 | Split System | 53000 | 18 | 8.85 | 1.98 | R-454B | 650
214848905 | YORK | HH824E2S11 | H,YG8J*36+TXV | TM9E040A10MP12 | Split System | 22600 | 16 | 8.9 | 1.98 | R-454B | 650
214848906 | YORK | HH824E2S11 | H,YG8J*36+TXV | TM9E060A10MP12 | Split System | 22600 | 16 | 8.9 | 1.98 | R-454B | 650
214848904 | YORK | HH824E2S11 | H,YG8J*36+TXV | TM9E026A08MP12 | Split System | 22600 | 16 | 8.9 | 1.98 | R-454B | 650
215424552 | YORK | HH824E2S11 | H,YE8J*30+TXV | TM9V040A10MP12 | Split System | 22600 | 16 | 8.9 | 1.98 | R-454B | 650
215424517 | YORK | HH824E2S11 | H,YE8J*36+TXV | TM9E040A10MP12 | Split System | 22600 | 16 | 8.9 | 1.98 | R-454B | 650
215424507 | YORK | HH824E2S11 | H,YE8J*30+TXV | TM9E026A08MP12 | Split System | 22600 | 16 | 8.9 | 1.98 | R-454B | 650
215424525 | YORK | HH824E2S11 | H,YE8J*30+TXV | TM9E060A10MP12 | Split System | 22600 | 16 | 8.9 | 1.98 | R-454B | 650
215424526 | YORK | HH824E2S11 | H,YE8J*36+TXV | TM9E060A10MP12 | Split System | 22600 | 16 | 8.9 | 1.98 | R-454B | 650
215424553 | YORK | HH824E2S11 | H,YE8J*36+TXV | TM9V040A10MP12 | Split System | 22600 | 16 | 8.9 | 1.98 | R-454B | 650
215407227 | YORK | HH824E2S11 | H,YG8J*36+TXV | TM9V040A10MP12 | Split System | 22600 | 16 | 8.9 | 1.98 | R-454B | 650
215424516 | YORK | HH824E2S11 | H,YE8J*30+TXV | TM9E040A10MP12 | Split System | 22600 | 16 | 8.9 | 1.98 | R-454B | 650
215424508 | YORK | HH824E2S11 | H,YE8J*36+TXV | TM9E026A08MP12 | Split System | 22600 | 16 | 8.9 | 1.98 | R-454B | 650
214776347 | YORK | HH824E2S11 | CH368A*C+TXV | TM9V040A10MP12 | Split System | 22800 | 16 | 8.9 | 1.98 | R-454B | 650
215424490 | YORK | HH824E2S11 | H,YE8J*36+TXV | TM8Y060A12MP11 | Split System | 22800 | 17 | 8.9 | 1.98 | R-454B | 650
215424487 | YORK | HH824E2S11 | H,YE8J*30+TXV | TM8V080B12MP12 | Split System | 22800 | 17 | 8.9 | 1.98 | R-454B | 650
215424488 | YORK | HH824E2S11 | H,YE8J*36+TXV | TM8V080B12MP12 | Split System | 22800 | 17 | 8.9 | 1.98 | R-454B | 650
215424489 | YORK | HH824E2S11 | H,YE8J*30+TXV | TM8Y060A12MP11 | Split System | 22800 | 17 | 8.9 | 1.98 | R-454B | 650
217492883 | CARRIER | 37MUHAQ36AA3 | V,C36H***P42*+TXV+TD |  | Split System | 35000 | 15.2 | 9 | 1.84 | R-454B | 650
218448664 | TEMPSTAR | D5CUHAH24AAK+TIC2025-0016 | CE2301A*+TXV |  | Split System | 23000 | 17 | 9 | 2.02 | R-454B | 650
218448665 | TEMPSTAR | D5CUHAH24AAK+TIC2025-0016 | CE2301C*+TXV |  | Split System | 23000 | 17 | 9 | 2.02 | R-454B | 650
218448668 | TEMPSTAR | D5CUHAH24AAK+TIC2025-0016 | CE2403C*+TXV |  | Split System | 23400 | 17.5 | 9 | 2.02 | R-454B | 650
218448666 | TEMPSTAR | D5CUHAH24AAK+TIC2025-0016 | CE2403A*+TXV |  | Split System | 23400 | 17.5 | 9 | 2.02 | R-454B | 650
218448667 | TEMPSTAR | D5CUHAH24AAK+TIC2025-0016 | CE2903C*+TXV |  | Split System | 23400 | 17.5 | 9 | 2.02 | R-454B | 650
217492885 | CARRIER | 37MUHAQ36AA3 | C36A***L13*+TXV+TD |  | Split System | 35400 | 15.2 | 9.1 | 1.86 | R-454B | 650
217492957 | CARRIER | 37MUHAQ36AA3 | C36A***L13*+TXV+CBPE3A* |  | Split System | 35800 | 15.2 | 9.1 | 1.86 | R-454B | 650
217492884 | CARRIER | 37MUHAQ36AA3 | A36VCA*+TXV+TD |  | Split System | 35800 | 15.2 | 9.15 | 1.86 | R-454B | 650
217492967 | CARRIER | 37MUHAQ36AA3 | V,C36H175P13*+TXV+CBPE4B* |  | Split System | 36000 | 15.2 | 9.15 | 1.86 | R-454B | 650
218448604 | Grandaire | D5CUHAH30AAK | CE2903C*+TXV |  | Split System | 28600 | 16 | 9.15 | 1.78 | R-454B | 650
218448671 | TEMPSTAR | D5CUHAH30AAK | CE2903C*+TXV |  | Split System | 28600 | 16 | 9.15 | 1.78 | R-454B | 650
217496684 | BRYANT | 37MUHAQ36AA3 | PL36H175P14*+TXV+TD |  | Split System | 35800 | 15.2 | 9.2 | 1.86 | R-454B | 650
217496744 | BRYANT | 37MUHAQ36AA3 | PL36H175P14*+TXV+CBPE4B* |  | Split System | 36000 | 15.2 | 9.2 | 1.86 | R-454B | 650
217496745 | BRYANT | 37MUHAQ36AA3 | V,C36H175P14*+TXV+CBPE4B* |  | Split System | 36000 | 15.2 | 9.2 | 1.86 | R-454B | 650
217492887 | CARRIER | 37MUHAQ36AA3 | V,C36H175P14*+TXV+TD |  | Split System | 35800 | 15.2 | 9.2 | 1.86 | R-454B | 650
217492958 | CARRIER | 37MUHAQ36AA3 | PL36H175P14*+TXV+CBPE4B* |  | Split System | 36000 | 15.2 | 9.2 | 1.86 | R-454B | 650
217496749 | BRYANT | 37MUHAQ36AA3 | V,C36H***P21*+TXV+CBPE3A* |  | Split System | 36000 | 15.2 | 9.25 | 1.88 | R-454B | 650
217492965 | CARRIER | 37MUHAQ36AA3 | V,C36H***P21*+TXV+CBPE3A* |  | Split System | 36000 | 15.2 | 9.25 | 1.88 | R-454B | 650
218448627 | TEMPSTAR | D5CUHAH30AAK | CP3005A*+TXV+TD |  | Split System | 28600 | 15.2 | 9.25 | 1.8 | R-454B | 650
217492955 | CARRIER | 37MUHAQ36AA3 | CF371E*+TXV |  | Split System | 36000 | 15.2 | 9.3 | 1.88 | R-454B | 650
217492963 | CARRIER | 37MUHAQ36AA3 | C36A***L15*+TXV+CBPE4B* |  | Split System | 36000 | 15.2 | 9.3 | 1.88 | R-454B | 650
217492891 | CARRIER | 37MUHAQ36AA3 | C36A***L15*+TXV+TD |  | Split System | 36000 | 15.2 | 9.3 | 1.88 | R-454B | 650
217492966 | CARRIER | 37MUHAQ36AA3 | PL36H***P44*+TXV+CBPE3A* |  | Split System | 36000 | 15.2 | 9.35 | 1.9 | R-454B | 650
217496681 | BRYANT | 37MUHAQ36AA3 | PL36H210P29*+TXV+TD |  | Split System | 36000 | 15.2 | 9.4 | 1.9 | R-454B | 650
217496747 | BRYANT | 37MUHAQ36AA3 | V,C36H175P15*+TXV+CBPE4B* |  | Split System | 36000 | 15.2 | 9.4 | 1.9 | R-454B | 650
217492888 | CARRIER | 37MUHAQ36AA3 | PL36H175P15*+TXV+TD |  | Split System | 36000 | 15.2 | 9.4 | 1.9 | R-454B | 650
218448626 | TEMPSTAR | D5CUHAH24AAK+TIC2025-0016 | CP3005A*+TXV+TD |  | Split System | 22800 | 15.2 | 9.5 | 2.04 | R-454B | 650
217489023 | AMERICAN STANDARD | 5HPL5048A1 | V,T60H210P19*+TXV | L8V1C100U5VSB | Split System | 41500 | 15.2 | 8.1 | 1.8 | R-454B | 650
217489004 | AMERISTAR | A5HL5048A1 | PL60H210P19*+TXV | L8V1B080U4VSB | Split System | 41000 | 15.2 | 8.1 | 1.8 | R-454B | 650
217489008 | AMERISTAR | A5HL5048A1 | V,T60H210P19*+TXV | L8V1C100U5VSB | Split System | 41500 | 15.2 | 8.1 | 1.8 | R-454B | 650
217496459 | BRYANT HEATING AND COOLING SYSTEMS | 37MUHAQ24AA3 | PL36H210P29*+TXV | 916SA30040M14*** | Split System | 22800 | 15.2 | 8.1 | 1.9 | R-454B | 650
217496509 | BRYANT HEATING AND COOLING SYSTEMS | 37MUHAQ24AA3 | PL36H***P44*+TXV | 926TC48060V17*** | Split System | 22400 | 16 | 8.1 | 1.85 | R-454B | 650
217496533 | BRYANT HEATING AND COOLING SYSTEMS | 37MUHAQ24AA3 | PL36H***P44*+TXV | 935SB48060M17*** | Split System | 22400 | 16 | 8.1 | 1.85 | R-454B | 650
217496481 | BRYANT HEATING AND COOLING SYSTEMS | 37MUHAQ24AA3 | V,C36H175P15*+TXV | 926SB36060V14*** | Split System | 22600 | 16 | 8.1 | 1.85 | R-454B | 650
217496487 | BRYANT HEATING AND COOLING SYSTEMS | 37MUHAQ24AA3 | V,C36H175P15*+TXV | 926SB48060V17*** | Split System | 22600 | 16 | 8.1 | 1.85 | R-454B | 650
217496501 | BRYANT HEATING AND COOLING SYSTEMS | 37MUHAQ24AA3 | V,C36H175P15*+TXV | 926TC36060V14*** | Split System | 22600 | 16 | 8.1 | 1.85 | R-454B | 650
217492198 | CARRIER | 37MUHAQ24AA3 | C36A***L15*+TXV | 59TP6C060V14**12 | Split System | 22400 | 16 | 8.1 | 1.85 | R-454B | 650
217492195 | CARRIER | 37MUHAQ24AA3 | C36A***L15*+TXV | 59SP6B060V14**12 | Split System | 22400 | 16 | 8.1 | 1.85 | R-454B | 650
218448591 | BOSCH | BOVB-24RTB-M15S | CE2301A*+TXV |  | Split System | 22400 | 17 | 8.1 | 1.78 | R-454B | 650
218448592 | BOSCH | BOVB-24RTB-M15S | CE2301C*+TXV |  | Split System | 22400 | 17 | 8.1 | 1.78 | R-454B | 650
215425810 | YORK | HH824E2S11 | H,YE24*24+TXV | Y91E040A10SMPS1 | Split System | 21800 | 17 | 8.1 | 1.92 | R-454B | 650
215425811 | YORK | HH824E2S11 | H,YE24*36+TXV | Y91E040A10SMPS1 | Split System | 21800 | 17 | 8.1 | 1.92 | R-454B | 650
215425817 | YORK | HH824E2S11 | H,YE24*24+TXV | Y91E060A10SMPS1 | Split System | 21800 | 17 | 8.1 | 1.92 | R-454B | 650
215425818 | YORK | HH824E2S11 | H,YE24*36+TXV | Y91E060A10SMPS1 | Split System | 21800 | 17 | 8.1 | 1.92 | R-454B | 650
215425803 | YORK | HH824E2S11 | H,YE24*24+TXV | Y91E026A08SMPS1 | Split System | 22000 | 17 | 8.1 | 1.92 | R-454B | 650
215425804 | YORK | HH824E2S11 | H,YE24*36+TXV | Y91E026A08SMPS1 | Split System | 22000 | 17 | 8.1 | 1.92 | R-454B | 650
218448589 | BOSCH | BOVB-24RTB-M15S | CP2903A*+TXV+TD |  | Split System | 22600 | 15.2 | 8.25 | 1.8 | R-454B | 650
218448588 | BOSCH | BOVB-24RTB-M15S | CP2403A*+TXV+TD |  | Split System | 22600 | 15.2 | 8.25 | 1.8 | R-454B | 650
216760259 | BOSCH | BOVA-60RXB-M15S | H,RG33*36+TXV+AEFE4B* |  | Split System | 33200 | 16 | 8.25 | 1.76 | R-454B | 650
216760260 | BOSCH | BOVA-60RXB-M15S | H,RG33*36+TXV+AEFE3A* |  | Split System | 33200 | 16 | 8.25 | 1.76 | R-454B | 650
218448590 | BOSCH | BOVB-24RTB-M15S | CP3005A*+TXV+TD |  | Split System | 22800 | 15.2 | 8.3 | 1.8 | R-454B | 650
218448594 | BOSCH | BOVB-24RTB-M15S | CE3005A*+TXV |  | Split System | 23200 | 17 | 8.3 | 1.8 | R-454B | 650
215424056 | YORK | HH860E2S11 | H,YE35*48+TXV | Y91E100C20SMPS1 | Split System | 44500 | 17 | 8.3 | 1.96 | R-454B | 650
215424038 | YORK | HH860E2S11 | H,YE35*48+TXV | Y91E100C16SMPS1 | Split System | 44500 | 17 | 8.3 | 1.96 | R-454B | 650
215424074 | YORK | HH860E2S11 | H,YE35*48+TXV | Y91E120D20SMPS1 | Split System | 45500 | 17 | 8.3 | 1.96 | R-454B | 650
216751905 | YORK | HH860E2S11 | H,YG37*60+TXV-BLEED | Y91E120D20SMPS1 | Split System | 52500 | 18 | 8.35 | 1.98 | R-454B | 650
218471528 | NAPOLEON | WSEHV2436BA1-N | H74C*36+TXV+TD |  | Split System | 32000 | 16 | 8.45 | 1.8 | R-454B | 650
215430826 | LUXAIRE | HH824E2S11 | H,YG80(1,2)36+TXV | TM9Y040A10MP11 | Split System | 23000 | 17 | 8.45 | 2 | R-454B | 650
215423707 | YORK | HH860E2S11 | H,YE2K*48+TXV | TM9E080C16MP12 | Split System | 44500 | 17 | 8.45 | 2 | R-454B | 650
215423452 | YORK | HH860E2S11 | H,YE2K*60+TXV | TL9E080C16UH11 | Split System | 44500 | 17 | 8.45 | 2 | R-454B | 650
215423482 | YORK | HH860E2S11 | H,YE2K*60+TXV | TM8E080C16MP11 | Split System | 44500 | 17 | 8.45 | 2 | R-454B | 650
215423541 | YORK | HH860E2S11 | H,YE2K*48+TXV | TM8E120C16MP11 | Split System | 44500 | 17 | 8.45 | 2 | R-454B | 650
215423512 | YORK | HH860E2S11 | H,YE2K*60+TXV | TM8E100C16MP11 | Split System | 44500 | 17 | 8.45 | 2 | R-454B | 650
215423542 | YORK | HH860E2S11 | H,YE2K*60+TXV | TM8E120C16MP11 | Split System | 44500 | 17 | 8.45 | 2 | R-454B | 650
215423708 | YORK | HH860E2S11 | H,YE2K*60+TXV | TM9E080C16MP12 | Split System | 44500 | 17 | 8.45 | 2 | R-454B | 650
215423738 | YORK | HH860E2S11 | H,YE2K*60+TXV | TM9E100C16MP12 | Split System | 44500 | 17 | 8.45 | 2 | R-454B | 650
215423481 | YORK | HH860E2S11 | H,YE2K*48+TXV | TM8E080C16MP11 | Split System | 44500 | 17 | 8.45 | 2 | R-454B | 650
215423451 | YORK | HH860E2S11 | H,YE2K*48+TXV | TL9E080C16UH11 | Split System | 44500 | 17 | 8.45 | 2 | R-454B | 650
215423511 | YORK | HH860E2S11 | H,YE2K*48+TXV | TM8E100C16MP11 | Split System | 44500 | 17 | 8.45 | 2 | R-454B | 650
215423737 | YORK | HH860E2S11 | H,YE2K*48+TXV | TM9E100C16MP12 | Split System | 44500 | 17 | 8.45 | 2 | R-454B | 650
217496454 | BRYANT HEATING AND COOLING SYSTEMS | 37MUHAQ24AA3 | PL36H210P29*+TXV | 916SA30026M14*** | Split System | 23000 | 15.2 | 8.5 | 1.98 | R-454B | 650
217496391 | BRYANT HEATING AND COOLING SYSTEMS | 37MUHAQ24AA3 | V,C36H175P15*+TXV | 8(0,1)*SB36045M14*** | Split System | 22400 | 16 | 8.5 | 1.96 | R-454B | 650
217496429 | BRYANT HEATING AND COOLING SYSTEMS | 37MUHAQ24AA3 | PL36H***P44*+TXV | 83*SB48060M17*** | Split System | 22400 | 16 | 8.5 | 1.96 | R-454B | 650
217496479 | BRYANT HEATING AND COOLING SYSTEMS | 37MUHAQ24AA3 | PL36H210P29*+TXV | 926SB36060V14*** | Split System | 22800 | 16 | 8.5 | 1.96 | R-454B | 650
217496499 | BRYANT HEATING AND COOLING SYSTEMS | 37MUHAQ24AA3 | PL36H210P29*+TXV | 926TC36060V14*** | Split System | 22800 | 16 | 8.5 | 1.96 | R-454B | 650
217496406 | BRYANT HEATING AND COOLING SYSTEMS | 37MUHAQ24AA3 | PL36H210P29*+TXV | 82*TB36045V14*** | Split System | 23000 | 16 | 8.5 | 1.96 | R-454B | 650
217492166 | CARRIER | 37MUHAQ24AA3 | C36A***L15*+TXV | 58S(B,C)*B045M14**12 | Split System | 22400 | 16 | 8.5 | 1.96 | R-454B | 650
217492183 | CARRIER | 37MUHAQ24AA3 | C36A***L13*+TXV | 58TP*B070V14**12 | Split System | 22400 | 16 | 8.5 | 1.96 | R-454B | 650
217492167 | CARRIER | 37MUHAQ24AA3 | C36A***L15*+TXV | 58S(B,C)*B070M14**12 | Split System | 22400 | 16 | 8.5 | 1.96 | R-454B | 650
217492172 | CARRIER | 37MUHAQ24AA3 | C36A***L13*+TXV | 58SP*B070V14**12 | Split System | 22400 | 16 | 8.5 | 1.96 | R-454B | 650
217492187 | CARRIER | 37MUHAQ24AA3 | V,C36H***P21*+TXV | 58TP*B070V14**12 | Split System | 22600 | 16 | 8.5 | 1.96 | R-454B | 650
217492173 | CARRIER | 37MUHAQ24AA3 | PL36H175P14*+TXV | 58SP*B070V14**12 | Split System | 22600 | 16 | 8.5 | 1.96 | R-454B | 650
217492175 | CARRIER | 37MUHAQ24AA3 | C36A***L15*+TXV | 58SP*B070V14**12 | Split System | 22600 | 16 | 8.5 | 1.96 | R-454B | 650
217492184 | CARRIER | 37MUHAQ24AA3 | PL36H175P14*+TXV | 58TP*B070V14**12 | Split System | 22600 | 16 | 8.5 | 1.96 | R-454B | 650
217492186 | CARRIER | 37MUHAQ24AA3 | C36A***L15*+TXV | 58TP*B070V14**12 | Split System | 22600 | 16 | 8.5 | 1.96 | R-454B | 650
217492199 | CARRIER | 37MUHAQ24AA3 | PL36H210P29*+TXV | OVMAAB042112 | Split System | 23600 | 16 | 8.5 | 1.96 | R-454B | 650
218471518 | NAPOLEON | WSEHV2436BA1-N | HG9J*36+TXV+TD |  | Split System | 31800 | 16 | 8.5 | 1.8 | R-454B | 650
218471515 | NAPOLEON | WSEHV2436BA1-N | HG35*36+TXV+TD |  | Split System | 31800 | 16 | 8.5 | 1.8 | R-454B | 650
218471519 | NAPOLEON | WSEHV2436BA1-N | HG1K*36+TXV+TD |  | Split System | 32000 | 16 | 8.5 | 1.8 | R-454B | 650
218471525 | NAPOLEON | WSEHV2436BA1-N | H73J*36+TXV+TD |  | Split System | 32000 | 16 | 8.5 | 1.8 | R-454B | 650
218471530 | NAPOLEON | WSEHV2436BA1-N | H74E*36+TXV+TD |  | Split System | 32000 | 16 | 8.5 | 1.8 | R-454B | 650
218471526 | NAPOLEON | WSEHV2436BA1-N | H73K*36+TXV+TD |  | Split System | 32000 | 16 | 8.5 | 1.8 | R-454B | 650
218471531 | NAPOLEON | WSEHV2436BA1-N | H74F*36+TXV+TD |  | Split System | 32000 | 16 | 8.5 | 1.8 | R-454B | 650
218471532 | NAPOLEON | WSEHV2436BA1-N | H74G*36+TXV+TD |  | Split System | 32000 | 16 | 8.5 | 1.8 | R-454B | 650
218471522 | NAPOLEON | WSEHV2436BA1-N | H73F*36+TXV+TD |  | Split System | 32000 | 16 | 8.5 | 1.8 | R-454B | 650
218471527 | NAPOLEON | WSEHV2436BA1-N | H73L*36+TXV+TD |  | Split System | 32000 | 16 | 8.5 | 1.8 | R-454B | 650
218471533 | NAPOLEON | WSEHV2436BA1-N | H74H*36+TXV+TD |  | Split System | 32000 | 16 | 8.5 | 1.8 | R-454B | 650
218471529 | NAPOLEON | WSEHV2436BA1-N | H74D*36+TXV+TD |  | Split System | 32000 | 16 | 8.5 | 1.8 | R-454B | 650
218471523 | NAPOLEON | WSEHV2436BA1-N | H73G*36+TXV+TD |  | Split System | 32000 | 16 | 8.5 | 1.8 | R-454B | 650
218471524 | NAPOLEON | WSEHV2436BA1-N | H73H*36+TXV+TD |  | Split System | 32000 | 16 | 8.5 | 1.8 | R-454B | 650
215424445 | YORK | HH824E2S11 | H,YE31*30+TXV | TM8E040A12MP11 | Split System | 21800 | 16 | 8.5 | 1.9 | R-454B | 650
215424444 | YORK | HH824E2S11 | H,YE31*24+TXV | TM8E040A12MP11 | Split System | 21800 | 16 | 8.5 | 1.9 | R-454B | 650
214848967 | YORK | HH824E2S11 | H,YG35*36+TXV-BLEED | TM9Y040A10MP11 | Split System | 23000 | 16 | 8.5 | 2 | R-454B | 650
215430603 | LUXAIRE | HH836E2S11 | H,YG80(1,2)36+TXV | TM9E100C20MP12 | Split System | 33800 | 17 | 8.5 | 2 | R-454B | 650
215430600 | LUXAIRE | HH836E2S11 | H,YG80(1,2)36+TXV | TM9E080C20MP12 | Split System | 33800 | 17 | 8.5 | 2 | R-454B | 650
215430665 | LUXAIRE | HH860E2S11 | H,YG48(1,2)60+TXV | TM9Y080C16MP11 | Split System | 44000 | 17 | 8.5 | 2 | R-454B | 650
215430667 | LUXAIRE | HH860E2S11 | H,YG48(1,2)60+TXV | TM9Y100C16MP11 | Split System | 44000 | 17 | 8.5 | 2 | R-454B | 650
215424492 | YORK | HH824E2S11 | H,YE31*30+TXV | TM8Y080B12MP11 | Split System | 21800 | 17 | 8.5 | 1.9 | R-454B | 650
215424536 | YORK | HH824E2S11 | H,YE31*24+TXV | TM9E080B12MP12 | Split System | 21800 | 17 | 8.5 | 1.9 | R-454B | 650
215424436 | YORK | HH824E2S11 | H,YE31*30+TXV | TL9E060B12UH11 | Split System | 21800 | 17 | 8.5 | 1.9 | R-454B | 650
215424463 | YORK | HH824E2S11 | H,YE31*30+TXV | TM8E080B12MP11 | Split System | 21800 | 17 | 8.5 | 1.9 | R-454B | 650
215424698 | YORK | HH824E2S11 | H,YE31*24+TXV | YP9C080B12MP13 | Split System | 21800 | 17 | 8.5 | 1.9 | R-454B | 650
215424472 | YORK | HH824E2S11 | H,YE31*30+TXV | TM8E100B12MP11 | Split System | 21800 | 17 | 8.5 | 1.9 | R-454B | 650
215424454 | YORK | HH824E2S11 | H,YE31*30+TXV | TM8E060A12MP11 | Split System | 21800 | 17 | 8.5 | 1.9 | R-454B | 650
215424435 | YORK | HH824E2S11 | H,YE31*24+TXV | TL9E060B12UH11 | Split System | 21800 | 17 | 8.5 | 1.9 | R-454B | 650
215424471 | YORK | HH824E2S11 | H,YE31*24+TXV | TM8E100B12MP11 | Split System | 21800 | 17 | 8.5 | 1.9 | R-454B | 650
215424601 | YORK | HH824E2S11 | H,YE31*24+TXV | Y81E060A12SMPS1 | Split System | 21800 | 17 | 8.5 | 1.9 | R-454B | 650
215424680 | YORK | HH824E2S11 | H,YE31*24+TXV | Y91E080B12SMPS1 | Split System | 21800 | 17 | 8.5 | 1.9 | R-454B | 650
215424591 | YORK | HH824E2S11 | H,YE31*30+TXV | TM9Y080B12MP11 | Split System | 21800 | 17 | 8.5 | 1.9 | R-454B | 650
215424689 | YORK | HH824E2S11 | H,YE31*24+TXV | YP9C060B12MP13 | Split System | 21800 | 17 | 8.5 | 1.9 | R-454B | 650
215424690 | YORK | HH824E2S11 | H,YE31*30+TXV | YP9C060B12MP13 | Split System | 21800 | 17 | 8.5 | 1.9 | R-454B | 650
215424602 | YORK | HH824E2S11 | H,YE31*30+TXV | Y81E060A12SMPS1 | Split System | 21800 | 17 | 8.5 | 1.9 | R-454B | 650
215424563 | YORK | HH824E2S11 | H,YE31*24+TXV | TM9V080B12MP12 | Split System | 21800 | 17 | 8.5 | 1.9 | R-454B | 650
215424554 | YORK | HH824E2S11 | H,YE31*24+TXV | TM9V060B12MP12 | Split System | 21800 | 17 | 8.5 | 1.9 | R-454B | 650
215424581 | YORK | HH824E2S11 | H,YE31*24+TXV | TM9Y060B12MP11 | Split System | 21800 | 17 | 8.5 | 1.9 | R-454B | 650
215424582 | YORK | HH824E2S11 | H,YE31*30+TXV | TM9Y060B12MP11 | Split System | 21800 | 17 | 8.5 | 1.9 | R-454B | 650
215424462 | YORK | HH824E2S11 | H,YE31*24+TXV | TM8E080B12MP11 | Split System | 21800 | 17 | 8.5 | 1.9 | R-454B | 650
215424537 | YORK | HH824E2S11 | H,YE31*30+TXV | TM9E080B12MP12 | Split System | 21800 | 17 | 8.5 | 1.9 | R-454B | 650
215424453 | YORK | HH824E2S11 | H,YE31*24+TXV | TM8E060A12MP11 | Split System | 21800 | 17 | 8.5 | 1.9 | R-454B | 650
215424564 | YORK | HH824E2S11 | H,YE31*30+TXV | TM9V080B12MP12 | Split System | 21800 | 17 | 8.5 | 1.9 | R-454B | 650
215424681 | YORK | HH824E2S11 | H,YE31*30+TXV | Y91E080B12SMPS1 | Split System | 21800 | 17 | 8.5 | 1.9 | R-454B | 650
215424699 | YORK | HH824E2S11 | H,YE31*30+TXV | YP9C080B12MP13 | Split System | 21800 | 17 | 8.5 | 1.9 | R-454B | 650
215424491 | YORK | HH824E2S11 | H,YE31*24+TXV | TM8Y080B12MP11 | Split System | 21800 | 17 | 8.5 | 1.9 | R-454B | 650
215424555 | YORK | HH824E2S11 | H,YE31*30+TXV | TM9V060B12MP12 | Split System | 21800 | 17 | 8.5 | 1.9 | R-454B | 650
215424590 | YORK | HH824E2S11 | H,YE31*24+TXV | TM9Y080B12MP11 | Split System | 21800 | 17 | 8.5 | 1.9 | R-454B | 650
215425721 | YORK | HH824E2S11 | H,YE24*24+TXV | TM9E080B12MP12 | Split System | 21800 | 17 | 8.5 | 1.92 | R-454B | 650
215425644 | YORK | HH824E2S11 | H,YE24*24+TXV | TL9E060B12UH11 | Split System | 21800 | 17 | 8.5 | 1.92 | R-454B | 650
215425645 | YORK | HH824E2S11 | H,YE24*36+TXV | TL9E060B12UH11 | Split System | 21800 | 17 | 8.5 | 1.92 | R-454B | 650
215425722 | YORK | HH824E2S11 | H,YE24*36+TXV | TM9E080B12MP12 | Split System | 21800 | 17 | 8.5 | 1.92 | R-454B | 650
215425672 | YORK | HH824E2S11 | H,YE24*24+TXV | TM8E100B12MP11 | Split System | 21800 | 17 | 8.5 | 1.92 | R-454B | 650
215425673 | YORK | HH824E2S11 | H,YE24*36+TXV | TM8E100B12MP11 | Split System | 21800 | 17 | 8.5 | 1.92 | R-454B | 650
214848918 | YORK | HH836E2S11 | H,YG36*36+TXV | TM9E080C20MP12 | Split System | 33800 | 17 | 8.5 | 2 | R-454B | 650
214848920 | YORK | HH836E2S11 | H,YG36*36+TXV | TM9E100C20MP12 | Split System | 33800 | 17 | 8.5 | 2 | R-454B | 650
215423300 | YORK | HH836E2S11 | H,YE80*36+TXV | TM9E080C20MP12 | Split System | 33800 | 17 | 8.5 | 2 | R-454B | 650
215425295 | YORK | HH836E2S11 | H,YE1K*36+TXV | TM9E100C20MP12 | Split System | 33800 | 17 | 8.5 | 2 | R-454B | 650
215423310 | YORK | HH836E2S11 | H,YE80*36+TXV | TM9E100C20MP12 | Split System | 33800 | 17 | 8.5 | 2 | R-454B | 650
215425293 | YORK | HH836E2S11 | H,YE1K*36+TXV | TM9E080C20MP12 | Split System | 33800 | 17 | 8.5 | 2 | R-454B | 650
215423240 | YORK | HH836E2S11 | H,YE80*36+TXV | TM8E120C20MP11 | Split System | 34000 | 17 | 8.5 | 2 | R-454B | 650
215425281 | YORK | HH836E2S11 | H,YE1K*36+TXV | TM8E120C20MP11 | Split System | 34000 | 17 | 8.5 | 2 | R-454B | 650
215425279 | YORK | HH836E2S11 | H,YE1K*36+TXV | TM8E100C20MP11 | Split System | 34000 | 17 | 8.5 | 2 | R-454B | 650
215423230 | YORK | HH836E2S11 | H,YE80*36+TXV | TM8E100C20MP11 | Split System | 34000 | 17 | 8.5 | 2 | R-454B | 650
215425276 | YORK | HH836E2S11 | H,YE1K*36+TXV | TM8E080C20MP11 | Split System | 34200 | 17 | 8.5 | 2 | R-454B | 650
215423215 | YORK | HH836E2S11 | H,YE80*36+TXV | TM8E080C20MP11 | Split System | 34200 | 17 | 8.5 | 2 | R-454B | 650
215423450 | YORK | HH860E2S11 | H,YE37*60+TXV | TL9E080C16UH11 | Split System | 44500 | 17 | 8.5 | 2 | R-454B | 650
215425436 | YORK | HH860E2S11 | H,YE37*48+TXV | TM9E080C16MP12 | Split System | 44500 | 17 | 8.5 | 2 | R-454B | 650
215423480 | YORK | HH860E2S11 | H,YE37*60+TXV | TM8E080C16MP11 | Split System | 44500 | 17 | 8.5 | 2 | R-454B | 650
215423540 | YORK | HH860E2S11 | H,YE37*60+TXV | TM8E120C16MP11 | Split System | 44500 | 17 | 8.5 | 2 | R-454B | 650
215425350 | YORK | HH860E2S11 | H,YE37*48+TXV | TM8E100C16MP11 | Split System | 44500 | 17 | 8.5 | 2 | R-454B | 650
215425449 | YORK | HH860E2S11 | H,YE37*48+TXV | TM9E100C16MP12 | Split System | 44500 | 17 | 8.5 | 2 | R-454B | 650
215423706 | YORK | HH860E2S11 | H,YE37*60+TXV | TM9E080C16MP12 | Split System | 44500 | 17 | 8.5 | 2 | R-454B | 650
215423510 | YORK | HH860E2S11 | H,YE37*60+TXV | TM8E100C16MP11 | Split System | 44500 | 17 | 8.5 | 2 | R-454B | 650
215425323 | YORK | HH860E2S11 | H,YE37*48+TXV | TL9E080C16UH11 | Split System | 44500 | 17 | 8.5 | 2 | R-454B | 650
215425363 | YORK | HH860E2S11 | H,YE37*48+TXV | TM8E120C16MP11 | Split System | 44500 | 17 | 8.5 | 2 | R-454B | 650
215423736 | YORK | HH860E2S11 | H,YE37*60+TXV | TM9E100C16MP12 | Split System | 44500 | 17 | 8.5 | 2 | R-454B | 650
215425337 | YORK | HH860E2S11 | H,YE37*48+TXV | TM8E080C16MP11 | Split System | 44500 | 17 | 8.5 | 2 | R-454B | 650
215425515 | YORK | HH860E2S11 | H,YE3K*48+TXV | TM9Y100C20MP11 | Split System | 44500 | 17 | 8.5 | 2 | R-454B | 650
215423876 | YORK | HH860E2S11 | H,YE3K*60+TXV | TM9Y100C20MP11 | Split System | 44500 | 17 | 8.5 | 2 | R-454B | 650
217008166 | CHAMPION HEATING AND COOLING | HH836E2S11 | H,YG80*36+TXV | TM9Y060B12MP11 | Split System | 33200 | 18 | 8.5 | 2 | R-454B | 650
217008167 | CHAMPION HEATING AND COOLING | HH836E2S11 | H,YG80*36+TXV | TM9Y080B12MP11 | Split System | 33400 | 18 | 8.5 | 2 | R-454B | 650
215424219 | LUXAIRE | HH836E2S11 | H,YE9J*36+TXV-BLEED | TM8V100C16MP12 | Split System | 33600 | 18 | 8.5 | 2 | R-454B | 650
215424218 | LUXAIRE | HH836E2S11 | H,YE9J*36+TXV-BLEED | TM8V080C16MP12 | Split System | 33600 | 18 | 8.5 | 2 | R-454B | 650
215424238 | LUXAIRE | HH836E2S11 | H,YE9J*36+TXV-BLEED | TM9Y080C16MP11 | Split System | 33800 | 18 | 8.5 | 2 | R-454B | 650
215430593 | LUXAIRE | HH836E2S11 | H,YG80(1,2)36+TXV | LP9C100C20MP13 | Split System | 33800 | 18 | 8.5 | 2 | R-454B | 650
215430612 | LUXAIRE | HH836E2S11 | H,YG80(1,2)36+TXV | TM9V100C20MP12 | Split System | 33800 | 18 | 8.5 | 2 | R-454B | 650
215430640 | LUXAIRE | HH860E2S11 | H,YG48(1,2)60+TXV | LP9C080C16MP13 | Split System | 43500 | 18 | 8.5 | 2 | R-454B | 650
215430657 | LUXAIRE | HH860E2S11 | H,YG48(1,2)60+TXV | TM9V080C16MP12 | Split System | 43500 | 18 | 8.5 | 2 | R-454B | 650
215430648 | LUXAIRE | HH860E2S11 | H,YG48(1,2)60+TXV | TM9E080C16MP12 | Split System | 44500 | 18 | 8.5 | 2 | R-454B | 650
215430652 | LUXAIRE | HH860E2S11 | H,YG48(1,2)60+TXV | TM9E100C16MP12 | Split System | 44500 | 18 | 8.5 | 2 | R-454B | 650
215424270 | LUXAIRE | HH860E2S11 | H,YE48*60+TXV-BLEED | TM8E120C16MP11 | Split System | 44500 | 18 | 8.5 | 2 | R-454B | 650
215424262 | LUXAIRE | HH860E2S11 | H,YE48*60+TXV-BLEED | TM8E080C16MP11 | Split System | 44500 | 18 | 8.5 | 2 | R-454B | 650
215424296 | LUXAIRE | HH860E2S11 | H,YE48*60+TXV-BLEED | TM9E100C16MP12 | Split System | 44500 | 18 | 8.5 | 2 | R-454B | 650
215424266 | LUXAIRE | HH860E2S11 | H,YE48*60+TXV-BLEED | TM8E100C16MP11 | Split System | 44500 | 18 | 8.5 | 2 | R-454B | 650
215424292 | LUXAIRE | HH860E2S11 | H,YE48*60+TXV-BLEED | TM9E080C16MP12 | Split System | 44500 | 18 | 8.5 | 2 | R-454B | 650
215424627 | YORK | HH824E2S11 | H,YE31*30+TXV | Y82E060A12LMPS1 | Split System | 21800 | 18 | 8.5 | 1.9 | R-454B | 650
215424626 | YORK | HH824E2S11 | H,YE31*24+TXV | Y82E060A12LMPS1 | Split System | 21800 | 18 | 8.5 | 1.9 | R-454B | 650
215423200 | YORK | HH836E2S11 | H,YE80*36+TXV | TL9E100C20UH11 | Split System | 33400 | 18 | 8.5 | 2 | R-454B | 650
216751931 | YORK | HH836E2S11 | H,YG36*36+TXV-BLEED | TM8Y080B12MP11 | Split System | 33400 | 18 | 8.5 | 2 | R-454B | 650
216751934 | YORK | HH836E2S11 | H,YG80*36+TXV-BLEED | TM8Y080B12MP11 | Split System | 33400 | 18 | 8.5 | 2 | R-454B | 650
216751932 | YORK | HH836E2S11 | H,YG37*36+TXV-BLEED | TM8Y080B12MP11 | Split System | 33400 | 18 | 8.5 | 2 | R-454B | 650
216751933 | YORK | HH836E2S11 | H,YG48*36+TXV-BLEED | TM8Y080B12MP11 | Split System | 33400 | 18 | 8.5 | 2 | R-454B | 650
216751935 | YORK | HH836E2S11 | H,YG81*36+TXV-BLEED | TM8Y080B12MP11 | Split System | 33400 | 18 | 8.5 | 2 | R-454B | 650
215425273 | YORK | HH836E2S11 | H,YE1K*36+TXV | TL9E100C20UH11 | Split System | 33400 | 18 | 8.5 | 2 | R-454B | 650
216751961 | YORK | HH836E2S11 | H,YG36*36+TXV-BLEED | TM9E080B12MP12 | Split System | 33600 | 18 | 8.5 | 2 | R-454B | 650
216751963 | YORK | HH836E2S11 | H,YG48*36+TXV-BLEED | TM9E080B12MP12 | Split System | 33600 | 18 | 8.5 | 2 | R-454B | 650
216751962 | YORK | HH836E2S11 | H,YG37*36+TXV-BLEED | TM9E080B12MP12 | Split System | 33600 | 18 | 8.5 | 2 | R-454B | 650
215423248 | YORK | HH836E2S11 | H,YE9J*36+TXV-BLEED | TM8V080C16MP12 | Split System | 33600 | 18 | 8.5 | 2 | R-454B | 650
215423247 | YORK | HH836E2S11 | H,YE35*36+TXV | TM8V080C16MP12 | Split System | 33600 | 18 | 8.5 | 2 | R-454B | 650
215423249 | YORK | HH836E2S11 | H,YE9J*36+TXV | TM8V080C16MP12 | Split System | 33600 | 18 | 8.5 | 2 | R-454B | 650
215425283 | YORK | HH836E2S11 | H,YE1K*36+TXV | TM8V080C16MP12 | Split System | 33600 | 18 | 8.5 | 2 | R-454B | 650
216751965 | YORK | HH836E2S11 | H,YG81*36+TXV-BLEED | TM9E080B12MP12 | Split System | 33600 | 18 | 8.5 | 2 | R-454B | 650
215423252 | YORK | HH836E2S11 | H,YE35*36+TXV | TM8V100C16MP12 | Split System | 33600 | 18 | 8.5 | 2 | R-454B | 650
216752015 | YORK | HH836E2S11 | H,YG81*36+TXV-BLEED | Y91E080B12SMPS1 | Split System | 33600 | 18 | 8.5 | 2 | R-454B | 650
216752012 | YORK | HH836E2S11 | H,YG37*36+TXV-BLEED | Y91E080B12SMPS1 | Split System | 33600 | 18 | 8.5 | 2 | R-454B | 650
215425284 | YORK | HH836E2S11 | H,YE1K*36+TXV | TM8V100C16MP12 | Split System | 33600 | 18 | 8.5 | 2 | R-454B | 650
216752011 | YORK | HH836E2S11 | H,YG36*36+TXV-BLEED | Y91E080B12SMPS1 | Split System | 33600 | 18 | 8.5 | 2 | R-454B | 650
216752013 | YORK | HH836E2S11 | H,YG48*36+TXV-BLEED | Y91E080B12SMPS1 | Split System | 33600 | 18 | 8.5 | 2 | R-454B | 650
216752014 | YORK | HH836E2S11 | H,YG80*36+TXV-BLEED | Y91E080B12SMPS1 | Split System | 33600 | 18 | 8.5 | 2 | R-454B | 650
215423253 | YORK | HH836E2S11 | H,YE9J*36+TXV-BLEED | TM8V100C16MP12 | Split System | 33600 | 18 | 8.5 | 2 | R-454B | 650
215423254 | YORK | HH836E2S11 | H,YE9J*36+TXV | TM8V100C16MP12 | Split System | 33600 | 18 | 8.5 | 2 | R-454B | 650
216751964 | YORK | HH836E2S11 | H,YG80*36+TXV-BLEED | TM9E080B12MP12 | Split System | 33600 | 18 | 8.5 | 2 | R-454B | 650
215726329 | YORK | HH836E2S11 | H,YG37*36+TXV | TM8V100C16MP12 | Split System | 33600 | 18 | 8.5 | 2 | R-454B | 650
215726321 | YORK | HH836E2S11 | H,YG37*36+TXV | TM8V080C16MP12 | Split System | 33600 | 18 | 8.5 | 2 | R-454B | 650
215726323 | YORK | HH836E2S11 | H,YG80*36+TXV | TM8V080C16MP12 | Split System | 33600 | 18 | 8.5 | 2 | R-454B | 650
215407218 | YORK | HH836E2S11 | H,YG36*36+TXV | TM9V100C20MP12 | Split System | 33800 | 18 | 8.5 | 2 | R-454B | 650
215423335 | YORK | HH836E2S11 | H,YE80*36+TXV | TM9V100C20MP12 | Split System | 33800 | 18 | 8.5 | 2 | R-454B | 650
215423445 | YORK | HH836E2S11 | H,YE80*36+TXV | YP9C100C20MP13 | Split System | 33800 | 18 | 8.5 | 2 | R-454B | 650
215423347 | YORK | HH836E2S11 | H,YE35*36+TXV | TM9Y080C16MP11 | Split System | 33800 | 18 | 8.5 | 2 | R-454B | 650
215423349 | YORK | HH836E2S11 | H,YE9J*36+TXV | TM9Y080C16MP11 | Split System | 33800 | 18 | 8.5 | 2 | R-454B | 650
215423348 | YORK | HH836E2S11 | H,YE9J*36+TXV-BLEED | TM9Y080C16MP11 | Split System | 33800 | 18 | 8.5 | 2 | R-454B | 650
215425322 | YORK | HH836E2S11 | H,YE1K*36+TXV | YP9C100C20MP13 | Split System | 33800 | 18 | 8.5 | 2 | R-454B | 650
215425300 | YORK | HH836E2S11 | H,YE1K*36+TXV | TM9V100C20MP12 | Split System | 33800 | 18 | 8.5 | 2 | R-454B | 650
216752033 | YORK | HH836E2S11 | H,YG48*36+TXV-BLEED | Y91E100C20SMPS1 | Split System | 34800 | 18 | 8.5 | 2 | R-454B | 650
216752031 | YORK | HH836E2S11 | H,YG36*36+TXV-BLEED | Y91E100C20SMPS1 | Split System | 34800 | 18 | 8.5 | 2 | R-454B | 650
216752032 | YORK | HH836E2S11 | H,YG37*36+TXV-BLEED | Y91E100C20SMPS1 | Split System | 34800 | 18 | 8.5 | 2 | R-454B | 650
216752035 | YORK | HH836E2S11 | H,YG81*36+TXV-BLEED | Y91E100C20SMPS1 | Split System | 34800 | 18 | 8.5 | 2 | R-454B | 650
216752034 | YORK | HH836E2S11 | H,YG80*36+TXV-BLEED | Y91E100C20SMPS1 | Split System | 34800 | 18 | 8.5 | 2 | R-454B | 650
214848987 | YORK | HH860E2S11 | H,YG84*60+TXV-BLEED | TM9E100C16MP12 | Split System | 44500 | 18 | 8.5 | 2 | R-454B | 650
214848985 | YORK | HH860E2S11 | H,YG84*60+TXV-BLEED | TM9E080C16MP12 | Split System | 44500 | 18 | 8.5 | 2 | R-454B | 650
215423493 | YORK | HH860E2S11 | H,YE86*60+TXV | TM8E080C16MP11 | Split System | 44500 | 18 | 8.5 | 2 | R-454B | 650
215423550 | YORK | HH860E2S11 | H,YE49*60+TXV | TM8E120C16MP11 | Split System | 44500 | 18 | 8.5 | 2 | R-454B | 650
215423454 | YORK | HH860E2S11 | H,YE48*60+TXV-BLEED | TL9E080C16UH11 | Split System | 44500 | 18 | 8.5 | 2 | R-454B | 650
215423521 | YORK | HH860E2S11 | H,YE74*48+TXV | TM8E100C16MP11 | Split System | 44500 | 18 | 8.5 | 2 | R-454B | 650
215423455 | YORK | HH860E2S11 | H,YE48*48+TXV | TL9E080C16UH11 | Split System | 44500 | 18 | 8.5 | 2 | R-454B | 650
215423457 | YORK | HH860E2S11 | H,YE54*48+TXV | TL9E080C16UH11 | Split System | 44500 | 18 | 8.5 | 2 | R-454B | 650
215423491 | YORK | HH860E2S11 | H,YE74*48+TXV | TM8E080C16MP11 | Split System | 44500 | 18 | 8.5 | 2 | R-454B | 650
215423516 | YORK | HH860E2S11 | H,YE48*60+TXV | TM8E100C16MP11 | Split System | 44500 | 18 | 8.5 | 2 | R-454B | 650
215423543 | YORK | HH860E2S11 | H,YE3K*60+TXV | TM8E120C16MP11 | Split System | 44500 | 18 | 8.5 | 2 | R-454B | 650
215423484 | YORK | HH860E2S11 | H,YE48*60+TXV-BLEED | TM8E080C16MP11 | Split System | 44500 | 18 | 8.5 | 2 | R-454B | 650
215423518 | YORK | HH860E2S11 | H,YE54*60+TXV | TM8E100C16MP11 | Split System | 44500 | 18 | 8.5 | 2 | R-454B | 650
215423548 | YORK | HH860E2S11 | H,YE54*60+TXV | TM8E120C16MP11 | Split System | 44500 | 18 | 8.5 | 2 | R-454B | 650
215423463 | YORK | HH860E2S11 | H,YE86*60+TXV | TL9E080C16UH11 | Split System | 44500 | 18 | 8.5 | 2 | R-454B | 650
215423462 | YORK | HH860E2S11 | H,YE84*60+TXV | TL9E080C16UH11 | Split System | 44500 | 18 | 8.5 | 2 | R-454B | 650
215423514 | YORK | HH860E2S11 | H,YE48*60+TXV-BLEED | TM8E100C16MP11 | Split System | 44500 | 18 | 8.5 | 2 | R-454B | 650
215423545 | YORK | HH860E2S11 | H,YE48*48+TXV | TM8E120C16MP11 | Split System | 44500 | 18 | 8.5 | 2 | R-454B | 650
215423547 | YORK | HH860E2S11 | H,YE54*48+TXV | TM8E120C16MP11 | Split System | 44500 | 18 | 8.5 | 2 | R-454B | 650
215423487 | YORK | HH860E2S11 | H,YE54*48+TXV | TM8E080C16MP11 | Split System | 44500 | 18 | 8.5 | 2 | R-454B | 650
215423718 | YORK | HH860E2S11 | H,YE84*60+TXV | TM9E080C16MP12 | Split System | 44500 | 18 | 8.5 | 2 | R-454B | 650
215423743 | YORK | HH860E2S11 | H,YE54*48+TXV | TM9E100C16MP12 | Split System | 44500 | 18 | 8.5 | 2 | R-454B | 650
215423513 | YORK | HH860E2S11 | H,YE3K*60+TXV | TM8E100C16MP11 | Split System | 44500 | 18 | 8.5 | 2 | R-454B | 650
215423746 | YORK | HH860E2S11 | H,YE49*60+TXV | TM9E100C16MP12 | Split System | 44500 | 18 | 8.5 | 2 | R-454B | 650
215423747 | YORK | HH860E2S11 | H,YE74*48+TXV | TM9E100C16MP12 | Split System | 44500 | 18 | 8.5 | 2 | R-454B | 650
215423714 | YORK | HH860E2S11 | H,YE54*60+TXV | TM9E080C16MP12 | Split System | 44500 | 18 | 8.5 | 2 | R-454B | 650
215425326 | YORK | HH860E2S11 | H,YE3K*48+TXV | TL9E080C16UH11 | Split System | 44500 | 18 | 8.5 | 2 | R-454B | 650
215425360 | YORK | HH860E2S11 | H,YE86*48+TXV | TM8E100C16MP11 | Split System | 44500 | 18 | 8.5 | 2 | R-454B | 650
215425441 | YORK | HH860E2S11 | H,YE55*48+TXV | TM9E080C16MP12 | Split System | 44500 | 18 | 8.5 | 2 | R-454B | 650
215425366 | YORK | HH860E2S11 | H,YE3K*48+TXV | TM8E120C16MP11 | Split System | 44500 | 18 | 8.5 | 2 | R-454B | 650
215425450 | YORK | HH860E2S11 | H,YE72*48+TXV | TM9E100C16MP12 | Split System | 44500 | 18 | 8.5 | 2 | R-454B | 650
215423458 | YORK | HH860E2S11 | H,YE54*60+TXV | TL9E080C16UH11 | Split System | 44500 | 18 | 8.5 | 2 | R-454B | 650
215423549 | YORK | HH860E2S11 | H,YE55*60+TXV | TM8E120C16MP11 | Split System | 44500 | 18 | 8.5 | 2 | R-454B | 650
215423712 | YORK | HH860E2S11 | H,YE48*60+TXV | TM9E080C16MP12 | Split System | 44500 | 18 | 8.5 | 2 | R-454B | 650
215423745 | YORK | HH860E2S11 | H,YE55*60+TXV | TM9E100C16MP12 | Split System | 44500 | 18 | 8.5 | 2 | R-454B | 650
215423519 | YORK | HH860E2S11 | H,YE55*60+TXV | TM8E100C16MP11 | Split System | 44500 | 18 | 8.5 | 2 | R-454B | 650
215423492 | YORK | HH860E2S11 | H,YE84*60+TXV | TM8E080C16MP11 | Split System | 44500 | 18 | 8.5 | 2 | R-454B | 650
215423719 | YORK | HH860E2S11 | H,YE86*60+TXV | TM9E080C16MP12 | Split System | 44500 | 18 | 8.5 | 2 | R-454B | 650
215423717 | YORK | HH860E2S11 | H,YE74*48+TXV | TM9E080C16MP12 | Split System | 44500 | 18 | 8.5 | 2 | R-454B | 650
215423749 | YORK | HH860E2S11 | H,YE86*60+TXV | TM9E100C16MP12 | Split System | 44500 | 18 | 8.5 | 2 | R-454B | 650
215425333 | YORK | HH860E2S11 | H,YE86*48+TXV | TL9E080C16UH11 | Split System | 44500 | 18 | 8.5 | 2 | R-454B | 650
215425369 | YORK | HH860E2S11 | H,YE53*48+TXV | TM8E120C16MP11 | Split System | 44500 | 18 | 8.5 | 2 | R-454B | 650
215425451 | YORK | HH860E2S11 | H,YE72*60+TXV | TM9E100C16MP12 | Split System | 44500 | 18 | 8.5 | 2 | R-454B | 650
215425329 | YORK | HH860E2S11 | H,YE53*48+TXV | TL9E080C16UH11 | Split System | 44500 | 18 | 8.5 | 2 | R-454B | 650
215425372 | YORK | HH860E2S11 | H,YE84*48+TXV | TM8E120C16MP11 | Split System | 44500 | 18 | 8.5 | 2 | R-454B | 650
215425324 | YORK | HH860E2S11 | H,YE72*48+TXV | TL9E080C16UH11 | Split System | 44500 | 18 | 8.5 | 2 | R-454B | 650
215425342 | YORK | HH860E2S11 | H,YE55*48+TXV | TM8E080C16MP11 | Split System | 44500 | 18 | 8.5 | 2 | R-454B | 650
215425357 | YORK | HH860E2S11 | H,YE49*48+TXV | TM8E100C16MP11 | Split System | 44500 | 18 | 8.5 | 2 | R-454B | 650
215425444 | YORK | HH860E2S11 | H,YE74*60+TXV | TM9E080C16MP12 | Split System | 44500 | 18 | 8.5 | 2 | R-454B | 650
215423460 | YORK | HH860E2S11 | H,YE49*60+TXV | TL9E080C16UH11 | Split System | 44500 | 18 | 8.5 | 2 | R-454B | 650
215423517 | YORK | HH860E2S11 | H,YE54*48+TXV | TM8E100C16MP11 | Split System | 44500 | 18 | 8.5 | 2 | R-454B | 650
215423744 | YORK | HH860E2S11 | H,YE54*60+TXV | TM9E100C16MP12 | Split System | 44500 | 18 | 8.5 | 2 | R-454B | 650
215425457 | YORK | HH860E2S11 | H,YE74*60+TXV | TM9E100C16MP12 | Split System | 44500 | 18 | 8.5 | 2 | R-454B | 650
215425365 | YORK | HH860E2S11 | H,YE72*60+TXV | TM8E120C16MP11 | Split System | 44500 | 18 | 8.5 | 2 | R-454B | 650
215425370 | YORK | HH860E2S11 | H,YE49*48+TXV | TM8E120C16MP11 | Split System | 44500 | 18 | 8.5 | 2 | R-454B | 650
215425438 | YORK | HH860E2S11 | H,YE72*60+TXV | TM9E080C16MP12 | Split System | 44500 | 18 | 8.5 | 2 | R-454B | 650
215425445 | YORK | HH860E2S11 | H,YE84*48+TXV | TM9E080C16MP12 | Split System | 44500 | 18 | 8.5 | 2 | R-454B | 650
215423486 | YORK | HH860E2S11 | H,YE48*60+TXV | TM8E080C16MP11 | Split System | 44500 | 18 | 8.5 | 2 | R-454B | 650
215423488 | YORK | HH860E2S11 | H,YE54*60+TXV | TM8E080C16MP11 | Split System | 44500 | 18 | 8.5 | 2 | R-454B | 650
215423489 | YORK | HH860E2S11 | H,YE55*60+TXV | TM8E080C16MP11 | Split System | 44500 | 18 | 8.5 | 2 | R-454B | 650
215423520 | YORK | HH860E2S11 | H,YE49*60+TXV | TM8E100C16MP11 | Split System | 44500 | 18 | 8.5 | 2 | R-454B | 650
215423553 | YORK | HH860E2S11 | H,YE86*60+TXV | TM8E120C16MP11 | Split System | 44500 | 18 | 8.5 | 2 | R-454B | 650
215423739 | YORK | HH860E2S11 | H,YE3K*60+TXV | TM9E100C16MP12 | Split System | 44500 | 18 | 8.5 | 2 | R-454B | 650
215423740 | YORK | HH860E2S11 | H,YE48*60+TXV-BLEED | TM9E100C16MP12 | Split System | 44500 | 18 | 8.5 | 2 | R-454B | 650
215425325 | YORK | HH860E2S11 | H,YE72*60+TXV | TL9E080C16UH11 | Split System | 44500 | 18 | 8.5 | 2 | R-454B | 650
215425359 | YORK | HH860E2S11 | H,YE84*48+TXV | TM8E100C16MP11 | Split System | 44500 | 18 | 8.5 | 2 | R-454B | 650
215425442 | YORK | HH860E2S11 | H,YE53*48+TXV | TM9E080C16MP12 | Split System | 44500 | 18 | 8.5 | 2 | R-454B | 650
215425443 | YORK | HH860E2S11 | H,YE49*48+TXV | TM9E080C16MP12 | Split System | 44500 | 18 | 8.5 | 2 | R-454B | 650
215423459 | YORK | HH860E2S11 | H,YE55*60+TXV | TL9E080C16UH11 | Split System | 44500 | 18 | 8.5 | 2 | R-454B | 650
215423468 | YORK | HH860E2S11 | H,YE3K*60+TXV | TL9E100C20UH11 | Split System | 44500 | 18 | 8.5 | 2 | R-454B | 650
215423552 | YORK | HH860E2S11 | H,YE84*60+TXV | TM8E120C16MP11 | Split System | 44500 | 18 | 8.5 | 2 | R-454B | 650
215423709 | YORK | HH860E2S11 | H,YE3K*60+TXV | TM9E080C16MP12 | Split System | 44500 | 18 | 8.5 | 2 | R-454B | 650
215425331 | YORK | HH860E2S11 | H,YE74*60+TXV | TL9E080C16UH11 | Split System | 44500 | 18 | 8.5 | 2 | R-454B | 650
215425340 | YORK | HH860E2S11 | H,YE3K*48+TXV | TM8E080C16MP11 | Split System | 44500 | 18 | 8.5 | 2 | R-454B | 650
215425347 | YORK | HH860E2S11 | H,YE86*48+TXV | TM8E080C16MP11 | Split System | 44500 | 18 | 8.5 | 2 | R-454B | 650
215423483 | YORK | HH860E2S11 | H,YE3K*60+TXV | TM8E080C16MP11 | Split System | 44500 | 18 | 8.5 | 2 | R-454B | 650
215423485 | YORK | HH860E2S11 | H,YE48*48+TXV | TM8E080C16MP11 | Split System | 44500 | 18 | 8.5 | 2 | R-454B | 650
215423515 | YORK | HH860E2S11 | H,YE48*48+TXV | TM8E100C16MP11 | Split System | 44500 | 18 | 8.5 | 2 | R-454B | 650
215423551 | YORK | HH860E2S11 | H,YE74*48+TXV | TM8E120C16MP11 | Split System | 44500 | 18 | 8.5 | 2 | R-454B | 650
215423710 | YORK | HH860E2S11 | H,YE48*60+TXV-BLEED | TM9E080C16MP12 | Split System | 44500 | 18 | 8.5 | 2 | R-454B | 650
215423715 | YORK | HH860E2S11 | H,YE55*60+TXV | TM9E080C16MP12 | Split System | 44500 | 18 | 8.5 | 2 | R-454B | 650
215425328 | YORK | HH860E2S11 | H,YE55*48+TXV | TL9E080C16UH11 | Split System | 44500 | 18 | 8.5 | 2 | R-454B | 650
215425339 | YORK | HH860E2S11 | H,YE72*60+TXV | TM8E080C16MP11 | Split System | 44500 | 18 | 8.5 | 2 | R-454B | 650
215425355 | YORK | HH860E2S11 | H,YE55*48+TXV | TM8E100C16MP11 | Split System | 44500 | 18 | 8.5 | 2 | R-454B | 650
215425353 | YORK | HH860E2S11 | H,YE3K*48+TXV | TM8E100C16MP11 | Split System | 44500 | 18 | 8.5 | 2 | R-454B | 650
215425373 | YORK | HH860E2S11 | H,YE86*48+TXV | TM8E120C16MP11 | Split System | 44500 | 18 | 8.5 | 2 | R-454B | 650
215425345 | YORK | HH860E2S11 | H,YE74*60+TXV | TM8E080C16MP11 | Split System | 44500 | 18 | 8.5 | 2 | R-454B | 650
215425356 | YORK | HH860E2S11 | H,YE53*48+TXV | TM8E100C16MP11 | Split System | 44500 | 18 | 8.5 | 2 | R-454B | 650
215425454 | YORK | HH860E2S11 | H,YE55*48+TXV | TM9E100C16MP12 | Split System | 44500 | 18 | 8.5 | 2 | R-454B | 650
215425456 | YORK | HH860E2S11 | H,YE49*48+TXV | TM9E100C16MP12 | Split System | 44500 | 18 | 8.5 | 2 | R-454B | 650
215425458 | YORK | HH860E2S11 | H,YE84*48+TXV | TM9E100C16MP12 | Split System | 44500 | 18 | 8.5 | 2 | R-454B | 650
215425459 | YORK | HH860E2S11 | H,YE86*48+TXV | TM9E100C16MP12 | Split System | 44500 | 18 | 8.5 | 2 | R-454B | 650
215423461 | YORK | HH860E2S11 | H,YE74*48+TXV | TL9E080C16UH11 | Split System | 44500 | 18 | 8.5 | 2 | R-454B | 650
215423546 | YORK | HH860E2S11 | H,YE48*60+TXV | TM8E120C16MP11 | Split System | 44500 | 18 | 8.5 | 2 | R-454B | 650
215423713 | YORK | HH860E2S11 | H,YE54*48+TXV | TM9E080C16MP12 | Split System | 44500 | 18 | 8.5 | 2 | R-454B | 650
215425332 | YORK | HH860E2S11 | H,YE84*48+TXV | TL9E080C16UH11 | Split System | 44500 | 18 | 8.5 | 2 | R-454B | 650
215425351 | YORK | HH860E2S11 | H,YE72*48+TXV | TM8E100C16MP11 | Split System | 44500 | 18 | 8.5 | 2 | R-454B | 650
215425352 | YORK | HH860E2S11 | H,YE72*60+TXV | TM8E100C16MP11 | Split System | 44500 | 18 | 8.5 | 2 | R-454B | 650
215423523 | YORK | HH860E2S11 | H,YE86*60+TXV | TM8E100C16MP11 | Split System | 44500 | 18 | 8.5 | 2 | R-454B | 650
215423716 | YORK | HH860E2S11 | H,YE49*60+TXV | TM9E080C16MP12 | Split System | 44500 | 18 | 8.5 | 2 | R-454B | 650
215423741 | YORK | HH860E2S11 | H,YE48*48+TXV | TM9E100C16MP12 | Split System | 44500 | 18 | 8.5 | 2 | R-454B | 650
215425338 | YORK | HH860E2S11 | H,YE72*48+TXV | TM8E080C16MP11 | Split System | 44500 | 18 | 8.5 | 2 | R-454B | 650
214848929 | YORK | HH860E2S11 | H,YG48*60+TXV | TM9E080C16MP12 | Split System | 44500 | 18 | 8.5 | 2 | R-454B | 650
214848931 | YORK | HH860E2S11 | H,YG48*60+TXV | TM9E100C16MP12 | Split System | 44500 | 18 | 8.5 | 2 | R-454B | 650
215425330 | YORK | HH860E2S11 | H,YE49*48+TXV | TL9E080C16UH11 | Split System | 44500 | 18 | 8.5 | 2 | R-454B | 650
215425346 | YORK | HH860E2S11 | H,YE84*48+TXV | TM8E080C16MP11 | Split System | 44500 | 18 | 8.5 | 2 | R-454B | 650
215425371 | YORK | HH860E2S11 | H,YE74*60+TXV | TM8E120C16MP11 | Split System | 44500 | 18 | 8.5 | 2 | R-454B | 650
215425446 | YORK | HH860E2S11 | H,YE86*48+TXV | TM9E080C16MP12 | Split System | 44500 | 18 | 8.5 | 2 | R-454B | 650
215425455 | YORK | HH860E2S11 | H,YE53*48+TXV | TM9E100C16MP12 | Split System | 44500 | 18 | 8.5 | 2 | R-454B | 650
215423456 | YORK | HH860E2S11 | H,YE48*60+TXV | TL9E080C16UH11 | Split System | 44500 | 18 | 8.5 | 2 | R-454B | 650
215423490 | YORK | HH860E2S11 | H,YE49*60+TXV | TM8E080C16MP11 | Split System | 44500 | 18 | 8.5 | 2 | R-454B | 650
215423742 | YORK | HH860E2S11 | H,YE48*60+TXV | TM9E100C16MP12 | Split System | 44500 | 18 | 8.5 | 2 | R-454B | 650
215425364 | YORK | HH860E2S11 | H,YE72*48+TXV | TM8E120C16MP11 | Split System | 44500 | 18 | 8.5 | 2 | R-454B | 650
215425437 | YORK | HH860E2S11 | H,YE72*48+TXV | TM9E080C16MP12 | Split System | 44500 | 18 | 8.5 | 2 | R-454B | 650
215425439 | YORK | HH860E2S11 | H,YE3K*48+TXV | TM9E080C16MP12 | Split System | 44500 | 18 | 8.5 | 2 | R-454B | 650
215423544 | YORK | HH860E2S11 | H,YE48*60+TXV-BLEED | TM8E120C16MP11 | Split System | 44500 | 18 | 8.5 | 2 | R-454B | 650
215423711 | YORK | HH860E2S11 | H,YE48*48+TXV | TM9E080C16MP12 | Split System | 44500 | 18 | 8.5 | 2 | R-454B | 650
215423748 | YORK | HH860E2S11 | H,YE84*60+TXV | TM9E100C16MP12 | Split System | 44500 | 18 | 8.5 | 2 | R-454B | 650
215425335 | YORK | HH860E2S11 | H,YE3K*48+TXV | TL9E100C20UH11 | Split System | 44500 | 18 | 8.5 | 2 | R-454B | 650
215425368 | YORK | HH860E2S11 | H,YE55*48+TXV | TM8E120C16MP11 | Split System | 44500 | 18 | 8.5 | 2 | R-454B | 650
215425452 | YORK | HH860E2S11 | H,YE3K*48+TXV | TM9E100C16MP12 | Split System | 44500 | 18 | 8.5 | 2 | R-454B | 650
215423453 | YORK | HH860E2S11 | H,YE3K*60+TXV | TL9E080C16UH11 | Split System | 44500 | 18 | 8.5 | 2 | R-454B | 650
215423522 | YORK | HH860E2S11 | H,YE84*60+TXV | TM8E100C16MP11 | Split System | 44500 | 18 | 8.5 | 2 | R-454B | 650
215425343 | YORK | HH860E2S11 | H,YE53*48+TXV | TM8E080C16MP11 | Split System | 44500 | 18 | 8.5 | 2 | R-454B | 650
215425344 | YORK | HH860E2S11 | H,YE49*48+TXV | TM8E080C16MP11 | Split System | 44500 | 18 | 8.5 | 2 | R-454B | 650
215425358 | YORK | HH860E2S11 | H,YE74*60+TXV | TM8E100C16MP11 | Split System | 44500 | 18 | 8.5 | 2 | R-454B | 650
216751738 | YORK | HH860E2S11 | H,YG72*60+TXV-BLEED | TM9E120D20MP12 | Split System | 53500 | 18 | 8.5 | 2 | R-454B | 650
216751740 | YORK | HH860E2S11 | H,YG48*60+TXV-BLEED | TM9E120D20MP12 | Split System | 53500 | 18 | 8.5 | 2 | R-454B | 650
216751727 | YORK | HH860E2S11 | H,YG48*60+TXV-BLEED | TM9E100C20MP12 | Split System | 54000 | 18 | 8.5 | 2 | R-454B | 650
216751687 | YORK | HH860E2S11 | H,YG48*60+TXV-BLEED | TM9E080C20MP12 | Split System | 54000 | 18 | 8.5 | 2 | R-454B | 650
215430598 | LUXAIRE | HH836E2S11 | H,YG80(1,2)36+TXV | TM9E080C16MP12 | Split System | 33800 | 19 | 8.5 | 2 | R-454B | 650
215424243 | LUXAIRE | HH836E2S11 | H,YE9J*36+TXV-BLEED | Z8ES080C20SMPS1 | Split System | 34600 | 19 | 8.5 | 2 | R-454B | 650
215430626 | LUXAIRE | HH836E2S11 | H,YG80(1,2)36+TXV | Z8ES080C20SMPS1 | Split System | 34600 | 19 | 8.5 | 2 | R-454B | 650
215425287 | YORK | HH836E2S11 | H,YE1K*36+TXV | TM8Y100C16MP11 | Split System | 33200 | 19 | 8.5 | 2 | R-454B | 650
215425286 | YORK | HH836E2S11 | H,YE1K*36+TXV | TM8Y080C16MP11 | Split System | 33200 | 19 | 8.5 | 2 | R-454B | 650
214848917 | YORK | HH836E2S11 | H,YG36*36+TXV | TM9E080C16MP12 | Split System | 33800 | 19 | 8.5 | 2 | R-454B | 650
215423295 | YORK | HH836E2S11 | H,YE80*36+TXV | TM9E080C16MP12 | Split System | 33800 | 19 | 8.5 | 2 | R-454B | 650
215425292 | YORK | HH836E2S11 | H,YE1K*36+TXV | TM9E080C16MP12 | Split System | 33800 | 19 | 8.5 | 2 | R-454B | 650
215423275 | YORK | HH836E2S11 | H,YE80*36+TXV | TM8Y100C20MP11 | Split System | 34000 | 19 | 8.5 | 2 | R-454B | 650
215425289 | YORK | HH836E2S11 | H,YE1K*36+TXV | TM8Y120C20MP11 | Split System | 34000 | 19 | 8.5 | 2 | R-454B | 650
215423280 | YORK | HH836E2S11 | H,YE80*36+TXV | TM8Y120C20MP11 | Split System | 34000 | 19 | 8.5 | 2 | R-454B | 650
215425288 | YORK | HH836E2S11 | H,YE1K*36+TXV | TM8Y100C20MP11 | Split System | 34000 | 19 | 8.5 | 2 | R-454B | 650
215423373 | YORK | HH836E2S11 | H,YE9J*36+TXV-BLEED | Y81E080C20SMPS1 | Split System | 34600 | 19 | 8.5 | 2 | R-454B | 650
215423374 | YORK | HH836E2S11 | H,YE9J*36+TXV | Y81E080C20SMPS1 | Split System | 34600 | 19 | 8.5 | 2 | R-454B | 650
215425308 | YORK | HH836E2S11 | H,YE1K*36+TXV | Y81E080C20SMPS1 | Split System | 34600 | 19 | 8.5 | 2 | R-454B | 650
215423375 | YORK | HH836E2S11 | H,YE80*36+TXV | Y81E080C20SMPS1 | Split System | 34600 | 19 | 8.5 | 2 | R-454B | 650
215423372 | YORK | HH836E2S11 | H,YE35*36+TXV | Y81E080C20SMPS1 | Split System | 34600 | 19 | 8.5 | 2 | R-454B | 650
216751812 | YORK | HH860E2S11 | H,YG55*60+TXV-BLEED | TM9V100C20MP12 | Split System | 53000 | 19 | 8.5 | 2 | R-454B | 650
216751813 | YORK | HH860E2S11 | H,YG49*60+TXV-BLEED | TM9V100C20MP12 | Split System | 53000 | 19 | 8.5 | 2 | R-454B | 650
216751900 | YORK | HH860E2S11 | H,YG50*60+TXV-BLEED | Y91E100C20SMPS1 | Split System | 53000 | 19 | 8.5 | 2 | R-454B | 650
216751811 | YORK | HH860E2S11 | H,YG54*60+TXV-BLEED | TM9V100C20MP12 | Split System | 53000 | 19 | 8.5 | 2 | R-454B | 650
216751819 | YORK | HH860E2S11 | H,YG86*60+TXV-BLEED | TM9V100C20MP12 | Split System | 53000 | 19 | 8.5 | 2 | R-454B | 650
216751901 | YORK | HH860E2S11 | H,YG51*60+TXV-BLEED | Y91E100C20SMPS1 | Split System | 53000 | 19 | 8.5 | 2 | R-454B | 650
216751899 | YORK | HH860E2S11 | H,YG49*60+TXV-BLEED | Y91E100C20SMPS1 | Split System | 53000 | 19 | 8.5 | 2 | R-454B | 650
216751897 | YORK | HH860E2S11 | H,YG54*60+TXV-BLEED | Y91E100C20SMPS1 | Split System | 53000 | 19 | 8.5 | 2 | R-454B | 650
216751814 | YORK | HH860E2S11 | H,YG50*60+TXV-BLEED | TM9V100C20MP12 | Split System | 53000 | 19 | 8.5 | 2 | R-454B | 650
216751902 | YORK | HH860E2S11 | H,YG74*60+TXV-BLEED | Y91E100C20SMPS1 | Split System | 53000 | 19 | 8.5 | 2 | R-454B | 650
216751904 | YORK | HH860E2S11 | H,YG86*60+TXV-BLEED | Y91E100C20SMPS1 | Split System | 53000 | 19 | 8.5 | 2 | R-454B | 650
216751816 | YORK | HH860E2S11 | H,YG74*60+TXV-BLEED | TM9V100C20MP12 | Split System | 53000 | 19 | 8.5 | 2 | R-454B | 650
216751815 | YORK | HH860E2S11 | H,YG51*60+TXV-BLEED | TM9V100C20MP12 | Split System | 53000 | 19 | 8.5 | 2 | R-454B | 650
216751903 | YORK | HH860E2S11 | H,YG52*60+TXV-BLEED | Y91E100C20SMPS1 | Split System | 53000 | 19 | 8.5 | 2 | R-454B | 650
216751817 | YORK | HH860E2S11 | H,YG52*60+TXV-BLEED | TM9V100C20MP12 | Split System | 53000 | 19 | 8.5 | 2 | R-454B | 650
216751822 | YORK | HH860E2S11 | H,YG88*60+TXV-BLEED | TM9V100C20MP12 | Split System | 53000 | 19 | 8.5 | 2 | R-454B | 650
216751898 | YORK | HH860E2S11 | H,YG55*60+TXV-BLEED | Y91E100C20SMPS1 | Split System | 53000 | 19 | 8.5 | 2 | R-454B | 650
216751742 | YORK | HH860E2S11 | H,YG55*60+TXV-BLEED | TM9E120D20MP12 | Split System | 53500 | 19 | 8.5 | 2 | R-454B | 650
216751859 | YORK | HH860E2S11 | H,YG51*60+TXV-BLEED | Y91E080C20SMPS1 | Split System | 53500 | 19 | 8.5 | 2 | R-454B | 650
216751861 | YORK | HH860E2S11 | H,YG52*60+TXV-BLEED | Y91E080C20SMPS1 | Split System | 53500 | 19 | 8.5 | 2 | R-454B | 650
216751743 | YORK | HH860E2S11 | H,YG49*60+TXV-BLEED | TM9E120D20MP12 | Split System | 53500 | 19 | 8.5 | 2 | R-454B | 650
216751863 | YORK | HH860E2S11 | H,YG88*60+TXV-BLEED | Y91E080C20SMPS1 | Split System | 53500 | 19 | 8.5 | 2 | R-454B | 650
216751855 | YORK | HH860E2S11 | H,YG54*60+TXV-BLEED | Y91E080C20SMPS1 | Split System | 53500 | 19 | 8.5 | 2 | R-454B | 650
216751747 | YORK | HH860E2S11 | H,YG52*60+TXV-BLEED | TM9E120D20MP12 | Split System | 53500 | 19 | 8.5 | 2 | R-454B | 650
216751744 | YORK | HH860E2S11 | H,YG50*60+TXV-BLEED | TM9E120D20MP12 | Split System | 53500 | 19 | 8.5 | 2 | R-454B | 650
216751749 | YORK | HH860E2S11 | H,YG88*60+TXV-BLEED | TM9E120D20MP12 | Split System | 53500 | 19 | 8.5 | 2 | R-454B | 650
216751741 | YORK | HH860E2S11 | H,YG54*60+TXV-BLEED | TM9E120D20MP12 | Split System | 53500 | 19 | 8.5 | 2 | R-454B | 650
216751857 | YORK | HH860E2S11 | H,YG49*60+TXV-BLEED | Y91E080C20SMPS1 | Split System | 53500 | 19 | 8.5 | 2 | R-454B | 650
216751856 | YORK | HH860E2S11 | H,YG55*60+TXV-BLEED | Y91E080C20SMPS1 | Split System | 53500 | 19 | 8.5 | 2 | R-454B | 650
216751858 | YORK | HH860E2S11 | H,YG50*60+TXV-BLEED | Y91E080C20SMPS1 | Split System | 53500 | 19 | 8.5 | 2 | R-454B | 650
216751745 | YORK | HH860E2S11 | H,YG51*60+TXV-BLEED | TM9E120D20MP12 | Split System | 53500 | 19 | 8.5 | 2 | R-454B | 650
216751746 | YORK | HH860E2S11 | H,YG74*60+TXV-BLEED | TM9E120D20MP12 | Split System | 53500 | 19 | 8.5 | 2 | R-454B | 650
216751860 | YORK | HH860E2S11 | H,YG74*60+TXV-BLEED | Y91E080C20SMPS1 | Split System | 53500 | 19 | 8.5 | 2 | R-454B | 650
216751862 | YORK | HH860E2S11 | H,YG86*60+TXV-BLEED | Y91E080C20SMPS1 | Split System | 53500 | 19 | 8.5 | 2 | R-454B | 650
216751748 | YORK | HH860E2S11 | H,YG86*60+TXV-BLEED | TM9E120D20MP12 | Split System | 53500 | 19 | 8.5 | 2 | R-454B | 650
216751694 | YORK | HH860E2S11 | H,YG52*60+TXV-BLEED | TM9E080C20MP12 | Split System | 54000 | 19 | 8.5 | 2 | R-454B | 650
216751729 | YORK | HH860E2S11 | H,YG55*60+TXV-BLEED | TM9E100C20MP12 | Split System | 54000 | 19 | 8.5 | 2 | R-454B | 650
216751728 | YORK | HH860E2S11 | H,YG54*60+TXV-BLEED | TM9E100C20MP12 | Split System | 54000 | 19 | 8.5 | 2 | R-454B | 650
216751690 | YORK | HH860E2S11 | H,YG49*60+TXV-BLEED | TM9E080C20MP12 | Split System | 54000 | 19 | 8.5 | 2 | R-454B | 650
216751695 | YORK | HH860E2S11 | H,YG86*60+TXV-BLEED | TM9E080C20MP12 | Split System | 54000 | 19 | 8.5 | 2 | R-454B | 650
216751732 | YORK | HH860E2S11 | H,YG51*60+TXV-BLEED | TM9E100C20MP12 | Split System | 54000 | 19 | 8.5 | 2 | R-454B | 650
216751735 | YORK | HH860E2S11 | H,YG86*60+TXV-BLEED | TM9E100C20MP12 | Split System | 54000 | 19 | 8.5 | 2 | R-454B | 650
216751693 | YORK | HH860E2S11 | H,YG74*60+TXV-BLEED | TM9E080C20MP12 | Split System | 54000 | 19 | 8.5 | 2 | R-454B | 650
216751736 | YORK | HH860E2S11 | H,YG88*60+TXV-BLEED | TM9E100C20MP12 | Split System | 54000 | 19 | 8.5 | 2 | R-454B | 650
216751731 | YORK | HH860E2S11 | H,YG50*60+TXV-BLEED | TM9E100C20MP12 | Split System | 54000 | 19 | 8.5 | 2 | R-454B | 650
216751689 | YORK | HH860E2S11 | H,YG55*60+TXV-BLEED | TM9E080C20MP12 | Split System | 54000 | 19 | 8.5 | 2 | R-454B | 650
216751696 | YORK | HH860E2S11 | H,YG88*60+TXV-BLEED | TM9E080C20MP12 | Split System | 54000 | 19 | 8.5 | 2 | R-454B | 650
216751691 | YORK | HH860E2S11 | H,YG50*60+TXV-BLEED | TM9E080C20MP12 | Split System | 54000 | 19 | 8.5 | 2 | R-454B | 650
216751725 | YORK | HH860E2S11 | H,YG72*60+TXV-BLEED | TM9E100C20MP12 | Split System | 54000 | 19 | 8.5 | 2 | R-454B | 650
216751730 | YORK | HH860E2S11 | H,YG49*60+TXV-BLEED | TM9E100C20MP12 | Split System | 54000 | 19 | 8.5 | 2 | R-454B | 650
216751685 | YORK | HH860E2S11 | H,YG72*60+TXV-BLEED | TM9E080C20MP12 | Split System | 54000 | 19 | 8.5 | 2 | R-454B | 650
216751734 | YORK | HH860E2S11 | H,YG52*60+TXV-BLEED | TM9E100C20MP12 | Split System | 54000 | 19 | 8.5 | 2 | R-454B | 650
216751688 | YORK | HH860E2S11 | H,YG54*60+TXV-BLEED | TM9E080C20MP12 | Split System | 54000 | 19 | 8.5 | 2 | R-454B | 650
216751733 | YORK | HH860E2S11 | H,YG74*60+TXV-BLEED | TM9E100C20MP12 | Split System | 54000 | 19 | 8.5 | 2 | R-454B | 650
216751692 | YORK | HH860E2S11 | H,YG51*60+TXV-BLEED | TM9E080C20MP12 | Split System | 54000 | 19 | 8.5 | 2 | R-454B | 650
215425652 | YORK | HH824E2S11 | H,YE24*36+TXV | TM8E040A12MP11 | Split System | 22000 | 16 | 8.55 | 1.92 | R-454B | 650
215425651 | YORK | HH824E2S11 | H,YE24*24+TXV | TM8E040A12MP11 | Split System | 22000 | 16 | 8.55 | 1.92 | R-454B | 650
215425736 | YORK | HH824E2S11 | H,YE24*36+TXV | TM9V060B12MP12 | Split System | 21800 | 17 | 8.55 | 1.92 | R-454B | 650
215425756 | YORK | HH824E2S11 | H,YE24*24+TXV | TM9Y060B12MP11 | Split System | 21800 | 17 | 8.55 | 1.92 | R-454B | 650
215425659 | YORK | HH824E2S11 | H,YE24*36+TXV | TM8E060A12MP11 | Split System | 21800 | 17 | 8.55 | 1.92 | R-454B | 650
215425666 | YORK | HH824E2S11 | H,YE24*36+TXV | TM8E080B12MP11 | Split System | 21800 | 17 | 8.55 | 1.92 | R-454B | 650
215425757 | YORK | HH824E2S11 | H,YE24*36+TXV | TM9Y060B12MP11 | Split System | 21800 | 17 | 8.55 | 1.92 | R-454B | 650
215425832 | YORK | HH824E2S11 | H,YE24*36+TXV | Y91E080B12SMPS1 | Split System | 21800 | 17 | 8.55 | 1.92 | R-454B | 650
215425839 | YORK | HH824E2S11 | H,YE24*36+TXV | YP9C060B12MP13 | Split System | 21800 | 17 | 8.55 | 1.92 | R-454B | 650
215425846 | YORK | HH824E2S11 | H,YE24*36+TXV | YP9C080B12MP13 | Split System | 21800 | 17 | 8.55 | 1.92 | R-454B | 650
215425742 | YORK | HH824E2S11 | H,YE24*24+TXV | TM9V080B12MP12 | Split System | 21800 | 17 | 8.55 | 1.92 | R-454B | 650
215425831 | YORK | HH824E2S11 | H,YE24*24+TXV | Y91E080B12SMPS1 | Split System | 21800 | 17 | 8.55 | 1.92 | R-454B | 650
215425845 | YORK | HH824E2S11 | H,YE24*24+TXV | YP9C080B12MP13 | Split System | 21800 | 17 | 8.55 | 1.92 | R-454B | 650
215425665 | YORK | HH824E2S11 | H,YE24*24+TXV | TM8E080B12MP11 | Split System | 21800 | 17 | 8.55 | 1.92 | R-454B | 650
215425838 | YORK | HH824E2S11 | H,YE24*24+TXV | YP9C060B12MP13 | Split System | 21800 | 17 | 8.55 | 1.92 | R-454B | 650
215425687 | YORK | HH824E2S11 | H,YE24*36+TXV | TM8Y080B12MP11 | Split System | 21800 | 17 | 8.55 | 1.92 | R-454B | 650
215425735 | YORK | HH824E2S11 | H,YE24*24+TXV | TM9V060B12MP12 | Split System | 21800 | 17 | 8.55 | 1.92 | R-454B | 650
215425658 | YORK | HH824E2S11 | H,YE24*24+TXV | TM8E060A12MP11 | Split System | 21800 | 17 | 8.55 | 1.92 | R-454B | 650
215425743 | YORK | HH824E2S11 | H,YE24*36+TXV | TM9V080B12MP12 | Split System | 21800 | 17 | 8.55 | 1.92 | R-454B | 650
215425686 | YORK | HH824E2S11 | H,YE24*24+TXV | TM8Y080B12MP11 | Split System | 21800 | 17 | 8.55 | 1.92 | R-454B | 650
215425764 | YORK | HH824E2S11 | H,YE24*36+TXV | TM9Y080B12MP11 | Split System | 22000 | 17 | 8.55 | 1.92 | R-454B | 650
215425763 | YORK | HH824E2S11 | H,YE24*24+TXV | TM9Y080B12MP11 | Split System | 22000 | 17 | 8.55 | 1.92 | R-454B | 650
215425771 | YORK | HH824E2S11 | H,YE24*36+TXV | Y81E060A12SMPS1 | Split System | 22000 | 17 | 8.55 | 1.92 | R-454B | 650
215425770 | YORK | HH824E2S11 | H,YE24*24+TXV | Y81E060A12SMPS1 | Split System | 22000 | 17 | 8.55 | 1.92 | R-454B | 650
215425790 | YORK | HH824E2S11 | H,YE24*36+TXV | Y82E060A12LMPS1 | Split System | 21800 | 18 | 8.55 | 1.92 | R-454B | 650
215425789 | YORK | HH824E2S11 | H,YE24*24+TXV | Y82E060A12LMPS1 | Split System | 21800 | 18 | 8.55 | 1.92 | R-454B | 650
215425869 | LUXAIRE | HH824E2S11 | H,YE32*30+TXV-BLEED | TM9Y060B12MP11 | Split System | 22200 | 17 | 8.65 | 1.94 | R-454B | 650
215425855 | LUXAIRE | HH824E2S11 | H,YE32*30+TXV-BLEED | TM8E060A12MP11 | Split System | 22200 | 17 | 8.65 | 1.94 | R-454B | 650
215425866 | LUXAIRE | HH824E2S11 | H,YE32*30+TXV-BLEED | TM9V060B12MP12 | Split System | 22200 | 17 | 8.65 | 1.94 | R-454B | 650
215425852 | LUXAIRE | HH824E2S11 | H,YE32*30+TXV-BLEED | LP9C060B12MP13 | Split System | 22200 | 17 | 8.65 | 1.94 | R-454B | 650
215425864 | LUXAIRE | HH824E2S11 | H,YE32*30+TXV-BLEED | TM9E080B12MP12 | Split System | 22200 | 17 | 8.65 | 1.94 | R-454B | 650
215424538 | YORK | HH824E2S11 | H,YE32*36+TXV | TM9E080B12MP12 | Split System | 22200 | 17 | 8.65 | 1.94 | R-454B | 650
215425660 | YORK | HH824E2S11 | H,YE32*30+TXV-BLEED | TM8E060A12MP11 | Split System | 22200 | 17 | 8.65 | 1.94 | R-454B | 650
215424455 | YORK | HH824E2S11 | H,YE32*36+TXV | TM8E060A12MP11 | Split System | 22200 | 17 | 8.65 | 1.94 | R-454B | 650
215424437 | YORK | HH824E2S11 | H,YE32*36+TXV | TL9E060B12UH11 | Split System | 22200 | 17 | 8.65 | 1.94 | R-454B | 650
215425724 | YORK | HH824E2S11 | H,YE32*24+TXV | TM9E080B12MP12 | Split System | 22200 | 17 | 8.65 | 1.94 | R-454B | 650
215425840 | YORK | HH824E2S11 | H,YE32*30+TXV-BLEED | YP9C060B12MP13 | Split System | 22200 | 17 | 8.65 | 1.94 | R-454B | 650
215424556 | YORK | HH824E2S11 | H,YE32*36+TXV | TM9V060B12MP12 | Split System | 22200 | 17 | 8.65 | 1.94 | R-454B | 650
215425841 | YORK | HH824E2S11 | H,YE32*24+TXV | YP9C060B12MP13 | Split System | 22200 | 17 | 8.65 | 1.94 | R-454B | 650
215425738 | YORK | HH824E2S11 | H,YE32*24+TXV | TM9V060B12MP12 | Split System | 22200 | 17 | 8.65 | 1.94 | R-454B | 650
215425758 | YORK | HH824E2S11 | H,YE32*30+TXV-BLEED | TM9Y060B12MP11 | Split System | 22200 | 17 | 8.65 | 1.94 | R-454B | 650
215425842 | YORK | HH824E2S11 | H,YE32*30+TXV | YP9C060B12MP13 | Split System | 22200 | 17 | 8.65 | 1.94 | R-454B | 650
215425648 | YORK | HH824E2S11 | H,YE32*30+TXV | TL9E060B12UH11 | Split System | 22200 | 17 | 8.65 | 1.94 | R-454B | 650
215425647 | YORK | HH824E2S11 | H,YE32*24+TXV | TL9E060B12UH11 | Split System | 22200 | 17 | 8.65 | 1.94 | R-454B | 650
215425759 | YORK | HH824E2S11 | H,YE32*24+TXV | TM9Y060B12MP11 | Split System | 22200 | 17 | 8.65 | 1.94 | R-454B | 650
215424583 | YORK | HH824E2S11 | H,YE32*36+TXV | TM9Y060B12MP11 | Split System | 22200 | 17 | 8.65 | 1.94 | R-454B | 650
215425646 | YORK | HH824E2S11 | H,YE32*30+TXV-BLEED | TL9E060B12UH11 | Split System | 22200 | 17 | 8.65 | 1.94 | R-454B | 650
215425662 | YORK | HH824E2S11 | H,YE32*30+TXV | TM8E060A12MP11 | Split System | 22200 | 17 | 8.65 | 1.94 | R-454B | 650
215425737 | YORK | HH824E2S11 | H,YE32*30+TXV-BLEED | TM9V060B12MP12 | Split System | 22200 | 17 | 8.65 | 1.94 | R-454B | 650
215425723 | YORK | HH824E2S11 | H,YE32*30+TXV-BLEED | TM9E080B12MP12 | Split System | 22200 | 17 | 8.65 | 1.94 | R-454B | 650
215425739 | YORK | HH824E2S11 | H,YE32*30+TXV | TM9V060B12MP12 | Split System | 22200 | 17 | 8.65 | 1.94 | R-454B | 650
215425725 | YORK | HH824E2S11 | H,YE32*30+TXV | TM9E080B12MP12 | Split System | 22200 | 17 | 8.65 | 1.94 | R-454B | 650
215424691 | YORK | HH824E2S11 | H,YE32*36+TXV | YP9C060B12MP13 | Split System | 22200 | 17 | 8.65 | 1.94 | R-454B | 650
215425661 | YORK | HH824E2S11 | H,YE32*24+TXV | TM8E060A12MP11 | Split System | 22200 | 17 | 8.65 | 1.94 | R-454B | 650
215425760 | YORK | HH824E2S11 | H,YE32*30+TXV | TM9Y060B12MP11 | Split System | 22200 | 17 | 8.65 | 1.94 | R-454B | 650
217025568 | AMERICAN STANDARD | 5A6H7060A1 | PL60H245P18*+TXV | S8V2C080M5PDB | Split System | 51500 | 15.2 | 8.7 | 2.21 | R-454B | 650
217025562 | AMERICAN STANDARD | 5A6H7060A1 | PL60H245P18*+TXV | S8V2C080M5PCB | Split System | 51500 | 15.2 | 8.7 | 2.21 | R-454B | 650
217025563 | AMERICAN STANDARD | 5A6H7060A1 | V,T60H210P17*+TXV | S8V2C080M5PCB | Split System | 51500 | 15.2 | 8.7 | 2.21 | R-454B | 650
217025569 | AMERICAN STANDARD | 5A6H7060A1 | V,T60H210P17*+TXV | S8V2C080M5PDB | Split System | 51500 | 15.2 | 8.7 | 2.21 | R-454B | 650
217025659 | AMERICAN STANDARD | 5A6H7060A1 | V,T60H210P17*+TXV | S9X2C100U5PSB | Split System | 52000 | 15.2 | 8.7 | 2.21 | R-454B | 650
217025647 | AMERICAN STANDARD | 5A6H7060A1 | H,TG84*60+TXV | S9X1C100U5PSB | Split System | 52500 | 15.2 | 8.7 | 2.21 | R-454B | 650
217025662 | AMERICAN STANDARD | 5A6H7060A1 | H,TG84*60+TXV | S9X2C100U5PSB | Split System | 52500 | 15.2 | 8.7 | 2.21 | R-454B | 650
217025637 | AMERICAN STANDARD | 5A6H7060A1 | PL60H245P18*+TXV | S9X1C080U5PSB | Split System | 52000 | 16 | 8.7 | 2.21 | R-454B | 650
217025638 | AMERICAN STANDARD | 5A6H7060A1 | V,T60H210P17*+TXV | S9X1C080U5PSB | Split System | 52000 | 16 | 8.7 | 2.21 | R-454B | 650
217025652 | AMERICAN STANDARD | 5A6H7060A1 | PL60H245P18*+TXV | S9X2C080U5PSB | Split System | 52000 | 16 | 8.7 | 2.21 | R-454B | 650
217025639 | AMERICAN STANDARD | 5A6H7060A1 | PL60H210P19*+TXV | S9X1C080U5PSB | Split System | 52500 | 16 | 8.7 | 2.21 | R-454B | 650
217025657 | AMERICAN STANDARD | 5A6H7060A1 | H,TG86*60+TXV | S9X2C080U5PSB | Split System | 52500 | 16 | 8.7 | 2.21 | R-454B | 650
217025641 | AMERICAN STANDARD | 5A6H7060A1 | H,TG84*60+TXV | S9X1C080U5PSB | Split System | 52500 | 16 | 8.7 | 2.21 | R-454B | 650
217025654 | AMERICAN STANDARD | 5A6H7060A1 | PL60H210P19*+TXV | S9X2C080U5PSB | Split System | 52500 | 16 | 8.7 | 2.21 | R-454B | 650
217025655 | AMERICAN STANDARD | 5A6H7060A1 | V,T60H210P19*+TXV | S9X2C080U5PSB | Split System | 52500 | 16 | 8.7 | 2.21 | R-454B | 650
215424527 | YORK | HH824E2S11 | H,YE31*24+TXV | TM9E060B12MP12 | Split System | 22400 | 16 | 8.75 | 1.96 | R-454B | 650
215424528 | YORK | HH824E2S11 | H,YE31*30+TXV | TM9E060B12MP12 | Split System | 22400 | 16 | 8.75 | 1.96 | R-454B | 650
215425715 | YORK | HH824E2S11 | H,YE24*36+TXV | TM9E060B12MP12 | Split System | 22400 | 16 | 8.8 | 1.96 | R-454B | 650
215425714 | YORK | HH824E2S11 | H,YE24*24+TXV | TM9E060B12MP12 | Split System | 22400 | 16 | 8.8 | 1.96 | R-454B | 650
215425825 | YORK | HH824E2S11 | H,YE24*36+TXV | Y91E060B12SMPS1 | Split System | 22400 | 16 | 8.8 | 1.96 | R-454B | 650
215425824 | YORK | HH824E2S11 | H,YE24*24+TXV | Y91E060B12SMPS1 | Split System | 22400 | 16 | 8.8 | 1.96 | R-454B | 650
215424710 | LUXAIRE | HH824E2S11 | H,YE7J*36+TXV-BLEED | TM8E060A12MP11 | Split System | 22400 | 17 | 8.8 | 1.96 | R-454B | 650
215424707 | LUXAIRE | HH824E2S11 | H,YE7J*36+TXV-BLEED | LP9C060B12MP13 | Split System | 22400 | 17 | 8.8 | 1.96 | R-454B | 650
215424721 | LUXAIRE | HH824E2S11 | H,YE7J*36+TXV-BLEED | TM9V060B12MP12 | Split System | 22400 | 17 | 8.8 | 1.96 | R-454B | 650
215424724 | LUXAIRE | HH824E2S11 | H,YE7J*36+TXV-BLEED | TM9Y060B12MP11 | Split System | 22400 | 17 | 8.8 | 1.96 | R-454B | 650
215424439 | YORK | HH824E2S11 | H,YE7J*36+TXV-BLEED | TL9E060B12UH11 | Split System | 22400 | 17 | 8.8 | 1.96 | R-454B | 650
215424457 | YORK | HH824E2S11 | H,YE7J*36+TXV-BLEED | TM8E060A12MP11 | Split System | 22400 | 17 | 8.8 | 1.96 | R-454B | 650
215424557 | YORK | HH824E2S11 | H,YE33*36+TXV | TM9V060B12MP12 | Split System | 22400 | 17 | 8.8 | 1.96 | R-454B | 650
215424558 | YORK | HH824E2S11 | H,YE7J*36+TXV-BLEED | TM9V060B12MP12 | Split System | 22400 | 17 | 8.8 | 1.96 | R-454B | 650
215424586 | YORK | HH824E2S11 | H,YE7J*30+TXV | TM9Y060B12MP11 | Split System | 22400 | 17 | 8.8 | 1.96 | R-454B | 650
215424693 | YORK | HH824E2S11 | H,YE7J*36+TXV-BLEED | YP9C060B12MP13 | Split System | 22400 | 17 | 8.8 | 1.96 | R-454B | 650
215424695 | YORK | HH824E2S11 | H,YE7J*36+TXV | YP9C060B12MP13 | Split System | 22400 | 17 | 8.8 | 1.96 | R-454B | 650
215424441 | YORK | HH824E2S11 | H,YE7J*36+TXV | TL9E060B12UH11 | Split System | 22400 | 17 | 8.8 | 1.96 | R-454B | 650
215424458 | YORK | HH824E2S11 | H,YE7J*30+TXV | TM8E060A12MP11 | Split System | 22400 | 17 | 8.8 | 1.96 | R-454B | 650
215424692 | YORK | HH824E2S11 | H,YE33*36+TXV | YP9C060B12MP13 | Split System | 22400 | 17 | 8.8 | 1.96 | R-454B | 650
215424459 | YORK | HH824E2S11 | H,YE7J*36+TXV | TM8E060A12MP11 | Split System | 22400 | 17 | 8.8 | 1.96 | R-454B | 650
215425740 | YORK | HH824E2S11 | H,YE33*30+TXV | TM9V060B12MP12 | Split System | 22400 | 17 | 8.8 | 1.96 | R-454B | 650
215424440 | YORK | HH824E2S11 | H,YE7J*30+TXV | TL9E060B12UH11 | Split System | 22400 | 17 | 8.8 | 1.96 | R-454B | 650
215424559 | YORK | HH824E2S11 | H,YE7J*30+TXV | TM9V060B12MP12 | Split System | 22400 | 17 | 8.8 | 1.96 | R-454B | 650
215425762 | YORK | HH824E2S11 | H,YE7J*24+TXV | TM9Y060B12MP11 | Split System | 22400 | 17 | 8.8 | 1.96 | R-454B | 650
215425843 | YORK | HH824E2S11 | H,YE33*30+TXV | YP9C060B12MP13 | Split System | 22400 | 17 | 8.8 | 1.96 | R-454B | 650
215424694 | YORK | HH824E2S11 | H,YE7J*30+TXV | YP9C060B12MP13 | Split System | 22400 | 17 | 8.8 | 1.96 | R-454B | 650
215424560 | YORK | HH824E2S11 | H,YE7J*36+TXV | TM9V060B12MP12 | Split System | 22400 | 17 | 8.8 | 1.96 | R-454B | 650
215425664 | YORK | HH824E2S11 | H,YE7J*24+TXV | TM8E060A12MP11 | Split System | 22400 | 17 | 8.8 | 1.96 | R-454B | 650
215425650 | YORK | HH824E2S11 | H,YE7J*24+TXV | TL9E060B12UH11 | Split System | 22400 | 17 | 8.8 | 1.96 | R-454B | 650
215424585 | YORK | HH824E2S11 | H,YE7J*36+TXV-BLEED | TM9Y060B12MP11 | Split System | 22400 | 17 | 8.8 | 1.96 | R-454B | 650
215424587 | YORK | HH824E2S11 | H,YE7J*36+TXV | TM9Y060B12MP11 | Split System | 22400 | 17 | 8.8 | 1.96 | R-454B | 650
215425741 | YORK | HH824E2S11 | H,YE7J*24+TXV | TM9V060B12MP12 | Split System | 22400 | 17 | 8.8 | 1.96 | R-454B | 650
215425844 | YORK | HH824E2S11 | H,YE7J*24+TXV | YP9C060B12MP13 | Split System | 22400 | 17 | 8.8 | 1.96 | R-454B | 650
215424611 | YORK | HH824E2S11 | H,YE31*30+TXV | Y81E080B12SMPS1 | Split System | 21800 | 18 | 8.95 | 1.9 | R-454B | 650
215424610 | YORK | HH824E2S11 | H,YE31*24+TXV | Y81E080B12SMPS1 | Split System | 21800 | 18 | 8.95 | 1.9 | R-454B | 650
215424636 | YORK | HH824E2S11 | H,YE31*30+TXV | Y82E080B12LMPS1 | Split System | 21800 | 18 | 8.95 | 1.9 | R-454B | 650
215424635 | YORK | HH824E2S11 | H,YE31*24+TXV | Y82E080B12LMPS1 | Split System | 21800 | 18 | 8.95 | 1.9 | R-454B | 650
217025623 | AMERICAN STANDARD | 5A6H7060A1 | V,T60H210P17*+TXV | S9V2C080U5VSB | Split System | 52000 | 15.2 | 9 | 2.22 | R-454B | 650
217025575 | AMERICAN STANDARD | 5A6H7060A1 | V,T60H210P17*+TXV | S8V2C100M5PCB | Split System | 52000 | 15.2 | 9 | 2.22 | R-454B | 650
217025580 | AMERICAN STANDARD | 5A6H7060A1 | PL60H245P18*+TXV | S8V2C100M5PDB | Split System | 52000 | 15.2 | 9 | 2.22 | R-454B | 650
217025650 | AMERICAN STANDARD | 5A6H7060A1 | V,T60H245P77*+TXV | S9X1D120U5PSB | Split System | 51500 | 15.2 | 9 | 2.23 | R-454B | 650
217025613 | AMERICAN STANDARD | 5A6H7060A1 | PL60H245P18*+TXV | S8X2C100M5PTC | Split System | 52000 | 16 | 9 | 2.2 | R-454B | 650
217025592 | AMERICAN STANDARD | 5A6H7060A1 | PL60H245P18*+TXV | S8X1C080M5PTC | Split System | 52000 | 16 | 9 | 2.2 | R-454B | 650
217025635 | AMERICAN STANDARD | 5A6H7060A1 | V,T60H245P77*+TXV | S9V2D120U5VSB | Split System | 52000 | 16 | 9 | 2.2 | R-454B | 650
217025607 | AMERICAN STANDARD | 5A6H7060A1 | PL60H245P18*+TXV | S8X2C080M5PTC | Split System | 52000 | 16 | 9 | 2.2 | R-454B | 650
217025557 | AMERICAN STANDARD | 5A6H7060A1 | V,T60H210P17*+TXV | L8V1C100U5VSB | Split System | 52000 | 16 | 9 | 2.2 | R-454B | 650
217025614 | AMERICAN STANDARD | 5A6H7060A1 | V,T60H210P17*+TXV | S8X2C100M5PTC | Split System | 52000 | 16 | 9 | 2.2 | R-454B | 650
217025586 | AMERICAN STANDARD | 5A6H7060A1 | PL60H245P18*+TXV | S8V2D120M5PCB | Split System | 52000 | 16 | 9 | 2.23 | R-454B | 650
217025589 | AMERICAN STANDARD | 5A6H7060A1 | PL60H245P18*+TXV | S8V2D120M5PDB | Split System | 52000 | 16 | 9 | 2.23 | R-454B | 650
214848959 | YORK | HH824E2S11 | H,YG35*36+TXV-BLEED | TM9E026A08MP12 | Split System | 23000 | 16 | 9 | 2 | R-454B | 650
214848964 | YORK | HH824E2S11 | H,YG35*36+TXV-BLEED | TM9V040A10MP12 | Split System | 23000 | 16 | 9 | 2 | R-454B | 650
217025605 | AMERICAN STANDARD | 5A6H7060A1 | V,T60H245P77*+TXV | S8X1D120M5PTC | Split System | 52000 | 17 | 9 | 2.2 | R-454B | 650
217025604 | AMERICAN STANDARD | 5A6H7060A1 | PL60H245P18*+TXV | S8X1D120M5PTC | Split System | 52000 | 17 | 9 | 2.2 | R-454B | 650
217025620 | AMERICAN STANDARD | 5A6H7060A1 | V,T60H245P77*+TXV | S8X2D120M5PTC | Split System | 52000 | 17 | 9 | 2.2 | R-454B | 650
215430813 | LUXAIRE | HH824E2S11 | H,YG80(1,2)36+TXV | TM9E026A08MP12 | Split System | 23000 | 17 | 9 | 2 | R-454B | 650
215430821 | LUXAIRE | HH824E2S11 | H,YG80(1,2)36+TXV | TM9V040A10MP12 | Split System | 23000 | 17 | 9 | 2 | R-454B | 650
215430816 | LUXAIRE | HH824E2S11 | H,YG80(1,2)36+TXV | TM9E060A10MP12 | Split System | 23000 | 17 | 9 | 2 | R-454B | 650
215430814 | LUXAIRE | HH824E2S11 | H,YG80(1,2)36+TXV | TM9E040A10MP12 | Split System | 23000 | 17 | 9 | 2 | R-454B | 650
218448662 | TEMPSTAR | D5CUHAH24AAK | CE3005A*+TXV |  | Split System | 22600 | 17 | 9 | 2.1 | R-454B | 650
218448663 | TEMPSTAR | D5CUHAH24AAK | CE3005C*+TXV |  | Split System | 22600 | 17 | 9 | 2.1 | R-454B | 650
214848961 | YORK | HH824E2S11 | H,YG35*36+TXV-BLEED | TM9E060A10MP12 | Split System | 23000 | 17 | 9 | 2 | R-454B | 650
214848960 | YORK | HH824E2S11 | H,YG35*36+TXV-BLEED | TM9E040A10MP12 | Split System | 23000 | 17 | 9 | 2 | R-454B | 650
216751750 | YORK | HH860E2S11 | H,YG37*48+TXV-BLEED | TM9V080C16MP12 | Split System | 43500 | 17 | 9 | 2 | R-454B | 650
216751751 | YORK | HH860E2S11 | H,YG37*60+TXV-BLEED | TM9V080C16MP12 | Split System | 43500 | 17 | 9 | 2 | R-454B | 650
216751658 | YORK | HH860E2S11 | H,YG37*60+TXV-BLEED | TM9E080C16MP12 | Split System | 44500 | 17 | 9 | 2 | R-454B | 650
216751697 | YORK | HH860E2S11 | H,YG37*48+TXV-BLEED | TM9E100C16MP12 | Split System | 44500 | 17 | 9 | 2 | R-454B | 650
216751657 | YORK | HH860E2S11 | H,YG37*48+TXV-BLEED | TM9E080C16MP12 | Split System | 44500 | 17 | 9 | 2 | R-454B | 650
216751698 | YORK | HH860E2S11 | H,YG37*60+TXV-BLEED | TM9E100C16MP12 | Split System | 44500 | 17 | 9 | 2 | R-454B | 650
218448669 | TEMPSTAR | D5CUHAH24AAK+TIC2025-0016 | CE3005A*+TXV |  | Split System | 23800 | 17.5 | 9 | 2.02 | R-454B | 650
218448670 | TEMPSTAR | D5CUHAH24AAK+TIC2025-0016 | CE3005C*+TXV |  | Split System | 23800 | 17.5 | 9 | 2.02 | R-454B | 650
215425797 | YORK | HH824E2S11 | H,YE24*36+TXV | Y82E080B12LMPS1 | Split System | 21800 | 18 | 9 | 1.92 | R-454B | 650
215425777 | YORK | HH824E2S11 | H,YE24*24+TXV | Y81E080B12SMPS1 | Split System | 21800 | 18 | 9 | 1.92 | R-454B | 650
215425796 | YORK | HH824E2S11 | H,YE24*24+TXV | Y82E080B12LMPS1 | Split System | 21800 | 18 | 9 | 1.92 | R-454B | 650
215425778 | YORK | HH824E2S11 | H,YE24*36+TXV | Y81E080B12SMPS1 | Split System | 21800 | 18 | 9 | 1.92 | R-454B | 650
214848958 | YORK | HH824E2S11 | H,YG35*36+TXV-BLEED | TM8V080B12MP12 | Split System | 23000 | 18 | 9 | 2 | R-454B | 650
216751983 | YORK | HH836E2S11 | H,YG48*36+TXV-BLEED | TM9E100C20MP12 | Split System | 34400 | 18 | 9 | 2 | R-454B | 650
216751985 | YORK | HH836E2S11 | H,YG81*36+TXV-BLEED | TM9E100C20MP12 | Split System | 34400 | 18 | 9 | 2 | R-454B | 650
216751982 | YORK | HH836E2S11 | H,YG37*36+TXV-BLEED | TM9E100C20MP12 | Split System | 34400 | 18 | 9 | 2 | R-454B | 650
216751981 | YORK | HH836E2S11 | H,YG36*36+TXV-BLEED | TM9E100C20MP12 | Split System | 34400 | 18 | 9 | 2 | R-454B | 650
216751984 | YORK | HH836E2S11 | H,YG80*36+TXV-BLEED | TM9E100C20MP12 | Split System | 34400 | 18 | 9 | 2 | R-454B | 650
216752029 | YORK | HH836E2S11 | H,YG80*36+TXV-BLEED | Y91E100C16SMPS1 | Split System | 35000 | 18 | 9 | 2 | R-454B | 650
216752030 | YORK | HH836E2S11 | H,YG81*36+TXV-BLEED | Y91E100C16SMPS1 | Split System | 35000 | 18 | 9 | 2 | R-454B | 650
216752026 | YORK | HH836E2S11 | H,YG36*36+TXV-BLEED | Y91E100C16SMPS1 | Split System | 35000 | 18 | 9 | 2 | R-454B | 650
216752027 | YORK | HH836E2S11 | H,YG37*36+TXV-BLEED | Y91E100C16SMPS1 | Split System | 35000 | 18 | 9 | 2 | R-454B | 650
216752028 | YORK | HH836E2S11 | H,YG48*36+TXV-BLEED | Y91E100C16SMPS1 | Split System | 35000 | 18 | 9 | 2 | R-454B | 650
216751774 | YORK | HH860E2S11 | H,YG86*60+TXV-BLEED | TM9V080C16MP12 | Split System | 43500 | 18 | 9 | 2 | R-454B | 650
216751776 | YORK | HH860E2S11 | H,YG88*60+TXV-BLEED | TM9V080C16MP12 | Split System | 43500 | 18 | 9 | 2 | R-454B | 650
216751755 | YORK | HH860E2S11 | H,YG3K*60+TXV-BLEED | TM9V080C16MP12 | Split System | 43500 | 18 | 9 | 2 | R-454B | 650
216751773 | YORK | HH860E2S11 | H,YG86*48+TXV-BLEED | TM9V080C16MP12 | Split System | 43500 | 18 | 9 | 2 | R-454B | 650
216751756 | YORK | HH860E2S11 | H,YG48*48+TXV-BLEED | TM9V080C16MP12 | Split System | 43500 | 18 | 9 | 2 | R-454B | 650
216751765 | YORK | HH860E2S11 | H,YG50*48+TXV-BLEED | TM9V080C16MP12 | Split System | 43500 | 18 | 9 | 2 | R-454B | 650
216751771 | YORK | HH860E2S11 | H,YG52*60+TXV-BLEED | TM9V080C16MP12 | Split System | 43500 | 18 | 9 | 2 | R-454B | 650
216751759 | YORK | HH860E2S11 | H,YG54*60+TXV-BLEED | TM9V080C16MP12 | Split System | 43500 | 18 | 9 | 2 | R-454B | 650
216751761 | YORK | HH860E2S11 | H,YG55*60+TXV-BLEED | TM9V080C16MP12 | Split System | 43500 | 18 | 9 | 2 | R-454B | 650
216751758 | YORK | HH860E2S11 | H,YG54*48+TXV-BLEED | TM9V080C16MP12 | Split System | 43500 | 18 | 9 | 2 | R-454B | 650
216751763 | YORK | HH860E2S11 | H,YG49*48+TXV-BLEED | TM9V080C16MP12 | Split System | 43500 | 18 | 9 | 2 | R-454B | 650
216751772 | YORK | HH860E2S11 | H,YG84*48+TXV-BLEED | TM9V080C16MP12 | Split System | 43500 | 18 | 9 | 2 | R-454B | 650
216751764 | YORK | HH860E2S11 | H,YG49*60+TXV-BLEED | TM9V080C16MP12 | Split System | 43500 | 18 | 9 | 2 | R-454B | 650
216751753 | YORK | HH860E2S11 | H,YG72*60+TXV-BLEED | TM9V080C16MP12 | Split System | 43500 | 18 | 9 | 2 | R-454B | 650
216751754 | YORK | HH860E2S11 | H,YG3K*48+TXV-BLEED | TM9V080C16MP12 | Split System | 43500 | 18 | 9 | 2 | R-454B | 650
216751769 | YORK | HH860E2S11 | H,YG74*60+TXV-BLEED | TM9V080C16MP12 | Split System | 43500 | 18 | 9 | 2 | R-454B | 650
216751757 | YORK | HH860E2S11 | H,YG48*60+TXV-BLEED | TM9V080C16MP12 | Split System | 43500 | 18 | 9 | 2 | R-454B | 650
216751766 | YORK | HH860E2S11 | H,YG50*60+TXV-BLEED | TM9V080C16MP12 | Split System | 43500 | 18 | 9 | 2 | R-454B | 650
216751775 | YORK | HH860E2S11 | H,YG88*48+TXV-BLEED | TM9V080C16MP12 | Split System | 43500 | 18 | 9 | 2 | R-454B | 650
216751767 | YORK | HH860E2S11 | H,YG51*48+TXV-BLEED | TM9V080C16MP12 | Split System | 43500 | 18 | 9 | 2 | R-454B | 650
216751768 | YORK | HH860E2S11 | H,YG51*60+TXV-BLEED | TM9V080C16MP12 | Split System | 43500 | 18 | 9 | 2 | R-454B | 650
216751770 | YORK | HH860E2S11 | H,YG52*48+TXV-BLEED | TM9V080C16MP12 | Split System | 43500 | 18 | 9 | 2 | R-454B | 650
216751760 | YORK | HH860E2S11 | H,YG55*48+TXV-BLEED | TM9V080C16MP12 | Split System | 43500 | 18 | 9 | 2 | R-454B | 650
216751762 | YORK | HH860E2S11 | H,YG53*48+TXV-BLEED | TM9V080C16MP12 | Split System | 43500 | 18 | 9 | 2 | R-454B | 650
216751752 | YORK | HH860E2S11 | H,YG72*48+TXV-BLEED | TM9V080C16MP12 | Split System | 43500 | 18 | 9 | 2 | R-454B | 650
216751662 | YORK | HH860E2S11 | H,YG3K*60+TXV-BLEED | TM9E080C16MP12 | Split System | 44500 | 18 | 9 | 2 | R-454B | 650
216751676 | YORK | HH860E2S11 | H,YG74*60+TXV-BLEED | TM9E080C16MP12 | Split System | 44500 | 18 | 9 | 2 | R-454B | 650
216751677 | YORK | HH860E2S11 | H,YG52*48+TXV-BLEED | TM9E080C16MP12 | Split System | 44500 | 18 | 9 | 2 | R-454B | 650
216751711 | YORK | HH860E2S11 | H,YG49*60+TXV-BLEED | TM9E100C16MP12 | Split System | 44500 | 18 | 9 | 2 | R-454B | 650
216751712 | YORK | HH860E2S11 | H,YG50*48+TXV-BLEED | TM9E100C16MP12 | Split System | 44500 | 18 | 9 | 2 | R-454B | 650
216751660 | YORK | HH860E2S11 | H,YG72*60+TXV-BLEED | TM9E080C16MP12 | Split System | 44500 | 18 | 9 | 2 | R-454B | 650
216751678 | YORK | HH860E2S11 | H,YG52*60+TXV-BLEED | TM9E080C16MP12 | Split System | 44500 | 18 | 9 | 2 | R-454B | 650
216751679 | YORK | HH860E2S11 | H,YG84*48+TXV-BLEED | TM9E080C16MP12 | Split System | 44500 | 18 | 9 | 2 | R-454B | 650
216751709 | YORK | HH860E2S11 | H,YG53*48+TXV-BLEED | TM9E100C16MP12 | Split System | 44500 | 18 | 9 | 2 | R-454B | 650
216751710 | YORK | HH860E2S11 | H,YG49*48+TXV-BLEED | TM9E100C16MP12 | Split System | 44500 | 18 | 9 | 2 | R-454B | 650
216751672 | YORK | HH860E2S11 | H,YG50*48+TXV-BLEED | TM9E080C16MP12 | Split System | 44500 | 18 | 9 | 2 | R-454B | 650
216751706 | YORK | HH860E2S11 | H,YG54*60+TXV-BLEED | TM9E100C16MP12 | Split System | 44500 | 18 | 9 | 2 | R-454B | 650
216751715 | YORK | HH860E2S11 | H,YG51*60+TXV-BLEED | TM9E100C16MP12 | Split System | 44500 | 18 | 9 | 2 | R-454B | 650
216751722 | YORK | HH860E2S11 | H,YG88*48+TXV-BLEED | TM9E100C16MP12 | Split System | 44500 | 18 | 9 | 2 | R-454B | 650
216751680 | YORK | HH860E2S11 | H,YG86*48+TXV-BLEED | TM9E080C16MP12 | Split System | 44500 | 18 | 9 | 2 | R-454B | 650
216751716 | YORK | HH860E2S11 | H,YG74*60+TXV-BLEED | TM9E100C16MP12 | Split System | 44500 | 18 | 9 | 2 | R-454B | 650
216751681 | YORK | HH860E2S11 | H,YG86*60+TXV-BLEED | TM9E080C16MP12 | Split System | 44500 | 18 | 9 | 2 | R-454B | 650
216751699 | YORK | HH860E2S11 | H,YG72*48+TXV-BLEED | TM9E100C16MP12 | Split System | 44500 | 18 | 9 | 2 | R-454B | 650
216751708 | YORK | HH860E2S11 | H,YG55*60+TXV-BLEED | TM9E100C16MP12 | Split System | 44500 | 18 | 9 | 2 | R-454B | 650
216751718 | YORK | HH860E2S11 | H,YG52*60+TXV-BLEED | TM9E100C16MP12 | Split System | 44500 | 18 | 9 | 2 | R-454B | 650
216751721 | YORK | HH860E2S11 | H,YG86*60+TXV-BLEED | TM9E100C16MP12 | Split System | 44500 | 18 | 9 | 2 | R-454B | 650
216751659 | YORK | HH860E2S11 | H,YG72*48+TXV-BLEED | TM9E080C16MP12 | Split System | 44500 | 18 | 9 | 2 | R-454B | 650
216751704 | YORK | HH860E2S11 | H,YG48*60+TXV-BLEED | TM9E100C16MP12 | Split System | 44500 | 18 | 9 | 2 | R-454B | 650
216751717 | YORK | HH860E2S11 | H,YG52*48+TXV-BLEED | TM9E100C16MP12 | Split System | 44500 | 18 | 9 | 2 | R-454B | 650
216751664 | YORK | HH860E2S11 | H,YG48*60+TXV-BLEED | TM9E080C16MP12 | Split System | 44500 | 18 | 9 | 2 | R-454B | 650
216751666 | YORK | HH860E2S11 | H,YG54*60+TXV-BLEED | TM9E080C16MP12 | Split System | 44500 | 18 | 9 | 2 | R-454B | 650
216751671 | YORK | HH860E2S11 | H,YG49*60+TXV-BLEED | TM9E080C16MP12 | Split System | 44500 | 18 | 9 | 2 | R-454B | 650
216751673 | YORK | HH860E2S11 | H,YG50*60+TXV-BLEED | TM9E080C16MP12 | Split System | 44500 | 18 | 9 | 2 | R-454B | 650
216751705 | YORK | HH860E2S11 | H,YG54*48+TXV-BLEED | TM9E100C16MP12 | Split System | 44500 | 18 | 9 | 2 | R-454B | 650
216751668 | YORK | HH860E2S11 | H,YG55*60+TXV-BLEED | TM9E080C16MP12 | Split System | 44500 | 18 | 9 | 2 | R-454B | 650
216751669 | YORK | HH860E2S11 | H,YG53*48+TXV-BLEED | TM9E080C16MP12 | Split System | 44500 | 18 | 9 | 2 | R-454B | 650
216751719 | YORK | HH860E2S11 | H,YG84*48+TXV-BLEED | TM9E100C16MP12 | Split System | 44500 | 18 | 9 | 2 | R-454B | 650
216751675 | YORK | HH860E2S11 | H,YG51*60+TXV-BLEED | TM9E080C16MP12 | Split System | 44500 | 18 | 9 | 2 | R-454B | 650
216751700 | YORK | HH860E2S11 | H,YG72*60+TXV-BLEED | TM9E100C16MP12 | Split System | 44500 | 18 | 9 | 2 | R-454B | 650
216751707 | YORK | HH860E2S11 | H,YG55*48+TXV-BLEED | TM9E100C16MP12 | Split System | 44500 | 18 | 9 | 2 | R-454B | 650
216751714 | YORK | HH860E2S11 | H,YG51*48+TXV-BLEED | TM9E100C16MP12 | Split System | 44500 | 18 | 9 | 2 | R-454B | 650
216751663 | YORK | HH860E2S11 | H,YG48*48+TXV-BLEED | TM9E080C16MP12 | Split System | 44500 | 18 | 9 | 2 | R-454B | 650
216751674 | YORK | HH860E2S11 | H,YG51*48+TXV-BLEED | TM9E080C16MP12 | Split System | 44500 | 18 | 9 | 2 | R-454B | 650
216751667 | YORK | HH860E2S11 | H,YG55*48+TXV-BLEED | TM9E080C16MP12 | Split System | 44500 | 18 | 9 | 2 | R-454B | 650
216751670 | YORK | HH860E2S11 | H,YG49*48+TXV-BLEED | TM9E080C16MP12 | Split System | 44500 | 18 | 9 | 2 | R-454B | 650
216751720 | YORK | HH860E2S11 | H,YG86*48+TXV-BLEED | TM9E100C16MP12 | Split System | 44500 | 18 | 9 | 2 | R-454B | 650
216751665 | YORK | HH860E2S11 | H,YG54*48+TXV-BLEED | TM9E080C16MP12 | Split System | 44500 | 18 | 9 | 2 | R-454B | 650
216751683 | YORK | HH860E2S11 | H,YG88*60+TXV-BLEED | TM9E080C16MP12 | Split System | 44500 | 18 | 9 | 2 | R-454B | 650
216751713 | YORK | HH860E2S11 | H,YG50*60+TXV-BLEED | TM9E100C16MP12 | Split System | 44500 | 18 | 9 | 2 | R-454B | 650
216751661 | YORK | HH860E2S11 | H,YG3K*48+TXV-BLEED | TM9E080C16MP12 | Split System | 44500 | 18 | 9 | 2 | R-454B | 650
216751701 | YORK | HH860E2S11 | H,YG3K*48+TXV-BLEED | TM9E100C16MP12 | Split System | 44500 | 18 | 9 | 2 | R-454B | 650
216751702 | YORK | HH860E2S11 | H,YG3K*60+TXV-BLEED | TM9E100C16MP12 | Split System | 44500 | 18 | 9 | 2 | R-454B | 650
216751703 | YORK | HH860E2S11 | H,YG48*48+TXV-BLEED | TM9E100C16MP12 | Split System | 44500 | 18 | 9 | 2 | R-454B | 650
216751682 | YORK | HH860E2S11 | H,YG88*48+TXV-BLEED | TM9E080C16MP12 | Split System | 44500 | 18 | 9 | 2 | R-454B | 650
216751723 | YORK | HH860E2S11 | H,YG88*60+TXV-BLEED | TM9E100C16MP12 | Split System | 44500 | 18 | 9 | 2 | R-454B | 650
216752022 | YORK | HH836E2S11 | H,YG37*36+TXV-BLEED | Y91E080C20SMPS1 | Split System | 34000 | 19 | 9 | 2 | R-454B | 650
216752023 | YORK | HH836E2S11 | H,YG48*36+TXV-BLEED | Y91E080C20SMPS1 | Split System | 34000 | 19 | 9 | 2 | R-454B | 650
216752024 | YORK | HH836E2S11 | H,YG80*36+TXV-BLEED | Y91E080C20SMPS1 | Split System | 34000 | 19 | 9 | 2 | R-454B | 650
216752021 | YORK | HH836E2S11 | H,YG36*36+TXV-BLEED | Y91E080C20SMPS1 | Split System | 34000 | 19 | 9 | 2 | R-454B | 650
216752025 | YORK | HH836E2S11 | H,YG81*36+TXV-BLEED | Y91E080C20SMPS1 | Split System | 34000 | 19 | 9 | 2 | R-454B | 650
216751996 | YORK | HH836E2S11 | H,YG36*36+TXV-BLEED | TM9V100C20MP12 | Split System | 34200 | 19 | 9 | 2 | R-454B | 650
216751999 | YORK | HH836E2S11 | H,YG80*36+TXV-BLEED | TM9V100C20MP12 | Split System | 34200 | 19 | 9 | 2 | R-454B | 650
216751997 | YORK | HH836E2S11 | H,YG37*36+TXV-BLEED | TM9V100C20MP12 | Split System | 34200 | 19 | 9 | 2 | R-454B | 650
216751998 | YORK | HH836E2S11 | H,YG48*36+TXV-BLEED | TM9V100C20MP12 | Split System | 34200 | 19 | 9 | 2 | R-454B | 650
216752000 | YORK | HH836E2S11 | H,YG81*36+TXV-BLEED | TM9V100C20MP12 | Split System | 34200 | 19 | 9 | 2 | R-454B | 650
216752020 | YORK | HH836E2S11 | H,YG81*36+TXV-BLEED | Y91E080C16SMPS1 | Split System | 34400 | 19 | 9 | 2 | R-454B | 650
216752017 | YORK | HH836E2S11 | H,YG37*36+TXV-BLEED | Y91E080C16SMPS1 | Split System | 34400 | 19 | 9 | 2 | R-454B | 650
216752018 | YORK | HH836E2S11 | H,YG48*36+TXV-BLEED | Y91E080C16SMPS1 | Split System | 34400 | 19 | 9 | 2 | R-454B | 650
216752019 | YORK | HH836E2S11 | H,YG80*36+TXV-BLEED | Y91E080C16SMPS1 | Split System | 34400 | 19 | 9 | 2 | R-454B | 650
216752016 | YORK | HH836E2S11 | H,YG36*36+TXV-BLEED | Y91E080C16SMPS1 | Split System | 34400 | 19 | 9 | 2 | R-454B | 650
216751946 | YORK | HH836E2S11 | H,YG36*36+TXV-BLEED | TM8Y100C20MP11 | Split System | 34600 | 19 | 9 | 2 | R-454B | 650
216751947 | YORK | HH836E2S11 | H,YG37*36+TXV-BLEED | TM8Y100C20MP11 | Split System | 34600 | 19 | 9 | 2 | R-454B | 650
216751952 | YORK | HH836E2S11 | H,YG37*36+TXV-BLEED | TM8Y120C20MP11 | Split System | 34600 | 19 | 9 | 2 | R-454B | 650
216751954 | YORK | HH836E2S11 | H,YG80*36+TXV-BLEED | TM8Y120C20MP11 | Split System | 34600 | 19 | 9 | 2 | R-454B | 650
216751949 | YORK | HH836E2S11 | H,YG80*36+TXV-BLEED | TM8Y100C20MP11 | Split System | 34600 | 19 | 9 | 2 | R-454B | 650
216751953 | YORK | HH836E2S11 | H,YG48*36+TXV-BLEED | TM8Y120C20MP11 | Split System | 34600 | 19 | 9 | 2 | R-454B | 650
216751948 | YORK | HH836E2S11 | H,YG48*36+TXV-BLEED | TM8Y100C20MP11 | Split System | 34600 | 19 | 9 | 2 | R-454B | 650
216751951 | YORK | HH836E2S11 | H,YG36*36+TXV-BLEED | TM8Y120C20MP11 | Split System | 34600 | 19 | 9 | 2 | R-454B | 650
216751950 | YORK | HH836E2S11 | H,YG81*36+TXV-BLEED | TM8Y100C20MP11 | Split System | 34600 | 19 | 9 | 2 | R-454B | 650
216751955 | YORK | HH836E2S11 | H,YG81*36+TXV-BLEED | TM8Y120C20MP11 | Split System | 34600 | 19 | 9 | 2 | R-454B | 650
216751642 | YORK | HH860E2S11 | H,YG72*60+TXV-BLEED | TM8Y120C20MP11 | Split System | 54000 | 19 | 9 | 2 | R-454B | 650
216751626 | YORK | HH860E2S11 | H,YG72*60+TXV-BLEED | TM8Y100C20MP11 | Split System | 54000 | 19 | 9 | 2 | R-454B | 650
216751631 | YORK | HH860E2S11 | H,YG54*60+TXV-BLEED | TM8Y100C20MP11 | Split System | 54000 | 19 | 9 | 2 | R-454B | 650
216751650 | YORK | HH860E2S11 | H,YG50*60+TXV-BLEED | TM8Y120C20MP11 | Split System | 54000 | 19 | 9 | 2 | R-454B | 650
216751653 | YORK | HH860E2S11 | H,YG52*60+TXV-BLEED | TM8Y120C20MP11 | Split System | 54000 | 19 | 9 | 2 | R-454B | 650
216751635 | YORK | HH860E2S11 | H,YG51*60+TXV-BLEED | TM8Y100C20MP11 | Split System | 54000 | 19 | 9 | 2 | R-454B | 650
216751633 | YORK | HH860E2S11 | H,YG49*60+TXV-BLEED | TM8Y100C20MP11 | Split System | 54000 | 19 | 9 | 2 | R-454B | 650
216751637 | YORK | HH860E2S11 | H,YG52*60+TXV-BLEED | TM8Y100C20MP11 | Split System | 54000 | 19 | 9 | 2 | R-454B | 650
216751652 | YORK | HH860E2S11 | H,YG74*60+TXV-BLEED | TM8Y120C20MP11 | Split System | 54000 | 19 | 9 | 2 | R-454B | 650
216751632 | YORK | HH860E2S11 | H,YG55*60+TXV-BLEED | TM8Y100C20MP11 | Split System | 54000 | 19 | 9 | 2 | R-454B | 650
216751648 | YORK | HH860E2S11 | H,YG55*60+TXV-BLEED | TM8Y120C20MP11 | Split System | 54000 | 19 | 9 | 2 | R-454B | 650
216751647 | YORK | HH860E2S11 | H,YG54*60+TXV-BLEED | TM8Y120C20MP11 | Split System | 54000 | 19 | 9 | 2 | R-454B | 650
216751649 | YORK | HH860E2S11 | H,YG49*60+TXV-BLEED | TM8Y120C20MP11 | Split System | 54000 | 19 | 9 | 2 | R-454B | 650
216751634 | YORK | HH860E2S11 | H,YG50*60+TXV-BLEED | TM8Y100C20MP11 | Split System | 54000 | 19 | 9 | 2 | R-454B | 650
216751636 | YORK | HH860E2S11 | H,YG74*60+TXV-BLEED | TM8Y100C20MP11 | Split System | 54000 | 19 | 9 | 2 | R-454B | 650
216751651 | YORK | HH860E2S11 | H,YG51*60+TXV-BLEED | TM8Y120C20MP11 | Split System | 54000 | 19 | 9 | 2 | R-454B | 650
216751638 | YORK | HH860E2S11 | H,YG84*60+TXV-BLEED | TM8Y100C20MP11 | Split System | 54000 | 19 | 9 | 2 | R-454B | 650
216751640 | YORK | HH860E2S11 | H,YG88*60+TXV-BLEED | TM8Y100C20MP11 | Split System | 54000 | 19 | 9 | 2 | R-454B | 650
216751656 | YORK | HH860E2S11 | H,YG88*60+TXV-BLEED | TM8Y120C20MP11 | Split System | 54000 | 19 | 9 | 2 | R-454B | 650
216751654 | YORK | HH860E2S11 | H,YG84*60+TXV-BLEED | TM8Y120C20MP11 | Split System | 54000 | 19 | 9 | 2 | R-454B | 650
216751639 | YORK | HH860E2S11 | H,YG86*60+TXV-BLEED | TM8Y100C20MP11 | Split System | 54000 | 19 | 9 | 2 | R-454B | 650
216751655 | YORK | HH860E2S11 | H,YG86*60+TXV-BLEED | TM8Y120C20MP11 | Split System | 54000 | 19 | 9 | 2 | R-454B | 650
215425875 | LUXAIRE | HH824E2S11 | H,YE32*30+TXV-BLEED | Z8ET080B12LMPS1 | Split System | 22200 | 18 | 9.1 | 1.94 | R-454B | 650
215425872 | LUXAIRE | HH824E2S11 | H,YE32*30+TXV-BLEED | Z8ES080B12SMPS1 | Split System | 22200 | 18 | 9.1 | 1.94 | R-454B | 650
215425799 | YORK | HH824E2S11 | H,YE32*24+TXV | Y82E080B12LMPS1 | Split System | 22200 | 18 | 9.1 | 1.94 | R-454B | 650
215424612 | YORK | HH824E2S11 | H,YE32*36+TXV | Y81E080B12SMPS1 | Split System | 22200 | 18 | 9.1 | 1.94 | R-454B | 650
215425798 | YORK | HH824E2S11 | H,YE32*30+TXV-BLEED | Y82E080B12LMPS1 | Split System | 22200 | 18 | 9.1 | 1.94 | R-454B | 650
215425779 | YORK | HH824E2S11 | H,YE32*30+TXV-BLEED | Y81E080B12SMPS1 | Split System | 22200 | 18 | 9.1 | 1.94 | R-454B | 650
215425781 | YORK | HH824E2S11 | H,YE32*30+TXV | Y81E080B12SMPS1 | Split System | 22200 | 18 | 9.1 | 1.94 | R-454B | 650
215424637 | YORK | HH824E2S11 | H,YE32*36+TXV | Y82E080B12LMPS1 | Split System | 22200 | 18 | 9.1 | 1.94 | R-454B | 650
215425800 | YORK | HH824E2S11 | H,YE32*30+TXV | Y82E080B12LMPS1 | Split System | 22200 | 18 | 9.1 | 1.94 | R-454B | 650
215425780 | YORK | HH824E2S11 | H,YE32*24+TXV | Y81E080B12SMPS1 | Split System | 22200 | 18 | 9.1 | 1.94 | R-454B | 650
218448605 | Grandaire | D5CUHAH30AAK | CE3005A*+TXV |  | Split System | 29000 | 16 | 9.25 | 1.8 | R-454B | 650
218448606 | Grandaire | D5CUHAH30AAK | CE3005C*+TXV |  | Split System | 29000 | 16 | 9.25 | 1.8 | R-454B | 650
218448672 | TEMPSTAR | D5CUHAH30AAK | CE3005A*+TXV |  | Split System | 29000 | 16 | 9.25 | 1.8 | R-454B | 650
217496731 | BRYANT | 37MUHAQ30AA3 | C36A***L13*+TXV+CBPE4B* |  | Split System | 29000 | 16 | 9.3 | 1.8 | R-454B | 650
217496740 | BRYANT | 37MUHAQ30AA3 | V,C36H175P13*+TXV+CBPE4B* |  | Split System | 29000 | 16 | 9.4 | 1.82 | R-454B | 650
217496672 | BRYANT | 37MUHAQ30AA3 | PL36H175P14*+TXV+TD |  | Split System | 29000 | 16 | 9.45 | 1.82 | R-454B | 650
217491935 | CARRIER | 37MUHAQ18AA3 | PL36H175P15*+TXV | 58SP*B070V14**12 | Split System | 17800 | 15.2 | 9.5 | 2 | R-454B | 650
217496738 | BRYANT | 37MUHAQ30AA3 | V,C36H***P21*+TXV+CBPE3A* |  | Split System | 29000 | 16 | 9.5 | 1.84 | R-454B | 650
217496737 | BRYANT | 37MUHAQ30AA3 | C36A***L15*+TXV+CBPE4B* |  | Split System | 29000 | 16 | 9.55 | 1.84 | R-454B | 650
217496674 | BRYANT | 37MUHAQ30AA3 | PL36H175P15*+TXV+TD |  | Split System | 29000 | 16 | 9.6 | 1.85 | R-454B | 650
217496319 | BRYANT HEATING AND COOLING SYSTEMS | 37MUHAQ18AA3 | PL36H***P44*+TXV | 83*SB48060M17*** | Split System | 17800 | 15.2 | 10 | 1.98 | R-454B | 650
215425876 | LUXAIRE | HH824E2S11 | H,YE32*30+TXV-BLEED | Z9ES026A08SMPS1 | Split System | 22200 | 17 | 8.2 | 1.94 | R-454B | 650
215425877 | LUXAIRE | HH824E2S11 | H,YE32*30+TXV-BLEED | Z9ES040A10SMPS1 | Split System | 22200 | 17 | 8.2 | 1.94 | R-454B | 650
215425878 | LUXAIRE | HH824E2S11 | H,YE32*30+TXV-BLEED | Z9ES060A10SMPS1 | Split System | 22200 | 17 | 8.2 | 1.94 | R-454B | 650
215425819 | YORK | HH824E2S11 | H,YE32*30+TXV-BLEED | Y91E060A10SMPS1 | Split System | 22200 | 17 | 8.2 | 1.94 | R-454B | 650
215425812 | YORK | HH824E2S11 | H,YE32*30+TXV-BLEED | Y91E040A10SMPS1 | Split System | 22200 | 17 | 8.2 | 1.94 | R-454B | 650
215425805 | YORK | HH824E2S11 | H,YE32*30+TXV-BLEED | Y91E026A08SMPS1 | Split System | 22200 | 17 | 8.2 | 1.94 | R-454B | 650
215425814 | YORK | HH824E2S11 | H,YE32*30+TXV | Y91E040A10SMPS1 | Split System | 22200 | 17 | 8.2 | 1.94 | R-454B | 650
215425821 | YORK | HH824E2S11 | H,YE32*30+TXV | Y91E060A10SMPS1 | Split System | 22200 | 17 | 8.2 | 1.94 | R-454B | 650
215424664 | YORK | HH824E2S11 | H,YE32*36+TXV | Y91E060A10SMPS1 | Split System | 22200 | 17 | 8.2 | 1.94 | R-454B | 650
215425806 | YORK | HH824E2S11 | H,YE32*24+TXV | Y91E026A08SMPS1 | Split System | 22200 | 17 | 8.2 | 1.94 | R-454B | 650
215425813 | YORK | HH824E2S11 | H,YE32*24+TXV | Y91E040A10SMPS1 | Split System | 22200 | 17 | 8.2 | 1.94 | R-454B | 650
215424646 | YORK | HH824E2S11 | H,YE32*36+TXV | Y91E026A08SMPS1 | Split System | 22200 | 17 | 8.2 | 1.94 | R-454B | 650
215425820 | YORK | HH824E2S11 | H,YE32*24+TXV | Y91E060A10SMPS1 | Split System | 22200 | 17 | 8.2 | 1.94 | R-454B | 650
215424655 | YORK | HH824E2S11 | H,YE32*36+TXV | Y91E040A10SMPS1 | Split System | 22200 | 17 | 8.2 | 1.94 | R-454B | 650
215425807 | YORK | HH824E2S11 | H,YE32*30+TXV | Y91E026A08SMPS1 | Split System | 22200 | 17 | 8.2 | 1.94 | R-454B | 650
215424733 | LUXAIRE | HH824E2S11 | H,YE7J*36+TXV-BLEED | Z9ES060A10SMPS1 | Split System | 22400 | 17 | 8.3 | 1.96 | R-454B | 650
215424732 | LUXAIRE | HH824E2S11 | H,YE7J*36+TXV-BLEED | Z9ES040A10SMPS1 | Split System | 22400 | 17 | 8.3 | 1.96 | R-454B | 650
215424731 | LUXAIRE | HH824E2S11 | H,YE7J*36+TXV-BLEED | Z9ES026A08SMPS1 | Split System | 22400 | 17 | 8.3 | 1.96 | R-454B | 650
215424657 | YORK | HH824E2S11 | H,YE7J*36+TXV-BLEED | Y91E040A10SMPS1 | Split System | 22400 | 17 | 8.3 | 1.96 | R-454B | 650
215424659 | YORK | HH824E2S11 | H,YE7J*36+TXV | Y91E040A10SMPS1 | Split System | 22400 | 17 | 8.3 | 1.96 | R-454B | 650
215424647 | YORK | HH824E2S11 | H,YE33*36+TXV | Y91E026A08SMPS1 | Split System | 22400 | 17 | 8.3 | 1.96 | R-454B | 650
215424668 | YORK | HH824E2S11 | H,YE7J*36+TXV | Y91E060A10SMPS1 | Split System | 22400 | 17 | 8.3 | 1.96 | R-454B | 650
215424648 | YORK | HH824E2S11 | H,YE7J*36+TXV-BLEED | Y91E026A08SMPS1 | Split System | 22400 | 17 | 8.3 | 1.96 | R-454B | 650
215424649 | YORK | HH824E2S11 | H,YE7J*30+TXV | Y91E026A08SMPS1 | Split System | 22400 | 17 | 8.3 | 1.96 | R-454B | 650
215424665 | YORK | HH824E2S11 | H,YE33*36+TXV | Y91E060A10SMPS1 | Split System | 22400 | 17 | 8.3 | 1.96 | R-454B | 650
215425822 | YORK | HH824E2S11 | H,YE33*30+TXV | Y91E060A10SMPS1 | Split System | 22400 | 17 | 8.3 | 1.96 | R-454B | 650
215425823 | YORK | HH824E2S11 | H,YE7J*24+TXV | Y91E060A10SMPS1 | Split System | 22400 | 17 | 8.3 | 1.96 | R-454B | 650
215425816 | YORK | HH824E2S11 | H,YE7J*24+TXV | Y91E040A10SMPS1 | Split System | 22400 | 17 | 8.3 | 1.96 | R-454B | 650
215424650 | YORK | HH824E2S11 | H,YE7J*36+TXV | Y91E026A08SMPS1 | Split System | 22400 | 17 | 8.3 | 1.96 | R-454B | 650
215424667 | YORK | HH824E2S11 | H,YE7J*30+TXV | Y91E060A10SMPS1 | Split System | 22400 | 17 | 8.3 | 1.96 | R-454B | 650
215425809 | YORK | HH824E2S11 | H,YE7J*24+TXV | Y91E026A08SMPS1 | Split System | 22400 | 17 | 8.3 | 1.96 | R-454B | 650
215424666 | YORK | HH824E2S11 | H,YE7J*36+TXV-BLEED | Y91E060A10SMPS1 | Split System | 22400 | 17 | 8.3 | 1.96 | R-454B | 650
215425808 | YORK | HH824E2S11 | H,YE33*30+TXV | Y91E026A08SMPS1 | Split System | 22400 | 17 | 8.3 | 1.96 | R-454B | 650
215424658 | YORK | HH824E2S11 | H,YE7J*30+TXV | Y91E040A10SMPS1 | Split System | 22400 | 17 | 8.3 | 1.96 | R-454B | 650
216732370 | BOSCH | BOVA-60RXB-M15S | PL36H175P14*+TXV+AEFE4B* |  | Split System | 33600 | 16 | 8.35 | 1.78 | R-454B | 650
216760248 | BOSCH | BOVA-60RXB-M15S | H,GE8J*36+TXV+AEFE3A* |  | Split System | 33600 | 16 | 8.35 | 1.78 | R-454B | 650
216760247 | BOSCH | BOVA-60RXB-M15S | H,GE8J*36+TXV+AEFE4B* |  | Split System | 33600 | 16 | 8.35 | 1.78 | R-454B | 650
216760237 | BOSCH | BOVA-60RXB-M15S | V,G36H175D14*+TXV+AEFE4B* |  | Split System | 33600 | 16 | 8.35 | 1.78 | R-454B | 650
215424337 | LUXAIRE | HH860E2S11 | H,YE36*60+TXV-BLEED | Z9ES100C20SMPS1 | Split System | 45000 | 17 | 8.4 | 1.98 | R-454B | 650
215424335 | LUXAIRE | HH860E2S11 | H,YE36*60+TXV-BLEED | Z9ES100C16SMPS1 | Split System | 45000 | 17 | 8.4 | 1.98 | R-454B | 650
215424339 | LUXAIRE | HH860E2S11 | H,YE36*60+TXV-BLEED | Z9ES120D20SMPS1 | Split System | 46000 | 17 | 8.4 | 1.98 | R-454B | 650
215424041 | YORK | HH860E2S11 | H,YE36*60+TXV | Y91E100C16SMPS1 | Split System | 45000 | 17 | 8.4 | 1.98 | R-454B | 650
215424040 | YORK | HH860E2S11 | H,YE36*48+TXV | Y91E100C16SMPS1 | Split System | 45000 | 17 | 8.4 | 1.98 | R-454B | 650
215424059 | YORK | HH860E2S11 | H,YE36*60+TXV | Y91E100C20SMPS1 | Split System | 45000 | 17 | 8.4 | 1.98 | R-454B | 650
215424039 | YORK | HH860E2S11 | H,YE36*60+TXV-BLEED | Y91E100C16SMPS1 | Split System | 45000 | 17 | 8.4 | 1.98 | R-454B | 650
215424058 | YORK | HH860E2S11 | H,YE36*48+TXV | Y91E100C20SMPS1 | Split System | 45000 | 17 | 8.4 | 1.98 | R-454B | 650
215424057 | YORK | HH860E2S11 | H,YE36*60+TXV-BLEED | Y91E100C20SMPS1 | Split System | 45000 | 17 | 8.4 | 1.98 | R-454B | 650
215424077 | YORK | HH860E2S11 | H,YE36*60+TXV | Y91E120D20SMPS1 | Split System | 46000 | 17 | 8.4 | 1.98 | R-454B | 650
215424076 | YORK | HH860E2S11 | H,YE36*48+TXV | Y91E120D20SMPS1 | Split System | 46000 | 17 | 8.4 | 1.98 | R-454B | 650
215424075 | YORK | HH860E2S11 | H,YE36*60+TXV-BLEED | Y91E120D20SMPS1 | Split System | 46000 | 17 | 8.4 | 1.98 | R-454B | 650
216732373 | BOSCH | BOVA-60RXB-M15S | PL36H***P44*+TXV+AEFE3A* |  | Split System | 33800 | 16 | 8.45 | 1.78 | R-454B | 650
215425592 | YORK | HH860E2S11 | H,YE1K*48+TXV | Y91E100C16SMPS1 | Split System | 45000 | 17 | 8.45 | 1.98 | R-454B | 650
215425603 | YORK | HH860E2S11 | H,YE1K*48+TXV | Y91E100C20SMPS1 | Split System | 45000 | 17 | 8.45 | 1.98 | R-454B | 650
215425614 | YORK | HH860E2S11 | H,YE1K*48+TXV | Y91E120D20SMPS1 | Split System | 46000 | 17 | 8.45 | 1.98 | R-454B | 650
215425854 | LUXAIRE | HH824E2S11 | H,YE32*30+TXV-BLEED | TM8E040A12MP11 | Split System | 22200 | 16 | 8.65 | 1.94 | R-454B | 650
215424446 | YORK | HH824E2S11 | H,YE32*36+TXV | TM8E040A12MP11 | Split System | 22200 | 16 | 8.65 | 1.94 | R-454B | 650
215425654 | YORK | HH824E2S11 | H,YE32*24+TXV | TM8E040A12MP11 | Split System | 22200 | 16 | 8.65 | 1.94 | R-454B | 650
215425655 | YORK | HH824E2S11 | H,YE32*30+TXV | TM8E040A12MP11 | Split System | 22200 | 16 | 8.65 | 1.94 | R-454B | 650
215425653 | YORK | HH824E2S11 | H,YE32*30+TXV-BLEED | TM8E040A12MP11 | Split System | 22200 | 16 | 8.65 | 1.94 | R-454B | 650
215425867 | LUXAIRE | HH824E2S11 | H,YE32*30+TXV-BLEED | TM9V080B12MP12 | Split System | 22200 | 17 | 8.65 | 1.94 | R-454B | 650
215425871 | LUXAIRE | HH824E2S11 | H,YE32*30+TXV-BLEED | Z8ES060A12SMPS1 | Split System | 22200 | 17 | 8.65 | 1.94 | R-454B | 650
215425857 | LUXAIRE | HH824E2S11 | H,YE32*30+TXV-BLEED | TM8E100B12MP11 | Split System | 22200 | 17 | 8.65 | 1.94 | R-454B | 650
215425880 | LUXAIRE | HH824E2S11 | H,YE32*30+TXV-BLEED | Z9ES080B12SMPS1 | Split System | 22200 | 17 | 8.65 | 1.94 | R-454B | 650
215425859 | LUXAIRE | HH824E2S11 | H,YE32*30+TXV-BLEED | TM8Y080B12MP11 | Split System | 22200 | 17 | 8.65 | 1.94 | R-454B | 650
215425853 | LUXAIRE | HH824E2S11 | H,YE32*30+TXV-BLEED | LP9C080B12MP13 | Split System | 22200 | 17 | 8.65 | 1.94 | R-454B | 650
215425870 | LUXAIRE | HH824E2S11 | H,YE32*30+TXV-BLEED | TM9Y080B12MP11 | Split System | 22200 | 17 | 8.65 | 1.94 | R-454B | 650
215425856 | LUXAIRE | HH824E2S11 | H,YE32*30+TXV-BLEED | TM8E080B12MP11 | Split System | 22200 | 17 | 8.65 | 1.94 | R-454B | 650
215424473 | YORK | HH824E2S11 | H,YE32*36+TXV | TM8E100B12MP11 | Split System | 22200 | 17 | 8.65 | 1.94 | R-454B | 650
215424565 | YORK | HH824E2S11 | H,YE32*36+TXV | TM9V080B12MP12 | Split System | 22200 | 17 | 8.65 | 1.94 | R-454B | 650
215424493 | YORK | HH824E2S11 | H,YE32*36+TXV | TM8Y080B12MP11 | Split System | 22200 | 17 | 8.65 | 1.94 | R-454B | 650
215425668 | YORK | HH824E2S11 | H,YE32*24+TXV | TM8E080B12MP11 | Split System | 22200 | 17 | 8.65 | 1.94 | R-454B | 650
215425835 | YORK | HH824E2S11 | H,YE32*30+TXV | Y91E080B12SMPS1 | Split System | 22200 | 17 | 8.65 | 1.94 | R-454B | 650
215425676 | YORK | HH824E2S11 | H,YE32*30+TXV | TM8E100B12MP11 | Split System | 22200 | 17 | 8.65 | 1.94 | R-454B | 650
215424592 | YORK | HH824E2S11 | H,YE32*36+TXV | TM9Y080B12MP11 | Split System | 22200 | 17 | 8.65 | 1.94 | R-454B | 650
215425667 | YORK | HH824E2S11 | H,YE32*30+TXV-BLEED | TM8E080B12MP11 | Split System | 22200 | 17 | 8.65 | 1.94 | R-454B | 650
215425674 | YORK | HH824E2S11 | H,YE32*30+TXV-BLEED | TM8E100B12MP11 | Split System | 22200 | 17 | 8.65 | 1.94 | R-454B | 650
215425690 | YORK | HH824E2S11 | H,YE32*30+TXV | TM8Y080B12MP11 | Split System | 22200 | 17 | 8.65 | 1.94 | R-454B | 650
215425688 | YORK | HH824E2S11 | H,YE32*30+TXV-BLEED | TM8Y080B12MP11 | Split System | 22200 | 17 | 8.65 | 1.94 | R-454B | 650
215425675 | YORK | HH824E2S11 | H,YE32*24+TXV | TM8E100B12MP11 | Split System | 22200 | 17 | 8.65 | 1.94 | R-454B | 650
215424603 | YORK | HH824E2S11 | H,YE32*36+TXV | Y81E060A12SMPS1 | Split System | 22200 | 17 | 8.65 | 1.94 | R-454B | 650
215425772 | YORK | HH824E2S11 | H,YE32*30+TXV-BLEED | Y81E060A12SMPS1 | Split System | 22200 | 17 | 8.65 | 1.94 | R-454B | 650
215425744 | YORK | HH824E2S11 | H,YE32*30+TXV-BLEED | TM9V080B12MP12 | Split System | 22200 | 17 | 8.65 | 1.94 | R-454B | 650
215425833 | YORK | HH824E2S11 | H,YE32*30+TXV-BLEED | Y91E080B12SMPS1 | Split System | 22200 | 17 | 8.65 | 1.94 | R-454B | 650
215424682 | YORK | HH824E2S11 | H,YE32*36+TXV | Y91E080B12SMPS1 | Split System | 22200 | 17 | 8.65 | 1.94 | R-454B | 650
215424700 | YORK | HH824E2S11 | H,YE32*36+TXV | YP9C080B12MP13 | Split System | 22200 | 17 | 8.65 | 1.94 | R-454B | 650
215425774 | YORK | HH824E2S11 | H,YE32*30+TXV | Y81E060A12SMPS1 | Split System | 22200 | 17 | 8.65 | 1.94 | R-454B | 650
215425847 | YORK | HH824E2S11 | H,YE32*30+TXV-BLEED | YP9C080B12MP13 | Split System | 22200 | 17 | 8.65 | 1.94 | R-454B | 650
215425849 | YORK | HH824E2S11 | H,YE32*30+TXV | YP9C080B12MP13 | Split System | 22200 | 17 | 8.65 | 1.94 | R-454B | 650
215425746 | YORK | HH824E2S11 | H,YE32*30+TXV | TM9V080B12MP12 | Split System | 22200 | 17 | 8.65 | 1.94 | R-454B | 650
215425766 | YORK | HH824E2S11 | H,YE32*24+TXV | TM9Y080B12MP11 | Split System | 22200 | 17 | 8.65 | 1.94 | R-454B | 650
215425669 | YORK | HH824E2S11 | H,YE32*30+TXV | TM8E080B12MP11 | Split System | 22200 | 17 | 8.65 | 1.94 | R-454B | 650
215425767 | YORK | HH824E2S11 | H,YE32*30+TXV | TM9Y080B12MP11 | Split System | 22200 | 17 | 8.65 | 1.94 | R-454B | 650
215425765 | YORK | HH824E2S11 | H,YE32*30+TXV-BLEED | TM9Y080B12MP11 | Split System | 22200 | 17 | 8.65 | 1.94 | R-454B | 650
215425689 | YORK | HH824E2S11 | H,YE32*24+TXV | TM8Y080B12MP11 | Split System | 22200 | 17 | 8.65 | 1.94 | R-454B | 650
215425773 | YORK | HH824E2S11 | H,YE32*24+TXV | Y81E060A12SMPS1 | Split System | 22200 | 17 | 8.65 | 1.94 | R-454B | 650
215425848 | YORK | HH824E2S11 | H,YE32*24+TXV | YP9C080B12MP13 | Split System | 22200 | 17 | 8.65 | 1.94 | R-454B | 650
215424464 | YORK | HH824E2S11 | H,YE32*36+TXV | TM8E080B12MP11 | Split System | 22200 | 17 | 8.65 | 1.94 | R-454B | 650
215425834 | YORK | HH824E2S11 | H,YE32*24+TXV | Y91E080B12SMPS1 | Split System | 22200 | 17 | 8.65 | 1.94 | R-454B | 650
215425745 | YORK | HH824E2S11 | H,YE32*24+TXV | TM9V080B12MP12 | Split System | 22200 | 17 | 8.65 | 1.94 | R-454B | 650
215425874 | LUXAIRE | HH824E2S11 | H,YE32*30+TXV-BLEED | Z8ET060A12LMPS1 | Split System | 22200 | 18 | 8.65 | 1.94 | R-454B | 650
214776379 | YORK | HH824E2S11 | CH360**C+TXV | Y82E060A12LMPS1 | Split System | 22200 | 18 | 8.65 | 1.94 | R-454B | 650
215425791 | YORK | HH824E2S11 | H,YE32*30+TXV-BLEED | Y82E060A12LMPS1 | Split System | 22200 | 18 | 8.65 | 1.94 | R-454B | 650
215424628 | YORK | HH824E2S11 | H,YE32*36+TXV | Y82E060A12LMPS1 | Split System | 22200 | 18 | 8.65 | 1.94 | R-454B | 650
215425793 | YORK | HH824E2S11 | H,YE32*30+TXV | Y82E060A12LMPS1 | Split System | 22200 | 18 | 8.65 | 1.94 | R-454B | 650
215425792 | YORK | HH824E2S11 | H,YE32*24+TXV | Y82E060A12LMPS1 | Split System | 22200 | 18 | 8.65 | 1.94 | R-454B | 650
217025646 | AMERICAN STANDARD | 5A6H7060A1 | V,T60H210P19*+TXV | S9X1C100U5PSB | Split System | 51000 | 15.2 | 8.7 | 2.17 | R-454B | 650
217025648 | AMERICAN STANDARD | 5A6H7060A1 | H,TG86*60+TXV | S9X1C100U5PSB | Split System | 51000 | 15.2 | 8.7 | 2.17 | R-454B | 650
217025660 | AMERICAN STANDARD | 5A6H7060A1 | PL60H210P19*+TXV | S9X2C100U5PSB | Split System | 51000 | 15.2 | 8.7 | 2.17 | R-454B | 650
217025645 | AMERICAN STANDARD | 5A6H7060A1 | PL60H210P19*+TXV | S9X1C100U5PSB | Split System | 51000 | 15.2 | 8.7 | 2.17 | R-454B | 650
217025663 | AMERICAN STANDARD | 5A6H7060A1 | H,TG86*60+TXV | S9X2C100U5PSB | Split System | 51000 | 15.2 | 8.7 | 2.17 | R-454B | 650
217025566 | AMERICAN STANDARD | 5A6H7060A1 | H,TG84*60+TXV | S8V2C080M5PCB | Split System | 51000 | 15.2 | 8.7 | 2.18 | R-454B | 650
217025664 | AMERICAN STANDARD | 5A6H7060A1 | PL60H245P18*+TXV | S9X2D120U5PSB | Split System | 51000 | 15.2 | 8.7 | 2.19 | R-454B | 650
217025578 | AMERICAN STANDARD | 5A6H7060A1 | H,TG84*60+TXV | S8V2C100M5PCB | Split System | 51500 | 15.2 | 8.7 | 2.19 | R-454B | 650
217025573 | AMERICAN STANDARD | 5A6H7060A1 | H,TG86*60+TXV | S8V2C080M5PDB | Split System | 52000 | 15.2 | 8.7 | 2.21 | R-454B | 650
217025570 | AMERICAN STANDARD | 5A6H7060A1 | PL60H210P19*+TXV | S8V2C080M5PDB | Split System | 52000 | 15.2 | 8.7 | 2.21 | R-454B | 650
217025571 | AMERICAN STANDARD | 5A6H7060A1 | V,T60H210P19*+TXV | S8V2C080M5PDB | Split System | 52000 | 15.2 | 8.7 | 2.21 | R-454B | 650
215424672 | YORK | HH824E2S11 | H,YE31*30+TXV | Y91E060B12SMPS1 | Split System | 22600 | 16 | 8.75 | 1.96 | R-454B | 650
215424671 | YORK | HH824E2S11 | H,YE31*24+TXV | Y91E060B12SMPS1 | Split System | 22600 | 16 | 8.75 | 1.96 | R-454B | 650
215424709 | LUXAIRE | HH824E2S11 | H,YE7J*36+TXV-BLEED | TM8E040A12MP11 | Split System | 22400 | 16 | 8.8 | 1.96 | R-454B | 650
216751495 | YORK | HH824E2S11 | H,YG7J*36+TXV-BLEED | TM9E040A10MP12 | Split System | 22400 | 16 | 8.8 | 1.96 | R-454B | 650
216751509 | YORK | HH824E2S11 | H,YG33*36+TXV-BLEED | TM9V040A10MP12 | Split System | 22400 | 16 | 8.8 | 1.96 | R-454B | 650
216751488 | YORK | HH824E2S11 | H,YG7J*36+TXV-BLEED | TM9E026A08MP12 | Split System | 22400 | 16 | 8.8 | 1.96 | R-454B | 650
216751493 | YORK | HH824E2S11 | H,YG33*36+TXV-BLEED | TM9E040A10MP12 | Split System | 22400 | 16 | 8.8 | 1.96 | R-454B | 650
216751511 | YORK | HH824E2S11 | H,YG7J*36+TXV-BLEED | TM9V040A10MP12 | Split System | 22400 | 16 | 8.8 | 1.96 | R-454B | 650
216752077 | YORK | HH824E2S11 | H,YG7J*30+TXV-BLEED | TM9Y040A10MP11 | Split System | 22400 | 16 | 8.8 | 1.96 | R-454B | 650
216752060 | YORK | HH824E2S11 | H,YG7J*30+TXV-BLEED | TM9E060A10MP12 | Split System | 22400 | 16 | 8.8 | 1.96 | R-454B | 650
215424450 | YORK | HH824E2S11 | H,YE7J*36+TXV | TM8E040A12MP11 | Split System | 22400 | 16 | 8.8 | 1.96 | R-454B | 650
216751486 | YORK | HH824E2S11 | H,YG33*36+TXV-BLEED | TM9E026A08MP12 | Split System | 22400 | 16 | 8.8 | 1.96 | R-454B | 650
216752065 | YORK | HH824E2S11 | H,YG7J*30+TXV-BLEED | TM9V040A10MP12 | Split System | 22400 | 16 | 8.8 | 1.96 | R-454B | 650
216751523 | YORK | HH824E2S11 | H,YG7J*36+TXV-BLEED | TM9Y040A10MP11 | Split System | 22400 | 16 | 8.8 | 1.96 | R-454B | 650
216752055 | YORK | HH824E2S11 | H,YG7J*30+TXV-BLEED | TM9E040A10MP12 | Split System | 22400 | 16 | 8.8 | 1.96 | R-454B | 650
216751521 | YORK | HH824E2S11 | H,YG33*36+TXV-BLEED | TM9Y040A10MP11 | Split System | 22400 | 16 | 8.8 | 1.96 | R-454B | 650
216752058 | YORK | HH824E2S11 | H,YG33*30+TXV-BLEED | TM9E060A10MP12 | Split System | 22400 | 16 | 8.8 | 1.96 | R-454B | 650
216751500 | YORK | HH824E2S11 | H,YG33*36+TXV-BLEED | TM9E060A10MP12 | Split System | 22400 | 16 | 8.8 | 1.96 | R-454B | 650
216752050 | YORK | HH824E2S11 | H,YG7J*30+TXV-BLEED | TM9E026A08MP12 | Split System | 22400 | 16 | 8.8 | 1.96 | R-454B | 650
216752059 | YORK | HH824E2S11 | H,YG7J*24+TXV-BLEED | TM9E060A10MP12 | Split System | 22400 | 16 | 8.8 | 1.96 | R-454B | 650
216752048 | YORK | HH824E2S11 | H,YG33*30+TXV-BLEED | TM9E026A08MP12 | Split System | 22400 | 16 | 8.8 | 1.96 | R-454B | 650
216752063 | YORK | HH824E2S11 | H,YG33*30+TXV-BLEED | TM9V040A10MP12 | Split System | 22400 | 16 | 8.8 | 1.96 | R-454B | 650
215425656 | YORK | HH824E2S11 | H,YE33*30+TXV | TM8E040A12MP11 | Split System | 22400 | 16 | 8.8 | 1.96 | R-454B | 650
216752053 | YORK | HH824E2S11 | H,YG33*30+TXV-BLEED | TM9E040A10MP12 | Split System | 22400 | 16 | 8.8 | 1.96 | R-454B | 650
215424448 | YORK | HH824E2S11 | H,YE7J*36+TXV-BLEED | TM8E040A12MP11 | Split System | 22400 | 16 | 8.8 | 1.96 | R-454B | 650
216752075 | YORK | HH824E2S11 | H,YG33*30+TXV-BLEED | TM9Y040A10MP11 | Split System | 22400 | 16 | 8.8 | 1.96 | R-454B | 650
216752049 | YORK | HH824E2S11 | H,YG7J*24+TXV-BLEED | TM9E026A08MP12 | Split System | 22400 | 16 | 8.8 | 1.96 | R-454B | 650
216752076 | YORK | HH824E2S11 | H,YG7J*24+TXV-BLEED | TM9Y040A10MP11 | Split System | 22400 | 16 | 8.8 | 1.96 | R-454B | 650
215425657 | YORK | HH824E2S11 | H,YE7J*24+TXV | TM8E040A12MP11 | Split System | 22400 | 16 | 8.8 | 1.96 | R-454B | 650
216751502 | YORK | HH824E2S11 | H,YG7J*36+TXV-BLEED | TM9E060A10MP12 | Split System | 22400 | 16 | 8.8 | 1.96 | R-454B | 650
216752054 | YORK | HH824E2S11 | H,YG7J*24+TXV-BLEED | TM9E040A10MP12 | Split System | 22400 | 16 | 8.8 | 1.96 | R-454B | 650
215424447 | YORK | HH824E2S11 | H,YE33*36+TXV | TM8E040A12MP11 | Split System | 22400 | 16 | 8.8 | 1.96 | R-454B | 650
215424449 | YORK | HH824E2S11 | H,YE7J*30+TXV | TM8E040A12MP11 | Split System | 22400 | 16 | 8.8 | 1.96 | R-454B | 650
216752064 | YORK | HH824E2S11 | H,YG7J*24+TXV-BLEED | TM9V040A10MP12 | Split System | 22400 | 16 | 8.8 | 1.96 | R-454B | 650
215424708 | LUXAIRE | HH824E2S11 | H,YE7J*36+TXV-BLEED | LP9C080B12MP13 | Split System | 22400 | 17 | 8.8 | 1.96 | R-454B | 650
215424711 | LUXAIRE | HH824E2S11 | H,YE7J*36+TXV-BLEED | TM8E080B12MP11 | Split System | 22400 | 17 | 8.8 | 1.96 | R-454B | 650
215424712 | LUXAIRE | HH824E2S11 | H,YE7J*36+TXV-BLEED | TM8E100B12MP11 | Split System | 22400 | 17 | 8.8 | 1.96 | R-454B | 650
215424735 | LUXAIRE | HH824E2S11 | H,YE7J*36+TXV-BLEED | Z9ES080B12SMPS1 | Split System | 22400 | 17 | 8.8 | 1.96 | R-454B | 650
215424714 | LUXAIRE | HH824E2S11 | H,YE7J*36+TXV-BLEED | TM8Y080B12MP11 | Split System | 22400 | 17 | 8.8 | 1.96 | R-454B | 650
215424722 | LUXAIRE | HH824E2S11 | H,YE7J*36+TXV-BLEED | TM9V080B12MP12 | Split System | 22400 | 17 | 8.8 | 1.96 | R-454B | 650
215424726 | LUXAIRE | HH824E2S11 | H,YE7J*36+TXV-BLEED | Z8ES060A12SMPS1 | Split System | 22400 | 17 | 8.8 | 1.96 | R-454B | 650
216751474 | YORK | HH824E2S11 | H,YG7J*36+TXV-BLEED | TM8V080B12MP12 | Split System | 22400 | 17 | 8.8 | 1.96 | R-454B | 650
216752044 | YORK | HH824E2S11 | H,YG7J*24+TXV-BLEED | TM8Y060A12MP11 | Split System | 22400 | 17 | 8.8 | 1.96 | R-454B | 650
215424605 | YORK | HH824E2S11 | H,YE7J*36+TXV-BLEED | Y81E060A12SMPS1 | Split System | 22400 | 17 | 8.8 | 1.96 | R-454B | 650
215424606 | YORK | HH824E2S11 | H,YE7J*30+TXV | Y81E060A12SMPS1 | Split System | 22400 | 17 | 8.8 | 1.96 | R-454B | 650
215424607 | YORK | HH824E2S11 | H,YE7J*36+TXV | Y81E060A12SMPS1 | Split System | 22400 | 17 | 8.8 | 1.96 | R-454B | 650
215424468 | YORK | HH824E2S11 | H,YE7J*36+TXV | TM8E080B12MP11 | Split System | 22400 | 17 | 8.8 | 1.96 | R-454B | 650
216751477 | YORK | HH824E2S11 | H,YG33*36+TXV-BLEED | TM8Y060A12MP11 | Split System | 22400 | 17 | 8.8 | 1.96 | R-454B | 650
215424466 | YORK | HH824E2S11 | H,YE7J*36+TXV-BLEED | TM8E080B12MP11 | Split System | 22400 | 17 | 8.8 | 1.96 | R-454B | 650
215424497 | YORK | HH824E2S11 | H,YE7J*36+TXV | TM8Y080B12MP11 | Split System | 22400 | 17 | 8.8 | 1.96 | R-454B | 650
215424684 | YORK | HH824E2S11 | H,YE7J*36+TXV-BLEED | Y91E080B12SMPS1 | Split System | 22400 | 17 | 8.8 | 1.96 | R-454B | 650
215424704 | YORK | HH824E2S11 | H,YE7J*36+TXV | YP9C080B12MP13 | Split System | 22400 | 17 | 8.8 | 1.96 | R-454B | 650
215424475 | YORK | HH824E2S11 | H,YE7J*36+TXV-BLEED | TM8E100B12MP11 | Split System | 22400 | 17 | 8.8 | 1.96 | R-454B | 650
216752040 | YORK | HH824E2S11 | H,YG7J*30+TXV-BLEED | TM8V080B12MP12 | Split System | 22400 | 17 | 8.8 | 1.96 | R-454B | 650
215424476 | YORK | HH824E2S11 | H,YE7J*30+TXV | TM8E100B12MP11 | Split System | 22400 | 17 | 8.8 | 1.96 | R-454B | 650
216751546 | YORK | HH824E2S11 | H,YG33*36+TXV-BLEED | Y91E026A08SMPS1 | Split System | 22400 | 17 | 8.8 | 1.96 | R-454B | 650
216751548 | YORK | HH824E2S11 | H,YG7J*36+TXV-BLEED | Y91E026A08SMPS1 | Split System | 22400 | 17 | 8.8 | 1.96 | R-454B | 650
215424495 | YORK | HH824E2S11 | H,YE7J*36+TXV-BLEED | TM8Y080B12MP11 | Split System | 22400 | 17 | 8.8 | 1.96 | R-454B | 650
216751555 | YORK | HH824E2S11 | H,YG7J*36+TXV-BLEED | Y91E040A10SMPS1 | Split System | 22400 | 17 | 8.8 | 1.96 | R-454B | 650
215424604 | YORK | HH824E2S11 | H,YE33*36+TXV | Y81E060A12SMPS1 | Split System | 22400 | 17 | 8.8 | 1.96 | R-454B | 650
215424702 | YORK | HH824E2S11 | H,YE7J*36+TXV-BLEED | YP9C080B12MP13 | Split System | 22400 | 17 | 8.8 | 1.96 | R-454B | 650
215425678 | YORK | HH824E2S11 | H,YE7J*24+TXV | TM8E100B12MP11 | Split System | 22400 | 17 | 8.8 | 1.96 | R-454B | 650
215424569 | YORK | HH824E2S11 | H,YE7J*36+TXV | TM9V080B12MP12 | Split System | 22400 | 17 | 8.8 | 1.96 | R-454B | 650
215425748 | YORK | HH824E2S11 | H,YE7J*24+TXV | TM9V080B12MP12 | Split System | 22400 | 17 | 8.8 | 1.96 | R-454B | 650
216752098 | YORK | HH824E2S11 | H,YG33*30+TXV-BLEED | Y91E026A08SMPS1 | Split System | 22400 | 17 | 8.8 | 1.96 | R-454B | 650
215424496 | YORK | HH824E2S11 | H,YE7J*30+TXV | TM8Y080B12MP11 | Split System | 22400 | 17 | 8.8 | 1.96 | R-454B | 650
215424685 | YORK | HH824E2S11 | H,YE7J*30+TXV | Y91E080B12SMPS1 | Split System | 22400 | 17 | 8.8 | 1.96 | R-454B | 650
215424703 | YORK | HH824E2S11 | H,YE7J*30+TXV | YP9C080B12MP13 | Split System | 22400 | 17 | 8.8 | 1.96 | R-454B | 650
216752043 | YORK | HH824E2S11 | H,YG33*30+TXV-BLEED | TM8Y060A12MP11 | Split System | 22400 | 17 | 8.8 | 1.96 | R-454B | 650
215425692 | YORK | HH824E2S11 | H,YE7J*24+TXV | TM8Y080B12MP11 | Split System | 22400 | 17 | 8.8 | 1.96 | R-454B | 650
216752104 | YORK | HH824E2S11 | H,YG7J*24+TXV-BLEED | Y91E040A10SMPS1 | Split System | 22400 | 17 | 8.8 | 1.96 | R-454B | 650
215425775 | YORK | HH824E2S11 | H,YE33*30+TXV | Y81E060A12SMPS1 | Split System | 22400 | 17 | 8.8 | 1.96 | R-454B | 650
215424567 | YORK | HH824E2S11 | H,YE7J*36+TXV-BLEED | TM9V080B12MP12 | Split System | 22400 | 17 | 8.8 | 1.96 | R-454B | 650
216752099 | YORK | HH824E2S11 | H,YG7J*24+TXV-BLEED | Y91E026A08SMPS1 | Split System | 22400 | 17 | 8.8 | 1.96 | R-454B | 650
215424477 | YORK | HH824E2S11 | H,YE7J*36+TXV | TM8E100B12MP11 | Split System | 22400 | 17 | 8.8 | 1.96 | R-454B | 650
215424568 | YORK | HH824E2S11 | H,YE7J*30+TXV | TM9V080B12MP12 | Split System | 22400 | 17 | 8.8 | 1.96 | R-454B | 650
215424686 | YORK | HH824E2S11 | H,YE7J*36+TXV | Y91E080B12SMPS1 | Split System | 22400 | 17 | 8.8 | 1.96 | R-454B | 650
216752045 | YORK | HH824E2S11 | H,YG7J*30+TXV-BLEED | TM8Y060A12MP11 | Split System | 22400 | 17 | 8.8 | 1.96 | R-454B | 650
216752105 | YORK | HH824E2S11 | H,YG7J*30+TXV-BLEED | Y91E040A10SMPS1 | Split System | 22400 | 17 | 8.8 | 1.96 | R-454B | 650
215424467 | YORK | HH824E2S11 | H,YE7J*30+TXV | TM8E080B12MP11 | Split System | 22400 | 17 | 8.8 | 1.96 | R-454B | 650
216752039 | YORK | HH824E2S11 | H,YG7J*24+TXV-BLEED | TM8V080B12MP12 | Split System | 22400 | 17 | 8.8 | 1.96 | R-454B | 650
216752100 | YORK | HH824E2S11 | H,YG7J*30+TXV-BLEED | Y91E026A08SMPS1 | Split System | 22400 | 17 | 8.8 | 1.96 | R-454B | 650
215425671 | YORK | HH824E2S11 | H,YE7J*24+TXV | TM8E080B12MP11 | Split System | 22400 | 17 | 8.8 | 1.96 | R-454B | 650
215425837 | YORK | HH824E2S11 | H,YE7J*24+TXV | Y91E080B12SMPS1 | Split System | 22400 | 17 | 8.8 | 1.96 | R-454B | 650
216752103 | YORK | HH824E2S11 | H,YG33*30+TXV-BLEED | Y91E040A10SMPS1 | Split System | 22400 | 17 | 8.8 | 1.96 | R-454B | 650
216751553 | YORK | HH824E2S11 | H,YG33*36+TXV-BLEED | Y91E040A10SMPS1 | Split System | 22400 | 17 | 8.8 | 1.96 | R-454B | 650
215425851 | YORK | HH824E2S11 | H,YE7J*24+TXV | YP9C080B12MP13 | Split System | 22400 | 17 | 8.8 | 1.96 | R-454B | 650
216751480 | YORK | HH824E2S11 | H,YG7J*36+TXV-BLEED | TM8Y060A12MP11 | Split System | 22400 | 17 | 8.8 | 1.96 | R-454B | 650
215425776 | YORK | HH824E2S11 | H,YE7J*24+TXV | Y81E060A12SMPS1 | Split System | 22400 | 17 | 8.8 | 1.96 | R-454B | 650
215424438 | YORK | HH824E2S11 | H,YE33*36+TXV | TL9E060B12UH11 | Split System | 22600 | 17 | 8.8 | 1.96 | R-454B | 650
215425649 | YORK | HH824E2S11 | H,YE33*30+TXV | TL9E060B12UH11 | Split System | 22600 | 17 | 8.8 | 1.96 | R-454B | 650
215425663 | YORK | HH824E2S11 | H,YE33*30+TXV | TM8E060A12MP11 | Split System | 22600 | 17 | 8.8 | 1.96 | R-454B | 650
215424456 | YORK | HH824E2S11 | H,YE33*36+TXV | TM8E060A12MP11 | Split System | 22600 | 17 | 8.8 | 1.96 | R-454B | 650
215424729 | LUXAIRE | HH824E2S11 | H,YE7J*36+TXV-BLEED | Z8ET060A12LMPS1 | Split System | 22400 | 18 | 8.8 | 1.96 | R-454B | 650
216751562 | YORK | HH824E2S11 | H,YG7J*36+TXV-BLEED | Y91E060A10SMPS1 | Split System | 22400 | 18 | 8.8 | 1.96 | R-454B | 650
216752109 | YORK | HH824E2S11 | H,YG7J*24+TXV-BLEED | Y91E060A10SMPS1 | Split System | 22400 | 18 | 8.8 | 1.96 | R-454B | 650
216752110 | YORK | HH824E2S11 | H,YG7J*30+TXV-BLEED | Y91E060A10SMPS1 | Split System | 22400 | 18 | 8.8 | 1.96 | R-454B | 650
215424630 | YORK | HH824E2S11 | H,YE7J*36+TXV-BLEED | Y82E060A12LMPS1 | Split System | 22400 | 18 | 8.8 | 1.96 | R-454B | 650
216752108 | YORK | HH824E2S11 | H,YG33*30+TXV-BLEED | Y91E060A10SMPS1 | Split System | 22400 | 18 | 8.8 | 1.96 | R-454B | 650
216751560 | YORK | HH824E2S11 | H,YG33*36+TXV-BLEED | Y91E060A10SMPS1 | Split System | 22400 | 18 | 8.8 | 1.96 | R-454B | 650
215424631 | YORK | HH824E2S11 | H,YE7J*30+TXV | Y82E060A12LMPS1 | Split System | 22400 | 18 | 8.8 | 1.96 | R-454B | 650
215424632 | YORK | HH824E2S11 | H,YE7J*36+TXV | Y82E060A12LMPS1 | Split System | 22400 | 18 | 8.8 | 1.96 | R-454B | 650
215425795 | YORK | HH824E2S11 | H,YE7J*24+TXV | Y82E060A12LMPS1 | Split System | 22400 | 18 | 8.8 | 1.96 | R-454B | 650
215425863 | LUXAIRE | HH824E2S11 | H,YE32*30+TXV-BLEED | TM9E060B12MP12 | Split System | 22800 | 16 | 8.9 | 1.98 | R-454B | 650
215424529 | YORK | HH824E2S11 | H,YE32*36+TXV | TM9E060B12MP12 | Split System | 22800 | 16 | 8.9 | 1.98 | R-454B | 650
215425718 | YORK | HH824E2S11 | H,YE32*30+TXV | TM9E060B12MP12 | Split System | 22800 | 16 | 8.9 | 1.98 | R-454B | 650
215425716 | YORK | HH824E2S11 | H,YE32*30+TXV-BLEED | TM9E060B12MP12 | Split System | 22800 | 16 | 8.9 | 1.98 | R-454B | 650
215425717 | YORK | HH824E2S11 | H,YE32*24+TXV | TM9E060B12MP12 | Split System | 22800 | 16 | 8.9 | 1.98 | R-454B | 650
215424461 | YORK | HH824E2S11 | H,YE8J*36+TXV | TM8E060A12MP11 | Split System | 22600 | 17 | 8.9 | 1.98 | R-454B | 650
215424460 | YORK | HH824E2S11 | H,YE8J*30+TXV | TM8E060A12MP11 | Split System | 22600 | 17 | 8.9 | 1.98 | R-454B | 650
215425879 | LUXAIRE | HH824E2S11 | H,YE32*30+TXV-BLEED | Z9ES060B12SMPS1 | Split System | 22800 | 16 | 8.95 | 1.98 | R-454B | 650
215424673 | YORK | HH824E2S11 | H,YE32*36+TXV | Y91E060B12SMPS1 | Split System | 22800 | 16 | 8.95 | 1.98 | R-454B | 650
215425827 | YORK | HH824E2S11 | H,YE32*24+TXV | Y91E060B12SMPS1 | Split System | 22800 | 16 | 8.95 | 1.98 | R-454B | 650
215425828 | YORK | HH824E2S11 | H,YE32*30+TXV | Y91E060B12SMPS1 | Split System | 22800 | 16 | 8.95 | 1.98 | R-454B | 650
215425826 | YORK | HH824E2S11 | H,YE32*30+TXV-BLEED | Y91E060B12SMPS1 | Split System | 22800 | 16 | 8.95 | 1.98 | R-454B | 650
217025627 | AMERICAN STANDARD | 5A6H7060A1 | H,TG86*60+TXV | S9V2C080U5VSB | Split System | 52500 | 15.2 | 9 | 2.22 | R-454B | 650
217025583 | AMERICAN STANDARD | 5A6H7060A1 | V,T60H210P19*+TXV | S8V2C100M5PDB | Split System | 52500 | 15.2 | 9 | 2.22 | R-454B | 650
217025624 | AMERICAN STANDARD | 5A6H7060A1 | PL60H210P19*+TXV | S9V2C080U5VSB | Split System | 52500 | 15.2 | 9 | 2.22 | R-454B | 650
217025625 | AMERICAN STANDARD | 5A6H7060A1 | V,T60H210P19*+TXV | S9V2C080U5VSB | Split System | 52500 | 15.2 | 9 | 2.22 | R-454B | 650
217025585 | AMERICAN STANDARD | 5A6H7060A1 | H,TG86*60+TXV | S8V2C100M5PDB | Split System | 52500 | 15.2 | 9 | 2.22 | R-454B | 650
217025582 | AMERICAN STANDARD | 5A6H7060A1 | PL60H210P19*+TXV | S8V2C100M5PDB | Split System | 52500 | 15.2 | 9 | 2.22 | R-454B | 650
217025579 | AMERICAN STANDARD | 5A6H7060A1 | H,TG86*60+TXV | S8V2C100M5PCB | Split System | 52500 | 15.2 | 9 | 2.22 | R-454B | 650
217025596 | AMERICAN STANDARD | 5A6H7060A1 | H,TG84*60+TXV | S8X1C080M5PTC | Split System | 51500 | 16 | 9 | 2.1 | R-454B | 650
217025611 | AMERICAN STANDARD | 5A6H7060A1 | H,TG84*60+TXV | S8X2C080M5PTC | Split System | 51500 | 16 | 9 | 2.1 | R-454B | 650
217025558 | AMERICAN STANDARD | 5A6H7060A1 | PL60H210P19*+TXV | L8V1C100U5VSB | Split System | 52500 | 16 | 9 | 2.2 | R-454B | 650
217025559 | AMERICAN STANDARD | 5A6H7060A1 | V,T60H210P19*+TXV | L8V1C100U5VSB | Split System | 52500 | 16 | 9 | 2.2 | R-454B | 650
217025561 | AMERICAN STANDARD | 5A6H7060A1 | H,TG86*60+TXV | L8V1C100U5VSB | Split System | 52500 | 16 | 9 | 2.2 | R-454B | 650
217025591 | AMERICAN STANDARD | 5A6H7060A1 | V,T60H245P79*+TXV | S8V2D120M5PDB | Split System | 52500 | 16 | 9 | 2.23 | R-454B | 650
217025588 | AMERICAN STANDARD | 5A6H7060A1 | V,T60H245P79*+TXV | S8V2D120M5PCB | Split System | 52500 | 16 | 9 | 2.23 | R-454B | 650
217025601 | AMERICAN STANDARD | 5A6H7060A1 | V,T60H210P19*+TXV | S8X1C100M5PTC | Split System | 51000 | 17 | 9 | 2.1 | R-454B | 650
217025603 | AMERICAN STANDARD | 5A6H7060A1 | H,TG86*60+TXV | S8X1C100M5PTC | Split System | 51000 | 17 | 9 | 2.1 | R-454B | 650
217025616 | AMERICAN STANDARD | 5A6H7060A1 | V,T60H210P19*+TXV | S8X2C100M5PTC | Split System | 51000 | 17 | 9 | 2.1 | R-454B | 650
217025600 | AMERICAN STANDARD | 5A6H7060A1 | PL60H210P19*+TXV | S8X1C100M5PTC | Split System | 51000 | 17 | 9 | 2.1 | R-454B | 650
217025612 | AMERICAN STANDARD | 5A6H7060A1 | H,TG86*60+TXV | S8X2C080M5PTC | Split System | 51500 | 17 | 9 | 2.1 | R-454B | 650
217025597 | AMERICAN STANDARD | 5A6H7060A1 | H,TG86*60+TXV | S8X1C080M5PTC | Split System | 51500 | 17 | 9 | 2.1 | R-454B | 650
217025609 | AMERICAN STANDARD | 5A6H7060A1 | PL60H210P19*+TXV | S8X2C080M5PTC | Split System | 51500 | 17 | 9 | 2.1 | R-454B | 650
217025595 | AMERICAN STANDARD | 5A6H7060A1 | V,T60H210P19*+TXV | S8X1C080M5PTC | Split System | 51500 | 17 | 9 | 2.1 | R-454B | 650
217025594 | AMERICAN STANDARD | 5A6H7060A1 | PL60H210P19*+TXV | S8X1C080M5PTC | Split System | 51500 | 17 | 9 | 2.1 | R-454B | 650
216752080 | YORK | HH824E2S11 | H,YG33*30+TXV-BLEED | TM9Y060B12MP11 | Split System | 22400 | 17 | 9.25 | 1.96 | R-454B | 650
216751528 | YORK | HH824E2S11 | H,YG33*36+TXV-BLEED | TM9Y060B12MP11 | Split System | 22400 | 17 | 9.25 | 1.96 | R-454B | 650
216751534 | YORK | HH824E2S11 | H,YG33*36+TXV-BLEED | Y81E060A12SMPS1 | Split System | 22400 | 17 | 9.25 | 1.96 | R-454B | 650
216751517 | YORK | HH824E2S11 | H,YG7J*36+TXV-BLEED | TM9V060B12MP12 | Split System | 22400 | 17 | 9.25 | 1.96 | R-454B | 650
216751529 | YORK | HH824E2S11 | H,YG7J*36+TXV-BLEED | TM9Y060B12MP11 | Split System | 22400 | 17 | 9.25 | 1.96 | R-454B | 650
216751519 | YORK | HH824E2S11 | H,YG7J*36+TXV-BLEED | TM9V080B12MP12 | Split System | 22400 | 17 | 9.25 | 1.96 | R-454B | 650
216751531 | YORK | HH824E2S11 | H,YG7J*36+TXV-BLEED | TM9Y080B12MP11 | Split System | 22400 | 17 | 9.25 | 1.96 | R-454B | 650
216751536 | YORK | HH824E2S11 | H,YG7J*36+TXV-BLEED | Y81E060A12SMPS1 | Split System | 22400 | 17 | 9.25 | 1.96 | R-454B | 650
216752082 | YORK | HH824E2S11 | H,YG7J*30+TXV-BLEED | TM9Y060B12MP11 | Split System | 22400 | 17 | 9.25 | 1.96 | R-454B | 650
216752084 | YORK | HH824E2S11 | H,YG7J*24+TXV-BLEED | TM9Y080B12MP11 | Split System | 22400 | 17 | 9.25 | 1.96 | R-454B | 650
216752072 | YORK | HH824E2S11 | H,YG7J*24+TXV-BLEED | TM9V080B12MP12 | Split System | 22400 | 17 | 9.25 | 1.96 | R-454B | 650
216752070 | YORK | HH824E2S11 | H,YG7J*30+TXV-BLEED | TM9V060B12MP12 | Split System | 22400 | 17 | 9.25 | 1.96 | R-454B | 650
216752081 | YORK | HH824E2S11 | H,YG7J*24+TXV-BLEED | TM9Y060B12MP11 | Split System | 22400 | 17 | 9.25 | 1.96 | R-454B | 650
216752085 | YORK | HH824E2S11 | H,YG7J*30+TXV-BLEED | TM9Y080B12MP11 | Split System | 22400 | 17 | 9.25 | 1.96 | R-454B | 650
216752087 | YORK | HH824E2S11 | H,YG33*30+TXV-BLEED | Y81E060A12SMPS1 | Split System | 22400 | 17 | 9.25 | 1.96 | R-454B | 650
216752073 | YORK | HH824E2S11 | H,YG7J*30+TXV-BLEED | TM9V080B12MP12 | Split System | 22400 | 17 | 9.25 | 1.96 | R-454B | 650
216752089 | YORK | HH824E2S11 | H,YG7J*30+TXV-BLEED | Y81E060A12SMPS1 | Split System | 22400 | 17 | 9.25 | 1.96 | R-454B | 650
216752069 | YORK | HH824E2S11 | H,YG7J*24+TXV-BLEED | TM9V060B12MP12 | Split System | 22400 | 17 | 9.25 | 1.96 | R-454B | 650
216752088 | YORK | HH824E2S11 | H,YG7J*24+TXV-BLEED | Y81E060A12SMPS1 | Split System | 22400 | 17 | 9.25 | 1.96 | R-454B | 650
216751542 | YORK | HH824E2S11 | H,YG7J*36+TXV-BLEED | Y82E060A12LMPS1 | Split System | 22400 | 18 | 9.25 | 1.96 | R-454B | 650
216751545 | YORK | HH824E2S11 | H,YG7J*36+TXV-BLEED | Y82E080B12LMPS1 | Split System | 22400 | 18 | 9.25 | 1.96 | R-454B | 650
216752093 | YORK | HH824E2S11 | H,YG7J*30+TXV-BLEED | Y82E060A12LMPS1 | Split System | 22400 | 18 | 9.25 | 1.96 | R-454B | 650
216752097 | YORK | HH824E2S11 | H,YG7J*30+TXV-BLEED | Y82E080B12LMPS1 | Split System | 22400 | 18 | 9.25 | 1.96 | R-454B | 650
216752092 | YORK | HH824E2S11 | H,YG7J*24+TXV-BLEED | Y82E060A12LMPS1 | Split System | 22400 | 18 | 9.25 | 1.96 | R-454B | 650
216752096 | YORK | HH824E2S11 | H,YG7J*24+TXV-BLEED | Y82E080B12LMPS1 | Split System | 22400 | 18 | 9.25 | 1.96 | R-454B | 650
215424599 | YORK | HH824E2S11 | H,YE8J*30+TXV | Y81E040A12SMPS1 | Split System | 22800 | 17 | 9.4 | 1.98 | R-454B | 650
215424600 | YORK | HH824E2S11 | H,YE8J*36+TXV | Y81E040A12SMPS1 | Split System | 22800 | 17 | 9.4 | 1.98 | R-454B | 650
217489035 | AMERICAN STANDARD | A5HL5024A1 | H,TG8J*36+TXV+P0V0B000M40SD |  | Split System | 21000 | 15.2 | 8.1 | 1.8 | R-454B | 650
217489034 | AMERICAN STANDARD | A5HL5024A1 | V,T36H175P13*+TXV+P0V0B000M40SD |  | Split System | 21000 | 15.2 | 8.1 | 1.8 | R-454B | 650
217489011 | AMERICAN STANDARD | 5HPL5024A1 | H,TG8J*36+TXV | L8V1A040U3VSB | Split System | 21000 | 16 | 8.1 | 1.8 | R-454B | 650
217489017 | AMERICAN STANDARD | 5HPL5024A1 | H,TG8J*36+TXV | L8V1B080U4VSB | Split System | 21000 | 16 | 8.1 | 1.8 | R-454B | 650
217489001 | AMERISTAR | A5HL5024A1 | V,T36H175P13*+TXV | L8V1B080U4VSB | Split System | 21000 | 16 | 8.1 | 1.8 | R-454B | 650
217488999 | AMERISTAR | A5HL5024A1 | H,TG8J*36+TXV | L8V1A060U3VSB | Split System | 21000 | 16 | 8.1 | 1.8 | R-454B | 650
217489002 | AMERISTAR | A5HL5024A1 | H,TG8J*36+TXV | L8V1B080U4VSB | Split System | 21000 | 16 | 8.1 | 1.8 | R-454B | 650
218619023 | HISENSE | AUWR-3624P | HG1K*36+TXV+AEFE4B* |  | Split System | 34000 | 16 | 8.2 | 1.8 | R-454B | 650
218619016 | HISENSE | AOH-36U3T24P | HE1K*36+TXV+AEFE3A* |  | Split System | 34000 | 16 | 8.2 | 1.8 | R-454B | 650
215424656 | YORK | HH824E2S11 | H,YE33*36+TXV | Y91E040A10SMPS1 | Split System | 22600 | 17 | 8.3 | 1.96 | R-454B | 650
215425815 | YORK | HH824E2S11 | H,YE33*30+TXV | Y91E040A10SMPS1 | Split System | 22600 | 17 | 8.3 | 1.96 | R-454B | 650
214848913 | YORK | HH824E2S11 | H,YG8J*36+TXV | Y91E060A10SMPS1 | Split System | 22600 | 17 | 8.45 | 1.98 | R-454B | 650
214848912 | YORK | HH824E2S11 | H,YG8J*36+TXV | Y91E040A10SMPS1 | Split System | 22600 | 17 | 8.45 | 1.98 | R-454B | 650
214848911 | YORK | HH824E2S11 | H,YG8J*36+TXV | Y91E026A08SMPS1 | Split System | 22600 | 17 | 8.45 | 1.98 | R-454B | 650
215424670 | YORK | HH824E2S11 | H,YE8J*36+TXV | Y91E060A10SMPS1 | Split System | 22600 | 17 | 8.45 | 1.98 | R-454B | 650
215424661 | YORK | HH824E2S11 | H,YE8J*36+TXV | Y91E040A10SMPS1 | Split System | 22600 | 17 | 8.45 | 1.98 | R-454B | 650
215424669 | YORK | HH824E2S11 | H,YE8J*30+TXV | Y91E060A10SMPS1 | Split System | 22600 | 17 | 8.45 | 1.98 | R-454B | 650
215424652 | YORK | HH824E2S11 | H,YE8J*36+TXV | Y91E026A08SMPS1 | Split System | 22600 | 17 | 8.45 | 1.98 | R-454B | 650
215424660 | YORK | HH824E2S11 | H,YE8J*30+TXV | Y91E040A10SMPS1 | Split System | 22600 | 17 | 8.45 | 1.98 | R-454B | 650
215424651 | YORK | HH824E2S11 | H,YE8J*30+TXV | Y91E026A08SMPS1 | Split System | 22600 | 17 | 8.45 | 1.98 | R-454B | 650
215424061 | YORK | HH860E2S11 | H,YE2K*48+TXV | Y91E100C20SMPS1 | Split System | 45500 | 17 | 8.45 | 2 | R-454B | 650
215424062 | YORK | HH860E2S11 | H,YE2K*60+TXV | Y91E100C20SMPS1 | Split System | 45500 | 17 | 8.45 | 2 | R-454B | 650
215424044 | YORK | HH860E2S11 | H,YE2K*60+TXV | Y91E100C16SMPS1 | Split System | 45500 | 17 | 8.45 | 2 | R-454B | 650
215424043 | YORK | HH860E2S11 | H,YE2K*48+TXV | Y91E100C16SMPS1 | Split System | 45500 | 17 | 8.45 | 2 | R-454B | 650
215424079 | YORK | HH860E2S11 | H,YE2K*48+TXV | Y91E120D20SMPS1 | Split System | 46500 | 17 | 8.45 | 2 | R-454B | 650
215424080 | YORK | HH860E2S11 | H,YE2K*60+TXV | Y91E120D20SMPS1 | Split System | 46500 | 17 | 8.45 | 2 | R-454B | 650
216732371 | BOSCH | BOVA-60RXB-M15S | PL36H175P15*+TXV+AEFE4B* |  | Split System | 34200 | 17 | 8.5 | 1.8 | R-454B | 650
215424042 | YORK | HH860E2S11 | H,YE37*60+TXV | Y91E100C16SMPS1 | Split System | 45500 | 17 | 8.5 | 2 | R-454B | 650
215425588 | YORK | HH860E2S11 | H,YE37*48+TXV | Y91E100C16SMPS1 | Split System | 45500 | 17 | 8.5 | 2 | R-454B | 650
215424060 | YORK | HH860E2S11 | H,YE37*60+TXV | Y91E100C20SMPS1 | Split System | 45500 | 17 | 8.5 | 2 | R-454B | 650
215425599 | YORK | HH860E2S11 | H,YE37*48+TXV | Y91E100C20SMPS1 | Split System | 45500 | 17 | 8.5 | 2 | R-454B | 650
215425610 | YORK | HH860E2S11 | H,YE37*48+TXV | Y91E120D20SMPS1 | Split System | 46500 | 17 | 8.5 | 2 | R-454B | 650
215424078 | YORK | HH860E2S11 | H,YE37*60+TXV | Y91E120D20SMPS1 | Split System | 46500 | 17 | 8.5 | 2 | R-454B | 650
215430659 | LUXAIRE | HH860E2S11 | H,YG48(1,2)60+TXV | TM9V100C16MP12 | Split System | 43500 | 18 | 8.5 | 2 | R-454B | 650
215430642 | LUXAIRE | HH860E2S11 | H,YG48(1,2)60+TXV | LP9C100C16MP13 | Split System | 43500 | 18 | 8.5 | 2 | R-454B | 650
215430670 | LUXAIRE | HH860E2S11 | H,YG48(1,2)60+TXV | TM9Y120D20MP11 | Split System | 44000 | 18 | 8.5 | 2 | R-454B | 650
215430663 | LUXAIRE | HH860E2S11 | H,YG48(1,2)60+TXV | TM9V120D20MP12 | Split System | 44000 | 18 | 8.5 | 2 | R-454B | 650
215430646 | LUXAIRE | HH860E2S11 | H,YG48(1,2)60+TXV | LP9C120D20MP13 | Split System | 44000 | 18 | 8.5 | 2 | R-454B | 650
215430661 | LUXAIRE | HH860E2S11 | H,YG48(1,2)60+TXV | TM9V100C20MP12 | Split System | 44000 | 18 | 8.5 | 2 | R-454B | 650
215430644 | LUXAIRE | HH860E2S11 | H,YG48(1,2)60+TXV | LP9C100C20MP13 | Split System | 44000 | 18 | 8.5 | 2 | R-454B | 650
215424336 | LUXAIRE | HH860E2S11 | H,YE48*60+TXV-BLEED | Z9ES100C16SMPS1 | Split System | 45500 | 18 | 8.5 | 2 | R-454B | 650
215424338 | LUXAIRE | HH860E2S11 | H,YE48*60+TXV-BLEED | Z9ES100C20SMPS1 | Split System | 45500 | 18 | 8.5 | 2 | R-454B | 650
215424340 | LUXAIRE | HH860E2S11 | H,YE48*60+TXV-BLEED | Z9ES120D20SMPS1 | Split System | 46500 | 18 | 8.5 | 2 | R-454B | 650
215423981 | YORK | HH860E2S11 | H,YE3K*60+TXV | Y81E120C20SMPS1 | Split System | 45000 | 18 | 8.5 | 2 | R-454B | 650
215425561 | YORK | HH860E2S11 | H,YE3K*48+TXV | Y81E120C20SMPS1 | Split System | 45000 | 18 | 8.5 | 2 | R-454B | 650
214848941 | YORK | HH860E2S11 | H,YG48*60+TXV | Y91E100C20SMPS1 | Split System | 45500 | 18 | 8.5 | 2 | R-454B | 650
214849007 | YORK | HH860E2S11 | H,YG84*60+TXV-BLEED | Y91E100C16SMPS1 | Split System | 45500 | 18 | 8.5 | 2 | R-454B | 650
214848940 | YORK | HH860E2S11 | H,YG48*60+TXV | Y91E100C16SMPS1 | Split System | 45500 | 18 | 8.5 | 2 | R-454B | 650
214849008 | YORK | HH860E2S11 | H,YG84*60+TXV-BLEED | Y91E100C20SMPS1 | Split System | 45500 | 18 | 8.5 | 2 | R-454B | 650
215424050 | YORK | HH860E2S11 | H,YE54*60+TXV | Y91E100C16SMPS1 | Split System | 45500 | 18 | 8.5 | 2 | R-454B | 650
215424054 | YORK | HH860E2S11 | H,YE84*60+TXV | Y91E100C16SMPS1 | Split System | 45500 | 18 | 8.5 | 2 | R-454B | 650
215424068 | YORK | HH860E2S11 | H,YE54*60+TXV | Y91E100C20SMPS1 | Split System | 45500 | 18 | 8.5 | 2 | R-454B | 650
215425591 | YORK | HH860E2S11 | H,YE3K*48+TXV | Y91E100C16SMPS1 | Split System | 45500 | 18 | 8.5 | 2 | R-454B | 650
215425594 | YORK | HH860E2S11 | H,YE53*48+TXV | Y91E100C16SMPS1 | Split System | 45500 | 18 | 8.5 | 2 | R-454B | 650
215425608 | YORK | HH860E2S11 | H,YE84*48+TXV | Y91E100C20SMPS1 | Split System | 45500 | 18 | 8.5 | 2 | R-454B | 650
215424046 | YORK | HH860E2S11 | H,YE48*60+TXV-BLEED | Y91E100C16SMPS1 | Split System | 45500 | 18 | 8.5 | 2 | R-454B | 650
215424072 | YORK | HH860E2S11 | H,YE84*60+TXV | Y91E100C20SMPS1 | Split System | 45500 | 18 | 8.5 | 2 | R-454B | 650
215424073 | YORK | HH860E2S11 | H,YE86*60+TXV | Y91E100C20SMPS1 | Split System | 45500 | 18 | 8.5 | 2 | R-454B | 650
215425600 | YORK | HH860E2S11 | H,YE72*48+TXV | Y91E100C20SMPS1 | Split System | 45500 | 18 | 8.5 | 2 | R-454B | 650
215425590 | YORK | HH860E2S11 | H,YE72*60+TXV | Y91E100C16SMPS1 | Split System | 45500 | 18 | 8.5 | 2 | R-454B | 650
215425604 | YORK | HH860E2S11 | H,YE55*48+TXV | Y91E100C20SMPS1 | Split System | 45500 | 18 | 8.5 | 2 | R-454B | 650
215424055 | YORK | HH860E2S11 | H,YE86*60+TXV | Y91E100C16SMPS1 | Split System | 45500 | 18 | 8.5 | 2 | R-454B | 650
215424071 | YORK | HH860E2S11 | H,YE74*48+TXV | Y91E100C20SMPS1 | Split System | 45500 | 18 | 8.5 | 2 | R-454B | 650
215425596 | YORK | HH860E2S11 | H,YE74*60+TXV | Y91E100C16SMPS1 | Split System | 45500 | 18 | 8.5 | 2 | R-454B | 650
215425598 | YORK | HH860E2S11 | H,YE86*48+TXV | Y91E100C16SMPS1 | Split System | 45500 | 18 | 8.5 | 2 | R-454B | 650
215425605 | YORK | HH860E2S11 | H,YE53*48+TXV | Y91E100C20SMPS1 | Split System | 45500 | 18 | 8.5 | 2 | R-454B | 650
215424067 | YORK | HH860E2S11 | H,YE54*48+TXV | Y91E100C20SMPS1 | Split System | 45500 | 18 | 8.5 | 2 | R-454B | 650
215424069 | YORK | HH860E2S11 | H,YE55*60+TXV | Y91E100C20SMPS1 | Split System | 45500 | 18 | 8.5 | 2 | R-454B | 650
215424052 | YORK | HH860E2S11 | H,YE49*60+TXV | Y91E100C16SMPS1 | Split System | 45500 | 18 | 8.5 | 2 | R-454B | 650
215424070 | YORK | HH860E2S11 | H,YE49*60+TXV | Y91E100C20SMPS1 | Split System | 45500 | 18 | 8.5 | 2 | R-454B | 650
215425606 | YORK | HH860E2S11 | H,YE49*48+TXV | Y91E100C20SMPS1 | Split System | 45500 | 18 | 8.5 | 2 | R-454B | 650
215424064 | YORK | HH860E2S11 | H,YE48*60+TXV-BLEED | Y91E100C20SMPS1 | Split System | 45500 | 18 | 8.5 | 2 | R-454B | 650
215424065 | YORK | HH860E2S11 | H,YE48*48+TXV | Y91E100C20SMPS1 | Split System | 45500 | 18 | 8.5 | 2 | R-454B | 650
215424051 | YORK | HH860E2S11 | H,YE55*60+TXV | Y91E100C16SMPS1 | Split System | 45500 | 18 | 8.5 | 2 | R-454B | 650
215425607 | YORK | HH860E2S11 | H,YE74*60+TXV | Y91E100C20SMPS1 | Split System | 45500 | 18 | 8.5 | 2 | R-454B | 650
215424053 | YORK | HH860E2S11 | H,YE74*48+TXV | Y91E100C16SMPS1 | Split System | 45500 | 18 | 8.5 | 2 | R-454B | 650
215425597 | YORK | HH860E2S11 | H,YE84*48+TXV | Y91E100C16SMPS1 | Split System | 45500 | 18 | 8.5 | 2 | R-454B | 650
215424063 | YORK | HH860E2S11 | H,YE3K*60+TXV | Y91E100C20SMPS1 | Split System | 45500 | 18 | 8.5 | 2 | R-454B | 650
215424045 | YORK | HH860E2S11 | H,YE3K*60+TXV | Y91E100C16SMPS1 | Split System | 45500 | 18 | 8.5 | 2 | R-454B | 650
215424066 | YORK | HH860E2S11 | H,YE48*60+TXV | Y91E100C20SMPS1 | Split System | 45500 | 18 | 8.5 | 2 | R-454B | 650
215425601 | YORK | HH860E2S11 | H,YE72*60+TXV | Y91E100C20SMPS1 | Split System | 45500 | 18 | 8.5 | 2 | R-454B | 650
215425602 | YORK | HH860E2S11 | H,YE3K*48+TXV | Y91E100C20SMPS1 | Split System | 45500 | 18 | 8.5 | 2 | R-454B | 650
215425589 | YORK | HH860E2S11 | H,YE72*48+TXV | Y91E100C16SMPS1 | Split System | 45500 | 18 | 8.5 | 2 | R-454B | 650
215425593 | YORK | HH860E2S11 | H,YE55*48+TXV | Y91E100C16SMPS1 | Split System | 45500 | 18 | 8.5 | 2 | R-454B | 650
215425595 | YORK | HH860E2S11 | H,YE49*48+TXV | Y91E100C16SMPS1 | Split System | 45500 | 18 | 8.5 | 2 | R-454B | 650
215425609 | YORK | HH860E2S11 | H,YE86*48+TXV | Y91E100C20SMPS1 | Split System | 45500 | 18 | 8.5 | 2 | R-454B | 650
215424047 | YORK | HH860E2S11 | H,YE48*48+TXV | Y91E100C16SMPS1 | Split System | 45500 | 18 | 8.5 | 2 | R-454B | 650
215424048 | YORK | HH860E2S11 | H,YE48*60+TXV | Y91E100C16SMPS1 | Split System | 45500 | 18 | 8.5 | 2 | R-454B | 650
215424049 | YORK | HH860E2S11 | H,YE54*48+TXV | Y91E100C16SMPS1 | Split System | 45500 | 18 | 8.5 | 2 | R-454B | 650
214848942 | YORK | HH860E2S11 | H,YG48*60+TXV | Y91E120D20SMPS1 | Split System | 46500 | 18 | 8.5 | 2 | R-454B | 650
215424084 | YORK | HH860E2S11 | H,YE48*60+TXV | Y91E120D20SMPS1 | Split System | 46500 | 18 | 8.5 | 2 | R-454B | 650
215424083 | YORK | HH860E2S11 | H,YE48*48+TXV | Y91E120D20SMPS1 | Split System | 46500 | 18 | 8.5 | 2 | R-454B | 650
215425612 | YORK | HH860E2S11 | H,YE72*60+TXV | Y91E120D20SMPS1 | Split System | 46500 | 18 | 8.5 | 2 | R-454B | 650
215425613 | YORK | HH860E2S11 | H,YE3K*48+TXV | Y91E120D20SMPS1 | Split System | 46500 | 18 | 8.5 | 2 | R-454B | 650
215425611 | YORK | HH860E2S11 | H,YE72*48+TXV | Y91E120D20SMPS1 | Split System | 46500 | 18 | 8.5 | 2 | R-454B | 650
215424081 | YORK | HH860E2S11 | H,YE3K*60+TXV | Y91E120D20SMPS1 | Split System | 46500 | 18 | 8.5 | 2 | R-454B | 650
215424082 | YORK | HH860E2S11 | H,YE48*60+TXV-BLEED | Y91E120D20SMPS1 | Split System | 46500 | 18 | 8.5 | 2 | R-454B | 650
216751913 | YORK | HH860E2S11 | H,YG55*60+TXV-BLEED | Y91E120D20SMPS1 | Split System | 53500 | 19 | 8.5 | 2 | R-454B | 650
216751912 | YORK | HH860E2S11 | H,YG54*60+TXV-BLEED | Y91E120D20SMPS1 | Split System | 53500 | 19 | 8.5 | 2 | R-454B | 650
216751919 | YORK | HH860E2S11 | H,YG86*60+TXV-BLEED | Y91E120D20SMPS1 | Split System | 53500 | 19 | 8.5 | 2 | R-454B | 650
216751915 | YORK | HH860E2S11 | H,YG50*60+TXV-BLEED | Y91E120D20SMPS1 | Split System | 53500 | 19 | 8.5 | 2 | R-454B | 650
216751916 | YORK | HH860E2S11 | H,YG51*60+TXV-BLEED | Y91E120D20SMPS1 | Split System | 53500 | 19 | 8.5 | 2 | R-454B | 650
216751914 | YORK | HH860E2S11 | H,YG49*60+TXV-BLEED | Y91E120D20SMPS1 | Split System | 53500 | 19 | 8.5 | 2 | R-454B | 650
216751918 | YORK | HH860E2S11 | H,YG52*60+TXV-BLEED | Y91E120D20SMPS1 | Split System | 53500 | 19 | 8.5 | 2 | R-454B | 650
216751920 | YORK | HH860E2S11 | H,YG88*60+TXV-BLEED | Y91E120D20SMPS1 | Split System | 53500 | 19 | 8.5 | 2 | R-454B | 650
216751917 | YORK | HH860E2S11 | H,YG74*60+TXV-BLEED | Y91E120D20SMPS1 | Split System | 53500 | 19 | 8.5 | 2 | R-454B | 650
215438137 | BOSCH | BOVA-36RTB-M20S | FE*E31*24+TXV |  | Split System | 22600 | 15.2 | 8.65 | 1.84 | R-454B | 650
217025666 | AMERICAN STANDARD | 5A6H7060A1 | V,T60H245P79*+TXV | S9X2D120U5PSB | Split System | 51000 | 15.2 | 8.7 | 2.19 | R-454B | 650
217025538 | AMERICAN STANDARD | 5A6H7048A1 | PL60H245P18*+TXV | S9X1C100U5PSB | Split System | 43000 | 15.2 | 8.7 | 2.22 | R-454B | 650
217025550 | AMERICAN STANDARD | 5A6H7048A1 | PL60H245P18*+TXV | S9X2C100U5PSB | Split System | 43000 | 15.2 | 8.7 | 2.22 | R-454B | 650
217025526 | AMERICAN STANDARD | 5A6H7048A1 | PL60H245P18*+TXV | S9V2C100U5VSB | Split System | 42500 | 16 | 8.7 | 2.2 | R-454B | 650
217025527 | AMERICAN STANDARD | 5A6H7048A1 | V,T60H210P17*+TXV | S9V2C100U5VSB | Split System | 42500 | 16 | 8.7 | 2.2 | R-454B | 650
217025545 | AMERICAN STANDARD | 5A6H7048A1 | V,T60H210P17*+TXV | S9X2C080U5PSB | Split System | 43500 | 16 | 8.7 | 2.21 | R-454B | 650
217025533 | AMERICAN STANDARD | 5A6H7048A1 | V,T60H210P17*+TXV | S9X1C080U5PSB | Split System | 43500 | 16 | 8.7 | 2.21 | R-454B | 650
217025398 | AMERICAN STANDARD | 5A6H7036A1 | H,TG80*36+TXV | S8X2A040M3PTC | Split System | 33000 | 17 | 8.7 | 2 | R-454B | 650
217025347 | AMERICAN STANDARD | 5A6H7036A1 | H,TG80*36+TXV | L8V1A060U3VSB | Split System | 32000 | 17 | 8.7 | 2.1 | R-454B | 650
217025346 | AMERICAN STANDARD | 5A6H7036A1 | V,T36H***P22*+TXV | L8V1A060U3VSB | Split System | 32000 | 17 | 8.7 | 2.1 | R-454B | 650
217025345 | AMERICAN STANDARD | 5A6H7036A1 | PL36H175P78*+TXV | L8V1A060U3VSB | Split System | 32000 | 17 | 8.7 | 2.1 | R-454B | 650
217025342 | AMERICAN STANDARD | 5A6H7036A1 | V,T36H***P22*+TXV | L8V1A040U3VSB | Split System | 32200 | 17 | 8.7 | 2.1 | R-454B | 650
217025397 | AMERICAN STANDARD | 5A6H7036A1 | V,T36H***P22*+TXV | S8X2A040M3PTC | Split System | 32400 | 17 | 8.7 | 2.1 | R-454B | 650
217025396 | AMERICAN STANDARD | 5A6H7036A1 | PL36H175P78*+TXV | S8X2A040M3PTC | Split System | 32400 | 17 | 8.7 | 2.1 | R-454B | 650
217025532 | AMERICAN STANDARD | 5A6H7048A1 | PL60H245P18*+TXV | S9X1C080U5PSB | Split System | 43000 | 17 | 8.7 | 2.22 | R-454B | 650
215438138 | BOSCH | BOVA-36RTB-M20S | FE*G32*25+TXV |  | Split System | 23000 | 15.2 | 8.8 | 1.86 | R-454B | 650
215425836 | YORK | HH824E2S11 | H,YE33*30+TXV | Y91E080B12SMPS1 | Split System | 22600 | 17 | 8.8 | 1.96 | R-454B | 650
215424683 | YORK | HH824E2S11 | H,YE33*36+TXV | Y91E080B12SMPS1 | Split System | 22600 | 17 | 8.8 | 1.96 | R-454B | 650
215424474 | YORK | HH824E2S11 | H,YE33*36+TXV | TM8E100B12MP11 | Split System | 22600 | 17 | 8.8 | 1.96 | R-454B | 650
216751472 | YORK | HH824E2S11 | H,YG33*36+TXV-BLEED | TM8V080B12MP12 | Split System | 22600 | 17 | 8.8 | 1.96 | R-454B | 650
216752038 | YORK | HH824E2S11 | H,YG33*30+TXV-BLEED | TM8V080B12MP12 | Split System | 22600 | 17 | 8.8 | 1.96 | R-454B | 650
215424465 | YORK | HH824E2S11 | H,YE33*36+TXV | TM8E080B12MP11 | Split System | 22600 | 17 | 8.8 | 1.96 | R-454B | 650
215425670 | YORK | HH824E2S11 | H,YE33*30+TXV | TM8E080B12MP11 | Split System | 22600 | 17 | 8.8 | 1.96 | R-454B | 650
215425677 | YORK | HH824E2S11 | H,YE33*30+TXV | TM8E100B12MP11 | Split System | 22600 | 17 | 8.8 | 1.96 | R-454B | 650
215438162 | CHAMPION HEATING AND COOLING | HH860E2S11 | FE*BB9*48+TXV |  | Split System | 45000 | 18 | 8.8 | 2.06 | R-454B | 650
215424629 | YORK | HH824E2S11 | H,YE33*36+TXV | Y82E060A12LMPS1 | Split System | 22600 | 18 | 8.8 | 1.96 | R-454B | 650
215425794 | YORK | HH824E2S11 | H,YE33*30+TXV | Y82E060A12LMPS1 | Split System | 22600 | 18 | 8.8 | 1.96 | R-454B | 650
215405744 | YORK | HH860E2S11 | CH480C*C+TXV+AEF60CXP* |  | Split System | 45500 | 19 | 8.8 | 2.06 | R-454B | 650
216751512 | YORK | HH824E2S11 | H,YG8J*36+TXV-BLEED | TM9V040A10MP12 | Split System | 22600 | 16 | 8.9 | 1.98 | R-454B | 650
216752061 | YORK | HH824E2S11 | H,YG8J*30+TXV-BLEED | TM9E060A10MP12 | Split System | 22600 | 16 | 8.9 | 1.98 | R-454B | 650
216752078 | YORK | HH824E2S11 | H,YG8J*30+TXV-BLEED | TM9Y040A10MP11 | Split System | 22600 | 16 | 8.9 | 1.98 | R-454B | 650
216751524 | YORK | HH824E2S11 | H,YG8J*36+TXV-BLEED | TM9Y040A10MP11 | Split System | 22600 | 16 | 8.9 | 1.98 | R-454B | 650
216752051 | YORK | HH824E2S11 | H,YG8J*30+TXV-BLEED | TM9E026A08MP12 | Split System | 22600 | 16 | 8.9 | 1.98 | R-454B | 650
216752056 | YORK | HH824E2S11 | H,YG8J*30+TXV-BLEED | TM9E040A10MP12 | Split System | 22600 | 16 | 8.9 | 1.98 | R-454B | 650
215424451 | YORK | HH824E2S11 | H,YE8J*30+TXV | TM8E040A12MP11 | Split System | 22600 | 16 | 8.9 | 1.98 | R-454B | 650
216751489 | YORK | HH824E2S11 | H,YG8J*36+TXV-BLEED | TM9E026A08MP12 | Split System | 22600 | 16 | 8.9 | 1.98 | R-454B | 650
216751503 | YORK | HH824E2S11 | H,YG8J*36+TXV-BLEED | TM9E060A10MP12 | Split System | 22600 | 16 | 8.9 | 1.98 | R-454B | 650
215424452 | YORK | HH824E2S11 | H,YE8J*36+TXV | TM8E040A12MP11 | Split System | 22600 | 16 | 8.9 | 1.98 | R-454B | 650
216751496 | YORK | HH824E2S11 | H,YG8J*36+TXV-BLEED | TM9E040A10MP12 | Split System | 22600 | 16 | 8.9 | 1.98 | R-454B | 650
216752066 | YORK | HH824E2S11 | H,YG8J*30+TXV-BLEED | TM9V040A10MP12 | Split System | 22600 | 16 | 8.9 | 1.98 | R-454B | 650
216751494 | YORK | HH824E2S11 | H,YG34*36+TXV-BLEED | TM9E040A10MP12 | Split System | 22800 | 16 | 8.9 | 1.98 | R-454B | 650
216751510 | YORK | HH824E2S11 | H,YG34*36+TXV-BLEED | TM9V040A10MP12 | Split System | 22800 | 16 | 8.9 | 1.98 | R-454B | 650
216751501 | YORK | HH824E2S11 | H,YG34*36+TXV-BLEED | TM9E060A10MP12 | Split System | 22800 | 16 | 8.9 | 1.98 | R-454B | 650
216751522 | YORK | HH824E2S11 | H,YG34*36+TXV-BLEED | TM9Y040A10MP11 | Split System | 22800 | 16 | 8.9 | 1.98 | R-454B | 650
216751487 | YORK | HH824E2S11 | H,YG34*36+TXV-BLEED | TM9E026A08MP12 | Split System | 22800 | 16 | 8.9 | 1.98 | R-454B | 650
216751556 | YORK | HH824E2S11 | H,YG8J*36+TXV-BLEED | Y91E040A10SMPS1 | Split System | 22600 | 17 | 8.9 | 1.98 | R-454B | 650
216752046 | YORK | HH824E2S11 | H,YG8J*30+TXV-BLEED | TM8Y060A12MP11 | Split System | 22600 | 17 | 8.9 | 1.98 | R-454B | 650
216751481 | YORK | HH824E2S11 | H,YG8J*36+TXV-BLEED | TM8Y060A12MP11 | Split System | 22600 | 17 | 8.9 | 1.98 | R-454B | 650
215424608 | YORK | HH824E2S11 | H,YE8J*30+TXV | Y81E060A12SMPS1 | Split System | 22600 | 17 | 8.9 | 1.98 | R-454B | 650
215424609 | YORK | HH824E2S11 | H,YE8J*36+TXV | Y81E060A12SMPS1 | Split System | 22600 | 17 | 8.9 | 1.98 | R-454B | 650
216752106 | YORK | HH824E2S11 | H,YG8J*30+TXV-BLEED | Y91E040A10SMPS1 | Split System | 22600 | 17 | 8.9 | 1.98 | R-454B | 650
216752041 | YORK | HH824E2S11 | H,YG8J*30+TXV-BLEED | TM8V080B12MP12 | Split System | 22600 | 17 | 8.9 | 1.98 | R-454B | 650
216751549 | YORK | HH824E2S11 | H,YG8J*36+TXV-BLEED | Y91E026A08SMPS1 | Split System | 22600 | 17 | 8.9 | 1.98 | R-454B | 650
216751475 | YORK | HH824E2S11 | H,YG8J*36+TXV-BLEED | TM8V080B12MP12 | Split System | 22600 | 17 | 8.9 | 1.98 | R-454B | 650
216752101 | YORK | HH824E2S11 | H,YG8J*30+TXV-BLEED | Y91E026A08SMPS1 | Split System | 22600 | 17 | 8.9 | 1.98 | R-454B | 650
216751554 | YORK | HH824E2S11 | H,YG34*36+TXV-BLEED | Y91E040A10SMPS1 | Split System | 22800 | 17 | 8.9 | 1.98 | R-454B | 650
216751473 | YORK | HH824E2S11 | H,YG34*36+TXV-BLEED | TM8V080B12MP12 | Split System | 22800 | 17 | 8.9 | 1.98 | R-454B | 650
216751547 | YORK | HH824E2S11 | H,YG34*36+TXV-BLEED | Y91E026A08SMPS1 | Split System | 22800 | 17 | 8.9 | 1.98 | R-454B | 650
216751478 | YORK | HH824E2S11 | H,YG34*36+TXV-BLEED | TM8Y060A12MP11 | Split System | 22800 | 17 | 8.9 | 1.98 | R-454B | 650
216751563 | YORK | HH824E2S11 | H,YG8J*36+TXV-BLEED | Y91E060A10SMPS1 | Split System | 22600 | 18 | 8.9 | 1.98 | R-454B | 650
216752111 | YORK | HH824E2S11 | H,YG8J*30+TXV-BLEED | Y91E060A10SMPS1 | Split System | 22600 | 18 | 8.9 | 1.98 | R-454B | 650
215424633 | YORK | HH824E2S11 | H,YE8J*30+TXV | Y82E060A12LMPS1 | Split System | 22600 | 18 | 8.9 | 1.98 | R-454B | 650
215424634 | YORK | HH824E2S11 | H,YE8J*36+TXV | Y82E060A12LMPS1 | Split System | 22600 | 18 | 8.9 | 1.98 | R-454B | 650
216751561 | YORK | HH824E2S11 | H,YG34*36+TXV-BLEED | Y91E060A10SMPS1 | Split System | 22800 | 18 | 8.9 | 1.98 | R-454B | 650
217026537 | AMERICAN STANDARD | 5A6H7060A1 | H,TG84*60+TXV+P0V0C000M50SD |  | Split System | 52500 | 16 | 9 | 2.24 | R-454B | 650
217026536 | AMERICAN STANDARD | 5A6H7060A1 | V,T60H210P19*+TXV+P0V0C000M50SD |  | Split System | 52500 | 16 | 9 | 2.24 | R-454B | 650
215424718 | LUXAIRE | HH824E2S11 | H,YE7J*36+TXV-BLEED | TM9E060B12MP12 | Split System | 23000 | 16 | 9 | 2 | R-454B | 650
218448596 | RHEEM | RP17AY24AJVC | CE2903C*+TXV |  | Split System | 22400 | 16 | 9 | 2.1 | R-454B | 650
218448597 | RHEEM | RP17AY24AJVC | CE2403C*+TXV |  | Split System | 22400 | 16 | 9 | 2.1 | R-454B | 650
218448598 | RHEEM | RP17AY24AJVC | CE3005A*+TXV |  | Split System | 22600 | 16 | 9 | 2.1 | R-454B | 650
216751526 | YORK | HH824E2S11 | H,YG9J*36+TXV-BLEED | TM9Y040A10MP11 | Split System | 22800 | 16 | 9 | 2 | R-454B | 650
216751513 | YORK | HH824E2S11 | H,YG9J*30+TXV-BLEED | TM9V040A10MP12 | Split System | 22800 | 16 | 9 | 2 | R-454B | 650
216751514 | YORK | HH824E2S11 | H,YG9J*36+TXV-BLEED | TM9V040A10MP12 | Split System | 22800 | 16 | 9 | 2 | R-454B | 650
216751497 | YORK | HH824E2S11 | H,YG9J*30+TXV-BLEED | TM9E040A10MP12 | Split System | 22800 | 16 | 9 | 2 | R-454B | 650
216751525 | YORK | HH824E2S11 | H,YG9J*30+TXV-BLEED | TM9Y040A10MP11 | Split System | 22800 | 16 | 9 | 2 | R-454B | 650
216751498 | YORK | HH824E2S11 | H,YG9J*36+TXV-BLEED | TM9E040A10MP12 | Split System | 22800 | 16 | 9 | 2 | R-454B | 650
215424531 | YORK | HH824E2S11 | H,YE7J*36+TXV-BLEED | TM9E060B12MP12 | Split System | 23000 | 16 | 9 | 2 | R-454B | 650
215425720 | YORK | HH824E2S11 | H,YE7J*24+TXV | TM9E060B12MP12 | Split System | 23000 | 16 | 9 | 2 | R-454B | 650
215424532 | YORK | HH824E2S11 | H,YE7J*30+TXV | TM9E060B12MP12 | Split System | 23000 | 16 | 9 | 2 | R-454B | 650
215424533 | YORK | HH824E2S11 | H,YE7J*36+TXV | TM9E060B12MP12 | Split System | 23000 | 16 | 9 | 2 | R-454B | 650
217025183 | AMERICAN STANDARD | 5A6H7024A1 | H,TG8J*36+TXV | L8V1A040U3VSB | Split System | 22800 | 17 | 9 | 2 | R-454B | 650
217025521 | AMERICAN STANDARD | 5A6H7048A1 | V,T60H210P17*+TXV | S9V2C100U4VSB | Split System | 42500 | 17 | 9 | 2.2 | R-454B | 650
217025490 | AMERICAN STANDARD | 5A6H7048A1 | PL60H245P18*+TXV | S8X1C080M5PTC | Split System | 43500 | 17 | 9 | 2.2 | R-454B | 650
217025502 | AMERICAN STANDARD | 5A6H7048A1 | PL60H245P18*+TXV | S8X2C080M5PTC | Split System | 43500 | 17 | 9 | 2.2 | R-454B | 650
217025503 | AMERICAN STANDARD | 5A6H7048A1 | V,T60H210P17*+TXV | S8X2C080M5PTC | Split System | 43500 | 17 | 9 | 2.2 | R-454B | 650
217025509 | AMERICAN STANDARD | 5A6H7048A1 | V,T60H210P17*+TXV | S8X2C100M5PTC | Split System | 43500 | 17 | 9 | 2.2 | R-454B | 650
217025636 | AMERICAN STANDARD | 5A6H7060A1 | V,T60H245P79*+TXV | S9V2D120U5VSB | Split System | 51500 | 17 | 9 | 2.2 | R-454B | 650
215424725 | LUXAIRE | HH824E2S11 | H,YE7J*36+TXV-BLEED | TM9Y080B12MP11 | Split System | 23000 | 17 | 9 | 2 | R-454B | 650
215424719 | LUXAIRE | HH824E2S11 | H,YE7J*36+TXV-BLEED | TM9E080B12MP12 | Split System | 23000 | 17 | 9 | 2 | R-454B | 650
215424734 | LUXAIRE | HH824E2S11 | H,YE7J*36+TXV-BLEED | Z9ES060B12SMPS1 | Split System | 23000 | 17 | 9 | 2 | R-454B | 650
216751557 | YORK | HH824E2S11 | H,YG9J*30+TXV-BLEED | Y91E040A10SMPS1 | Split System | 22800 | 17 | 9 | 2 | R-454B | 650
216751558 | YORK | HH824E2S11 | H,YG9J*36+TXV-BLEED | Y91E040A10SMPS1 | Split System | 22800 | 17 | 9 | 2 | R-454B | 650
214848907 | YORK | HH824E2S11 | H,YG8J*36+TXV | TM9E080B12MP12 | Split System | 23000 | 17 | 9 | 2 | R-454B | 650
214848909 | YORK | HH824E2S11 | H,YG8J*36+TXV | TM9Y060B12MP11 | Split System | 23000 | 17 | 9 | 2 | R-454B | 650
214848968 | YORK | HH824E2S11 | H,YG35*36+TXV-BLEED | TM9Y060B12MP11 | Split System | 23000 | 17 | 9 | 2 | R-454B | 650
214848910 | YORK | HH824E2S11 | H,YG8J*36+TXV | TM9Y080B12MP11 | Split System | 23000 | 17 | 9 | 2 | R-454B | 650
214848914 | YORK | HH824E2S11 | H,YG8J*36+TXV | Y91E060B12SMPS1 | Split System | 23000 | 17 | 9 | 2 | R-454B | 650
215424542 | YORK | HH824E2S11 | H,YE7J*36+TXV | TM9E080B12MP12 | Split System | 23000 | 17 | 9 | 2 | R-454B | 650
215424589 | YORK | HH824E2S11 | H,YE8J*36+TXV | TM9Y060B12MP11 | Split System | 23000 | 17 | 9 | 2 | R-454B | 650
215424598 | YORK | HH824E2S11 | H,YE8J*36+TXV | TM9Y080B12MP11 | Split System | 23000 | 17 | 9 | 2 | R-454B | 650
215424534 | YORK | HH824E2S11 | H,YE8J*30+TXV | TM9E060B12MP12 | Split System | 23000 | 17 | 9 | 2 | R-454B | 650
215424588 | YORK | HH824E2S11 | H,YE8J*30+TXV | TM9Y060B12MP11 | Split System | 23000 | 17 | 9 | 2 | R-454B | 650
215425769 | YORK | HH824E2S11 | H,YE7J*24+TXV | TM9Y080B12MP11 | Split System | 23000 | 17 | 9 | 2 | R-454B | 650
215424530 | YORK | HH824E2S11 | H,YE33*36+TXV | TM9E060B12MP12 | Split System | 23000 | 17 | 9 | 2 | R-454B | 650
215424584 | YORK | HH824E2S11 | H,YE33*36+TXV | TM9Y060B12MP11 | Split System | 23000 | 17 | 9 | 2 | R-454B | 650
215424539 | YORK | HH824E2S11 | H,YE33*36+TXV | TM9E080B12MP12 | Split System | 23000 | 17 | 9 | 2 | R-454B | 650
215424541 | YORK | HH824E2S11 | H,YE7J*30+TXV | TM9E080B12MP12 | Split System | 23000 | 17 | 9 | 2 | R-454B | 650
215424544 | YORK | HH824E2S11 | H,YE8J*36+TXV | TM9E080B12MP12 | Split System | 23000 | 17 | 9 | 2 | R-454B | 650
215424675 | YORK | HH824E2S11 | H,YE7J*36+TXV-BLEED | Y91E060B12SMPS1 | Split System | 23000 | 17 | 9 | 2 | R-454B | 650
215424543 | YORK | HH824E2S11 | H,YE8J*30+TXV | TM9E080B12MP12 | Split System | 23000 | 17 | 9 | 2 | R-454B | 650
215424677 | YORK | HH824E2S11 | H,YE7J*36+TXV | Y91E060B12SMPS1 | Split System | 23000 | 17 | 9 | 2 | R-454B | 650
215424679 | YORK | HH824E2S11 | H,YE8J*36+TXV | Y91E060B12SMPS1 | Split System | 23000 | 17 | 9 | 2 | R-454B | 650
215424540 | YORK | HH824E2S11 | H,YE7J*36+TXV-BLEED | TM9E080B12MP12 | Split System | 23000 | 17 | 9 | 2 | R-454B | 650
215424593 | YORK | HH824E2S11 | H,YE33*36+TXV | TM9Y080B12MP11 | Split System | 23000 | 17 | 9 | 2 | R-454B | 650
215424595 | YORK | HH824E2S11 | H,YE7J*30+TXV | TM9Y080B12MP11 | Split System | 23000 | 17 | 9 | 2 | R-454B | 650
215425726 | YORK | HH824E2S11 | H,YE33*30+TXV | TM9E080B12MP12 | Split System | 23000 | 17 | 9 | 2 | R-454B | 650
215425727 | YORK | HH824E2S11 | H,YE7J*24+TXV | TM9E080B12MP12 | Split System | 23000 | 17 | 9 | 2 | R-454B | 650
215424676 | YORK | HH824E2S11 | H,YE7J*30+TXV | Y91E060B12SMPS1 | Split System | 23000 | 17 | 9 | 2 | R-454B | 650
215424678 | YORK | HH824E2S11 | H,YE8J*30+TXV | Y91E060B12SMPS1 | Split System | 23000 | 17 | 9 | 2 | R-454B | 650
215424594 | YORK | HH824E2S11 | H,YE7J*36+TXV-BLEED | TM9Y080B12MP11 | Split System | 23000 | 17 | 9 | 2 | R-454B | 650
215425830 | YORK | HH824E2S11 | H,YE7J*24+TXV | Y91E060B12SMPS1 | Split System | 23000 | 17 | 9 | 2 | R-454B | 650
215425761 | YORK | HH824E2S11 | H,YE33*30+TXV | TM9Y060B12MP11 | Split System | 23000 | 17 | 9 | 2 | R-454B | 650
215425768 | YORK | HH824E2S11 | H,YE33*30+TXV | TM9Y080B12MP11 | Split System | 23000 | 17 | 9 | 2 | R-454B | 650
215424596 | YORK | HH824E2S11 | H,YE7J*36+TXV | TM9Y080B12MP11 | Split System | 23000 | 17 | 9 | 2 | R-454B | 650
215424535 | YORK | HH824E2S11 | H,YE8J*36+TXV | TM9E060B12MP12 | Split System | 23000 | 17 | 9 | 2 | R-454B | 650
215424597 | YORK | HH824E2S11 | H,YE8J*30+TXV | TM9Y080B12MP11 | Split System | 23000 | 17 | 9 | 2 | R-454B | 650
215425719 | YORK | HH824E2S11 | H,YE33*30+TXV | TM9E060B12MP12 | Split System | 23000 | 17 | 9 | 2 | R-454B | 650
215424674 | YORK | HH824E2S11 | H,YE33*36+TXV | Y91E060B12SMPS1 | Split System | 23000 | 17 | 9 | 2 | R-454B | 650
215425829 | YORK | HH824E2S11 | H,YE33*30+TXV | Y91E060B12SMPS1 | Split System | 23000 | 17 | 9 | 2 | R-454B | 650
215430819 | LUXAIRE | HH824E2S11 | H,YG80(1,2)36+TXV | TM9E080B12MP12 | Split System | 23000 | 18 | 9 | 2 | R-454B | 650
215430818 | LUXAIRE | HH824E2S11 | H,YG80(1,2)36+TXV | TM9E060B12MP12 | Split System | 23000 | 18 | 9 | 2 | R-454B | 650
215430822 | LUXAIRE | HH824E2S11 | H,YG80(1,2)36+TXV | TM9V060B12MP12 | Split System | 23000 | 18 | 9 | 2 | R-454B | 650
215430827 | LUXAIRE | HH824E2S11 | H,YG80(1,2)36+TXV | TM9Y060B12MP11 | Split System | 23000 | 18 | 9 | 2 | R-454B | 650
215430809 | LUXAIRE | HH824E2S11 | H,YG80(1,2)36+TXV | LP9C060B12MP13 | Split System | 23000 | 18 | 9 | 2 | R-454B | 650
214848962 | YORK | HH824E2S11 | H,YG35*36+TXV-BLEED | TM9E060B12MP12 | Split System | 23000 | 18 | 9 | 2 | R-454B | 650
214848963 | YORK | HH824E2S11 | H,YG35*36+TXV-BLEED | TM9E080B12MP12 | Split System | 23000 | 18 | 9 | 2 | R-454B | 650
216751893 | YORK | HH860E2S11 | H,YG3K*48+TXV-BLEED | Y91E100C20SMPS1 | Split System | 45500 | 18 | 9 | 2 | R-454B | 650
216751895 | YORK | HH860E2S11 | H,YG48*48+TXV-BLEED | Y91E100C20SMPS1 | Split System | 45500 | 18 | 9 | 2 | R-454B | 650
216751894 | YORK | HH860E2S11 | H,YG3K*60+TXV-BLEED | Y91E100C20SMPS1 | Split System | 45500 | 18 | 9 | 2 | R-454B | 650
216751896 | YORK | HH860E2S11 | H,YG48*60+TXV-BLEED | Y91E100C20SMPS1 | Split System | 45500 | 18 | 9 | 2 | R-454B | 650
216751892 | YORK | HH860E2S11 | H,YG72*60+TXV-BLEED | Y91E100C20SMPS1 | Split System | 45500 | 18 | 9 | 2 | R-454B | 650
216751891 | YORK | HH860E2S11 | H,YG72*48+TXV-BLEED | Y91E100C20SMPS1 | Split System | 45500 | 18 | 9 | 2 | R-454B | 650
216751910 | YORK | HH860E2S11 | H,YG48*48+TXV-BLEED | Y91E120D20SMPS1 | Split System | 46000 | 18 | 9 | 2 | R-454B | 650
216751907 | YORK | HH860E2S11 | H,YG72*60+TXV-BLEED | Y91E120D20SMPS1 | Split System | 46000 | 18 | 9 | 2 | R-454B | 650
216751908 | YORK | HH860E2S11 | H,YG3K*48+TXV-BLEED | Y91E120D20SMPS1 | Split System | 46000 | 18 | 9 | 2 | R-454B | 650
216751911 | YORK | HH860E2S11 | H,YG48*60+TXV-BLEED | Y91E120D20SMPS1 | Split System | 46000 | 18 | 9 | 2 | R-454B | 650
216751906 | YORK | HH860E2S11 | H,YG72*48+TXV-BLEED | Y91E120D20SMPS1 | Split System | 46000 | 18 | 9 | 2 | R-454B | 650
216751909 | YORK | HH860E2S11 | H,YG3K*60+TXV-BLEED | Y91E120D20SMPS1 | Split System | 46000 | 18 | 9 | 2 | R-454B | 650
218448602 | Grandaire | D5CUHAH18AAK | CE1801A*+TXV |  | Split System | 18000 | 16 | 9.05 | 1.98 | R-454B | 650
218448613 | TEMPSTAR | D5CUHAH18AAK | CP1801A*+TXV+TD |  | Split System | 18000 | 16 | 9.05 | 1.98 | R-454B | 650
218448649 | TEMPSTAR | D5CUHAH18AAK | CE1801C*+TXV |  | Split System | 18000 | 16 | 9.05 | 1.98 | R-454B | 650
218448648 | TEMPSTAR | D5CUHAH18AAK | CE2301C*+TXV |  | Split System | 18000 | 16 | 9.05 | 1.98 | R-454B | 650
218448647 | TEMPSTAR | D5CUHAH18AAK | CE1801A*+TXV |  | Split System | 18000 | 16 | 9.05 | 1.98 | R-454B | 650
218448614 | TEMPSTAR | D5CUHAH18AAK | CP2301A*+TXV+TD |  | Split System | 18000 | 16 | 9.05 | 1.98 | R-454B | 650
218448651 | TEMPSTAR | D5CUHAH18AAK | CE2403C*+TXV |  | Split System | 18000 | 16 | 9.15 | 2 | R-454B | 650
218448615 | TEMPSTAR | D5CUHAH18AAK | CP2403A*+TXV+TD |  | Split System | 18000 | 16 | 9.15 | 2 | R-454B | 650
218448650 | TEMPSTAR | D5CUHAH18AAK | CE2403A*+TXV |  | Split System | 18000 | 16 | 9.15 | 2 | R-454B | 650
216751516 | YORK | HH824E2S11 | H,YG33*36+TXV-BLEED | TM9V060B12MP12 | Split System | 22600 | 17 | 9.25 | 1.96 | R-454B | 650
216751530 | YORK | HH824E2S11 | H,YG33*36+TXV-BLEED | TM9Y080B12MP11 | Split System | 22600 | 17 | 9.25 | 1.96 | R-454B | 650
216751518 | YORK | HH824E2S11 | H,YG33*36+TXV-BLEED | TM9V080B12MP12 | Split System | 22600 | 17 | 9.25 | 1.96 | R-454B | 650
216752068 | YORK | HH824E2S11 | H,YG33*30+TXV-BLEED | TM9V060B12MP12 | Split System | 22600 | 17 | 9.25 | 1.96 | R-454B | 650
216752071 | YORK | HH824E2S11 | H,YG33*30+TXV-BLEED | TM9V080B12MP12 | Split System | 22600 | 17 | 9.25 | 1.96 | R-454B | 650
216752083 | YORK | HH824E2S11 | H,YG33*30+TXV-BLEED | TM9Y080B12MP11 | Split System | 22600 | 17 | 9.25 | 1.96 | R-454B | 650
216751544 | YORK | HH824E2S11 | H,YG33*36+TXV-BLEED | Y82E080B12LMPS1 | Split System | 22600 | 18 | 9.25 | 1.96 | R-454B | 650
216751540 | YORK | HH824E2S11 | H,YG33*36+TXV-BLEED | Y82E060A12LMPS1 | Split System | 22600 | 18 | 9.25 | 1.96 | R-454B | 650
216752095 | YORK | HH824E2S11 | H,YG33*30+TXV-BLEED | Y82E080B12LMPS1 | Split System | 22600 | 18 | 9.25 | 1.96 | R-454B | 650
216752091 | YORK | HH824E2S11 | H,YG33*30+TXV-BLEED | Y82E060A12LMPS1 | Split System | 22600 | 18 | 9.25 | 1.96 | R-454B | 650
216752090 | YORK | HH824E2S11 | H,YG8J*30+TXV-BLEED | Y81E060A12SMPS1 | Split System | 22600 | 17 | 9.4 | 1.98 | R-454B | 650
216751520 | YORK | HH824E2S11 | H,YG8J*36+TXV-BLEED | TM9V080B12MP12 | Split System | 22600 | 17 | 9.4 | 1.98 | R-454B | 650
216752074 | YORK | HH824E2S11 | H,YG8J*30+TXV-BLEED | TM9V080B12MP12 | Split System | 22600 | 17 | 9.4 | 1.98 | R-454B | 650
216751537 | YORK | HH824E2S11 | H,YG8J*36+TXV-BLEED | Y81E060A12SMPS1 | Split System | 22600 | 17 | 9.4 | 1.98 | R-454B | 650
216751532 | YORK | HH824E2S11 | H,YG34*36+TXV-BLEED | Y81E040A12SMPS1 | Split System | 22800 | 17 | 9.4 | 1.98 | R-454B | 650
216751533 | YORK | HH824E2S11 | H,YG8J*36+TXV-BLEED | Y81E040A12SMPS1 | Split System | 22800 | 17 | 9.4 | 1.98 | R-454B | 650
216752086 | YORK | HH824E2S11 | H,YG8J*30+TXV-BLEED | Y81E040A12SMPS1 | Split System | 22800 | 17 | 9.4 | 1.98 | R-454B | 650
216751535 | YORK | HH824E2S11 | H,YG34*36+TXV-BLEED | Y81E060A12SMPS1 | Split System | 22800 | 17 | 9.4 | 1.98 | R-454B | 650
216751543 | YORK | HH824E2S11 | H,YG8J*36+TXV-BLEED | Y82E060A12LMPS1 | Split System | 22600 | 18 | 9.4 | 1.98 | R-454B | 650
216752094 | YORK | HH824E2S11 | H,YG8J*30+TXV-BLEED | Y82E060A12LMPS1 | Split System | 22600 | 18 | 9.4 | 1.98 | R-454B | 650
216751541 | YORK | HH824E2S11 | H,YG34*36+TXV-BLEED | Y82E060A12LMPS1 | Split System | 22800 | 18 | 9.4 | 1.98 | R-454B | 650
217496299 | BRYANT HEATING AND COOLING SYSTEMS | 37MUHAQ18AA3 | PL36H210P29*+TXV | 82*TB36045V14*** | Split System | 18500 | 15.2 | 9.5 | 2.02 | R-454B | 650
216751507 | YORK | HH824E2S11 | H,YG7J*36+TXV-BLEED | TM9E060B12MP12 | Split System | 23000 | 16 | 9.5 | 2 | R-454B | 650
218448577 | RHEEM | RD18AY24AJVC | CP2903A*+TXV+TD |  | Split System | 20800 | 17 | 9.5 | 2 | R-454B | 650
218448576 | RHEEM | RD18AY24AJVC | CP2403A*+TXV+TD |  | Split System | 20800 | 17 | 9.5 | 2 | R-454B | 650
216751508 | YORK | HH824E2S11 | H,YG7J*36+TXV-BLEED | TM9E080B12MP12 | Split System | 23000 | 17 | 9.5 | 2 | R-454B | 650
216751567 | YORK | HH824E2S11 | H,YG7J*36+TXV-BLEED | Y91E060B12SMPS1 | Split System | 23000 | 17 | 9.5 | 2 | R-454B | 650
215430831 | LUXAIRE | HH824E2S11 | H,YG80(1,2)36+TXV | Z8ES040A12SMPS1 | Split System | 23000 | 18 | 9.5 | 2 | R-454B | 650
218448583 | RHEEM | RD18AY24AJVC | CE2301C*+TXV |  | Split System | 20800 | 18 | 9.5 | 2 | R-454B | 650
218448585 | RHEEM | RD18AY24AJVC | CE2903C*+TXV |  | Split System | 21200 | 18 | 9.5 | 2 | R-454B | 650
218448584 | RHEEM | RD18AY24AJVC | CE2403A*+TXV |  | Split System | 21200 | 18 | 9.5 | 2 | R-454B | 650
218448586 | RHEEM | RD18AY24AJVC | CE2403C*+TXV |  | Split System | 21200 | 18 | 9.5 | 2 | R-454B | 650
218448587 | RHEEM | RD18AY24AJVC | CE3005A*+TXV |  | Split System | 21200 | 18 | 9.5 | 2 | R-454B | 650
214848970 | YORK | HH824E2S11 | H,YG35*36+TXV-BLEED | Y81E040A12SMPS1 | Split System | 23000 | 18 | 9.5 | 2 | R-454B | 650
215430834 | LUXAIRE | HH824E2S11 | H,YG80(1,2)36+TXV | Z8ES080B12SMPS1 | Split System | 23000 | 19 | 9.5 | 2 | R-454B | 650
215430836 | LUXAIRE | HH824E2S11 | H,YG80(1,2)36+TXV | Z8ES100B12SMPS1 | Split System | 23000 | 19 | 9.5 | 2 | R-454B | 650
215430839 | LUXAIRE | HH824E2S11 | H,YG80(1,2)36+TXV | Z8ET080B12LMPS1 | Split System | 23000 | 19 | 9.5 | 2 | R-454B | 650
214848975 | YORK | HH824E2S11 | H,YG35*36+TXV-BLEED | Y82E080B12LMPS1 | Split System | 23000 | 19 | 9.5 | 2 | R-454B | 650
214848972 | YORK | HH824E2S11 | H,YG35*36+TXV-BLEED | Y81E080B12SMPS1 | Split System | 23000 | 19 | 9.5 | 2 | R-454B | 650
214848973 | YORK | HH824E2S11 | H,YG35*36+TXV-BLEED | Y81E100B12SMPS1 | Split System | 23000 | 19 | 9.5 | 2 | R-454B | 650
217489024 | AMERICAN STANDARD | 5HPL5024A1 | PL36H175P78*+TXV+P0V0B000M40SD |  | Split System | 21000 | 15.2 | 8.1 | 1.8 | R-454B | 650
217489013 | AMERICAN STANDARD | 5HPL5024A1 | PL36H175P78*+TXV | L8V1A060U3VSB | Split System | 21000 | 16 | 8.1 | 1.8 | R-454B | 650
217488995 | AMERISTAR | A5HL5024A1 | PL36H175P78*+TXV | L8V1A040U3VSB | Split System | 21000 | 16 | 8.1 | 1.8 | R-454B | 650
217489000 | AMERISTAR | A5HL5024A1 | PL36H175P78*+TXV | L8V1B080U4VSB | Split System | 21000 | 16 | 8.1 | 1.8 | R-454B | 650
217025405 | AMERICAN STANDARD | 5A6H7036A1 | PL36H175P78*+TXV | S8X2B080M4PTC | Split System | 32600 | 17 | 8.2 | 1.9 | R-454B | 650
217026516 | AMERICAN STANDARD | 5A6H7036A1 | V,T36H***P22*+TXV+P0V0A000M30SD |  | Split System | 31600 | 16 | 8.5 | 2.08 | R-454B | 650
217025359 | AMERICAN STANDARD | 5A6H7036A1 | V,T36H***P22*+TXV | S8V2A040M3PDB | Split System | 31800 | 16 | 8.5 | 2.09 | R-454B | 650
217025355 | AMERICAN STANDARD | 5A6H7036A1 | V,T36H***P22*+TXV | S8V2A040M3PCB | Split System | 31800 | 16 | 8.5 | 2.09 | R-454B | 650
217025367 | AMERICAN STANDARD | 5A6H7036A1 | PL36H175P78*+TXV | S8V2B060M4PDB | Split System | 32000 | 16 | 8.5 | 2.11 | R-454B | 650
214848977 | YORK | HH824E2S11 | H,YG35*36+TXV-BLEED | Y91E040A10SMPS1 | Split System | 23000 | 17 | 8.5 | 2 | R-454B | 650
214848976 | YORK | HH824E2S11 | H,YG35*36+TXV-BLEED | Y91E026A08SMPS1 | Split System | 23000 | 17 | 8.5 | 2 | R-454B | 650
214848978 | YORK | HH824E2S11 | H,YG35*36+TXV-BLEED | Y91E060A10SMPS1 | Split System | 23000 | 17 | 8.5 | 2 | R-454B | 650
215430680 | LUXAIRE | HH860E2S11 | H,YG48(1,2)60+TXV | Z8ES120C16SMPS1 | Split System | 44000 | 18 | 8.5 | 2 | R-454B | 650
215430676 | LUXAIRE | HH860E2S11 | H,YG48(1,2)60+TXV | Z8ES100C16SMPS1 | Split System | 44000 | 18 | 8.5 | 2 | R-454B | 650
215430674 | LUXAIRE | HH860E2S11 | H,YG48(1,2)60+TXV | Z8ES080C20SMPS1 | Split System | 44000 | 18 | 8.5 | 2 | R-454B | 650
215430672 | LUXAIRE | HH860E2S11 | H,YG48(1,2)60+TXV | Z8ES080C16SMPS1 | Split System | 44500 | 18 | 8.5 | 2 | R-454B | 650
215430678 | LUXAIRE | HH860E2S11 | H,YG48(1,2)60+TXV | Z8ES100C20SMPS1 | Split System | 44500 | 18 | 8.5 | 2 | R-454B | 650
217489313 | RHEEM | RD18AY36AJVC | FE*G34*36+TXV |  | Split System | 31400 | 18 | 8.5 | 1.9 | R-454B | 650
217025542 | AMERICAN STANDARD | 5A6H7048A1 | H,TG84*60+TXV | S9X1C100U5PSB | Split System | 43500 | 15.2 | 8.7 | 2.22 | R-454B | 650
217025554 | AMERICAN STANDARD | 5A6H7048A1 | H,TG84*60+TXV | S9X2C100U5PSB | Split System | 43500 | 15.2 | 8.7 | 2.22 | R-454B | 650
217025541 | AMERICAN STANDARD | 5A6H7048A1 | V,T60H210P19*+TXV | S9X1C100U5PSB | Split System | 43500 | 15.2 | 8.7 | 2.22 | R-454B | 650
217025555 | AMERICAN STANDARD | 5A6H7048A1 | H,TG86*60+TXV | S9X2C100U5PSB | Split System | 43500 | 15.2 | 8.7 | 2.22 | R-454B | 650
217025543 | AMERICAN STANDARD | 5A6H7048A1 | H,TG86*60+TXV | S9X1C100U5PSB | Split System | 43500 | 15.2 | 8.7 | 2.22 | R-454B | 650
217025282 | AMERICAN STANDARD | 5A6H7024A1 | H,TG8J*36+TXV | S8X2B080M4PTC | Split System | 22000 | 16 | 8.7 | 1.9 | R-454B | 650
217025262 | AMERICAN STANDARD | 5A6H7024A1 | H,TG8J*36+TXV | S8X1B080M4PTC | Split System | 22000 | 16 | 8.7 | 1.9 | R-454B | 650
217025248 | AMERICAN STANDARD | 5A6H7024A1 | H,TG8J*36+TXV | S8X1B040M2PTC | Split System | 22200 | 16 | 8.7 | 1.9 | R-454B | 650
217025227 | AMERICAN STANDARD | 5A6H7024A1 | V,T36H175P13*+TXV | S8V2B080M4PCB | Split System | 22600 | 16 | 8.7 | 2.02 | R-454B | 650
217025234 | AMERICAN STANDARD | 5A6H7024A1 | V,T36H175P13*+TXV | S8V2B080M4PDB | Split System | 22600 | 16 | 8.7 | 2.02 | R-454B | 650
217025323 | AMERICAN STANDARD | 5A6H7024A1 | V,T36H175P13*+TXV | S9X1B060U4PSB | Split System | 22600 | 16 | 8.7 | 2.02 | R-454B | 650
217025324 | AMERICAN STANDARD | 5A6H7024A1 | H,TG8J*36+TXV | S9X1B060U4PSB | Split System | 22800 | 16 | 8.7 | 2.02 | R-454B | 650
217025338 | AMERICAN STANDARD | 5A6H7024A1 | H,TG8J*36+TXV | S9X2B060U4PSB | Split System | 22800 | 16 | 8.7 | 2.02 | R-454B | 650
217025320 | AMERICAN STANDARD | 5A6H7024A1 | V,T36H175P14*+TXV | S9X1B060U4PSB | Split System | 22800 | 16 | 8.7 | 2.02 | R-454B | 650
217025334 | AMERICAN STANDARD | 5A6H7024A1 | V,T36H175P14*+TXV | S9X2B060U4PSB | Split System | 22800 | 16 | 8.7 | 2.02 | R-454B | 650
217025373 | AMERICAN STANDARD | 5A6H7036A1 | V,T36H175P78*+TXV | S8V2B080M4PCB | Split System | 32200 | 16 | 8.7 | 2.11 | R-454B | 650
217025375 | AMERICAN STANDARD | 5A6H7036A1 | H,TG80*36+TXV | S8V2B080M4PCB | Split System | 32200 | 16 | 8.7 | 2.11 | R-454B | 650
217025421 | AMERICAN STANDARD | 5A6H7036A1 | V,T36H175P78*+TXV | S9V2B060U4VSB | Split System | 32200 | 16 | 8.7 | 2.11 | R-454B | 650
217025440 | AMERICAN STANDARD | 5A6H7036A1 | PL36H175P78*+TXV | S9X1B080U4PSB | Split System | 32200 | 16 | 8.7 | 2.11 | R-454B | 650
217025380 | AMERICAN STANDARD | 5A6H7036A1 | H,TG80*36+TXV | S8V2B080M4PDB | Split System | 32200 | 16 | 8.7 | 2.11 | R-454B | 650
217025455 | AMERICAN STANDARD | 5A6H7036A1 | PL36H175P78*+TXV | S9X2B080U4PSB | Split System | 32200 | 16 | 8.7 | 2.11 | R-454B | 650
217025423 | AMERICAN STANDARD | 5A6H7036A1 | H,TG80*36+TXV | S9V2B060U4VSB | Split System | 32200 | 16 | 8.7 | 2.11 | R-454B | 650
217025377 | AMERICAN STANDARD | 5A6H7036A1 | PL36H175P78*+TXV | S8V2B080M4PDB | Split System | 32200 | 16 | 8.7 | 2.11 | R-454B | 650
217025445 | AMERICAN STANDARD | 5A6H7036A1 | PL36H175P78*+TXV | S9X2B040U3PSB | Split System | 32200 | 16 | 8.7 | 2.11 | R-454B | 650
217025430 | AMERICAN STANDARD | 5A6H7036A1 | PL36H175P78*+TXV | S9X1B040U3PSB | Split System | 32200 | 16 | 8.7 | 2.11 | R-454B | 650
217025446 | AMERICAN STANDARD | 5A6H7036A1 | V,T36H175P78*+TXV | S9X2B040U3PSB | Split System | 32200 | 16 | 8.7 | 2.11 | R-454B | 650
217025435 | AMERICAN STANDARD | 5A6H7036A1 | PL36H175P78*+TXV | S9X1B060U4PSB | Split System | 32400 | 16 | 8.7 | 2.12 | R-454B | 650
217025451 | AMERICAN STANDARD | 5A6H7036A1 | V,T36H175P78*+TXV | S9X2B060U4PSB | Split System | 32400 | 16 | 8.7 | 2.12 | R-454B | 650
217025450 | AMERICAN STANDARD | 5A6H7036A1 | PL36H175P78*+TXV | S9X2B060U4PSB | Split System | 32400 | 16 | 8.7 | 2.12 | R-454B | 650
217025357 | AMERICAN STANDARD | 5A6H7036A1 | H,TG81*36+TXV | S8V2A040M3PCB | Split System | 32600 | 16 | 8.7 | 2.14 | R-454B | 650
217025361 | AMERICAN STANDARD | 5A6H7036A1 | H,TG81*36+TXV | S8V2A040M3PDB | Split System | 32600 | 16 | 8.7 | 2.14 | R-454B | 650
217026518 | AMERICAN STANDARD | 5A6H7036A1 | H,TG81*36+TXV+P0V0A000M30SD |  | Split System | 32800 | 16 | 8.7 | 2.15 | R-454B | 650
217025376 | AMERICAN STANDARD | 5A6H7036A1 | H,TG81*36+TXV | S8V2B080M4PCB | Split System | 33400 | 16 | 8.7 | 2.18 | R-454B | 650
217025364 | AMERICAN STANDARD | 5A6H7036A1 | V,T36H175P45*+TXV | S8V2B060M4PCB | Split System | 33400 | 16 | 8.7 | 2.18 | R-454B | 650
217025381 | AMERICAN STANDARD | 5A6H7036A1 | H,TG81*36+TXV | S8V2B080M4PDB | Split System | 33400 | 16 | 8.7 | 2.18 | R-454B | 650
217025371 | AMERICAN STANDARD | 5A6H7036A1 | H,TG81*36+TXV | S8V2B060M4PDB | Split System | 33400 | 16 | 8.7 | 2.18 | R-454B | 650
217025369 | AMERICAN STANDARD | 5A6H7036A1 | V,T36H175P45*+TXV | S8V2B060M4PDB | Split System | 33400 | 16 | 8.7 | 2.18 | R-454B | 650
217025366 | AMERICAN STANDARD | 5A6H7036A1 | H,TG81*36+TXV | S8V2B060M4PCB | Split System | 33400 | 16 | 8.7 | 2.18 | R-454B | 650
217025438 | AMERICAN STANDARD | 5A6H7036A1 | H,TG80*36+TXV | S9X1B060U4PSB | Split System | 33400 | 16 | 8.7 | 2.18 | R-454B | 650
217025443 | AMERICAN STANDARD | 5A6H7036A1 | H,TG80*36+TXV | S9X1B080U4PSB | Split System | 33400 | 16 | 8.7 | 2.18 | R-454B | 650
217025439 | AMERICAN STANDARD | 5A6H7036A1 | H,TG81*36+TXV | S9X1B060U4PSB | Split System | 33600 | 16 | 8.7 | 2.18 | R-454B | 650
217025459 | AMERICAN STANDARD | 5A6H7036A1 | H,TG81*36+TXV | S9X2B080U4PSB | Split System | 33600 | 16 | 8.7 | 2.18 | R-454B | 650
217025444 | AMERICAN STANDARD | 5A6H7036A1 | H,TG81*36+TXV | S9X1B080U4PSB | Split System | 33600 | 16 | 8.7 | 2.18 | R-454B | 650
217025528 | AMERICAN STANDARD | 5A6H7048A1 | PL60H210P19*+TXV | S9V2C100U5VSB | Split System | 43000 | 16 | 8.7 | 2.2 | R-454B | 650
217025529 | AMERICAN STANDARD | 5A6H7048A1 | V,T60H210P19*+TXV | S9V2C100U5VSB | Split System | 43000 | 16 | 8.7 | 2.2 | R-454B | 650
217025531 | AMERICAN STANDARD | 5A6H7048A1 | H,TG86*60+TXV | S9V2C100U5VSB | Split System | 43000 | 16 | 8.7 | 2.2 | R-454B | 650
217025530 | AMERICAN STANDARD | 5A6H7048A1 | H,TG84*60+TXV | S9V2C100U5VSB | Split System | 43000 | 16 | 8.7 | 2.2 | R-454B | 650
217025479 | AMERICAN STANDARD | 5A6H7048A1 | V,T60H210P17*+TXV | S8V2C100M5PCB | Split System | 43000 | 16 | 8.7 | 2.21 | R-454B | 650
217025484 | AMERICAN STANDARD | 5A6H7048A1 | PL60H245P18*+TXV | S8V2C100M5PDB | Split System | 43000 | 16 | 8.7 | 2.21 | R-454B | 650
217025473 | AMERICAN STANDARD | 5A6H7048A1 | V,T60H210P17*+TXV | S8V2C080M5PDB | Split System | 43500 | 16 | 8.7 | 2.21 | R-454B | 650
217025466 | AMERICAN STANDARD | 5A6H7048A1 | PL60H245P18*+TXV | S8V2C080M5PCB | Split System | 43500 | 16 | 8.7 | 2.21 | R-454B | 650
217025278 | AMERICAN STANDARD | 5A6H7024A1 | V,T36H175P14*+TXV | S8X2B080M4PTC | Split System | 22200 | 17 | 8.7 | 1.9 | R-454B | 650
217025258 | AMERICAN STANDARD | 5A6H7024A1 | V,T36H175P14*+TXV | S8X1B080M4PTC | Split System | 22200 | 17 | 8.7 | 1.9 | R-454B | 650
217025244 | AMERICAN STANDARD | 5A6H7024A1 | V,T36H175P14*+TXV | S8X1B040M2PTC | Split System | 22400 | 17 | 8.7 | 1.9 | R-454B | 650
217025330 | AMERICAN STANDARD | 5A6H7024A1 | V,T36H175P13*+TXV | S9X2B040U3PSB | Split System | 22600 | 17 | 8.7 | 2.02 | R-454B | 650
217025316 | AMERICAN STANDARD | 5A6H7024A1 | V,T36H175P13*+TXV | S9X1B040U3PSB | Split System | 22600 | 17 | 8.7 | 2.02 | R-454B | 650
217025228 | AMERICAN STANDARD | 5A6H7024A1 | H,TG8J*36+TXV | S8V2B080M4PCB | Split System | 22800 | 17 | 8.7 | 2.02 | R-454B | 650
217025327 | AMERICAN STANDARD | 5A6H7024A1 | V,T36H175P14*+TXV | S9X2B040U3PSB | Split System | 22800 | 17 | 8.7 | 2.02 | R-454B | 650
217025224 | AMERICAN STANDARD | 5A6H7024A1 | V,T36H175P14*+TXV | S8V2B080M4PCB | Split System | 22800 | 17 | 8.7 | 2.02 | R-454B | 650
217025202 | AMERICAN STANDARD | 5A6H7024A1 | H,TG8J*36+TXV | S8V2A040M3PCB | Split System | 22800 | 17 | 8.7 | 2.02 | R-454B | 650
217025217 | AMERICAN STANDARD | 5A6H7024A1 | V,T36H175P14*+TXV | S8V2B060M4PDB | Split System | 22800 | 17 | 8.7 | 2.02 | R-454B | 650
217025313 | AMERICAN STANDARD | 5A6H7024A1 | V,T36H175P14*+TXV | S9X1B040U3PSB | Split System | 22800 | 17 | 8.7 | 2.02 | R-454B | 650
217025331 | AMERICAN STANDARD | 5A6H7024A1 | H,TG8J*36+TXV | S9X2B040U3PSB | Split System | 22800 | 17 | 8.7 | 2.02 | R-454B | 650
217025214 | AMERICAN STANDARD | 5A6H7024A1 | H,TG8J*36+TXV | S8V2B060M4PCB | Split System | 22800 | 17 | 8.7 | 2.02 | R-454B | 650
217025210 | AMERICAN STANDARD | 5A6H7024A1 | V,T36H175P14*+TXV | S8V2B060M4PCB | Split System | 22800 | 17 | 8.7 | 2.02 | R-454B | 650
217025208 | AMERICAN STANDARD | 5A6H7024A1 | H,TG8J*36+TXV | S8V2A040M3PDB | Split System | 22800 | 17 | 8.7 | 2.02 | R-454B | 650
217025411 | AMERICAN STANDARD | 5A6H7036A1 | V,T36H175P78*+TXV | S9V2B040U3VSB | Split System | 32000 | 17 | 8.7 | 2.1 | R-454B | 650
217025349 | AMERICAN STANDARD | 5A6H7036A1 | PL36H175P78*+TXV | L8V1B080U4VSB | Split System | 32000 | 17 | 8.7 | 2.1 | R-454B | 650
217025350 | AMERICAN STANDARD | 5A6H7036A1 | V,T36H175P78*+TXV | L8V1B080U4VSB | Split System | 32000 | 17 | 8.7 | 2.1 | R-454B | 650
217025410 | AMERICAN STANDARD | 5A6H7036A1 | PL36H175P78*+TXV | S9V2B040U3VSB | Split System | 32000 | 17 | 8.7 | 2.1 | R-454B | 650
217025415 | AMERICAN STANDARD | 5A6H7036A1 | PL36H175P78*+TXV | S9V2B060U3VSB | Split System | 32200 | 17 | 8.7 | 2.1 | R-454B | 650
217025425 | AMERICAN STANDARD | 5A6H7036A1 | PL36H175P78*+TXV | S9V2B080U4VSB | Split System | 32200 | 17 | 8.7 | 2.1 | R-454B | 650
217025426 | AMERICAN STANDARD | 5A6H7036A1 | V,T36H175P78*+TXV | S9V2B080U4VSB | Split System | 32200 | 17 | 8.7 | 2.1 | R-454B | 650
217025428 | AMERICAN STANDARD | 5A6H7036A1 | H,TG80*36+TXV | S9V2B080U4VSB | Split System | 32200 | 17 | 8.7 | 2.1 | R-454B | 650
217025348 | AMERICAN STANDARD | 5A6H7036A1 | H,TG81*36+TXV | L8V1A060U3VSB | Split System | 32400 | 17 | 8.7 | 2.1 | R-454B | 650
217025400 | AMERICAN STANDARD | 5A6H7036A1 | PL36H175P78*+TXV | S8X2B060M4PTC | Split System | 32400 | 17 | 8.7 | 2.1 | R-454B | 650
217025387 | AMERICAN STANDARD | 5A6H7036A1 | V,T36H175P78*+TXV | S8X1B060M4PTC | Split System | 32400 | 17 | 8.7 | 2.1 | R-454B | 650
217025401 | AMERICAN STANDARD | 5A6H7036A1 | V,T36H175P78*+TXV | S8X2B060M4PTC | Split System | 32400 | 17 | 8.7 | 2.1 | R-454B | 650
217025385 | AMERICAN STANDARD | 5A6H7036A1 | H,TG81*36+TXV | S8X1A040M3PTC | Split System | 32600 | 17 | 8.7 | 2.1 | R-454B | 650
217025344 | AMERICAN STANDARD | 5A6H7036A1 | H,TG81*36+TXV | L8V1A040U3VSB | Split System | 32600 | 17 | 8.7 | 2.1 | R-454B | 650
217025434 | AMERICAN STANDARD | 5A6H7036A1 | H,TG81*36+TXV | S9X1B040U3PSB | Split System | 33200 | 17 | 8.7 | 2.17 | R-454B | 650
217025447 | AMERICAN STANDARD | 5A6H7036A1 | V,T36H175P45*+TXV | S9X2B040U3PSB | Split System | 33200 | 17 | 8.7 | 2.17 | R-454B | 650
217025547 | AMERICAN STANDARD | 5A6H7048A1 | V,T60H210P19*+TXV | S9X2C080U5PSB | Split System | 43500 | 17 | 8.7 | 2.21 | R-454B | 650
217025546 | AMERICAN STANDARD | 5A6H7048A1 | PL60H210P19*+TXV | S9X2C080U5PSB | Split System | 43500 | 17 | 8.7 | 2.21 | R-454B | 650
217025548 | AMERICAN STANDARD | 5A6H7048A1 | H,TG84*60+TXV | S9X2C080U5PSB | Split System | 43500 | 17 | 8.7 | 2.22 | R-454B | 650
217008153 | CHAMPION HEATING AND COOLING | HH824E2S11 | H,YG80*36+TXV | TM9V040A10MP12 | Split System | 23000 | 17 | 8.95 | 2 | R-454B | 650
217008155 | CHAMPION HEATING AND COOLING | HH824E2S11 | H,YG80*36+TXV | TM9Y040A10MP11 | Split System | 23000 | 17 | 8.95 | 2 | R-454B | 650
215425873 | LUXAIRE | HH824E2S11 | H,YE32*30+TXV-BLEED | Z8ES100B12SMPS1 | Split System | 23000 | 17 | 8.95 | 1.98 | R-454B | 650
215425784 | YORK | HH824E2S11 | H,YE32*30+TXV-BLEED | Y81E100B12SMPS1 | Split System | 23000 | 17 | 8.95 | 1.98 | R-454B | 650
215424619 | YORK | HH824E2S11 | H,YE32*36+TXV | Y81E100B12SMPS1 | Split System | 23000 | 17 | 8.95 | 1.98 | R-454B | 650
215425785 | YORK | HH824E2S11 | H,YE32*24+TXV | Y81E100B12SMPS1 | Split System | 23000 | 17 | 8.95 | 1.98 | R-454B | 650
215425786 | YORK | HH824E2S11 | H,YE32*30+TXV | Y81E100B12SMPS1 | Split System | 23000 | 17 | 8.95 | 1.98 | R-454B | 650
216751527 | YORK | HH824E2S11 | H,YG80*36+TXV-BLEED | TM9Y040A10MP11 | Split System | 23000 | 17 | 8.95 | 2 | R-454B | 650
216751515 | YORK | HH824E2S11 | H,YG80*36+TXV-BLEED | TM9V040A10MP12 | Split System | 23000 | 17 | 8.95 | 2 | R-454B | 650
217008161 | CHAMPION HEATING AND COOLING | HH824E2S11 | H,YG80*36+TXV | Z9ES040A10SMPS1 | Split System | 23000 | 18 | 8.95 | 2 | R-454B | 650
216751559 | YORK | HH824E2S11 | H,YG80*36+TXV-BLEED | Y91E040A10SMPS1 | Split System | 23000 | 18 | 8.95 | 2 | R-454B | 650
217025239 | AMERICAN STANDARD | 5A6H7024A1 | V,T36H***P12*+TXV | S8X1A040M3PTC | Split System | 22000 | 16 | 9 | 2 | R-454B | 650
217025238 | AMERICAN STANDARD | 5A6H7024A1 | V,T36H***P42*+TXV | S8X1A040M3PTC | Split System | 22200 | 16 | 9 | 2 | R-454B | 650
217025186 | AMERICAN STANDARD | 5A6H7024A1 | V,T36H***P12*+TXV | L8V1A060U3VSB | Split System | 22200 | 16 | 9 | 2 | R-454B | 650
217025265 | AMERICAN STANDARD | 5A6H7024A1 | V,T36H***P42*+TXV | S8X2A040M3PTC | Split System | 22200 | 16 | 9 | 2 | R-454B | 650
217025254 | AMERICAN STANDARD | 5A6H7024A1 | V,T36H175P13*+TXV | S8X1B060M4PTC | Split System | 22400 | 16 | 9 | 2 | R-454B | 650
217025185 | AMERICAN STANDARD | 5A6H7024A1 | V,T36H***P42*+TXV | L8V1A060U3VSB | Split System | 22400 | 16 | 9 | 2 | R-454B | 650
217025515 | AMERICAN STANDARD | 5A6H7048A1 | V,T60H210P17*+TXV | S9V2C080U5VSB | Split System | 43000 | 16 | 9 | 2.22 | R-454B | 650
217025514 | AMERICAN STANDARD | 5A6H7048A1 | PL60H245P18*+TXV | S9V2C080U5VSB | Split System | 43000 | 16 | 9 | 2.22 | R-454B | 650
216751504 | YORK | HH824E2S11 | H,YG9J*30+TXV-BLEED | TM9E060A10MP12 | Split System | 23000 | 16 | 9 | 2 | R-454B | 650
216751490 | YORK | HH824E2S11 | H,YG9J*30+TXV-BLEED | TM9E026A08MP12 | Split System | 23000 | 16 | 9 | 2 | R-454B | 650
216751505 | YORK | HH824E2S11 | H,YG9J*36+TXV-BLEED | TM9E060A10MP12 | Split System | 23000 | 16 | 9 | 2 | R-454B | 650
216751491 | YORK | HH824E2S11 | H,YG9J*36+TXV-BLEED | TM9E026A08MP12 | Split System | 23000 | 16 | 9 | 2 | R-454B | 650
217025255 | AMERICAN STANDARD | 5A6H7024A1 | H,TG8J*36+TXV | S8X1B060M4PTC | Split System | 22400 | 17 | 9 | 2 | R-454B | 650
217025275 | AMERICAN STANDARD | 5A6H7024A1 | H,TG8J*36+TXV | S8X2B060M4PTC | Split System | 22400 | 17 | 9 | 2 | R-454B | 650
217025251 | AMERICAN STANDARD | 5A6H7024A1 | V,T36H175P14*+TXV | S8X1B060M4PTC | Split System | 22600 | 17 | 9 | 2 | R-454B | 650
217025271 | AMERICAN STANDARD | 5A6H7024A1 | V,T36H175P14*+TXV | S8X2B060M4PTC | Split System | 22600 | 17 | 9 | 2 | R-454B | 650
217025194 | AMERICAN STANDARD | 5A6H7024A1 | V,T36H175P13*+TXV | L8V1B080U4VSB | Split System | 22600 | 17 | 9 | 2 | R-454B | 650
217025242 | AMERICAN STANDARD | 5A6H7024A1 | H,TG8J*36+TXV | S8X1A040M3PTC | Split System | 22600 | 17 | 9 | 2 | R-454B | 650
217025295 | AMERICAN STANDARD | 5A6H7024A1 | V,T36H175P13*+TXV | S9V2B060U3VSB | Split System | 22600 | 17 | 9 | 2 | R-454B | 650
217025189 | AMERICAN STANDARD | 5A6H7024A1 | H,TG8J*36+TXV | L8V1A060U3VSB | Split System | 22800 | 17 | 9 | 2 | R-454B | 650
217025306 | AMERICAN STANDARD | 5A6H7024A1 | V,T36H175P14*+TXV | S9V2B080U4VSB | Split System | 22800 | 17 | 9 | 2 | R-454B | 650
217025195 | AMERICAN STANDARD | 5A6H7024A1 | H,TG8J*36+TXV | L8V1B080U4VSB | Split System | 22800 | 17 | 9 | 2 | R-454B | 650
217025289 | AMERICAN STANDARD | 5A6H7024A1 | H,TG8J*36+TXV | S9V2B040U3VSB | Split System | 22800 | 17 | 9 | 2 | R-454B | 650
217025296 | AMERICAN STANDARD | 5A6H7024A1 | H,TG8J*36+TXV | S9V2B060U3VSB | Split System | 22800 | 17 | 9 | 2 | R-454B | 650
217025292 | AMERICAN STANDARD | 5A6H7024A1 | V,T36H175P14*+TXV | S9V2B060U3VSB | Split System | 22800 | 17 | 9 | 2 | R-454B | 650
217025310 | AMERICAN STANDARD | 5A6H7024A1 | H,TG8J*36+TXV | S9V2B080U4VSB | Split System | 22800 | 17 | 9 | 2 | R-454B | 650
217025182 | AMERICAN STANDARD | 5A6H7024A1 | V,T36H***P22*+TXV | L8V1A040U3VSB | Split System | 23400 | 17 | 9 | 2 | R-454B | 650
217025181 | AMERICAN STANDARD | 5A6H7024A1 | PL36H175P78*+TXV | L8V1A040U3VSB | Split System | 23400 | 17 | 9 | 2 | R-454B | 650
217025326 | AMERICAN STANDARD | 5A6H7024A1 | H,TG80*36+TXV | S9X1B060U4PSB | Split System | 23200 | 17 | 9 | 2.08 | R-454B | 650
217025335 | AMERICAN STANDARD | 5A6H7024A1 | PL36H175P78*+TXV | S9X2B060U4PSB | Split System | 23400 | 17 | 9 | 2.08 | R-454B | 650
217025322 | AMERICAN STANDARD | 5A6H7024A1 | V,T36H175P78*+TXV | S9X1B060U4PSB | Split System | 23400 | 17 | 9 | 2.08 | R-454B | 650
217025321 | AMERICAN STANDARD | 5A6H7024A1 | PL36H175P78*+TXV | S9X1B060U4PSB | Split System | 23400 | 17 | 9 | 2.08 | R-454B | 650
217025412 | AMERICAN STANDARD | 5A6H7036A1 | V,T36H175P45*+TXV | S9V2B040U3VSB | Split System | 33000 | 17 | 9 | 2.1 | R-454B | 650
217025417 | AMERICAN STANDARD | 5A6H7036A1 | V,T36H175P45*+TXV | S9V2B060U3VSB | Split System | 33200 | 17 | 9 | 2.1 | R-454B | 650
217025419 | AMERICAN STANDARD | 5A6H7036A1 | H,TG81*36+TXV | S9V2B060U3VSB | Split System | 33200 | 17 | 9 | 2.1 | R-454B | 650
217025394 | AMERICAN STANDARD | 5A6H7036A1 | H,TG80*36+TXV | S8X1B080M4PTC | Split System | 33200 | 17 | 9 | 2.1 | R-454B | 650
217025389 | AMERICAN STANDARD | 5A6H7036A1 | H,TG80*36+TXV | S8X1B060M4PTC | Split System | 33400 | 17 | 9 | 2.1 | R-454B | 650
217025403 | AMERICAN STANDARD | 5A6H7036A1 | H,TG80*36+TXV | S8X2B060M4PTC | Split System | 33400 | 17 | 9 | 2.1 | R-454B | 650
217025407 | AMERICAN STANDARD | 5A6H7036A1 | V,T36H175P45*+TXV | S8X2B080M4PTC | Split System | 33400 | 17 | 9 | 2.1 | R-454B | 650
217025395 | AMERICAN STANDARD | 5A6H7036A1 | H,TG81*36+TXV | S8X1B080M4PTC | Split System | 33400 | 17 | 9 | 2.1 | R-454B | 650
217025427 | AMERICAN STANDARD | 5A6H7036A1 | V,T36H175P45*+TXV | S9V2B080U4VSB | Split System | 33400 | 17 | 9 | 2.1 | R-454B | 650
217025429 | AMERICAN STANDARD | 5A6H7036A1 | H,TG81*36+TXV | S9V2B080U4VSB | Split System | 33400 | 17 | 9 | 2.1 | R-454B | 650
217025409 | AMERICAN STANDARD | 5A6H7036A1 | H,TG81*36+TXV | S8X2B080M4PTC | Split System | 33400 | 17 | 9 | 2.1 | R-454B | 650
217025393 | AMERICAN STANDARD | 5A6H7036A1 | V,T36H175P45*+TXV | S8X1B080M4PTC | Split System | 33400 | 17 | 9 | 2.1 | R-454B | 650
217025388 | AMERICAN STANDARD | 5A6H7036A1 | V,T36H175P45*+TXV | S8X1B060M4PTC | Split System | 33600 | 17 | 9 | 2.1 | R-454B | 650
217025390 | AMERICAN STANDARD | 5A6H7036A1 | H,TG81*36+TXV | S8X1B060M4PTC | Split System | 33600 | 17 | 9 | 2.1 | R-454B | 650
217025404 | AMERICAN STANDARD | 5A6H7036A1 | H,TG81*36+TXV | S8X2B060M4PTC | Split System | 33600 | 17 | 9 | 2.1 | R-454B | 650
217025523 | AMERICAN STANDARD | 5A6H7048A1 | V,T60H210P19*+TXV | S9V2C100U4VSB | Split System | 43000 | 17 | 9 | 2.2 | R-454B | 650
217025525 | AMERICAN STANDARD | 5A6H7048A1 | H,TG86*60+TXV | S9V2C100U4VSB | Split System | 43000 | 17 | 9 | 2.2 | R-454B | 650
217025460 | AMERICAN STANDARD | 5A6H7048A1 | PL60H245P18*+TXV | L8V1C100U5VSB | Split System | 43000 | 17 | 9 | 2.2 | R-454B | 650
217025512 | AMERICAN STANDARD | 5A6H7048A1 | H,TG84*60+TXV | S8X2C100M5PTC | Split System | 43500 | 17 | 9 | 2.2 | R-454B | 650
217025510 | AMERICAN STANDARD | 5A6H7048A1 | PL60H210P19*+TXV | S8X2C100M5PTC | Split System | 43500 | 17 | 9 | 2.2 | R-454B | 650
217025498 | AMERICAN STANDARD | 5A6H7048A1 | PL60H210P19*+TXV | S8X1C100M5PTC | Split System | 43500 | 17 | 9 | 2.2 | R-454B | 650
217025500 | AMERICAN STANDARD | 5A6H7048A1 | H,TG84*60+TXV | S8X1C100M5PTC | Split System | 43500 | 17 | 9 | 2.2 | R-454B | 650
217025496 | AMERICAN STANDARD | 5A6H7048A1 | PL60H245P18*+TXV | S8X1C100M5PTC | Split System | 43500 | 17 | 9 | 2.2 | R-454B | 650
217025493 | AMERICAN STANDARD | 5A6H7048A1 | V,T60H210P19*+TXV | S8X1C080M5PTC | Split System | 44000 | 17 | 9 | 2.2 | R-454B | 650
217025494 | AMERICAN STANDARD | 5A6H7048A1 | H,TG84*60+TXV | S8X1C080M5PTC | Split System | 44000 | 17 | 9 | 2.2 | R-454B | 650
217025507 | AMERICAN STANDARD | 5A6H7048A1 | H,TG86*60+TXV | S8X2C080M5PTC | Split System | 44000 | 17 | 9 | 2.2 | R-454B | 650
217025504 | AMERICAN STANDARD | 5A6H7048A1 | PL60H210P19*+TXV | S8X2C080M5PTC | Split System | 44000 | 17 | 9 | 2.2 | R-454B | 650
217025495 | AMERICAN STANDARD | 5A6H7048A1 | H,TG86*60+TXV | S8X1C080M5PTC | Split System | 44000 | 17 | 9 | 2.2 | R-454B | 650
217026522 | AMERICAN STANDARD | 5A6H7036A1 | H,TG80*36+TXV+P0V0B000M40SD |  | Split System | 33800 | 17 | 9 | 2.21 | R-454B | 650
217026521 | AMERICAN STANDARD | 5A6H7036A1 | V,T36H175P45*+TXV+P0V0B000M40SD |  | Split System | 34000 | 17 | 9 | 2.21 | R-454B | 650
217026524 | AMERICAN STANDARD | 5A6H7048A1 | PL60H245P18*+TXV+P0V0C000M50SD |  | Split System | 43500 | 17 | 9 | 2.24 | R-454B | 650
214848966 | YORK | HH824E2S11 | H,YG35*36+TXV-BLEED | TM9V080B12MP12 | Split System | 23000 | 17 | 9 | 2 | R-454B | 650
216751479 | YORK | HH824E2S11 | H,YG35*36+TXV-BLEED | TM8Y060A12MP11 | Split System | 23000 | 17 | 9 | 2 | R-454B | 650
216751499 | YORK | HH824E2S11 | H,YG80*36+TXV-BLEED | TM9E040A10MP12 | Split System | 23000 | 17 | 9 | 2 | R-454B | 650
216751492 | YORK | HH824E2S11 | H,YG80*36+TXV-BLEED | TM9E026A08MP12 | Split System | 23000 | 17 | 9 | 2 | R-454B | 650
214848969 | YORK | HH824E2S11 | H,YG35*36+TXV-BLEED | TM9Y080B12MP11 | Split System | 23000 | 17 | 9 | 2 | R-454B | 650
216751482 | YORK | HH824E2S11 | H,YG9J*30+TXV-BLEED | TM8Y060A12MP11 | Split System | 23000 | 17 | 9 | 2 | R-454B | 650
214848965 | YORK | HH824E2S11 | H,YG35*36+TXV-BLEED | TM9V060B12MP12 | Split System | 23000 | 17 | 9 | 2 | R-454B | 650
215407229 | YORK | HH824E2S11 | H,YG8J*36+TXV | TM9V060B12MP12 | Split System | 23000 | 17 | 9 | 2 | R-454B | 650
214848915 | YORK | HH824E2S11 | H,YG8J*36+TXV | Y91E080B12SMPS1 | Split System | 23000 | 17 | 9 | 2 | R-454B | 650
214848971 | YORK | HH824E2S11 | H,YG35*36+TXV-BLEED | Y81E060A12SMPS1 | Split System | 23000 | 17 | 9 | 2 | R-454B | 650
215407230 | YORK | HH824E2S11 | H,YG8J*36+TXV | TM9V080B12MP12 | Split System | 23000 | 17 | 9 | 2 | R-454B | 650
215424479 | YORK | HH824E2S11 | H,YE8J*36+TXV | TM8E100B12MP11 | Split System | 23000 | 17 | 9 | 2 | R-454B | 650
215424499 | YORK | HH824E2S11 | H,YE8J*36+TXV | TM8Y080B12MP11 | Split System | 23000 | 17 | 9 | 2 | R-454B | 650
215424697 | YORK | HH824E2S11 | H,YE8J*36+TXV | YP9C060B12MP13 | Split System | 23000 | 17 | 9 | 2 | R-454B | 650
215424688 | YORK | HH824E2S11 | H,YE8J*36+TXV | Y91E080B12SMPS1 | Split System | 23000 | 17 | 9 | 2 | R-454B | 650
215424443 | YORK | HH824E2S11 | H,YE8J*36+TXV | TL9E060B12UH11 | Split System | 23000 | 17 | 9 | 2 | R-454B | 650
215424706 | YORK | HH824E2S11 | H,YE8J*36+TXV | YP9C080B12MP13 | Split System | 23000 | 17 | 9 | 2 | R-454B | 650
215424442 | YORK | HH824E2S11 | H,YE8J*30+TXV | TL9E060B12UH11 | Split System | 23000 | 17 | 9 | 2 | R-454B | 650
215424494 | YORK | HH824E2S11 | H,YE33*36+TXV | TM8Y080B12MP11 | Split System | 23000 | 17 | 9 | 2 | R-454B | 650
215424562 | YORK | HH824E2S11 | H,YE8J*36+TXV | TM9V060B12MP12 | Split System | 23000 | 17 | 9 | 2 | R-454B | 650
215424571 | YORK | HH824E2S11 | H,YE8J*36+TXV | TM9V080B12MP12 | Split System | 23000 | 17 | 9 | 2 | R-454B | 650
215424687 | YORK | HH824E2S11 | H,YE8J*30+TXV | Y91E080B12SMPS1 | Split System | 23000 | 17 | 9 | 2 | R-454B | 650
216751551 | YORK | HH824E2S11 | H,YG9J*36+TXV-BLEED | Y91E026A08SMPS1 | Split System | 23000 | 17 | 9 | 2 | R-454B | 650
216752052 | YORK | HH824E2S11 | H,YG1K*36+TXV-BLEED | TM9E026A08MP12 | Split System | 23000 | 17 | 9 | 2 | R-454B | 650
215425691 | YORK | HH824E2S11 | H,YE33*30+TXV | TM8Y080B12MP11 | Split System | 23000 | 17 | 9 | 2 | R-454B | 650
216751506 | YORK | HH824E2S11 | H,YG80*36+TXV-BLEED | TM9E060A10MP12 | Split System | 23000 | 17 | 9 | 2 | R-454B | 650
215424570 | YORK | HH824E2S11 | H,YE8J*30+TXV | TM9V080B12MP12 | Split System | 23000 | 17 | 9 | 2 | R-454B | 650
215425747 | YORK | HH824E2S11 | H,YE33*30+TXV | TM9V080B12MP12 | Split System | 23000 | 17 | 9 | 2 | R-454B | 650
216751550 | YORK | HH824E2S11 | H,YG9J*30+TXV-BLEED | Y91E026A08SMPS1 | Split System | 23000 | 17 | 9 | 2 | R-454B | 650
216752057 | YORK | HH824E2S11 | H,YG1K*36+TXV-BLEED | TM9E040A10MP12 | Split System | 23000 | 17 | 9 | 2 | R-454B | 650
215424696 | YORK | HH824E2S11 | H,YE8J*30+TXV | YP9C060B12MP13 | Split System | 23000 | 17 | 9 | 2 | R-454B | 650
215424705 | YORK | HH824E2S11 | H,YE8J*30+TXV | YP9C080B12MP13 | Split System | 23000 | 17 | 9 | 2 | R-454B | 650
216752067 | YORK | HH824E2S11 | H,YG1K*36+TXV-BLEED | TM9V040A10MP12 | Split System | 23000 | 17 | 9 | 2 | R-454B | 650
216752079 | YORK | HH824E2S11 | H,YG1K*36+TXV-BLEED | TM9Y040A10MP11 | Split System | 23000 | 17 | 9 | 2 | R-454B | 650
215424470 | YORK | HH824E2S11 | H,YE8J*36+TXV | TM8E080B12MP11 | Split System | 23000 | 17 | 9 | 2 | R-454B | 650
215424561 | YORK | HH824E2S11 | H,YE8J*30+TXV | TM9V060B12MP12 | Split System | 23000 | 17 | 9 | 2 | R-454B | 650
214848979 | YORK | HH824E2S11 | H,YG35*36+TXV-BLEED | Y91E060B12SMPS1 | Split System | 23000 | 17 | 9 | 2 | R-454B | 650
216752062 | YORK | HH824E2S11 | H,YG1K*36+TXV-BLEED | TM9E060A10MP12 | Split System | 23000 | 17 | 9 | 2 | R-454B | 650
215424498 | YORK | HH824E2S11 | H,YE8J*30+TXV | TM8Y080B12MP11 | Split System | 23000 | 17 | 9 | 2 | R-454B | 650
215424469 | YORK | HH824E2S11 | H,YE8J*30+TXV | TM8E080B12MP11 | Split System | 23000 | 17 | 9 | 2 | R-454B | 650
215424478 | YORK | HH824E2S11 | H,YE8J*30+TXV | TM8E100B12MP11 | Split System | 23000 | 17 | 9 | 2 | R-454B | 650
215425850 | YORK | HH824E2S11 | H,YE33*30+TXV | YP9C080B12MP13 | Split System | 23000 | 17 | 9 | 2 | R-454B | 650
215424701 | YORK | HH824E2S11 | H,YE33*36+TXV | YP9C080B12MP13 | Split System | 23000 | 17 | 9 | 2 | R-454B | 650
216751483 | YORK | HH824E2S11 | H,YG9J*36+TXV-BLEED | TM8Y060A12MP11 | Split System | 23000 | 17 | 9 | 2 | R-454B | 650
215424566 | YORK | HH824E2S11 | H,YE33*36+TXV | TM9V080B12MP12 | Split System | 23000 | 17 | 9 | 2 | R-454B | 650
217008160 | CHAMPION HEATING AND COOLING | HH824E2S11 | H,YG80*36+TXV | Z9ES026A08SMPS1 | Split System | 23000 | 18 | 9 | 2 | R-454B | 650
215438165 | CHAMPION HEATING AND COOLING | HH860E2S11 | FE*TT4*48+TXV |  | Split System | 46000 | 18 | 9 | 2.1 | R-454B | 650
215424727 | LUXAIRE | HH824E2S11 | H,YE7J*36+TXV-BLEED | Z8ES080B12SMPS1 | Split System | 23000 | 18 | 9 | 2 | R-454B | 650
215424730 | LUXAIRE | HH824E2S11 | H,YE7J*36+TXV-BLEED | Z8ET080B12LMPS1 | Split System | 23000 | 18 | 9 | 2 | R-454B | 650
215430811 | LUXAIRE | HH824E2S11 | H,YG80(1,2)36+TXV | LP9C080B12MP13 | Split System | 23000 | 18 | 9 | 2 | R-454B | 650
215430829 | LUXAIRE | HH824E2S11 | H,YG80(1,2)36+TXV | TM9Y080B12MP11 | Split System | 23000 | 18 | 9 | 2 | R-454B | 650
215430832 | LUXAIRE | HH824E2S11 | H,YG80(1,2)36+TXV | Z8ES060A12SMPS1 | Split System | 23000 | 18 | 9 | 2 | R-454B | 650
215424728 | LUXAIRE | HH824E2S11 | H,YE7J*36+TXV-BLEED | Z8ES100B12SMPS1 | Split System | 23000 | 18 | 9 | 2 | R-454B | 650
215430824 | LUXAIRE | HH824E2S11 | H,YG80(1,2)36+TXV | TM9V080B12MP12 | Split System | 23000 | 18 | 9 | 2 | R-454B | 650
215430683 | LUXAIRE | HH860E2S11 | H,YG48(1,2)60+TXV | Z8ES130D20SMPS1 | Split System | 45000 | 18 | 9 | 2 | R-454B | 650
216751476 | YORK | HH824E2S11 | H,YG80*36+TXV-BLEED | TM8V080B12MP12 | Split System | 23000 | 18 | 9 | 2 | R-454B | 650
216751564 | YORK | HH824E2S11 | H,YG9J*30+TXV-BLEED | Y91E060A10SMPS1 | Split System | 23000 | 18 | 9 | 2 | R-454B | 650
214848974 | YORK | HH824E2S11 | H,YG35*36+TXV-BLEED | Y82E060A12LMPS1 | Split System | 23000 | 18 | 9 | 2 | R-454B | 650
215424640 | YORK | HH824E2S11 | H,YE7J*30+TXV | Y82E080B12LMPS1 | Split System | 23000 | 18 | 9 | 2 | R-454B | 650
215424614 | YORK | HH824E2S11 | H,YE7J*36+TXV-BLEED | Y81E080B12SMPS1 | Split System | 23000 | 18 | 9 | 2 | R-454B | 650
215424613 | YORK | HH824E2S11 | H,YE33*36+TXV | Y81E080B12SMPS1 | Split System | 23000 | 18 | 9 | 2 | R-454B | 650
215424618 | YORK | HH824E2S11 | H,YE8J*36+TXV | Y81E080B12SMPS1 | Split System | 23000 | 18 | 9 | 2 | R-454B | 650
215425787 | YORK | HH824E2S11 | H,YE33*30+TXV | Y81E100B12SMPS1 | Split System | 23000 | 18 | 9 | 2 | R-454B | 650
215425801 | YORK | HH824E2S11 | H,YE33*30+TXV | Y82E080B12LMPS1 | Split System | 23000 | 18 | 9 | 2 | R-454B | 650
215424616 | YORK | HH824E2S11 | H,YE7J*36+TXV | Y81E080B12SMPS1 | Split System | 23000 | 18 | 9 | 2 | R-454B | 650
215424624 | YORK | HH824E2S11 | H,YE8J*30+TXV | Y81E100B12SMPS1 | Split System | 23000 | 18 | 9 | 2 | R-454B | 650
215424641 | YORK | HH824E2S11 | H,YE7J*36+TXV | Y82E080B12LMPS1 | Split System | 23000 | 18 | 9 | 2 | R-454B | 650
216751552 | YORK | HH824E2S11 | H,YG80*36+TXV-BLEED | Y91E026A08SMPS1 | Split System | 23000 | 18 | 9 | 2 | R-454B | 650
216752047 | YORK | HH824E2S11 | H,YG1K*36+TXV-BLEED | TM8Y060A12MP11 | Split System | 23000 | 18 | 9 | 2 | R-454B | 650
215424623 | YORK | HH824E2S11 | H,YE7J*36+TXV | Y81E100B12SMPS1 | Split System | 23000 | 18 | 9 | 2 | R-454B | 650
215424642 | YORK | HH824E2S11 | H,YE8J*30+TXV | Y82E080B12LMPS1 | Split System | 23000 | 18 | 9 | 2 | R-454B | 650
216751484 | YORK | HH824E2S11 | H,YG80*36+TXV-BLEED | TM8Y060A12MP11 | Split System | 23000 | 18 | 9 | 2 | R-454B | 650
215424625 | YORK | HH824E2S11 | H,YE8J*36+TXV | Y81E100B12SMPS1 | Split System | 23000 | 18 | 9 | 2 | R-454B | 650
215424643 | YORK | HH824E2S11 | H,YE8J*36+TXV | Y82E080B12LMPS1 | Split System | 23000 | 18 | 9 | 2 | R-454B | 650
216752107 | YORK | HH824E2S11 | H,YG1K*36+TXV-BLEED | Y91E040A10SMPS1 | Split System | 23000 | 18 | 9 | 2 | R-454B | 650
216751565 | YORK | HH824E2S11 | H,YG9J*36+TXV-BLEED | Y91E060A10SMPS1 | Split System | 23000 | 18 | 9 | 2 | R-454B | 650
216752102 | YORK | HH824E2S11 | H,YG1K*36+TXV-BLEED | Y91E026A08SMPS1 | Split System | 23000 | 18 | 9 | 2 | R-454B | 650
215424620 | YORK | HH824E2S11 | H,YE33*36+TXV | Y81E100B12SMPS1 | Split System | 23000 | 18 | 9 | 2 | R-454B | 650
215424638 | YORK | HH824E2S11 | H,YE33*36+TXV | Y82E080B12LMPS1 | Split System | 23000 | 18 | 9 | 2 | R-454B | 650
214848980 | YORK | HH824E2S11 | H,YG35*36+TXV-BLEED | Y91E080B12SMPS1 | Split System | 23000 | 18 | 9 | 2 | R-454B | 650
215425782 | YORK | HH824E2S11 | H,YE33*30+TXV | Y81E080B12SMPS1 | Split System | 23000 | 18 | 9 | 2 | R-454B | 650
215425802 | YORK | HH824E2S11 | H,YE7J*24+TXV | Y82E080B12LMPS1 | Split System | 23000 | 18 | 9 | 2 | R-454B | 650
216752042 | YORK | HH824E2S11 | H,YG1K*36+TXV-BLEED | TM8V080B12MP12 | Split System | 23000 | 18 | 9 | 2 | R-454B | 650
215425783 | YORK | HH824E2S11 | H,YE7J*24+TXV | Y81E080B12SMPS1 | Split System | 23000 | 18 | 9 | 2 | R-454B | 650
215425788 | YORK | HH824E2S11 | H,YE7J*24+TXV | Y81E100B12SMPS1 | Split System | 23000 | 18 | 9 | 2 | R-454B | 650
215424621 | YORK | HH824E2S11 | H,YE7J*36+TXV-BLEED | Y81E100B12SMPS1 | Split System | 23000 | 18 | 9 | 2 | R-454B | 650
215424615 | YORK | HH824E2S11 | H,YE7J*30+TXV | Y81E080B12SMPS1 | Split System | 23000 | 18 | 9 | 2 | R-454B | 650
215424617 | YORK | HH824E2S11 | H,YE8J*30+TXV | Y81E080B12SMPS1 | Split System | 23000 | 18 | 9 | 2 | R-454B | 650
215424622 | YORK | HH824E2S11 | H,YE7J*30+TXV | Y81E100B12SMPS1 | Split System | 23000 | 18 | 9 | 2 | R-454B | 650
215424639 | YORK | HH824E2S11 | H,YE7J*36+TXV-BLEED | Y82E080B12LMPS1 | Split System | 23000 | 18 | 9 | 2 | R-454B | 650
215438153 | YORK | HH860E2S11 | AX480C*C+TXV |  | Split System | 46000 | 18 | 9 | 2.1 | R-454B | 650
215438154 | YORK | HH860E2S11 | AX482C*A+TXV |  | Split System | 46000 | 18 | 9 | 2.1 | R-454B | 650
217008162 | CHAMPION HEATING AND COOLING | HH824E2S11 | H,YG80*36+TXV | Z9ES060A10SMPS1 | Split System | 23000 | 19 | 9 | 2 | R-454B | 650
215711557 | CHAMPION HEATING AND COOLING | HH860E2S11 | BV**C4*48+TXV |  | Split System | 46000 | 19 | 9 | 2.1 | R-454B | 650
214826090 | CHAMPION HEATING AND COOLING | HH860E2S11 | V,Y48H175P38*+TXV+AEFE4B* |  | Split System | 46000 | 19 | 9 | 2.1 | R-454B | 650
214826093 | CHAMPION HEATING AND COOLING | HH860E2S11 | H,YG84*48+TXV+AEFE4B* |  | Split System | 46000 | 19 | 9 | 2.1 | R-454B | 650
214826091 | CHAMPION HEATING AND COOLING | HH860E2S11 | V,Y60H210P19*+TXV+AEFE5* |  | Split System | 46000 | 19 | 9 | 2.1 | R-454B | 650
215430837 | LUXAIRE | HH824E2S11 | H,YG80(1,2)36+TXV | Z8ET060A12LMPS1 | Split System | 23000 | 19 | 9 | 2 | R-454B | 650
216752112 | YORK | HH824E2S11 | H,YG1K*36+TXV-BLEED | Y91E060A10SMPS1 | Split System | 23000 | 19 | 9 | 2 | R-454B | 650
216751566 | YORK | HH824E2S11 | H,YG80*36+TXV-BLEED | Y91E060A10SMPS1 | Split System | 23000 | 19 | 9 | 2 | R-454B | 650
218448612 | BOSCH | BOVA-36RTB-M20S | CP3005A*+TXV+TD |  | Split System | 22800 | 17 | 9.3 | 1.96 | R-454B | 650
217489450 | LENNOX | EL21KLV-048-230A** | LP42/62W*+TXV | ML196UH110XE60C* | Split System | 47000 | 19 | 9.4 | 2.1 | R-454B | 650
217008163 | CHAMPION HEATING AND COOLING | HH824E2S11 | H,YG80*36+TXV | Z9ES060B12SMPS1 | Split System | 23000 | 17 | 9.5 | 2 | R-454B | 650
216751485 | YORK | HH824E2S11 | H,YG7J*36+TXV-BLEED | TM8Y080B12MP11 | Split System | 23000 | 17 | 9.5 | 2 | R-454B | 650
217008158 | CHAMPION HEATING AND COOLING | HH824E2S11 | H,YG80*36+TXV | Z8ES060A12SMPS1 | Split System | 23000 | 18 | 9.5 | 2 | R-454B | 650
217008157 | CHAMPION HEATING AND COOLING | HH824E2S11 | H,YG80*36+TXV | Z8ES040A12SMPS1 | Split System | 23000 | 18 | 9.5 | 2 | R-454B | 650
217008154 | CHAMPION HEATING AND COOLING | HH824E2S11 | H,YG80*36+TXV | TM9V060B12MP12 | Split System | 23000 | 18 | 9.5 | 2 | R-454B | 650
217008156 | CHAMPION HEATING AND COOLING | HH824E2S11 | H,YG80*36+TXV | TM9Y060B12MP11 | Split System | 23000 | 18 | 9.5 | 2 | R-454B | 650
216751568 | YORK | HH824E2S11 | H,YG7J*36+TXV-BLEED | Y91E080B12SMPS1 | Split System | 23000 | 18 | 9.5 | 2 | R-454B | 650
216751539 | YORK | HH824E2S11 | H,YG7J*36+TXV-BLEED | Y81E100B12SMPS1 | Split System | 23000 | 18 | 9.5 | 2 | R-454B | 650
216751538 | YORK | HH824E2S11 | H,YG7J*36+TXV-BLEED | Y81E080B12SMPS1 | Split System | 23000 | 18 | 9.5 | 2 | R-454B | 650
217008159 | CHAMPION HEATING AND COOLING | HH824E2S11 | H,YG80*36+TXV | Z8ET060A12LMPS1 | Split System | 23000 | 19 | 9.5 | 2 | R-454B | 650
218618925 | HISENSE | AUWR-24U3TK5 | HG34*36+TXV+AEFE4B* |  | Split System | 23800 | 20 | 9.95 | 2.3 | R-454B | 650
217026511 | AMERICAN STANDARD | 5A6H7024A1 | V,T36H175P13*+TXV+P0V0B000M40SD |  | Split System | 22200 | 16 | 11 | 1.99 | R-454B | 650
217025442 | AMERICAN STANDARD | 5A6H7036A1 | V,T36H175P45*+TXV | S9X1B080U4PSB | Split System | 32200 | 16 | 8.7 | 2.11 | R-454B | 650
217025422 | AMERICAN STANDARD | 5A6H7036A1 | V,T36H175P45*+TXV | S9V2B060U4VSB | Split System | 32200 | 16 | 8.7 | 2.11 | R-454B | 650
217025457 | AMERICAN STANDARD | 5A6H7036A1 | V,T36H175P45*+TXV | S9X2B080U4PSB | Split System | 32200 | 16 | 8.7 | 2.11 | R-454B | 650
217025481 | AMERICAN STANDARD | 5A6H7048A1 | V,T60H210P19*+TXV | S8V2C100M5PCB | Split System | 43000 | 16 | 8.7 | 2.21 | R-454B | 650
217025489 | AMERICAN STANDARD | 5A6H7048A1 | H,TG86*60+TXV | S8V2C100M5PDB | Split System | 43000 | 16 | 8.7 | 2.21 | R-454B | 650
217025480 | AMERICAN STANDARD | 5A6H7048A1 | PL60H210P19*+TXV | S8V2C100M5PCB | Split System | 43000 | 16 | 8.7 | 2.21 | R-454B | 650
217025482 | AMERICAN STANDARD | 5A6H7048A1 | H,TG84*60+TXV | S8V2C100M5PCB | Split System | 43000 | 16 | 8.7 | 2.21 | R-454B | 650
217025486 | AMERICAN STANDARD | 5A6H7048A1 | PL60H210P19*+TXV | S8V2C100M5PDB | Split System | 43000 | 16 | 8.7 | 2.21 | R-454B | 650
217025476 | AMERICAN STANDARD | 5A6H7048A1 | H,TG84*60+TXV | S8V2C080M5PDB | Split System | 43500 | 16 | 8.7 | 2.21 | R-454B | 650
217025474 | AMERICAN STANDARD | 5A6H7048A1 | PL60H210P19*+TXV | S8V2C080M5PDB | Split System | 43500 | 16 | 8.7 | 2.21 | R-454B | 650
217025475 | AMERICAN STANDARD | 5A6H7048A1 | V,T60H210P19*+TXV | S8V2C080M5PDB | Split System | 43500 | 16 | 8.7 | 2.21 | R-454B | 650
217025477 | AMERICAN STANDARD | 5A6H7048A1 | H,TG86*60+TXV | S8V2C080M5PDB | Split System | 43500 | 16 | 8.7 | 2.21 | R-454B | 650
217025468 | AMERICAN STANDARD | 5A6H7048A1 | PL60H210P19*+TXV | S8V2C080M5PCB | Split System | 43500 | 16 | 8.7 | 2.21 | R-454B | 650
217025469 | AMERICAN STANDARD | 5A6H7048A1 | V,T60H210P19*+TXV | S8V2C080M5PCB | Split System | 43500 | 16 | 8.7 | 2.21 | R-454B | 650
217025483 | AMERICAN STANDARD | 5A6H7048A1 | H,TG86*60+TXV | S8V2C100M5PCB | Split System | 43000 | 16 | 8.7 | 2.22 | R-454B | 650
217025280 | AMERICAN STANDARD | 5A6H7024A1 | V,T36H175P78*+TXV | S8X2B080M4PTC | Split System | 22600 | 17 | 8.7 | 1.9 | R-454B | 650
217025259 | AMERICAN STANDARD | 5A6H7024A1 | PL36H175P78*+TXV | S8X1B080M4PTC | Split System | 22600 | 17 | 8.7 | 1.9 | R-454B | 650
217025279 | AMERICAN STANDARD | 5A6H7024A1 | PL36H175P78*+TXV | S8X2B080M4PTC | Split System | 22600 | 17 | 8.7 | 1.9 | R-454B | 650
217025264 | AMERICAN STANDARD | 5A6H7024A1 | H,TG80*36+TXV | S8X1B080M4PTC | Split System | 22600 | 17 | 8.7 | 1.9 | R-454B | 650
217025250 | AMERICAN STANDARD | 5A6H7024A1 | H,TG80*36+TXV | S8X1B040M2PTC | Split System | 22800 | 17 | 8.7 | 1.9 | R-454B | 650
217025246 | AMERICAN STANDARD | 5A6H7024A1 | V,T36H175P78*+TXV | S8X1B040M2PTC | Split System | 22800 | 17 | 8.7 | 1.9 | R-454B | 650
217025245 | AMERICAN STANDARD | 5A6H7024A1 | PL36H175P78*+TXV | S8X1B040M2PTC | Split System | 22800 | 17 | 8.7 | 1.9 | R-454B | 650
217025206 | AMERICAN STANDARD | 5A6H7024A1 | PL36H175P78*+TXV | S8V2A040M3PDB | Split System | 23200 | 17 | 8.7 | 2.02 | R-454B | 650
217025233 | AMERICAN STANDARD | 5A6H7024A1 | V,T36H175P78*+TXV | S8V2B080M4PDB | Split System | 23200 | 17 | 8.7 | 2.02 | R-454B | 650
217025315 | AMERICAN STANDARD | 5A6H7024A1 | V,T36H175P78*+TXV | S9X1B040U3PSB | Split System | 23200 | 17 | 8.7 | 2.02 | R-454B | 650
217025207 | AMERICAN STANDARD | 5A6H7024A1 | V,T36H***P22*+TXV | S8V2A040M3PDB | Split System | 23200 | 17 | 8.7 | 2.02 | R-454B | 650
217025230 | AMERICAN STANDARD | 5A6H7024A1 | H,TG80*36+TXV | S8V2B080M4PCB | Split System | 23200 | 17 | 8.7 | 2.02 | R-454B | 650
217025218 | AMERICAN STANDARD | 5A6H7024A1 | PL36H175P78*+TXV | S8V2B060M4PDB | Split System | 23200 | 17 | 8.7 | 2.02 | R-454B | 650
217025219 | AMERICAN STANDARD | 5A6H7024A1 | V,T36H175P78*+TXV | S8V2B060M4PDB | Split System | 23200 | 17 | 8.7 | 2.02 | R-454B | 650
217025237 | AMERICAN STANDARD | 5A6H7024A1 | H,TG80*36+TXV | S8V2B080M4PDB | Split System | 23200 | 17 | 8.7 | 2.02 | R-454B | 650
217025300 | AMERICAN STANDARD | 5A6H7024A1 | PL36H175P78*+TXV | S9V2B060U4VSB | Split System | 23200 | 17 | 8.7 | 2.02 | R-454B | 650
217025216 | AMERICAN STANDARD | 5A6H7024A1 | H,TG80*36+TXV | S8V2B060M4PCB | Split System | 23200 | 17 | 8.7 | 2.02 | R-454B | 650
217025223 | AMERICAN STANDARD | 5A6H7024A1 | H,TG80*36+TXV | S8V2B060M4PDB | Split System | 23200 | 17 | 8.7 | 2.02 | R-454B | 650
217025232 | AMERICAN STANDARD | 5A6H7024A1 | PL36H175P78*+TXV | S8V2B080M4PDB | Split System | 23200 | 17 | 8.7 | 2.02 | R-454B | 650
217025301 | AMERICAN STANDARD | 5A6H7024A1 | V,T36H175P78*+TXV | S9V2B060U4VSB | Split System | 23200 | 17 | 8.7 | 2.02 | R-454B | 650
217025305 | AMERICAN STANDARD | 5A6H7024A1 | H,TG80*36+TXV | S9V2B060U4VSB | Split System | 23200 | 17 | 8.7 | 2.02 | R-454B | 650
217025314 | AMERICAN STANDARD | 5A6H7024A1 | PL36H175P78*+TXV | S9X1B040U3PSB | Split System | 23200 | 17 | 8.7 | 2.02 | R-454B | 650
217025209 | AMERICAN STANDARD | 5A6H7024A1 | H,TG80*36+TXV | S8V2A040M3PDB | Split System | 23200 | 17 | 8.7 | 2.02 | R-454B | 650
217025225 | AMERICAN STANDARD | 5A6H7024A1 | PL36H175P78*+TXV | S8V2B080M4PCB | Split System | 23200 | 17 | 8.7 | 2.02 | R-454B | 650
217025226 | AMERICAN STANDARD | 5A6H7024A1 | V,T36H175P78*+TXV | S8V2B080M4PCB | Split System | 23200 | 17 | 8.7 | 2.02 | R-454B | 650
217025329 | AMERICAN STANDARD | 5A6H7024A1 | V,T36H175P78*+TXV | S9X2B040U3PSB | Split System | 23200 | 17 | 8.7 | 2.02 | R-454B | 650
217025211 | AMERICAN STANDARD | 5A6H7024A1 | PL36H175P78*+TXV | S8V2B060M4PCB | Split System | 23200 | 17 | 8.7 | 2.02 | R-454B | 650
217025200 | AMERICAN STANDARD | 5A6H7024A1 | PL36H175P78*+TXV | S8V2A040M3PCB | Split System | 23200 | 17 | 8.7 | 2.02 | R-454B | 650
217025518 | AMERICAN STANDARD | 5A6H7048A1 | H,TG84*60+TXV | S9V2C080U5VSB | Split System | 43000 | 16 | 9 | 2.22 | R-454B | 650
217025272 | AMERICAN STANDARD | 5A6H7024A1 | PL36H175P78*+TXV | S8X2B060M4PTC | Split System | 23000 | 17 | 9 | 2 | R-454B | 650
217025252 | AMERICAN STANDARD | 5A6H7024A1 | PL36H175P78*+TXV | S8X1B060M4PTC | Split System | 23000 | 17 | 9 | 2 | R-454B | 650
217025257 | AMERICAN STANDARD | 5A6H7024A1 | H,TG80*36+TXV | S8X1B060M4PTC | Split System | 23000 | 17 | 9 | 2 | R-454B | 650
217025273 | AMERICAN STANDARD | 5A6H7024A1 | V,T36H175P78*+TXV | S8X2B060M4PTC | Split System | 23000 | 17 | 9 | 2 | R-454B | 650
217025277 | AMERICAN STANDARD | 5A6H7024A1 | H,TG80*36+TXV | S8X2B060M4PTC | Split System | 23000 | 17 | 9 | 2 | R-454B | 650
217025267 | AMERICAN STANDARD | 5A6H7024A1 | PL36H175P78*+TXV | S8X2A040M3PTC | Split System | 23000 | 17 | 9 | 2 | R-454B | 650
217025240 | AMERICAN STANDARD | 5A6H7024A1 | PL36H175P78*+TXV | S8X1A040M3PTC | Split System | 23000 | 17 | 9 | 2 | R-454B | 650
217025241 | AMERICAN STANDARD | 5A6H7024A1 | V,T36H***P22*+TXV | S8X1A040M3PTC | Split System | 23000 | 17 | 9 | 2 | R-454B | 650
217025294 | AMERICAN STANDARD | 5A6H7024A1 | V,T36H175P78*+TXV | S9V2B060U3VSB | Split System | 23200 | 17 | 9 | 2 | R-454B | 650
217025307 | AMERICAN STANDARD | 5A6H7024A1 | PL36H175P78*+TXV | S9V2B080U4VSB | Split System | 23200 | 17 | 9 | 2 | R-454B | 650
217025188 | AMERICAN STANDARD | 5A6H7024A1 | V,T36H***P22*+TXV | L8V1A060U3VSB | Split System | 23200 | 17 | 9 | 2 | R-454B | 650
217025291 | AMERICAN STANDARD | 5A6H7024A1 | H,TG80*36+TXV | S9V2B040U3VSB | Split System | 23200 | 17 | 9 | 2 | R-454B | 650
217025298 | AMERICAN STANDARD | 5A6H7024A1 | H,TG80*36+TXV | S9V2B060U3VSB | Split System | 23200 | 17 | 9 | 2 | R-454B | 650
217025190 | AMERICAN STANDARD | 5A6H7024A1 | H,TG80*36+TXV | L8V1A060U3VSB | Split System | 23200 | 17 | 9 | 2 | R-454B | 650
217025293 | AMERICAN STANDARD | 5A6H7024A1 | PL36H175P78*+TXV | S9V2B060U3VSB | Split System | 23200 | 17 | 9 | 2 | R-454B | 650
217025192 | AMERICAN STANDARD | 5A6H7024A1 | PL36H175P78*+TXV | L8V1B080U4VSB | Split System | 23200 | 17 | 9 | 2 | R-454B | 650
217025187 | AMERICAN STANDARD | 5A6H7024A1 | PL36H175P78*+TXV | L8V1A060U3VSB | Split System | 23200 | 17 | 9 | 2 | R-454B | 650
217025339 | AMERICAN STANDARD | 5A6H7024A1 | V,T36H175P45*+TXV | S9X2B060U4PSB | Split System | 23800 | 17 | 9 | 2.08 | R-454B | 650
217025462 | AMERICAN STANDARD | 5A6H7048A1 | PL60H210P19*+TXV | L8V1C100U5VSB | Split System | 43500 | 17 | 9 | 2.2 | R-454B | 650
217025516 | AMERICAN STANDARD | 5A6H7048A1 | PL60H210P19*+TXV | S9V2C080U5VSB | Split System | 43000 | 17 | 9 | 2.22 | R-454B | 650
217026530 | AMERICAN STANDARD | 5A6H7048A1 | PL60H245P18*+TXV+P0V0D000M50SD |  | Split System | 43500 | 17 | 9 | 2.24 | R-454B | 650
217026529 | AMERICAN STANDARD | 5A6H7048A1 | H,TG86*60+TXV+P0V0C000M50SD |  | Split System | 44000 | 17 | 9 | 2.24 | R-454B | 650
217489352 | LENNOX | EL21KLV-024-230A** | LP36/37R*+TXV | ML196UH045XE36B* | Split System | 23800 | 18 | 9 | 2.04 | R-454B | 650
217489357 | LENNOX | EL21KLV-024-230A** | LP29/36X*+TXV | ML196UH070XE36B* | Split System | 23400 | 19 | 9.8 | 2.1 | R-454B | 650
217489355 | LENNOX | EL21KLV-024-230A** | LP36/37R*+TXV | ML196UH070XE36B* | Split System | 23400 | 19 | 9.8 | 2.1 | R-454B | 650
217025204 | AMERICAN STANDARD | 5A6H7024A1 | V,T36H***P42*+TXV | S8V2A040M3PDB | Split System | 21600 | 16 | 10.5 | 1.9 | R-454B | 650
217025198 | AMERICAN STANDARD | 5A6H7024A1 | V,T36H***P42*+TXV | S8V2A040M3PCB | Split System | 21600 | 16 | 10.5 | 1.9 | R-454B | 650
217025205 | AMERICAN STANDARD | 5A6H7024A1 | V,T36H***P12*+TXV | S8V2A040M3PDB | Split System | 21600 | 16 | 10.5 | 1.9 | R-454B | 650
217026509 | AMERICAN STANDARD | 5A6H7024A1 | PL36H175P78*+TXV+P0V0B000M40SD |  | Split System | 22800 | 17 | 11 | 1.99 | R-454B | 650
217026513 | AMERICAN STANDARD | 5A6H7024A1 | V,T36H175P45*+TXV+P0V0B000M40SD |  | Split System | 22800 | 17 | 11 | 1.99 | R-454B | 650
217025249 | AMERICAN STANDARD | 5A6H7024A1 | V,T36H175P45*+TXV | S8X1B040M2PTC | Split System | 22800 | 17 | 8.7 | 1.9 | R-454B | 650
217025222 | AMERICAN STANDARD | 5A6H7024A1 | V,T36H175P45*+TXV | S8V2B060M4PDB | Split System | 23200 | 17 | 8.7 | 2.02 | R-454B | 650
217025332 | AMERICAN STANDARD | 5A6H7024A1 | V,T36H175P45*+TXV | S9X2B040U3PSB | Split System | 23200 | 17 | 8.7 | 2.02 | R-454B | 650
217025304 | AMERICAN STANDARD | 5A6H7024A1 | V,T36H175P45*+TXV | S9V2B060U4VSB | Split System | 23200 | 17 | 8.7 | 2.02 | R-454B | 650
217025276 | AMERICAN STANDARD | 5A6H7024A1 | V,T36H175P45*+TXV | S8X2B060M4PTC | Split System | 23000 | 17 | 9 | 2 | R-454B | 650
217025196 | AMERICAN STANDARD | 5A6H7024A1 | V,T36H175P45*+TXV | L8V1B080U4VSB | Split System | 23200 | 17 | 9 | 2 | R-454B | 650
217025297 | AMERICAN STANDARD | 5A6H7024A1 | V,T36H175P45*+TXV | S9V2B060U3VSB | Split System | 23200 | 17 | 9 | 2 | R-454B | 650
217025290 | AMERICAN STANDARD | 5A6H7024A1 | V,T36H175P45*+TXV | S9V2B040U3VSB | Split System | 23200 | 17 | 9 | 2 | R-454B | 650
217025311 | AMERICAN STANDARD | 5A6H7024A1 | V,T36H175P45*+TXV | S9V2B080U4VSB | Split System | 23200 | 17 | 9 | 2 | R-454B | 650
217026527 | AMERICAN STANDARD | 5A6H7048A1 | V,T60H210P19*+TXV+P0V0C000M50SD |  | Split System | 43500 | 17 | 9 | 2.23 | R-454B | 650
217026532 | AMERICAN STANDARD | 5A6H7048A1 | V,T60H245P79*+TXV+P0V0D000M50SD |  | Split System | 43500 | 17 | 9 | 2.24 | R-454B | 650
218448645 | TEMPSTAR | Q5H9V24*K*AAA* | CP2903A*+TXV+TD |  | Split System | 23000 | 15.2 | 9.5 | 1.92 | R-454B | 650
218448641 | TEMPSTAR | N5H9V24*K*AAA* | CP2903A*+TXV+TD |  | Split System | 23000 | 15.2 | 9.5 | 1.92 | R-454B | 650
218448640 | TEMPSTAR | N5H9V24*K*AAA* | CP2403A*+TXV+TD |  | Split System | 23000 | 15.2 | 9.5 | 1.92 | R-454B | 650
218448646 | TEMPSTAR | Q5H9V24*K*AAA* | CP3005A*+TXV+TD |  | Split System | 23200 | 15.2 | 9.5 | 1.92 | R-454B | 650
218448642 | TEMPSTAR | N5H9V24*K*AAA* | CP3005A*+TXV+TD |  | Split System | 23200 | 15.2 | 9.5 | 1.92 | R-454B | 650
218448643 | TEMPSTAR | Q5H9V24*K*AAA* | CP2301A*+TXV+TD |  | Split System | 22200 | 16 | 9.5 | 2.02 | R-454B | 650
217026504 | AMERICAN STANDARD | 5A6H7024A1 | PL36H175P78*+TXV+P0V0A000M30SD |  | Split System | 22000 | 17 | 10.5 | 1.94 | R-454B | 650
217026505 | AMERICAN STANDARD | 5A6H7024A1 | V,T36H***P22*+TXV+P0V0A000M30SD |  | Split System | 22000 | 17 | 10.5 | 1.94 | R-454B | 650
217026506 | AMERICAN STANDARD | 5A6H7024A1 | H,TG8J*36+TXV+P0V0A000M30SD |  | Split System | 22000 | 17 | 10.5 | 1.94 | R-454B | 650
217026507 | AMERICAN STANDARD | 5A6H7024A1 | H,TG80*36+TXV+P0V0A000M30SD |  | Split System | 22000 | 17 | 10.5 | 1.94 | R-454B | 650
217026502 | AMERICAN STANDARD | 5A6H7024A1 | V,T36H***P42*+TXV+P0V0A000M30SD |  | Split System | 22000 | 17 | 10.5 | 1.94 | R-454B | 650
218448694 | TEMPSTAR | N5H9V24*K*AAA* | CE2301A*+TXV |  | Split System | 22400 | 18 | 9.5 | 2.02 | R-454B | 650
218448702 | TEMPSTAR | Q5H9V24*K*AAA* | CE2301C*+TXV |  | Split System | 22400 | 18 | 9.5 | 2.02 | R-454B | 650
218448701 | TEMPSTAR | Q5H9V24*K*AAA* | CE2301A*+TXV |  | Split System | 22400 | 18 | 9.5 | 2.02 | R-454B | 650
218448705 | TEMPSTAR | Q5H9V24*K*AAA* | CE2403C*+TXV |  | Split System | 22800 | 18 | 9.5 | 2.02 | R-454B | 650
218448703 | TEMPSTAR | Q5H9V24*K*AAA* | CE2403A*+TXV |  | Split System | 22800 | 18 | 9.5 | 2.02 | R-454B | 650
218448704 | TEMPSTAR | Q5H9V24*K*AAA* | CE2903C*+TXV |  | Split System | 22800 | 18 | 9.5 | 2.02 | R-454B | 650
218448707 | TEMPSTAR | Q5H9V24*K*AAA* | CE3005C*+TXV |  | Split System | 23200 | 18 | 9.5 | 2.02 | R-454B | 650
218448706 | TEMPSTAR | Q5H9V24*K*AAA* | CE3005A*+TXV |  | Split System | 23200 | 18 | 9.5 | 2.02 | R-454B | 650
218448026 | COLEMAN | HH836E2S11 | D(A,C,E)36A4K+TDR | Z9ES060B12SMPS1 | Split System | 30800 | 17 | 8.5 | 2.63 | R-454B | 650
218448027 | COLEMAN | HH836E2S11 | D(A,C,E)36A4K+TDR | Z9ES080B12SMPS1 | Split System | 31200 | 18 | 8.5 | 2.67 | R-454B | 650
218448028 | COLEMAN | HH836E2S11 | D(A,C,E)36A4K+TDR | Z9ES100C20SMPS1 | Split System | 32200 | 18 | 8.5 | 2.86 | R-454B | 650
217028065 | YORK | HH860E2S11 | D(A,C,E)48C3K+TDR | TM9Y080C16MP11 | Split System | 40500 | 17 | 9 | 2.67 | R-454B | 650
217028097 | YORK | HH860E2S11 | D(A,C,E)49B3K+TDR | TP9C080C16MP13 | Split System | 40500 | 18 | 9 | 2.67 | R-454B | 650
217028079 | YORK | HH860E2S11 | D(A,C,E)49B3K+TDR | TMLE100C16MP11 | Split System | 41000 | 18 | 9 | 2.68 | R-454B | 650
217028075 | YORK | HH860E2S11 | D(A,C,E)49B3K+TDR | TMLE080C16MP11 | Split System | 41000 | 18 | 9 | 2.68 | R-454B | 650
217028069 | YORK | HH860E2S11 | D(A,C,E)48C3K+TDR | TM9Y100C16MP11 | Split System | 41000 | 18 | 9 | 2.7 | R-454B | 650
217028081 | YORK | HH860E2S11 | D(A,C,E)48C3K+TDR | TMLE120C16MP11 | Split System | 41500 | 18 | 9 | 2.74 | R-454B | 650
217028006 | YORK | HH860E2S11 | D(A,C,E)48C3K+TDR | TM8E080C16MP11 | Split System | 41500 | 18 | 9 | 2.75 | R-454B | 650
217028010 | YORK | HH860E2S11 | D(A,C,E)48C3K+TDR | TM8E100C16MP11 | Split System | 41500 | 18 | 9 | 2.75 | R-454B | 650
217497433 | COLEMAN | HH836E2S11 | C(A,C,D,E)36B3K+TDR | Z8ES100C16LMPS1 | Split System | 31000 | 18.9 | 9 | 2.59 | R-454B | 650
217497430 | COLEMAN | HH836E2S11 | C(A,C,D,E)36B3K+TDR | Z8ES080C16LMPS1 | Split System | 31400 | 18.9 | 9 | 2.63 | R-454B | 650
217027206 | YORK | HH836E2S11 | D(A,C,E)36B4K+TDR | TM9Y080C16MP11 | Split System | 30800 | 19 | 9 | 2.56 | R-454B | 650
217027208 | YORK | HH836E2S11 | D(A,C,E)37C3K+TDR | TM9Y080C16MP11 | Split System | 30800 | 19 | 9 | 2.56 | R-454B | 650
217026995 | YORK | HH836E2S11 | D(A,C,E)36D3K+TDR | TM8Y080C16MP11 | Split System | 31200 | 19 | 9 | 2.56 | R-454B | 650
217027006 | YORK | HH836E2S11 | D(A,C,E)36B4K+TDR | TM8Y100C16MP11 | Split System | 31200 | 19 | 9 | 2.56 | R-454B | 650
217027007 | YORK | HH836E2S11 | D(A,C,E)36D3K+TDR | TM8Y100C16MP11 | Split System | 31200 | 19 | 9 | 2.56 | R-454B | 650
217027220 | YORK | HH836E2S11 | D(A,C,E)37C3K+TDR | TM9Y100C16MP11 | Split System | 31000 | 19 | 9 | 2.58 | R-454B | 650
217027148 | YORK | HH836E2S11 | D(A,C,E)37C3K+TDR | TM9V080C16MP12 | Split System | 30600 | 19 | 9 | 2.59 | R-454B | 650
217027915 | YORK | HH836E2S11 | D(A,C,E)36D3K+TDR | YP9C080C16MP13 | Split System | 30800 | 19 | 9 | 2.59 | R-454B | 650
217027411 | YORK | HH836E2S11 | D(A,C,E)36D3K+TDR | TP9C080C16MP13 | Split System | 30800 | 19 | 9 | 2.59 | R-454B | 650
217027988 | YORK | HH836E2S11 | D(A,C,E)37C3K+TDR | YPLC100C16MP13 | Split System | 30800 | 19 | 9 | 2.6 | R-454B | 650
217026959 | YORK | HH836E2S11 | D(A,C,E)36D3K+TDR | TM8V100C16MP12 | Split System | 30800 | 19 | 9 | 2.6 | R-454B | 650
217027472 | YORK | HH836E2S11 | D(A,C,E)37C3K+TDR | TPLC080C16MP13 | Split System | 30800 | 19 | 9 | 2.6 | R-454B | 650
217027279 | YORK | HH836E2S11 | D(A,C,E)36D3K+TDR | TMLE080C16MP11 | Split System | 31000 | 19 | 9 | 2.6 | R-454B | 650
217026840 | YORK | HH836E2S11 | D(A,C,E)37C3K+TDR | TM8E080C16MP11 | Split System | 31000 | 19 | 9 | 2.6 | R-454B | 650
217027424 | YORK | HH836E2S11 | D(A,C,E)37C3K+TDR | TP9C100C16MP13 | Split System | 31000 | 19 | 9 | 2.62 | R-454B | 650
217027927 | YORK | HH836E2S11 | D(A,C,E)36D3K+TDR | YP9C100C16MP13 | Split System | 31000 | 19 | 9 | 2.62 | R-454B | 650
217027316 | YORK | HH836E2S11 | D(A,C,E)37C3K+TDR | TMLE100C16MP11 | Split System | 31200 | 19 | 9 | 2.62 | R-454B | 650
217027340 | YORK | HH836E2S11 | D(A,C,E)37C3K+TDR | TMLE120C16MP11 | Split System | 31400 | 19 | 9 | 2.62 | R-454B | 650
217026900 | YORK | HH836E2S11 | D(A,C,E)37C3K+TDR | TM8E120C16MP11 | Split System | 31400 | 19 | 9 | 2.62 | R-454B | 650
217027447 | YORK | HH836E2S11 | D(A,C,E)36D3K+TDR | TPLC060A12MP13 | Split System | 31200 | 17 | 8.5 | 2.67 | R-454B | 650
217026924 | YORK | HH836E2S11 | D(A,C,E)37C3K+TDR | TM8V060A12MP12 | Split System | 31200 | 17 | 8.5 | 2.67 | R-454B | 650
217026922 | YORK | HH836E2S11 | D(A,C,E)36B4K+TDR | TM8V060A12MP12 | Split System | 31200 | 17 | 8.5 | 2.7 | R-454B | 650
217026936 | YORK | HH836E2S11 | D(A,C,E)37C3K+TDR | TM8V080B12MP12 | Split System | 31400 | 17 | 8.5 | 2.7 | R-454B | 650
217027891 | YORK | HH836E2S11 | D(A,C,E)36D3K+TDR | YP9C060B12MP13 | Split System | 31400 | 17 | 8.5 | 2.7 | R-454B | 650
217027388 | YORK | HH836E2S11 | D(A,C,E)37C3K+TDR | TP9C060B12MP13 | Split System | 31400 | 17 | 8.5 | 2.7 | R-454B | 650
217027123 | YORK | HH836E2S11 | D(A,C,E)36D3K+TDR | TM9V060B12MP12 | Split System | 31400 | 17 | 8.5 | 2.7 | R-454B | 650
217026934 | YORK | HH836E2S11 | D(A,C,E)36B4K+TDR | TM8V080B12MP12 | Split System | 31400 | 17 | 8.5 | 2.72 | R-454B | 650
217027890 | YORK | HH836E2S11 | D(A,C,E)36B4K+TDR | YP9C060B12MP13 | Split System | 31400 | 17 | 8.5 | 2.72 | R-454B | 650
217027953 | YORK | HH836E2S11 | D(A,C,E)37D3K+TDR | YPLC060A12MP13 | Split System | 31600 | 17 | 8.5 | 2.72 | R-454B | 650
217026925 | YORK | HH836E2S11 | D(A,C,E)37D3K+TDR | TM8V060A12MP12 | Split System | 31600 | 17 | 8.5 | 2.72 | R-454B | 650
217027461 | YORK | HH836E2S11 | D(A,C,E)37D3K+TDR | TPLC080B12MP13 | Split System | 31800 | 17 | 8.5 | 2.74 | R-454B | 650
217027965 | YORK | HH836E2S11 | D(A,C,E)37D3K+TDR | YPLC080B12MP13 | Split System | 31800 | 17 | 8.5 | 2.74 | R-454B | 650
217027125 | YORK | HH836E2S11 | D(A,C,E)37D3K+TDR | TM9V060B12MP12 | Split System | 31800 | 17 | 8.5 | 2.74 | R-454B | 650
217027761 | YORK | HH836E2S11 | D(A,C,E)37D3K+TDR | Y91E060B12SMPS1 | Split System | 32000 | 17 | 8.5 | 2.78 | R-454B | 650
217026911 | YORK | HH836E2S11 | D(A,C,E)36D3K+TDR | TM8E120C20MP11 | Split System | 32600 | 17 | 8.5 | 2.93 | R-454B | 650
218448022 | COLEMAN | HH824E2S11 | D(A,C,E)24A4K+TDR | Z9ES040A10SMPS1 | Split System | 20600 | 17.5 | 8.5 | 2.63 | R-454B | 650
217497428 | COLEMAN | HH836E2S11 | C(A,C,D,E)36B3K+TDR | Z8ES040A12SMPS1 | Split System | 30600 | 18 | 8.5 | 2.64 | R-454B | 650
217026972 | YORK | HH836E2S11 | D(A,C,E)37C3K+TDR | TM8Y060A12MP11 | Split System | 31000 | 18 | 8.5 | 2.65 | R-454B | 650
217027290 | YORK | HH836E2S11 | D(A,C,E)36B4K+TDR | TMLE080C20MP11 | Split System | 32600 | 18 | 8.5 | 2.67 | R-454B | 650
217027293 | YORK | HH836E2S11 | D(A,C,E)37D3K+TDR | TMLE080C20MP11 | Split System | 32600 | 18 | 8.5 | 2.67 | R-454B | 650
217026850 | YORK | HH836E2S11 | D(A,C,E)36B4K+TDR | TM8E080C20MP11 | Split System | 32600 | 18 | 8.5 | 2.67 | R-454B | 650
217026970 | YORK | HH836E2S11 | D(A,C,E)36B4K+TDR | TM8Y060A12MP11 | Split System | 31000 | 18 | 8.5 | 2.68 | R-454B | 650
217027291 | YORK | HH836E2S11 | D(A,C,E)36D3K+TDR | TMLE080C20MP11 | Split System | 32400 | 18 | 8.5 | 2.68 | R-454B | 650
217027243 | YORK | HH836E2S11 | D(A,C,E)36D3K+TDR | TMLE040A12MP11 | Split System | 31400 | 18 | 8.5 | 2.69 | R-454B | 650
217027242 | YORK | HH836E2S11 | D(A,C,E)36B4K+TDR | TMLE040A12MP11 | Split System | 31400 | 18 | 8.5 | 2.71 | R-454B | 650
217026768 | YORK | HH836E2S11 | D(A,C,E)37C3K+TDR | TL9E060B12UH11 | Split System | 31400 | 18 | 8.5 | 2.72 | R-454B | 650
217027136 | YORK | HH836E2S11 | D(A,C,E)37C3K+TDR | TM9V080B12MP12 | Split System | 31400 | 18 | 8.5 | 2.72 | R-454B | 650
217026864 | YORK | HH836E2S11 | D(A,C,E)37C3K+TDR | TM8E100B12MP11 | Split System | 31600 | 18 | 8.5 | 2.72 | R-454B | 650
217027245 | YORK | HH836E2S11 | D(A,C,E)37D3K+TDR | TMLE040A12MP11 | Split System | 31600 | 18 | 8.5 | 2.73 | R-454B | 650
217026805 | YORK | HH836E2S11 | D(A,C,E)37D3K+TDR | TM8E040A12MP11 | Split System | 31600 | 18 | 8.5 | 2.73 | R-454B | 650
217027902 | YORK | HH836E2S11 | D(A,C,E)36B4K+TDR | YP9C080B12MP13 | Split System | 31400 | 18 | 8.5 | 2.75 | R-454B | 650
217027302 | YORK | HH836E2S11 | D(A,C,E)36B4K+TDR | TMLE100B12MP11 | Split System | 31600 | 18 | 8.5 | 2.75 | R-454B | 650
217026984 | YORK | HH836E2S11 | D(A,C,E)37C3K+TDR | TM8Y080B12MP11 | Split System | 31800 | 18 | 8.5 | 2.77 | R-454B | 650
217027772 | YORK | HH836E2S11 | D(A,C,E)37C3K+TDR | Y91E080B12SMPS1 | Split System | 31800 | 18 | 8.5 | 2.78 | R-454B | 650
217026982 | YORK | HH836E2S11 | D(A,C,E)36B4K+TDR | TM8Y080B12MP11 | Split System | 31800 | 18 | 8.5 | 2.8 | R-454B | 650
217027770 | YORK | HH836E2S11 | D(A,C,E)36B4K+TDR | Y91E080B12SMPS1 | Split System | 32000 | 18 | 8.5 | 2.8 | R-454B | 650
217027268 | YORK | HH836E2S11 | D(A,C,E)37C3K+TDR | TMLE080B12MP11 | Split System | 31800 | 18 | 8.5 | 2.82 | R-454B | 650
217026827 | YORK | HH836E2S11 | D(A,C,E)36D3K+TDR | TM8E080B12MP11 | Split System | 31800 | 18 | 8.5 | 2.82 | R-454B | 650
217026780 | YORK | HH836E2S11 | D(A,C,E)37C3K+TDR | TL9E080C16UH11 | Split System | 32000 | 18 | 8.5 | 2.85 | R-454B | 650
217026829 | YORK | HH836E2S11 | D(A,C,E)37D3K+TDR | TM8E080B12MP11 | Split System | 32200 | 18 | 8.5 | 2.85 | R-454B | 650
217026781 | YORK | HH836E2S11 | D(A,C,E)37D3K+TDR | TL9E080C16UH11 | Split System | 32400 | 18 | 8.5 | 2.86 | R-454B | 650
217027820 | YORK | HH836E2S11 | D(A,C,E)37C3K+TDR | Y91E100C20SMPS1 | Split System | 32800 | 18 | 8.5 | 2.97 | R-454B | 650
217027819 | YORK | HH836E2S11 | D(A,C,E)36D3K+TDR | Y91E100C20SMPS1 | Split System | 32800 | 18 | 8.5 | 2.97 | R-454B | 650
217027556 | YORK | HH836E2S11 | D(A,C,E)37C3K+TDR | Y81E080C20LMPS1 | Split System | 33000 | 19 | 8.5 | 3.04 | R-454B | 650
217027554 | YORK | HH836E2S11 | D(A,C,E)36B4K+TDR | Y81E080C20LMPS1 | Split System | 33200 | 19 | 8.5 | 3.08 | R-454B | 650
217028145 | YORK | HH860E2S11 | D(A,C,E)48D3K+TDR | Y82E100C16LMPS1 | Split System | 42500 | 17 | 9 | 2.8 | R-454B | 650
217028154 | YORK | HH860E2S11 | D(A,C,E)49B3K+TDR | Y91E080C16SMPS1 | Split System | 41500 | 18 | 9 | 2.62 | R-454B | 650
217026791 | YORK | HH836E2S11 | D(A,C,E)36D3K+TDR | TL9E100C20UH11 | Split System | 31800 | 18 | 9 | 2.63 | R-454B | 650
217028000 | YORK | HH860E2S11 | D(A,C,E)49B3K+TDR | TL8E080C16UH11 | Split System | 41000 | 18 | 9 | 2.63 | R-454B | 650
217026790 | YORK | HH836E2S11 | D(A,C,E)36B4K+TDR | TL9E100C20UH11 | Split System | 32000 | 18 | 9 | 2.64 | R-454B | 650
217028034 | YORK | HH860E2S11 | D(A,C,E)49B3K+TDR | TM8Y080C16MP11 | Split System | 41000 | 18 | 9 | 2.64 | R-454B | 650
217027807 | YORK | HH836E2S11 | D(A,C,E)36D3K+TDR | Y91E100C16SMPS1 | Split System | 32600 | 18 | 9 | 2.65 | R-454B | 650
217027808 | YORK | HH836E2S11 | D(A,C,E)37C3K+TDR | Y91E100C16SMPS1 | Split System | 32600 | 18 | 9 | 2.65 | R-454B | 650
217028175 | YORK | HH860E2S11 | D(A,C,E)42D3K+TDR | YP9C100C16MP13 | Split System | 40500 | 18 | 9 | 2.65 | R-454B | 650
217027806 | YORK | HH836E2S11 | D(A,C,E)36B4K+TDR | Y91E100C16SMPS1 | Split System | 33000 | 18 | 9 | 2.66 | R-454B | 650
217028106 | YORK | HH860E2S11 | D(A,C,E)42D3K+TDR | TPLC080C16MP13 | Split System | 40500 | 18 | 9 | 2.66 | R-454B | 650
217028190 | YORK | HH860E2S11 | D(A,C,E)43C3K+TDR | YPLC100C16MP13 | Split System | 40500 | 18 | 9 | 2.66 | R-454B | 650
217028020 | YORK | HH860E2S11 | D(A,C,E)43D3K+TDR | TM8V080C16MP12 | Split System | 41000 | 18 | 9 | 2.68 | R-454B | 650
217028115 | YORK | HH860E2S11 | D(A,C,E)43D3K+TDR | TPLC100C16MP13 | Split System | 41000 | 18 | 9 | 2.68 | R-454B | 650
217028188 | YORK | HH860E2S11 | D(A,C,E)49C3K+TDR | YPLC080C16MP13 | Split System | 41000 | 18 | 9 | 2.68 | R-454B | 650
217028033 | YORK | HH860E2S11 | D(A,C,E)48D3K+TDR | TM8Y080C16MP11 | Split System | 41500 | 18 | 9 | 2.7 | R-454B | 650
217028161 | YORK | HH860E2S11 | D(A,C,E)48D3K+TDR | Y92E080C16SMPS1 | Split System | 41500 | 18 | 9 | 2.7 | R-454B | 650
217028172 | YORK | HH860E2S11 | D(A,C,E)48D3K+TDR | YP9C080C16MP13 | Split System | 41000 | 18 | 9 | 2.75 | R-454B | 650
217028015 | YORK | HH860E2S11 | D(A,C,E)48D3K+TDR | TM8E120C16MP11 | Split System | 42000 | 18 | 9 | 2.76 | R-454B | 650
217028074 | YORK | HH860E2S11 | D(A,C,E)48D3K+TDR | TMLE080C16MP11 | Split System | 42000 | 18 | 9 | 2.76 | R-454B | 650
217028017 | YORK | HH860E2S11 | D(A,C,E)49C3K+TDR | TM8E120C16MP11 | Split System | 42000 | 18 | 9 | 2.79 | R-454B | 650
217027413 | YORK | HH836E2S11 | D(A,C,E)37D3K+TDR | TP9C080C16MP13 | Split System | 31000 | 19 | 9 | 2.59 | R-454B | 650
217027917 | YORK | HH836E2S11 | D(A,C,E)37D3K+TDR | YP9C080C16MP13 | Split System | 31000 | 19 | 9 | 2.59 | R-454B | 650
217027218 | YORK | HH836E2S11 | D(A,C,E)36B4K+TDR | TM9Y100C16MP11 | Split System | 31200 | 19 | 9 | 2.59 | R-454B | 650
217027009 | YORK | HH836E2S11 | D(A,C,E)37D3K+TDR | TM8Y100C16MP11 | Split System | 31400 | 19 | 9 | 2.59 | R-454B | 650
217026958 | YORK | HH836E2S11 | D(A,C,E)36B4K+TDR | TM8V100C16MP12 | Split System | 31000 | 19 | 9 | 2.61 | R-454B | 650
217027974 | YORK | HH836E2S11 | D(A,C,E)36B4K+TDR | YPLC080C16MP13 | Split System | 31000 | 19 | 9 | 2.61 | R-454B | 650
217027470 | YORK | HH836E2S11 | D(A,C,E)36B4K+TDR | TPLC080C16MP13 | Split System | 31000 | 19 | 9 | 2.61 | R-454B | 650
217026961 | YORK | HH836E2S11 | D(A,C,E)37D3K+TDR | TM8V100C16MP12 | Split System | 31200 | 19 | 9 | 2.61 | R-454B | 650
217027977 | YORK | HH836E2S11 | D(A,C,E)37D3K+TDR | YPLC080C16MP13 | Split System | 31200 | 19 | 9 | 2.61 | R-454B | 650
217027485 | YORK | HH836E2S11 | D(A,C,E)37D3K+TDR | TPLC100C16MP13 | Split System | 31200 | 19 | 9 | 2.61 | R-454B | 650
217026838 | YORK | HH836E2S11 | D(A,C,E)36B4K+TDR | TM8E080C16MP11 | Split System | 31200 | 19 | 9 | 2.62 | R-454B | 650
217027338 | YORK | HH836E2S11 | D(A,C,E)36B4K+TDR | TMLE120C16MP11 | Split System | 31600 | 19 | 9 | 2.62 | R-454B | 650
217027341 | YORK | HH836E2S11 | D(A,C,E)37D3K+TDR | TMLE120C16MP11 | Split System | 31800 | 19 | 9 | 2.62 | R-454B | 650
217027795 | YORK | HH836E2S11 | D(A,C,E)36D3K+TDR | Y91E080C20SMPS1 | Split System | 31800 | 19 | 9 | 2.62 | R-454B | 650
217027158 | YORK | HH836E2S11 | D(A,C,E)36B4K+TDR | TM9V100C16MP12 | Split System | 31200 | 19 | 9 | 2.63 | R-454B | 650
217027422 | YORK | HH836E2S11 | D(A,C,E)36B4K+TDR | TP9C100C16MP13 | Split System | 31200 | 19 | 9 | 2.63 | R-454B | 650
217027926 | YORK | HH836E2S11 | D(A,C,E)36B4K+TDR | YP9C100C16MP13 | Split System | 31200 | 19 | 9 | 2.63 | R-454B | 650
217027161 | YORK | HH836E2S11 | D(A,C,E)37D3K+TDR | TM9V100C16MP12 | Split System | 31400 | 19 | 9 | 2.63 | R-454B | 650
217027929 | YORK | HH836E2S11 | D(A,C,E)37D3K+TDR | YP9C100C16MP13 | Split System | 31400 | 19 | 9 | 2.63 | R-454B | 650
217026874 | YORK | HH836E2S11 | D(A,C,E)36B4K+TDR | TM8E100C16MP11 | Split System | 31400 | 19 | 9 | 2.63 | R-454B | 650
217026877 | YORK | HH836E2S11 | D(A,C,E)37D3K+TDR | TM8E100C16MP11 | Split System | 31600 | 19 | 9 | 2.63 | R-454B | 650
217027317 | YORK | HH836E2S11 | D(A,C,E)37D3K+TDR | TMLE100C16MP11 | Split System | 31600 | 19 | 9 | 2.63 | R-454B | 650
217027663 | YORK | HH836E2S11 | D(A,C,E)36D3K+TDR | Y81E120C16SMPS1 | Split System | 31800 | 19 | 9 | 2.63 | R-454B | 650
217026745 | YORK | HH836E2S11 | D(A,C,E)37D3K+TDR | TL8E080C16UH11 | Split System | 31800 | 19 | 9 | 2.63 | R-454B | 650
217027797 | YORK | HH836E2S11 | D(A,C,E)37D3K+TDR | Y91E080C20SMPS1 | Split System | 32000 | 19 | 9 | 2.64 | R-454B | 650
217027713 | YORK | HH836E2S11 | D(A,C,E)37D3K+TDR | Y82E080C16LMPS1 | Split System | 31000 | 19 | 9 | 2.65 | R-454B | 650
217027436 | YORK | HH836E2S11 | D(A,C,E)37C3K+TDR | TP9C100C20MP13 | Split System | 31800 | 19 | 9 | 2.65 | R-454B | 650
217027675 | YORK | HH836E2S11 | D(A,C,E)36D3K+TDR | Y81E120C20LMPS1 | Split System | 32000 | 19 | 9 | 2.65 | R-454B | 650
217027688 | YORK | HH836E2S11 | D(A,C,E)37C3K+TDR | Y81E120C20SMPS1 | Split System | 32000 | 19 | 9 | 2.65 | R-454B | 650
217027020 | YORK | HH836E2S11 | D(A,C,E)37C3K+TDR | TM8Y100C20MP11 | Split System | 32000 | 19 | 9 | 2.65 | R-454B | 650
217027724 | YORK | HH836E2S11 | D(A,C,E)37C3K+TDR | Y82E100C16LMPS1 | Split System | 31400 | 19 | 9 | 2.66 | R-454B | 650
217027722 | YORK | HH836E2S11 | D(A,C,E)36B4K+TDR | Y82E100C16LMPS1 | Split System | 31600 | 19 | 9 | 2.67 | R-454B | 650
217027604 | YORK | HH836E2S11 | D(A,C,E)37C3K+TDR | Y81E100C16LMPS1 | Split System | 31800 | 19 | 9 | 2.67 | R-454B | 650
217027617 | YORK | HH836E2S11 | D(A,C,E)37D3K+TDR | Y81E100C16SMPS1 | Split System | 32000 | 19 | 9 | 2.67 | R-454B | 650
217026754 | YORK | HH836E2S11 | D(A,C,E)36B4K+TDR | TL8E100C20UH11 | Split System | 32000 | 19 | 9 | 2.67 | R-454B | 650
217027640 | YORK | HH836E2S11 | D(A,C,E)37C3K+TDR | Y81E100C20SMPS1 | Split System | 32000 | 19 | 9 | 2.67 | R-454B | 650
217027785 | YORK | HH836E2S11 | D(A,C,E)37D3K+TDR | Y91E080C16SMPS1 | Split System | 32000 | 19 | 9 | 2.67 | R-454B | 650
217027677 | YORK | HH836E2S11 | D(A,C,E)37D3K+TDR | Y81E120C20LMPS1 | Split System | 32200 | 19 | 9 | 2.67 | R-454B | 650
217027686 | YORK | HH836E2S11 | D(A,C,E)36B4K+TDR | Y81E120C20SMPS1 | Split System | 32200 | 19 | 9 | 2.67 | R-454B | 650
217027674 | YORK | HH836E2S11 | D(A,C,E)36B4K+TDR | Y81E120C20LMPS1 | Split System | 32200 | 19 | 9 | 2.67 | R-454B | 650
217027543 | YORK | HH836E2S11 | D(A,C,E)36D3K+TDR | Y81E080C16SMPS1 | Split System | 32200 | 19 | 9 | 2.69 | R-454B | 650
217027531 | YORK | HH836E2S11 | D(A,C,E)36D3K+TDR | Y81E080C16LMPS1 | Split System | 32200 | 19 | 9 | 2.69 | R-454B | 650
217027170 | YORK | HH836E2S11 | D(A,C,E)36B4K+TDR | TM9V100C20MP12 | Split System | 32200 | 19 | 9 | 2.69 | R-454B | 650
217027018 | YORK | HH836E2S11 | D(A,C,E)36B4K+TDR | TM8Y100C20MP11 | Split System | 32400 | 19 | 9 | 2.69 | R-454B | 650
217027627 | YORK | HH836E2S11 | D(A,C,E)36D3K+TDR | Y81E100C20LMPS1 | Split System | 32200 | 19 | 9 | 2.7 | R-454B | 650
217027629 | YORK | HH836E2S11 | D(A,C,E)37D3K+TDR | Y81E100C20LMPS1 | Split System | 32400 | 19 | 9 | 2.7 | R-454B | 650
217027638 | YORK | HH836E2S11 | D(A,C,E)36B4K+TDR | Y81E100C20SMPS1 | Split System | 32400 | 19 | 9 | 2.7 | R-454B | 650
217027545 | YORK | HH836E2S11 | D(A,C,E)37D3K+TDR | Y81E080C16SMPS1 | Split System | 32400 | 19 | 9 | 2.71 | R-454B | 650
217027854 | YORK | HH836E2S11 | D(A,C,E)36B4K+TDR | Y92E080C16SMPS1 | Split System | 31800 | 19 | 9.5 | 3.06 | R-454B | 650
218448021 | COLEMAN | HH824E2S11 | D(A,C,E)24A4K+TDR | Z9ES026A08SMPS1 | Split System | 20400 | 17.5 | 8.5 | 2.69 | R-454B | 650
215565275 | COLEMAN | HH836E2S11 | D(A,C,E)36A4J+TDR | Z8ES080B12SMPS1 | Split System | 30400 | 18 | 8.5 | 2 | R-454B | 650
215565273 | COLEMAN | HH836E2S11 | D(A,C,E)36A4J+TDR | TM8E120C16MP11 | Split System | 30400 | 18 | 8.5 | 2 | R-454B | 650
215565274 | COLEMAN | HH836E2S11 | D(A,C,E)36A4J+TDR | TMLE120C16MP11 | Split System | 30400 | 18 | 8.5 | 2 | R-454B | 650
218448023 | COLEMAN | HH824E2S11 | D(A,C,E)24A4K+TDR | Z9ES060A10SMPS1 | Split System | 20400 | 18.6 | 8.5 | 2.76 | R-454B | 650
215565276 | COLEMAN | HH836E2S11 | D(A,C,E)36A4J+TDR | Z8ET080B12LMPS1 | Split System | 30400 | 19 | 8.5 | 2 | R-454B | 650
215565295 | COLEMAN | HH824E2S11 | D(A,C,E)37E2J+TDR | TL8E060A12UH11 | Split System | 20600 | 17.5 | 9 | 2 | R-454B | 650
215565298 | COLEMAN | HH824E2S11 | D(A,C,E)37E2J+TDR | TM8E060A12MP11 | Split System | 20600 | 17.5 | 9 | 2 | R-454B | 650
215565310 | COLEMAN | HH824E2S11 | D(A,C,E)37E2J+TDR | TMLE060A12MP11 | Split System | 20600 | 17.5 | 9 | 2 | R-454B | 650
215565255 | COLEMAN | HH824E2S11 | D(A,C,E)36A4J+TDR | TL8E060A12UH11 | Split System | 21000 | 17.5 | 9 | 2 | R-454B | 650
215565263 | COLEMAN | HH824E2S11 | D(A,C,E)36A4J+TDR | TMLE060A12MP11 | Split System | 21000 | 17.5 | 9 | 2 | R-454B | 650
215565258 | COLEMAN | HH824E2S11 | D(A,C,E)36A4J+TDR | TM8E060A12MP11 | Split System | 21000 | 17.5 | 9 | 2 | R-454B | 650
218448025 | COLEMAN | HH824E2S11 | D(A,C,E)24A4K+TDR | Z9ES080B12SMPS1 | Split System | 20400 | 17.5 | 9 | 2.85 | R-454B | 650
218448029 | COLEMAN | HH860E2S11 | D(A,C,E)48B4K+TDR | Z9ES080C16SMPS1 | Split System | 41500 | 18 | 9 | 2.63 | R-454B | 650
218448035 | COLEMAN | HH860E2S11 | D(A,C,E)48B4K+TDR | Z9ES100C20SMPS1 | Split System | 42500 | 18 | 9 | 2.67 | R-454B | 650
218448033 | COLEMAN | HH860E2S11 | D(A,C,E)48B4K+TDR | Z9ES100C16SMPS1 | Split System | 42500 | 18 | 9 | 2.68 | R-454B | 650
218448037 | COLEMAN | HH860E2S11 | D(A,C,E)48B4K+TDR | Z9ES120D20SMPS1 | Split System | 43000 | 18 | 9 | 2.71 | R-454B | 650
217028029 | YORK | HH860E2S11 | D(A,C,E)48D3K+TDR | TM8V100C16MP12 | Split System | 41000 | 18 | 9 | 2.68 | R-454B | 650
217493039 | COLEMAN | HH836E2S11 | C(A,C,D,E)36B3K+TDR | Z8ET100C20LMPS1 | Split System | 30200 | 18.9 | 9 | 2.56 | R-454B | 650
217497435 | COLEMAN | HH836E2S11 | C(A,C,D,E)36B3K+TDR | Z8ES120C16LMPS1 | Split System | 31000 | 18.9 | 9 | 2.59 | R-454B | 650
217027747 | YORK | HH836E2S11 | D(A,C,E)36D3K+TDR | Y82E120C20LMPS1 | Split System | 30600 | 19 | 9 | 2.62 | R-454B | 650
217027736 | YORK | HH836E2S11 | D(A,C,E)37C3K+TDR | Y82E100C20LMPS1 | Split System | 30800 | 19 | 9 | 2.62 | R-454B | 650
215565316 | COLEMAN | HH824E2S11 | D(A,C,E)37E2J+TDR | Z8ES040A12SMPS1 | Split System | 20600 | 17.5 | 9.5 | 2 | R-454B | 650
215565266 | COLEMAN | HH824E2S11 | D(A,C,E)36A4J+TDR | Z8ES040A12SMPS1 | Split System | 21000 | 17.5 | 9.5 | 2 | R-454B | 650
215565319 | COLEMAN | HH824E2S11 | D(A,C,E)37E2J+TDR | Z8ES100B12SMPS1 | Split System | 20600 | 18.8 | 9.5 | 2 | R-454B | 650
215565268 | COLEMAN | HH824E2S11 | D(A,C,E)36A4J+TDR | Z8ES100B12SMPS1 | Split System | 21000 | 19 | 9.5 | 2 | R-454B | 650
215565280 | COLEMAN | HH860E2S11 | D(A,C,E)49B3J+TDR | TM8V100C16MP12 | Split System | 40500 | 17 | 8.1 | 2 | R-454B | 650
215565277 | COLEMAN | HH860E2S11 | D(A,C,E)49B3J+TDR | CP9C100C16MP13 | Split System | 40500 | 17 | 8.5 | 2 | R-454B | 650
215565331 | COLEMAN | HH860E2S11 | D(A,C,E)61A3J+TDR | TM8V100C16MP12 | Split System | 41000 | 17 | 8.5 | 2 | R-454B | 650
215565278 | COLEMAN | HH860E2S11 | D(A,C,E)49B3J+TDR | TL8E080C16UH11 | Split System | 41000 | 17 | 8.5 | 2 | R-454B | 650
215565327 | COLEMAN | HH860E2S11 | D(A,C,E)61A3J+TDR | CP9C100C16MP13 | Split System | 41000 | 17 | 8.5 | 2 | R-454B | 650
215565328 | COLEMAN | HH860E2S11 | D(A,C,E)61A3J+TDR | TL8E080C16UH11 | Split System | 41500 | 17 | 8.5 | 2 | R-454B | 650
215565281 | COLEMAN | HH860E2S11 | D(A,C,E)49B3J+TDR | TM9V120D20MP12 | Split System | 41000 | 18 | 8.5 | 2 | R-454B | 650
215565332 | COLEMAN | HH860E2S11 | D(A,C,E)61A3J+TDR | TP9C120D20MP13 | Split System | 41500 | 18 | 8.5 | 2 | R-454B | 650
215565279 | COLEMAN | HH860E2S11 | D(A,C,E)49B3J+TDR | TL8E100C20UH11 | Split System | 41500 | 18 | 8.5 | 2 | R-454B | 650
215565329 | COLEMAN | HH860E2S11 | D(A,C,E)61A3J+TDR | TL8E100C20UH11 | Split System | 42000 | 18 | 8.5 | 2 | R-454B | 650
218448050 | COLEMAN | XH648E2S11 | D(A,C,E)48B4K+TDR | Z9ES080C20SMPS1 | Split System | 44000 | 16 | 8.1 | 2.83 | R-454B | 650
218448053 | COLEMAN | XH648E2S11 | D(A,C,E)60A4K+TDR | Z9ES100C16SMPS1 | Split System | 44500 | 16 | 8.1 | 2.84 | R-454B | 650
218448051 | COLEMAN | XH648E2S11 | D(A,C,E)60A4K+TDR | Z9ES080C20SMPS1 | Split System | 44500 | 16 | 8.1 | 2.86 | R-454B | 650
218448056 | COLEMAN | XH648E2S11 | D(A,C,E)48B4K+TDR | Z9ES120D20SMPS1 | Split System | 44000 | 16 | 8.1 | 2.89 | R-454B | 650
218448057 | COLEMAN | XH648E2S11 | D(A,C,E)60A4K+TDR | Z9ES120D20SMPS1 | Split System | 44500 | 16 | 8.1 | 2.91 | R-454B | 650
215912463 | YORK | HH860E2S11 | C(A,C,D,E)48A3K+TDR | Y81E100C16SMPS1 | Split System | 40000 | 16.5 | 8.1 | 2 | R-454B | 650
215912426 | YORK | HH824E2S11 | C(A,C,D,E)24A3K+TDR | Y91E060B12SMPS1 | Split System | 21600 | 17 | 8.1 | 2 | R-454B | 650
215912390 | YORK | HH824E2S11 | C(A,C,D,E)24A3K+TDR | TM9Y080B12MP11 | Split System | 21600 | 17 | 8.1 | 2 | R-454B | 650
215912371 | YORK | HH824E2S11 | C(A,C,D,E)24A3K+TDR | TM8V080B12MP12 | Split System | 21600 | 17 | 8.1 | 2 | R-454B | 650
215912407 | YORK | HH824E2S11 | C(A,C,D,E)24A3K+TDR | TPLC080B12MP13 | Split System | 21600 | 17 | 8.1 | 2 | R-454B | 650
215912391 | YORK | HH824E2S11 | D(A,C,E)36A3K+TDR | TM9Y080B12MP11 | Split System | 22200 | 17 | 8.1 | 2 | R-454B | 650
215912427 | YORK | HH824E2S11 | D(A,C,E)36A3K+TDR | Y91E060B12SMPS1 | Split System | 22200 | 17 | 8.1 | 2 | R-454B | 650
215912388 | YORK | HH824E2S11 | D(A,C,E)36A3K+TDR | TM9Y060B12MP11 | Split System | 22200 | 17 | 8.1 | 2 | R-454B | 650
215912422 | YORK | HH824E2S11 | D(A,C,E)36A3K+TDR | Y91E040A10SMPS1 | Split System | 20800 | 17.5 | 8.1 | 2 | R-454B | 650
215912424 | YORK | HH824E2S11 | D(A,C,E)36A3K+TDR | Y91E060A10SMPS1 | Split System | 20800 | 17.5 | 8.1 | 2 | R-454B | 650
215912420 | YORK | HH824E2S11 | D(A,C,E)36A3K+TDR | Y91E026A08SMPS1 | Split System | 20800 | 17.5 | 8.1 | 2 | R-454B | 650
215912421 | YORK | HH824E2S11 | D(A,C,E)36A4K+TDR | Y91E026A08SMPS1 | Split System | 21200 | 17.5 | 8.1 | 2 | R-454B | 650
215912458 | YORK | HH860E2S11 | C(A,C,D,E)48A3K+TDR | Y81E080C20SMPS1 | Split System | 40000 | 17.5 | 8.1 | 2 | R-454B | 650
215912468 | YORK | HH860E2S11 | C(A,C,D,E)48A3K+TDR | Y81E100C20SMPS1 | Split System | 40500 | 17.5 | 8.1 | 2 | R-454B | 650
215912453 | YORK | HH860E2S11 | C(A,C,D,E)48A3K+TDR | Y81E080C16SMPS1 | Split System | 40500 | 17.5 | 8.1 | 2 | R-454B | 650
215912393 | YORK | HH824E2S11 | D(A,C,E)36A3K+TDR | TMLE040A12MP11 | Split System | 20800 | 16.5 | 8.5 | 2 | R-454B | 650
215912363 | YORK | HH824E2S11 | D(A,C,E)36A3K+TDR | TM8E040A12MP11 | Split System | 20800 | 16.5 | 8.5 | 2 | R-454B | 650
217493050 | AC PRO | SPHP-Z-V048BB | L(E,G)M60CJ |  | Split System | 43000 | 17 | 8.5 | 2 | R-454B | 650
215912358 | CHAMPION HEATING AND COOLING | HH824E2S11 | L(E,F)W30CJ |  | Split System | 22000 | 17 | 8.5 | 2.1 | R-454B | 650
215565257 | COLEMAN | HH824E2S11 | D(A,C,E)36A4J+TDR | TM8E040A12MP11 | Split System | 21200 | 17 | 8.5 | 2 | R-454B | 650
215565262 | COLEMAN | HH824E2S11 | D(A,C,E)36A4J+TDR | TMLE040A12MP11 | Split System | 21200 | 17 | 8.5 | 2 | R-454B | 650
215565272 | COLEMAN | HH824E2S11 | D(A,C,E)36A4J+TDR | Z9ES060B12SMPS1 | Split System | 22600 | 17 | 8.5 | 2 | R-454B | 650
215565261 | COLEMAN | HH824E2S11 | D(A,C,E)36A4J+TDR | TM9Y080B12MP11 | Split System | 22600 | 17 | 8.5 | 2 | R-454B | 650
215565284 | COLEMAN | HH860E2S11 | D(A,C,E)49B3J+TDR | Z8ES100C16SMPS1 | Split System | 41000 | 17 | 8.5 | 2 | R-454B | 650
215565330 | COLEMAN | HH860E2S11 | D(A,C,E)61A3J+TDR | TL9E100C20UH11 | Split System | 41500 | 17 | 8.5 | 2 | R-454B | 650
215912394 | YORK | HH824E2S11 | D(A,C,E)36A4K+TDR | TMLE040A12MP11 | Split System | 21200 | 17 | 8.5 | 2 | R-454B | 650
215912364 | YORK | HH824E2S11 | D(A,C,E)36A4K+TDR | TM8E040A12MP11 | Split System | 21200 | 17 | 8.5 | 2 | R-454B | 650
215912392 | YORK | HH824E2S11 | D(A,C,E)36A4K+TDR | TM9Y080B12MP11 | Split System | 22600 | 17 | 8.5 | 2 | R-454B | 650
215912428 | YORK | HH824E2S11 | D(A,C,E)36A4K+TDR | Y91E060B12SMPS1 | Split System | 22600 | 17 | 8.5 | 2 | R-454B | 650
215912464 | YORK | HH860E2S11 | C(A,C,D,E)60A3K+TDR | Y81E100C16SMPS1 | Split System | 41000 | 17 | 8.5 | 2 | R-454B | 650
215912466 | YORK | HH860E2S11 | D(A,C,E)60A3K+TDR | Y81E100C16SMPS1 | Split System | 41000 | 17 | 8.5 | 2 | R-454B | 650
215912451 | YORK | HH860E2S11 | C(A,C,D,E)60B3K+TDR | TL9E100C20UH11 | Split System | 41500 | 17 | 8.5 | 2 | R-454B | 650
215912452 | YORK | HH860E2S11 | D(A,C,E)60B3K+TDR | TL9E100C20UH11 | Split System | 41500 | 17 | 8.5 | 2 | R-454B | 650
217027879 | YORK | HH836E2S11 | D(A,C,E)36D3K+TDR | Y92E100C20SMPS1 | Split System | 32000 | 17 | 8.5 | 2.82 | R-454B | 650
215565323 | COLEMAN | HH824E2S11 | D(A,C,E)37E2J+TDR | Z9ES040A10SMPS1 | Split System | 20800 | 17.5 | 8.5 | 2 | R-454B | 650
215565324 | COLEMAN | HH824E2S11 | D(A,C,E)37E2J+TDR | Z9ES060A10SMPS1 | Split System | 20800 | 17.5 | 8.5 | 2 | R-454B | 650
215565270 | COLEMAN | HH824E2S11 | D(A,C,E)36A4J+TDR | Z9ES040A10SMPS1 | Split System | 21000 | 17.5 | 8.5 | 2 | R-454B | 650
215565322 | COLEMAN | HH824E2S11 | D(A,C,E)37E2J+TDR | Z9ES026A08SMPS1 | Split System | 21000 | 17.5 | 8.5 | 2 | R-454B | 650
215565271 | COLEMAN | HH824E2S11 | D(A,C,E)36A4J+TDR | Z9ES060A10SMPS1 | Split System | 21000 | 17.5 | 8.5 | 2 | R-454B | 650
215565267 | COLEMAN | HH824E2S11 | D(A,C,E)36A4J+TDR | Z8ES060A12SMPS1 | Split System | 21200 | 17.5 | 8.5 | 2 | R-454B | 650
215912410 | YORK | HH824E2S11 | D(A,C,E)36A3K+TDR | Y81E060A12SMPS1 | Split System | 20800 | 17.5 | 8.5 | 2 | R-454B | 650
215912425 | YORK | HH824E2S11 | D(A,C,E)36A4K+TDR | Y91E060A10SMPS1 | Split System | 21000 | 17.5 | 8.5 | 2 | R-454B | 650
215912423 | YORK | HH824E2S11 | D(A,C,E)36A4K+TDR | Y91E040A10SMPS1 | Split System | 21000 | 17.5 | 8.5 | 2 | R-454B | 650
215912411 | YORK | HH824E2S11 | D(A,C,E)36A4K+TDR | Y81E060A12SMPS1 | Split System | 21200 | 17.5 | 8.5 | 2 | R-454B | 650
215912477 | YORK | HH860E2S11 | C(A,C,D,E)48A3K+TDR | Y81E130D20SMPS1 | Split System | 40500 | 17.5 | 8.5 | 2 | R-454B | 650
215419907 | COLEMAN | HH824E2S11 | D(A,C,E)25B4J+TDR | Z9ES040A10SMPS1 | Split System | 21200 | 18 | 8.5 | 2 | R-454B | 650
215565286 | COLEMAN | HH860E2S11 | D(A,C,E)49B3J+TDR | Z8ES120C16SMPS1 | Split System | 41000 | 18 | 8.5 | 2 | R-454B | 650
215565283 | COLEMAN | HH860E2S11 | D(A,C,E)49B3J+TDR | Z8ES080C20SMPS1 | Split System | 41000 | 18 | 8.5 | 2 | R-454B | 650
215565282 | COLEMAN | HH860E2S11 | D(A,C,E)49B3J+TDR | Z8ES080C16SMPS1 | Split System | 41500 | 18 | 8.5 | 2 | R-454B | 650
215565285 | COLEMAN | HH860E2S11 | D(A,C,E)49B3J+TDR | Z8ES100C20SMPS1 | Split System | 41500 | 18 | 8.5 | 2 | R-454B | 650
215912475 | YORK | HH860E2S11 | D(A,C,E)60A3K+TDR | Y81E120C16SMPS1 | Split System | 41000 | 18 | 8.5 | 2 | R-454B | 650
215912473 | YORK | HH860E2S11 | C(A,C,D,E)60A3K+TDR | Y81E120C16SMPS1 | Split System | 41000 | 18 | 8.5 | 2 | R-454B | 650
215912459 | YORK | HH860E2S11 | C(A,C,D,E)60A3K+TDR | Y81E080C20SMPS1 | Split System | 41000 | 18 | 8.5 | 2 | R-454B | 650
215912461 | YORK | HH860E2S11 | D(A,C,E)60A3K+TDR | Y81E080C20SMPS1 | Split System | 41000 | 18 | 8.5 | 2 | R-454B | 650
215912454 | YORK | HH860E2S11 | C(A,C,D,E)60A3K+TDR | Y81E080C16SMPS1 | Split System | 41500 | 18 | 8.5 | 2 | R-454B | 650
215912456 | YORK | HH860E2S11 | D(A,C,E)60A3K+TDR | Y81E080C16SMPS1 | Split System | 41500 | 18 | 8.5 | 2 | R-454B | 650
215912469 | YORK | HH860E2S11 | C(A,C,D,E)60A3K+TDR | Y81E100C20SMPS1 | Split System | 41500 | 18 | 8.5 | 2 | R-454B | 650
215912471 | YORK | HH860E2S11 | D(A,C,E)60A3K+TDR | Y81E100C20SMPS1 | Split System | 41500 | 18 | 8.5 | 2 | R-454B | 650
217027495 | YORK | HH836E2S11 | D(A,C,E)36D3K+TDR | Y81E040A12SMPS1 | Split System | 31400 | 18 | 8.5 | 2.69 | R-454B | 650
217027520 | YORK | HH836E2S11 | D(A,C,E)37C3K+TDR | Y81E080B12SMPS1 | Split System | 31600 | 18 | 8.5 | 2.74 | R-454B | 650
217027506 | YORK | HH836E2S11 | D(A,C,E)36B4K+TDR | Y81E080B12LMPS1 | Split System | 31600 | 18 | 8.5 | 2.77 | R-454B | 650
217027507 | YORK | HH836E2S11 | D(A,C,E)36D3K+TDR | Y81E080B12LMPS1 | Split System | 31600 | 18 | 8.5 | 2.77 | R-454B | 650
217027579 | YORK | HH836E2S11 | D(A,C,E)36D3K+TDR | Y81E100B12LMPS1 | Split System | 31800 | 18 | 8.5 | 2.8 | R-454B | 650
217027591 | YORK | HH836E2S11 | D(A,C,E)36D3K+TDR | Y81E100B12SMPS1 | Split System | 31800 | 18 | 8.5 | 2.8 | R-454B | 650
217027593 | YORK | HH836E2S11 | D(A,C,E)37D3K+TDR | Y81E100B12SMPS1 | Split System | 32200 | 18 | 8.5 | 2.82 | R-454B | 650
217027581 | YORK | HH836E2S11 | D(A,C,E)37D3K+TDR | Y81E100B12LMPS1 | Split System | 32200 | 18 | 8.5 | 2.82 | R-454B | 650
215912415 | YORK | HH824E2S11 | D(A,C,E)36A3K+TDR | Y82E060A12LMPS1 | Split System | 20800 | 18.8 | 8.5 | 2 | R-454B | 650
215565297 | COLEMAN | HH824E2S11 | D(A,C,E)37E2J+TDR | TM8E040A12MP11 | Split System | 21000 | 16.5 | 9 | 2 | R-454B | 650
215565309 | COLEMAN | HH824E2S11 | D(A,C,E)37E2J+TDR | TMLE040A12MP11 | Split System | 21000 | 16.5 | 9 | 2 | R-454B | 650
215565325 | COLEMAN | HH824E2S11 | D(A,C,E)37E2J+TDR | Z9ES060B12SMPS1 | Split System | 22200 | 17 | 9 | 2 | R-454B | 650
215565307 | COLEMAN | HH824E2S11 | D(A,C,E)37E2J+TDR | TM9Y060B12MP11 | Split System | 22200 | 17 | 9 | 2 | R-454B | 650
215565308 | COLEMAN | HH824E2S11 | D(A,C,E)37E2J+TDR | TM9Y080B12MP11 | Split System | 22200 | 17 | 9 | 2 | R-454B | 650
215565317 | COLEMAN | HH824E2S11 | D(A,C,E)37E2J+TDR | Z8ES060A12SMPS1 | Split System | 20800 | 17.5 | 9 | 2 | R-454B | 650
215565287 | COLEMAN | HH860E2S11 | D(A,C,E)49B3J+TDR | Z8ES130D20SMPS1 | Split System | 41500 | 18 | 9 | 2 | R-454B | 650
215565333 | COLEMAN | HH860E2S11 | D(A,C,E)61A3J+TDR | Z8ES130D20SMPS1 | Split System | 42000 | 18 | 9 | 2 | R-454B | 650
218448031 | COLEMAN | HH860E2S11 | D(A,C,E)48B4K+TDR | Z9ES080C20SMPS1 | Split System | 41500 | 18 | 9 | 2.62 | R-454B | 650
218448030 | COLEMAN | HH860E2S11 | D(A,C,E)60B4K+TDR | Z9ES080C16SMPS1 | Split System | 42500 | 18 | 9 | 2.65 | R-454B | 650
218448034 | COLEMAN | HH860E2S11 | D(A,C,E)60B4K+TDR | Z9ES100C16SMPS1 | Split System | 43500 | 18 | 9 | 2.72 | R-454B | 650
218448036 | COLEMAN | HH860E2S11 | D(A,C,E)60B4K+TDR | Z9ES100C20SMPS1 | Split System | 43500 | 18 | 9 | 2.72 | R-454B | 650
218448038 | COLEMAN | HH860E2S11 | D(A,C,E)60B4K+TDR | Z9ES120D20SMPS1 | Split System | 44000 | 18 | 9 | 2.76 | R-454B | 650
215912478 | YORK | HH860E2S11 | C(A,C,D,E)60A3K+TDR | Y81E130D20SMPS1 | Split System | 41500 | 18 | 9 | 2 | R-454B | 650
215912480 | YORK | HH860E2S11 | D(A,C,E)60A3K+TDR | Y81E130D20SMPS1 | Split System | 41500 | 18 | 9 | 2 | R-454B | 650
215912481 | YORK | HH860E2S11 | D(A,C,E)60B3K+TDR | Y81E130D20SMPS1 | Split System | 42000 | 18 | 9 | 2 | R-454B | 650
215912479 | YORK | HH860E2S11 | C(A,C,D,E)60B3K+TDR | Y81E130D20SMPS1 | Split System | 42000 | 18 | 9 | 2 | R-454B | 650
217028138 | YORK | HH860E2S11 | D(A,C,E)49B3K+TDR | Y81E120C16LMPS1 | Split System | 41000 | 18 | 9 | 2.63 | R-454B | 650
217028142 | YORK | HH860E2S11 | D(A,C,E)49B3K+TDR | Y81E120C16SMPS1 | Split System | 41000 | 18 | 9 | 2.63 | R-454B | 650
217028122 | YORK | HH860E2S11 | D(A,C,E)49B3K+TDR | Y81E080C16LMPS1 | Split System | 41500 | 18 | 9 | 2.66 | R-454B | 650
217028126 | YORK | HH860E2S11 | D(A,C,E)49B3K+TDR | Y81E080C16SMPS1 | Split System | 41500 | 18 | 9 | 2.66 | R-454B | 650
217028129 | YORK | HH860E2S11 | D(A,C,E)48D3K+TDR | Y81E100C16LMPS1 | Split System | 41500 | 18 | 9 | 2.72 | R-454B | 650
215565320 | COLEMAN | HH824E2S11 | D(A,C,E)37E2J+TDR | Z8ET060A12LMPS1 | Split System | 20600 | 18.8 | 9 | 2 | R-454B | 650
215565269 | COLEMAN | HH824E2S11 | D(A,C,E)36A4J+TDR | Z8ET060A12LMPS1 | Split System | 21000 | 19 | 9 | 2 | R-454B | 650
215912416 | YORK | HH824E2S11 | D(A,C,E)36A4K+TDR | Y82E060A12LMPS1 | Split System | 21000 | 19 | 9 | 2 | R-454B | 650
217027665 | YORK | HH836E2S11 | D(A,C,E)37D3K+TDR | Y81E120C16SMPS1 | Split System | 32200 | 19 | 9 | 2.65 | R-454B | 650
217027725 | YORK | HH836E2S11 | D(A,C,E)37D3K+TDR | Y82E100C16LMPS1 | Split System | 31800 | 19 | 9 | 2.66 | R-454B | 650
215912365 | YORK | HH824E2S11 | C(A,C,D,E)24A3K+TDR | TM8E080B12MP11 | Split System | 21600 | 17 | 8.1 | 2 | R-454B | 650
215912404 | YORK | HH824E2S11 | C(A,C,D,E)24A3K+TDR | TP9C080B12MP13 | Split System | 21600 | 17 | 8.1 | 2 | R-454B | 650
215912398 | YORK | HH824E2S11 | C(A,C,D,E)24A3K+TDR | TMLE100B12MP11 | Split System | 21600 | 17 | 8.1 | 2 | R-454B | 650
215912385 | YORK | HH824E2S11 | C(A,C,D,E)24A3K+TDR | TM9V080B12MP12 | Split System | 21600 | 17 | 8.1 | 2 | R-454B | 650
215912395 | YORK | HH824E2S11 | C(A,C,D,E)24A3K+TDR | TMLE080B12MP11 | Split System | 21600 | 17 | 8.1 | 2 | R-454B | 650
215912360 | YORK | HH824E2S11 | C(A,C,D,E)24A3K+TDR | TL9E060B12UH11 | Split System | 21600 | 17 | 8.1 | 2 | R-454B | 650
215912368 | YORK | HH824E2S11 | C(A,C,D,E)24A3K+TDR | TM8E100B12MP11 | Split System | 21600 | 17 | 8.1 | 2 | R-454B | 650
215912401 | YORK | HH824E2S11 | C(A,C,D,E)24A3K+TDR | TP9C060B12MP13 | Split System | 21600 | 17 | 8.1 | 2 | R-454B | 650
215912429 | YORK | HH824E2S11 | C(A,C,D,E)24A3K+TDR | Y91E080B12SMPS1 | Split System | 21600 | 17 | 8.1 | 2 | R-454B | 650
215912374 | YORK | HH824E2S11 | C(A,C,D,E)24A3K+TDR | TM8Y080B12MP11 | Split System | 21600 | 17 | 8.1 | 2 | R-454B | 650
215912382 | YORK | HH824E2S11 | C(A,C,D,E)24A3K+TDR | TM9V060B12MP12 | Split System | 21600 | 17 | 8.1 | 2 | R-454B | 650
215912386 | YORK | HH824E2S11 | D(A,C,E)36A3K+TDR | TM9V080B12MP12 | Split System | 22200 | 17 | 8.1 | 2 | R-454B | 650
215912405 | YORK | HH824E2S11 | D(A,C,E)36A3K+TDR | TP9C080B12MP13 | Split System | 22200 | 17 | 8.1 | 2 | R-454B | 650
215912434 | YORK | HH824E2S11 | D(A,C,E)36A3K+TDR | YP9C080B12MP13 | Split System | 22200 | 17 | 8.1 | 2 | R-454B | 650
215912375 | YORK | HH824E2S11 | D(A,C,E)36A3K+TDR | TM8Y080B12MP11 | Split System | 22200 | 17 | 8.1 | 2 | R-454B | 650
215912366 | YORK | HH824E2S11 | D(A,C,E)36A3K+TDR | TM8E080B12MP11 | Split System | 22400 | 17 | 8.1 | 2 | R-454B | 650
215912396 | YORK | HH824E2S11 | D(A,C,E)36A3K+TDR | TMLE080B12MP11 | Split System | 22400 | 17 | 8.1 | 2 | R-454B | 650
215912372 | YORK | HH824E2S11 | D(A,C,E)36A3K+TDR | TM8V080B12MP12 | Split System | 22400 | 17 | 8.1 | 2 | R-454B | 650
215912408 | YORK | HH824E2S11 | D(A,C,E)36A3K+TDR | TPLC080B12MP13 | Split System | 22400 | 17 | 8.1 | 2 | R-454B | 650
215912369 | YORK | HH824E2S11 | D(A,C,E)36A3K+TDR | TM8E100B12MP11 | Split System | 22400 | 17 | 8.1 | 2 | R-454B | 650
215912399 | YORK | HH824E2S11 | D(A,C,E)36A3K+TDR | TMLE100B12MP11 | Split System | 22400 | 17 | 8.1 | 2 | R-454B | 650
215912436 | YORK | HH824E2S11 | D(A,C,E)36A3K+TDR | YPLC080B12MP13 | Split System | 22400 | 17 | 8.1 | 2 | R-454B | 650
215912430 | YORK | HH824E2S11 | D(A,C,E)36A3K+TDR | Y91E080B12SMPS1 | Split System | 22400 | 17 | 8.1 | 2 | R-454B | 650
215912383 | YORK | HH824E2S11 | D(A,C,E)36A3K+TDR | TM9V060B12MP12 | Split System | 22400 | 17 | 8.1 | 2 | R-454B | 650
215912402 | YORK | HH824E2S11 | D(A,C,E)36A3K+TDR | TP9C060B12MP13 | Split System | 22400 | 17 | 8.1 | 2 | R-454B | 650
215912361 | YORK | HH824E2S11 | D(A,C,E)36A3K+TDR | TL9E060B12UH11 | Split System | 22400 | 17 | 8.1 | 2 | R-454B | 650
215912432 | YORK | HH824E2S11 | D(A,C,E)36A3K+TDR | YP9C060B12MP13 | Split System | 22400 | 17 | 8.1 | 2 | R-454B | 650
215912412 | YORK | HH824E2S11 | C(A,C,D,E)24A3K+TDR | Y81E080B12SMPS1 | Split System | 21600 | 18 | 8.1 | 2 | R-454B | 650
215912417 | YORK | HH824E2S11 | C(A,C,D,E)24A3K+TDR | Y82E080B12LMPS1 | Split System | 21600 | 18 | 8.1 | 2 | R-454B | 650
215912413 | YORK | HH824E2S11 | D(A,C,E)36A3K+TDR | Y81E080B12SMPS1 | Split System | 22200 | 18 | 8.1 | 2 | R-454B | 650
215912418 | YORK | HH824E2S11 | D(A,C,E)36A3K+TDR | Y82E080B12LMPS1 | Split System | 22200 | 18 | 8.1 | 2 | R-454B | 650
215565265 | COLEMAN | HH824E2S11 | D(A,C,E)36A4J+TDR | TPLC080B12MP13 | Split System | 22600 | 17 | 8.5 | 2 | R-454B | 650
215565259 | COLEMAN | HH824E2S11 | D(A,C,E)36A4J+TDR | TM8V080B12MP12 | Split System | 22600 | 17 | 8.5 | 2 | R-454B | 650
215565264 | COLEMAN | HH824E2S11 | D(A,C,E)36A4J+TDR | TP9C060B12MP13 | Split System | 22600 | 17 | 8.5 | 2 | R-454B | 650
215565256 | COLEMAN | HH824E2S11 | D(A,C,E)36A4J+TDR | TL9E060B12UH11 | Split System | 22600 | 17 | 8.5 | 2 | R-454B | 650
215565260 | COLEMAN | HH824E2S11 | D(A,C,E)36A4J+TDR | TM9V060B12MP12 | Split System | 22600 | 17 | 8.5 | 2 | R-454B | 650
215912373 | YORK | HH824E2S11 | D(A,C,E)36A4K+TDR | TM8V080B12MP12 | Split System | 22600 | 17 | 8.5 | 2 | R-454B | 650
215912409 | YORK | HH824E2S11 | D(A,C,E)36A4K+TDR | TPLC080B12MP13 | Split System | 22600 | 17 | 8.5 | 2 | R-454B | 650
215912437 | YORK | HH824E2S11 | D(A,C,E)36A4K+TDR | YPLC080B12MP13 | Split System | 22600 | 17 | 8.5 | 2 | R-454B | 650
215912384 | YORK | HH824E2S11 | D(A,C,E)36A4K+TDR | TM9V060B12MP12 | Split System | 22600 | 17 | 8.5 | 2 | R-454B | 650
215912403 | YORK | HH824E2S11 | D(A,C,E)36A4K+TDR | TP9C060B12MP13 | Split System | 22600 | 17 | 8.5 | 2 | R-454B | 650
215912362 | YORK | HH824E2S11 | D(A,C,E)36A4K+TDR | TL9E060B12UH11 | Split System | 22600 | 17 | 8.5 | 2 | R-454B | 650
215912433 | YORK | HH824E2S11 | D(A,C,E)36A4K+TDR | YP9C060B12MP13 | Split System | 22600 | 17 | 8.5 | 2 | R-454B | 650
215565314 | COLEMAN | HH824E2S11 | D(A,C,E)37E2J+TDR | TP9C080B12MP13 | Split System | 22200 | 17 | 9 | 2 | R-454B | 650
215565302 | COLEMAN | HH824E2S11 | D(A,C,E)37E2J+TDR | TM8Y080B12MP11 | Split System | 22200 | 17 | 9 | 2 | R-454B | 650
215565306 | COLEMAN | HH824E2S11 | D(A,C,E)37E2J+TDR | TM9V080B12MP12 | Split System | 22200 | 17 | 9 | 2 | R-454B | 650
215565293 | COLEMAN | HH824E2S11 | D(A,C,E)37E2J+TDR | CP9C080B12MP13 | Split System | 22200 | 17 | 9 | 2 | R-454B | 650
215565313 | COLEMAN | HH824E2S11 | D(A,C,E)37E2J+TDR | TP9C060B12MP13 | Split System | 22400 | 17 | 9 | 2 | R-454B | 650
215565315 | COLEMAN | HH824E2S11 | D(A,C,E)37E2J+TDR | TPLC080B12MP13 | Split System | 22400 | 17 | 9 | 2 | R-454B | 650
215565300 | COLEMAN | HH824E2S11 | D(A,C,E)37E2J+TDR | TM8E100B12MP11 | Split System | 22400 | 17 | 9 | 2 | R-454B | 650
215565312 | COLEMAN | HH824E2S11 | D(A,C,E)37E2J+TDR | TMLE100B12MP11 | Split System | 22400 | 17 | 9 | 2 | R-454B | 650
215565294 | COLEMAN | HH824E2S11 | D(A,C,E)37E2J+TDR | CPLC080B12MP13 | Split System | 22400 | 17 | 9 | 2 | R-454B | 650
215565292 | COLEMAN | HH824E2S11 | D(A,C,E)37E2J+TDR | CP9C060B12MP13 | Split System | 22400 | 17 | 9 | 2 | R-454B | 650
215565326 | COLEMAN | HH824E2S11 | D(A,C,E)37E2J+TDR | Z9ES080B12SMPS1 | Split System | 22400 | 17 | 9 | 2 | R-454B | 650
215565305 | COLEMAN | HH824E2S11 | D(A,C,E)37E2J+TDR | TM9V060B12MP12 | Split System | 22400 | 17 | 9 | 2 | R-454B | 650
215565296 | COLEMAN | HH824E2S11 | D(A,C,E)37E2J+TDR | TL9E060B12UH11 | Split System | 22400 | 17 | 9 | 2 | R-454B | 650
215565299 | COLEMAN | HH824E2S11 | D(A,C,E)37E2J+TDR | TM8E080B12MP11 | Split System | 22400 | 17 | 9 | 2 | R-454B | 650
215565301 | COLEMAN | HH824E2S11 | D(A,C,E)37E2J+TDR | TM8V080B12MP12 | Split System | 22400 | 17 | 9 | 2 | R-454B | 650
215565311 | COLEMAN | HH824E2S11 | D(A,C,E)37E2J+TDR | TMLE080B12MP11 | Split System | 22400 | 17 | 9 | 2 | R-454B | 650
215565254 | COLEMAN | HH824E2S11 | D(A,C,E)36A4J+TDR | CPLC080B12MP13 | Split System | 22600 | 17 | 9 | 2 | R-454B | 650
215565253 | COLEMAN | HH824E2S11 | D(A,C,E)36A4J+TDR | CP9C080B12MP13 | Split System | 22600 | 17 | 9 | 2 | R-454B | 650
215565252 | COLEMAN | HH824E2S11 | D(A,C,E)36A4J+TDR | CP9C060B12MP13 | Split System | 22600 | 17 | 9 | 2 | R-454B | 650
215565321 | COLEMAN | HH824E2S11 | D(A,C,E)37E2J+TDR | Z8ET080B12LMPS1 | Split System | 22200 | 18 | 9 | 2 | R-454B | 650
215565318 | COLEMAN | HH824E2S11 | D(A,C,E)37E2J+TDR | Z8ES080B12SMPS1 | Split System | 22200 | 18 | 9 | 2 | R-454B | 650
218448032 | COLEMAN | HH860E2S11 | D(A,C,E)60B4K+TDR | Z9ES080C20SMPS1 | Split System | 42500 | 18 | 9 | 2.64 | R-454B | 650
217028143 | YORK | HH860E2S11 | D(A,C,E)49C3K+TDR | Y81E120C16SMPS1 | Split System | 41500 | 18 | 9 | 2.69 | R-454B | 650
217028149 | YORK | HH860E2S11 | D(A,C,E)48D3K+TDR | Y82E120C20LMPS1 | Split System | 42000 | 19 | 9 | 2.79 | R-454B | 650
217022535 | iCongo | ZWDA-48HI1N4-M-SE18 |  |  | Packaged | 48000 | 19 | 9 | 1.8 | R-32 | 650
217022533 | iCongo | ZWDA-24HI1N4-M-SE18 |  |  | Packaged | 24000 | 19 | 9.5 | 1.94 | R-32 | 650
218471537 | ENVIAIR | ECSO19A60FLU230A | ESCI19A-C60FL230A |  | Split System | 52000 | 16 | 9 | 1.8 | R-32 | 650
218471536 | ENVIAIR | ECSO19A36FLU230A | ESCI19A-C36FL230A |  | Split System | 32000 | 16 | 8.5 | 1.8 | R-32 | 650
216770146 | TOSOT | TU60W-FDU | TCAC60H/NXA |  | Split System | 52000 | 16 | 8.5 | 1.8 | R-454B | 650
216764499 | TRANE | 5TWX7060A1 | 5PX*D008AS3 |  | Split System | 51000 | 15.2 | 8.7 | 2.1 | R-454B | 650
216764523 | TRANE | 5TWX7060A1 | 5TXCD008AS3 |  | Split System | 51000 | 15.2 | 8.7 | 2.1 | R-454B | 650
216764048 | AMERICAN STANDARD | 5A6H7060A1 | 5PX*D008AS3 |  | Split System | 51000 | 15.2 | 9 | 2.1 | R-454B | 650
216764090 | AMERICAN STANDARD | 5A6H7060A1 | 5TXCD008AS3 |  | Split System | 51000 | 15.2 | 9 | 2.1 | R-454B | 650
216764047 | TRANE | 5TWR7060A1 | 5PX*D008AS3 |  | Split System | 51000 | 15.2 | 9 | 2.1 | R-454B | 650
216764089 | TRANE | 5TWR7060A1 | 5TXCD008AS3 |  | Split System | 51000 | 15.2 | 9 | 2.1 | R-454B | 650
217500203 | Proair | P25-24CENHP-R454 | PAC-24B18T-INT |  | Split System | 24000 | 16 | 9 | 1.8 | R-454B | 650
216770144 | TOSOT | TU36W-FDU | TCAC36F/NXA |  | Split System | 32000 | 16 | 8.5 | 1.8 | R-454B | 650
216763641 | AMERICAN STANDARD | 5A6H7036A1 | 5PX*BD04AS3 |  | Split System | 32400 | 15.2 | 8.2 | 1.9 | R-454B | 650
216763719 | AMERICAN STANDARD | 5A6H7036A1 | 5PX*CD05AS3 |  | Split System | 32400 | 15.2 | 8.2 | 1.9 | R-454B | 650
216763718 | TRANE | 5TWR7036A1 | 5PX*CD05AS3 |  | Split System | 32400 | 15.2 | 8.2 | 1.9 | R-454B | 650
216763640 | TRANE | 5TWR7036A1 | 5PX*BD04AS3 |  | Split System | 32400 | 15.2 | 8.2 | 1.9 | R-454B | 650
216551877 | FRIEDRICH | FRP19AY60AJVC | RCFY6021SEAAM | FR802V0755A21UH | Split System | 53500 | 17 | 10 | 2 | R-454B | 650
216551882 | FRIEDRICH | FRP19AY60AJVC | RCFY6021SEAAM | FR802V1005A21DZ | Split System | 54000 | 17 | 10 | 2 | R-454B | 650
216551892 | FRIEDRICH | FRP19AY60AJVC | RCFY6021SEAAM | FR802V1005A21UH | Split System | 54000 | 17 | 10 | 2 | R-454B | 650
216551861 | FRIEDRICH | FRP19AY60AJVC | RCFY6021SEAAM | FR802V0755A21DZ | Split System | 54000 | 17 | 10 | 2 | R-454B | 650
215894256 | Nutech | NOX630-60HFN10-M3 | NVBC-60HWFN10-MD3E-D |  | Split System | 54000 | 15.2 | 8.4 | 1.8 | R-454B | 650
218628962 | ACIQ | B5H3V24*K*AAA* | EVM5X31M17A*+WALLCON | *80CTL0451712B* | Split System | 23400 | 21.5 | 9.5 | 2.06 | R-454B | 650
218628972 | ACIQ | B5H3V24*K*AAA* | EVM5X31M17A*+WALLCON | *97CTN0601716A* | Split System | 23400 | 21.5 | 9.5 | 2.06 | R-454B | 650
218628985 | ACIQ | B5H3V24*K*AAA* | EVM5X32M17A*+WALLCON | *97CTN0601716A* | Split System | 23600 | 21.5 | 9.5 | 2.06 | R-454B | 650
218629146 | ACIQ | B5H3V24*K*AAA* | EVD5X38M17A*+WALLCON | *97CTN0601716A* | Split System | 23600 | 21.5 | 9.5 | 2.06 | R-454B | 650
218629017 | ACIQ | B5H3V24*K*AAA* | EVM5X43M21A*+WALLCON | *97CMN0601714B* | Split System | 23200 | 21.5 | 9.5 | 2.08 | R-454B | 650
218629128 | ACIQ | B5H3V24*K*AAA* | EVD5X37M21A*+WALLCON | *97CMN0601714B* | Split System | 23200 | 21.5 | 9.5 | 2.08 | R-454B | 650
218629152 | ACIQ | B5H3V24*K*AAA* | EVD5X42M17A*+WALLCON | *80CTL0701716B* | Split System | 23200 | 21.5 | 9.5 | 2.08 | R-454B | 650
218629159 | ACIQ | B5H3V24*K*AAA* | EVD5X42M17A*+WALLCON | *96CTN0801714B* | Split System | 23200 | 21.5 | 9.5 | 2.08 | R-454B | 650
218629154 | ACIQ | B5H3V24*K*AAA* | EVD5X42M17A*+WALLCON | *95CSU0601716B* | Split System | 23200 | 21.5 | 9.5 | 2.08 | R-454B | 650
218629156 | ACIQ | B5H3V24*K*AAA* | EVD5X42M17A*+WALLCON | *97CMN0801714B* | Split System | 23200 | 21.5 | 9.5 | 2.08 | R-454B | 650
218629021 | ACIQ | B5H3V24*K*AAA* | EVM5X43M21A*+WALLCON | *97CTN0601716A* | Split System | 23200 | 21.5 | 9.5 | 2.08 | R-454B | 650
218629029 | ACIQ | B5H3V24*K*AAA* | EVM5X44M21A*+WALLCON | *97CMN0601714B* | Split System | 23600 | 22 | 9.5 | 2.04 | R-454B | 650
218628986 | ACIQ | B5H3V24*K*AAA* | EVM5X32M17A*+WALLCON | *97CTN0801716A* | Split System | 23600 | 22 | 9.5 | 2.04 | R-454B | 650
218629025 | ACIQ | B5H3V24*K*AAA* | EVM5X44M21A*+WALLCON | *80CTL0451712B* | Split System | 23600 | 22 | 9.5 | 2.04 | R-454B | 650
218629141 | ACIQ | B5H3V24*K*AAA* | EVD5X38M17A*+WALLCON | *97CMN0601714B* | Split System | 23600 | 22 | 9.5 | 2.04 | R-454B | 650
218629032 | ACIQ | B5H3V24*K*AAA* | EVM5X44M21A*+WALLCON | *97CTN0601716A* | Split System | 23600 | 22 | 9.5 | 2.04 | R-454B | 650
218628980 | ACIQ | B5H3V24*K*AAA* | EVM5X32M17A*+WALLCON | *97CMN0601714B* | Split System | 23600 | 22 | 9.5 | 2.04 | R-454B | 650
218629130 | ACIQ | B5H3V24*K*AAA* | EVD5X37M21A*+WALLCON | *96CTN0601714B* | Split System | 23200 | 22 | 9.5 | 2.06 | R-454B | 650
218629019 | ACIQ | B5H3V24*K*AAA* | EVM5X43M21A*+WALLCON | *96CTN0601714B* | Split System | 23200 | 22 | 9.5 | 2.06 | R-454B | 650
218629020 | ACIQ | B5H3V24*K*AAA* | EVM5X43M21A*+WALLCON | *96CTN0801714B* | Split System | 23400 | 22 | 9.5 | 2.06 | R-454B | 650
218629131 | ACIQ | B5H3V24*K*AAA* | EVD5X37M21A*+WALLCON | *96CTN0801714B* | Split System | 23400 | 22 | 9.5 | 2.06 | R-454B | 650
218629015 | ACIQ | B5H3V24*K*AAA* | EVM5X43M21A*+WALLCON | *80CTL0701716B* | Split System | 23400 | 22 | 9.5 | 2.06 | R-454B | 650
218629129 | ACIQ | B5H3V24*K*AAA* | EVD5X37M21A*+WALLCON | *97CMN0801714B* | Split System | 23400 | 22 | 9.5 | 2.06 | R-454B | 650
218629018 | ACIQ | B5H3V24*K*AAA* | EVM5X43M21A*+WALLCON | *97CMN0801714B* | Split System | 23400 | 22 | 9.5 | 2.06 | R-454B | 650
218629125 | ACIQ | B5H3V24*K*AAA* | EVD5X37M21A*+WALLCON | *80CTL0701716B* | Split System | 23400 | 22 | 9.5 | 2.06 | R-454B | 650
218629088 | ACIQ | B5H3V24*K*AAA* | EVD5X31M17A*+WALLCON | *95CSU0601716B* | Split System | 23400 | 22 | 9.5 | 2.06 | R-454B | 650
218628967 | ACIQ | B5H3V24*K*AAA* | EVM5X31M17A*+WALLCON | *97CMN0601714B* | Split System | 23400 | 22 | 9.5 | 2.06 | R-454B | 650
218628970 | ACIQ | B5H3V24*K*AAA* | EVM5X31M17A*+WALLCON | *96CTN0601714B* | Split System | 23400 | 22 | 9.5 | 2.06 | R-454B | 650
218628966 | ACIQ | B5H3V24*K*AAA* | EVM5X31M17A*+WALLCON | *95CSU0601716B* | Split System | 23400 | 22 | 9.5 | 2.06 | R-454B | 650
218628968 | ACIQ | B5H3V24*K*AAA* | EVM5X31M17A*+WALLCON | *97CMN0801714B* | Split System | 23400 | 22 | 9.5 | 2.06 | R-454B | 650
218628973 | ACIQ | B5H3V24*K*AAA* | EVM5X31M17A*+WALLCON | *97CTN0801716A* | Split System | 23400 | 22 | 9.5 | 2.06 | R-454B | 650
218629095 | ACIQ | B5H3V24*K*AAA* | EVD5X31M17A*+WALLCON | *97CTN0801716A* | Split System | 23400 | 22 | 9.5 | 2.06 | R-454B | 650
218629092 | ACIQ | B5H3V24*K*AAA* | EVD5X31M17A*+WALLCON | *96CTN0601714B* | Split System | 23400 | 22 | 9.5 | 2.06 | R-454B | 650
218629089 | ACIQ | B5H3V24*K*AAA* | EVD5X31M17A*+WALLCON | *97CMN0601714B* | Split System | 23400 | 22 | 9.5 | 2.06 | R-454B | 650
218629090 | ACIQ | B5H3V24*K*AAA* | EVD5X31M17A*+WALLCON | *97CMN0801714B* | Split System | 23400 | 22 | 9.5 | 2.06 | R-454B | 650
218628975 | ACIQ | B5H3V24*K*AAA* | EVM5X32M17A*+WALLCON | *80CTL0451712B* | Split System | 23600 | 22 | 9.5 | 2.06 | R-454B | 650
218629136 | ACIQ | B5H3V24*K*AAA* | EVD5X38M17A*+WALLCON | *80CTL0451712B* | Split System | 23600 | 22 | 9.5 | 2.06 | R-454B | 650
218629053 | ACIQ | B5H3V24*K*AAA* | EVD5X25M17A*+WALLCON | *80CSU0601716B* | Split System | 23200 | 22 | 9.5 | 2.08 | R-454B | 650
218628933 | ACIQ | B5H3V24*K*AAA* | EVM5X25M17A*+WALLCON | *80CSU0601716B* | Split System | 23200 | 22 | 9.5 | 2.08 | R-454B | 650
218629069 | ACIQ | B5H3V24*K*AAA* | EVD5X30M17A*+WALLCON | *80CSU0601716B* | Split System | 23200 | 22 | 9.5 | 2.08 | R-454B | 650
218629149 | ACIQ | B5H3V24*K*AAA* | EVD5X42M17A*+WALLCON | *80CSU0601716B* | Split System | 23200 | 22 | 9.5 | 2.08 | R-454B | 650
218629166 | ACIQ | B5H3V24*K*AAA* | EVD5X42M21A*+WALLCON | *80CTL0901716B* | Split System | 23200 | 22 | 9.5 | 2.08 | R-454B | 650
218628947 | ACIQ | B5H3V24*K*AAA* | EVM5X30M17A*+WALLCON | *80CSU0601716B* | Split System | 23200 | 22 | 9.5 | 2.08 | R-454B | 650
218628988 | ACIQ | B5H3V24*K*AAA* | EVM5X36M17A*+WALLCON | *80CSU0601716B* | Split System | 23200 | 22 | 9.5 | 2.08 | R-454B | 650
218629097 | ACIQ | B5H3V24*K*AAA* | EVD5X36M17A*+WALLCON | *80CSU0601716B* | Split System | 23200 | 22 | 9.5 | 2.08 | R-454B | 650
218629114 | ACIQ | B5H3V24*K*AAA* | EVD5X36M21A*+WALLCON | *80CTL0901716B* | Split System | 23200 | 22 | 9.5 | 2.08 | R-454B | 650
218629004 | ACIQ | B5H3V24*K*AAA* | EVM5X42M21A*+WALLCON | *80CTL0901716B* | Split System | 23200 | 22 | 9.5 | 2.08 | R-454B | 650
218629153 | ACIQ | B5H3V24*K*AAA* | EVD5X42M17A*+WALLCON | *80CTL0901716B* | Split System | 23200 | 22 | 9.5 | 2.08 | R-454B | 650
218629151 | ACIQ | B5H3V24*K*AAA* | EVD5X42M17A*+WALLCON | *80CTL0701412B* | Split System | 23200 | 22 | 9.5 | 2.08 | R-454B | 650
218629126 | ACIQ | B5H3V24*K*AAA* | EVD5X37M21A*+WALLCON | *80CTL0901716B* | Split System | 23400 | 22 | 9.5 | 2.08 | R-454B | 650
218628964 | ACIQ | B5H3V24*K*AAA* | EVM5X31M17A*+WALLCON | *80CTL0701716B* | Split System | 23400 | 22 | 9.5 | 2.08 | R-454B | 650
218628971 | ACIQ | B5H3V24*K*AAA* | EVM5X31M17A*+WALLCON | *96CTN0801714B* | Split System | 23600 | 22 | 9.5 | 2.08 | R-454B | 650
218629086 | ACIQ | B5H3V24*K*AAA* | EVD5X31M17A*+WALLCON | *80CTL0701716B* | Split System | 23600 | 22 | 9.5 | 2.08 | R-454B | 650
218628932 | ACIQ | B5H3V24*K*AAA* | EVM5X25M17A*+WALLCON | *80CSU0401712B* | Split System | 23200 | 22 | 9.5 | 2.1 | R-454B | 650
218629096 | ACIQ | B5H3V24*K*AAA* | EVD5X36M17A*+WALLCON | *80CSU0401712B* | Split System | 23200 | 22 | 9.5 | 2.1 | R-454B | 650
218628987 | ACIQ | B5H3V24*K*AAA* | EVM5X36M17A*+WALLCON | *80CSU0401712B* | Split System | 23200 | 22 | 9.5 | 2.1 | R-454B | 650
218629052 | ACIQ | B5H3V24*K*AAA* | EVD5X25M17A*+WALLCON | *80CSU0401712B* | Split System | 23200 | 22 | 9.5 | 2.1 | R-454B | 650
218629068 | ACIQ | B5H3V24*K*AAA* | EVD5X30M17A*+WALLCON | *80CSU0401712B* | Split System | 23200 | 22 | 9.5 | 2.1 | R-454B | 650
218628946 | ACIQ | B5H3V24*K*AAA* | EVM5X30M17A*+WALLCON | *80CSU0401712B* | Split System | 23200 | 22 | 9.5 | 2.1 | R-454B | 650
218628983 | ACIQ | B5H3V24*K*AAA* | EVM5X32M17A*+WALLCON | *96CTN0601714B* | Split System | 23600 | 22.5 | 9.5 | 2.04 | R-454B | 650
218629144 | ACIQ | B5H3V24*K*AAA* | EVD5X38M17A*+WALLCON | *96CTN0601714B* | Split System | 23600 | 22.5 | 9.5 | 2.04 | R-454B | 650
218628963 | ACIQ | B5H3V24*K*AAA* | EVM5X31M17A*+WALLCON | *80CTL0701412B* | Split System | 23600 | 22.5 | 9.5 | 2.06 | R-454B | 650
218629147 | ACIQ | B5H3V24*K*AAA* | EVD5X38M17A*+WALLCON | *97CTN0801716A* | Split System | 23600 | 22.5 | 9.5 | 2.06 | R-454B | 650
218628981 | ACIQ | B5H3V24*K*AAA* | EVM5X32M17A*+WALLCON | *97CMN0801714B* | Split System | 23600 | 22.5 | 9.5 | 2.06 | R-454B | 650
218629093 | ACIQ | B5H3V24*K*AAA* | EVD5X31M17A*+WALLCON | *96CTN0801714B* | Split System | 23600 | 22 | 9.5 | 2.06 | R-454B | 650
218629140 | ACIQ | B5H3V24*K*AAA* | EVD5X38M17A*+WALLCON | *95CSU0601716B* | Split System | 23600 | 22 | 9.5 | 2.06 | R-454B | 650
218628979 | ACIQ | B5H3V24*K*AAA* | EVM5X32M17A*+WALLCON | *95CSU0601716B* | Split System | 23600 | 22 | 9.5 | 2.06 | R-454B | 650
218629138 | ACIQ | B5H3V24*K*AAA* | EVD5X38M17A*+WALLCON | *80CTL0701716B* | Split System | 23600 | 22 | 9.5 | 2.06 | R-454B | 650
218629122 | ACIQ | B5H3V24*K*AAA* | EVD5X37M21A*+WALLCON | *80CSU0401712B* | Split System | 23400 | 22 | 9.5 | 2.08 | R-454B | 650
218629016 | ACIQ | B5H3V24*K*AAA* | EVM5X43M21A*+WALLCON | *80CTL0901716B* | Split System | 23400 | 22 | 9.5 | 2.08 | R-454B | 650
218629148 | ACIQ | B5H3V24*K*AAA* | EVD5X42M17A*+WALLCON | *80CSU0401712B* | Split System | 23400 | 22 | 9.5 | 2.08 | R-454B | 650
218629001 | ACIQ | B5H3V24*K*AAA* | EVM5X42M21A*+WALLCON | *80CSU0601716B* | Split System | 23200 | 22 | 9.5 | 2.1 | R-454B | 650
218629110 | ACIQ | B5H3V24*K*AAA* | EVD5X36M21A*+WALLCON | *80CSU0401712B* | Split System | 23200 | 22 | 9.5 | 2.1 | R-454B | 650
218629162 | ACIQ | B5H3V24*K*AAA* | EVD5X42M21A*+WALLCON | *80CSU0401712B* | Split System | 23200 | 22 | 9.5 | 2.1 | R-454B | 650
218629111 | ACIQ | B5H3V24*K*AAA* | EVD5X36M21A*+WALLCON | *80CSU0601716B* | Split System | 23200 | 22 | 9.5 | 2.1 | R-454B | 650
218629000 | ACIQ | B5H3V24*K*AAA* | EVM5X42M21A*+WALLCON | *80CSU0401712B* | Split System | 23200 | 22 | 9.5 | 2.1 | R-454B | 650
218629163 | ACIQ | B5H3V24*K*AAA* | EVD5X42M21A*+WALLCON | *80CSU0601716B* | Split System | 23200 | 22 | 9.5 | 2.1 | R-454B | 650
218629134 | ACIQ | B5H3V24*K*AAA* | EVD5X38M17A*+WALLCON | *80CSU0401712B* | Split System | 23800 | 22.5 | 9.5 | 2.04 | R-454B | 650
218629083 | ACIQ | B5H3V24*K*AAA* | EVD5X31M17A*+WALLCON | *80CSU0601716B* | Split System | 23600 | 22.5 | 9.5 | 2.06 | R-454B | 650
218628960 | ACIQ | B5H3V24*K*AAA* | EVM5X31M17A*+WALLCON | *80CSU0401712B* | Split System | 23600 | 22.5 | 9.5 | 2.06 | R-454B | 650
218628965 | ACIQ | B5H3V24*K*AAA* | EVM5X31M17A*+WALLCON | *80CTL0901716B* | Split System | 23600 | 22.5 | 9.5 | 2.06 | R-454B | 650
218629085 | ACIQ | B5H3V24*K*AAA* | EVD5X31M17A*+WALLCON | *80CTL0701412B* | Split System | 23600 | 22.5 | 9.5 | 2.06 | R-454B | 650
218629087 | ACIQ | B5H3V24*K*AAA* | EVD5X31M17A*+WALLCON | *80CTL0901716B* | Split System | 23600 | 22.5 | 9.5 | 2.06 | R-454B | 650
218629082 | ACIQ | B5H3V24*K*AAA* | EVD5X31M17A*+WALLCON | *80CSU0401712B* | Split System | 23600 | 22.5 | 9.5 | 2.06 | R-454B | 650
218628961 | ACIQ | B5H3V24*K*AAA* | EVM5X31M17A*+WALLCON | *80CSU0601716B* | Split System | 23600 | 22.5 | 9.5 | 2.06 | R-454B | 650
218628976 | ACIQ | B5H3V24*K*AAA* | EVM5X32M17A*+WALLCON | *80CTL0701412B* | Split System | 23600 | 22.5 | 9.5 | 2.06 | R-454B | 650
218629142 | ACIQ | B5H3V24*K*AAA* | EVD5X38M17A*+WALLCON | *97CMN0801714B* | Split System | 23600 | 22.5 | 9.5 | 2.06 | R-454B | 650
218629033 | ACIQ | B5H3V24*K*AAA* | EVM5X44M21A*+WALLCON | *97CTN0801716A* | Split System | 23600 | 22.5 | 9.5 | 2.06 | R-454B | 650
218629028 | ACIQ | B5H3V24*K*AAA* | EVM5X44M21A*+WALLCON | *95CSU0601716B* | Split System | 23600 | 22.5 | 9.5 | 2.06 | R-454B | 650
218629030 | ACIQ | B5H3V24*K*AAA* | EVM5X44M21A*+WALLCON | *96CTN0601714B* | Split System | 23600 | 22.5 | 9.5 | 2.06 | R-454B | 650
218628977 | ACIQ | B5H3V24*K*AAA* | EVM5X32M17A*+WALLCON | *80CTL0701716B* | Split System | 23600 | 22.5 | 9.5 | 2.06 | R-454B | 650
218629137 | ACIQ | B5H3V24*K*AAA* | EVD5X38M17A*+WALLCON | *80CTL0701412B* | Split System | 23600 | 22.5 | 9.5 | 2.06 | R-454B | 650
218628984 | ACIQ | B5H3V24*K*AAA* | EVM5X32M17A*+WALLCON | *96CTN0801714B* | Split System | 23600 | 22.5 | 9.5 | 2.06 | R-454B | 650
218629145 | ACIQ | B5H3V24*K*AAA* | EVD5X38M17A*+WALLCON | *96CTN0801714B* | Split System | 23600 | 22.5 | 9.5 | 2.06 | R-454B | 650
218628978 | ACIQ | B5H3V24*K*AAA* | EVM5X32M17A*+WALLCON | *80CTL0901716B* | Split System | 23800 | 22.5 | 9.5 | 2.06 | R-454B | 650
218629139 | ACIQ | B5H3V24*K*AAA* | EVD5X38M17A*+WALLCON | *80CTL0901716B* | Split System | 23800 | 22.5 | 9.5 | 2.06 | R-454B | 650
218629026 | ACIQ | B5H3V24*K*AAA* | EVM5X44M21A*+WALLCON | *80CTL0701716B* | Split System | 23800 | 22.5 | 9.5 | 2.06 | R-454B | 650
218629031 | ACIQ | B5H3V24*K*AAA* | EVM5X44M21A*+WALLCON | *96CTN0801714B* | Split System | 23800 | 22.5 | 9.5 | 2.06 | R-454B | 650
218629123 | ACIQ | B5H3V24*K*AAA* | EVD5X37M21A*+WALLCON | *80CSU0601716B* | Split System | 23400 | 22.5 | 9.5 | 2.08 | R-454B | 650
218629013 | ACIQ | B5H3V24*K*AAA* | EVM5X43M21A*+WALLCON | *80CSU0601716B* | Split System | 23400 | 22.5 | 9.5 | 2.08 | R-454B | 650
218629012 | ACIQ | B5H3V24*K*AAA* | EVM5X43M21A*+WALLCON | *80CSU0401712B* | Split System | 23400 | 22.5 | 9.5 | 2.08 | R-454B | 650
218629135 | ACIQ | B5H3V24*K*AAA* | EVD5X38M17A*+WALLCON | *80CSU0601716B* | Split System | 23800 | 23 | 9.5 | 2.04 | R-454B | 650
218628974 | ACIQ | B5H3V24*K*AAA* | EVM5X32M17A*+WALLCON | *80CSU0601716B* | Split System | 23800 | 23 | 9.5 | 2.04 | R-454B | 650
218629027 | ACIQ | B5H3V24*K*AAA* | EVM5X44M21A*+WALLCON | *80CTL0901716B* | Split System | 23800 | 23 | 9.5 | 2.04 | R-454B | 650
218629024 | ACIQ | B5H3V24*K*AAA* | EVM5X44M21A*+WALLCON | *80CSU0601716B* | Split System | 23800 | 22.5 | 9.5 | 2.04 | R-454B | 650
218629023 | ACIQ | B5H3V24*K*AAA* | EVM5X44M21A*+WALLCON | *80CSU0401712B* | Split System | 23800 | 23 | 9.5 | 2.06 | R-454B | 650
217050584 | CTMorley | MOU-B24V-4 | MIU-B24V-4 |  | Split System | 24000 | 18.1 | 9.7 | 1.87 | R-454B | 650
217678184 | TRUST AIR CONDITIONERS | AH24H/O64P | AH24H/I64P |  | Split System | 24000 | 18.1 | 9.7 | 1.87 | R-454B | 650
217050589 | CTMorley | MOU-B18VH-4 | MIU-B18V-4 |  | Split System | 18000 | 19 | 9.7 | 2 | R-454B | 650
217678189 | TRUST AIR CONDITIONERS | AA18H/O64P | AH18H/I64P |  | Split System | 18000 | 19 | 9.7 | 2 | R-454B | 650
217678202 | TRUST AIR CONDITIONERS | AA36H/O64P | IUMDP36H/I63P |  | Split System | 36000 | 15.4 | 9.8 | 1.9 | R-454B | 650
216051160 | FRIEDRICH | FRP19AY60AJVC | TCFY6021SEAAM | FR962V0705A21M4 | Split System | 53500 | 16 | 10 | 2 | R-454B | 650
216051157 | FRIEDRICH | FRP19AY60AJVC | TCFY6021SEAAM | FR962V0855A21M4 | Split System | 53500 | 16 | 10 | 2 | R-454B | 650
216051158 | FRIEDRICH | FRP19AY60AJVC | TCFY6021SEAAM | FR962V1005A21M4 | Split System | 53500 | 16 | 10 | 2 | R-454B | 650
216687218 | FUJITSU | FOP1960MJAYCA | FCCA6021SYEA | FF96TV507021M4 | Split System | 53500 | 16 | 10 | 2 | R-454B | 650
216687223 | FUJITSU | FOP1960MJAYCA | FCCA6021SYEA | FF96TV508521M4 | Split System | 53500 | 16 | 10 | 2 | R-454B | 650
216051172 | RHEEM | RP19AY60AJVC | RCFY6021SEAAM | R962V0855A21M4 | Split System | 53500 | 16 | 10 | 2 | R-454B | 650
216051148 | RHEEM | RP19AY60AJVC | RCFY6021SEAAM | R962V1005A21M4 | Split System | 53500 | 16 | 10 | 2 | R-454B | 650
216051150 | RHEEM | RP19AY60AJVC | RCFY6021SEAAM | R962V0705A21M4 | Split System | 53500 | 16 | 10 | 2 | R-454B | 650
216051287 | RUSSELL | SP19AY60AJVC | TCFY6021SEAAM | S962V0855A21M4 | Split System | 53500 | 16 | 10 | 2 | R-454B | 650
216051301 | RUSSELL | SP19AY60AJVC | TCFY6021SEAAM | S962V1005A21M4 | Split System | 53500 | 16 | 10 | 2 | R-454B | 650
216051171 | RUUD | UP19AY60AJVC | RCFY6021SEAAM | R962V1005A21M4 | Split System | 53500 | 16 | 10 | 2 | R-454B | 650
216051156 | RUUD | UP19AY60AJVC | RCFY6021SEAAM | R962V0855A21M4 | Split System | 53500 | 16 | 10 | 2 | R-454B | 650
216051291 | SURE | SP19AY60AJVC | TCFY6021SEAAM | S962V1005A21M4 | Split System | 53500 | 16 | 10 | 2 | R-454B | 650
216051286 | SURE | SP19AY60AJVC | TCFY6021SEAAM | S962V0855A21M4 | Split System | 53500 | 16 | 10 | 2 | R-454B | 650
216051295 | SURE | SP19AY60AJVC | TCFY6021SEAAM | S962V0705A21M4 | Split System | 53500 | 16 | 10 | 2 | R-454B | 650
217562227 | FRIEDRICH | RD18AY60AJVC | TCFY6024STANM | FR921V0705A21M4S | Split System | 50500 | 17 | 10 | 2 | R-454B | 650
217562210 | FRIEDRICH | RD18AY60AJVC | TCFY6024STANM | FR921V1005A21M4S | Split System | 50500 | 17 | 10 | 2 | R-454B | 650
217562226 | FRIEDRICH | RD18AY60AJVC | TCFY6024STANM | FR97MV0855A21DH | Split System | 51000 | 17 | 10 | 2 | R-454B | 650
217562208 | FRIEDRICH | RD18AY60AJVC | TCFY6024STANM | FR951V0705A21UHU | Split System | 51000 | 17 | 10 | 2 | R-454B | 650
216051155 | FRIEDRICH | FRP19AY60AJVC | TCFY6021SEAAM | FR97MV1005A21DH | Split System | 53500 | 17 | 10 | 2 | R-454B | 650
216051144 | FRIEDRICH | FRP19AY60AJVC | TCFY6021SEAAM | FR97MV0855A21DH | Split System | 53500 | 17 | 10 | 2 | R-454B | 650
216051166 | FRIEDRICH | FRP19AY60AJVC | TCFY6021SEAAM | FR98MV1005A21UP | Split System | 53500 | 17 | 10 | 2 | R-454B | 650
216051147 | FRIEDRICH | FRP19AY60AJVC | TCFY6021SEAAM | FR98MV0855A21UP | Split System | 53500 | 17 | 10 | 2 | R-454B | 650
216687512 | MAINLINE | MLP19AY60AJVC | TCFY6021SEAAM | ML97MV1005A21DH | Split System | 53500 | 17 | 10 | 2 | R-454B | 650
216051142 | RHEEM | RP19AY60AJVC | RCFY6021SEAAM | R97MV1005A21DH | Split System | 53500 | 17 | 10 | 2 | R-454B | 650
216051173 | RHEEM | RP19AY60AJVC | RCFY6021SEAAM | R97MV0855A21DH | Split System | 53500 | 17 | 10 | 2 | R-454B | 650
216051143 | RHEEM | RP19AY60AJVC | RCFY6021SEAAM | R98MV0855A21UP | Split System | 53500 | 17 | 10 | 2 | R-454B | 650
216051164 | RHEEM | RP19AY60AJVC | RCFY6021SEAAM | R98MV1005A21UP | Split System | 53500 | 17 | 10 | 2 | R-454B | 650
216051300 | RUSSELL | SP19AY60AJVC | TCFY6021SEAAM | S98MV1005A21UP | Split System | 53500 | 17 | 10 | 2 | R-454B | 650
216051289 | RUSSELL | SP19AY60AJVC | TCFY6021SEAAM | S98MV0855A21UP | Split System | 53500 | 17 | 10 | 2 | R-454B | 650
216051282 | RUSSELL | SP19AY60AJVC | TCFY6021SEAAM | S97MV0855A21DH | Split System | 53500 | 17 | 10 | 2 | R-454B | 650
216051165 | RUUD | UP19AY60AJVC | RCFY6021SEAAM | U98MV1005A21UPS | Split System | 53500 | 17 | 10 | 2 | R-454B | 650
216051169 | RUUD | UP19AY60AJVC | RCFY6021SEAAM | U97MV1005A21DHS | Split System | 53500 | 17 | 10 | 2 | R-454B | 650
216051159 | RUUD | UP19AY60AJVC | RCFY6021SEAAM | U97MV0855A21DHS | Split System | 53500 | 17 | 10 | 2 | R-454B | 650
216051298 | SURE | SP19AY60AJVC | TCFY6021SEAAM | S97MV1005A21DH | Split System | 53500 | 17 | 10 | 2 | R-454B | 650
216051288 | SURE | SP19AY60AJVC | TCFY6021SEAAM | S97MV0855A21DH | Split System | 53500 | 17 | 10 | 2 | R-454B | 650
216051299 | SURE | SP19AY60AJVC | TCFY6021SEAAM | S98MV1005A21UP | Split System | 53500 | 17 | 10 | 2 | R-454B | 650
216051293 | SURE | SP19AY60AJVC | TCFY6021SEAAM | S98MV0855A21UP | Split System | 53500 | 17 | 10 | 2 | R-454B | 650
217562202 | FRIEDRICH | RD18AY60AJVC | TCFY6024STANM | FR921V1155A24M4S | Split System | 51000 | 17 | 10 | 2 | R-454B | 650
217562211 | FRIEDRICH | RD18AY60AJVC | TCFY6024STANM | FR962V1155A24M4S | Split System | 51000 | 17 | 10 | 2 | R-454B | 650
217050591 | CTMorley | MOU-B30VH-4 | MIU-B30V-4 |  | Split System | 30000 | 16.8 | 10 | 1.96 | R-454B | 650
217678191 | TRUST AIR CONDITIONERS | AA30H/O64P | AH30H/I64P |  | Split System | 30000 | 16.8 | 10 | 1.96 | R-454B | 650
216684962 | MAINLINE | MLP19AY48AJVC | TCFY4821SEAAM | ML98MV1005A21UP | Split System | 45500 | 19 | 10 | 2.1 | R-454B | 650
216687208 | FUJITSU | FOP1948MJAYCA | FCCA4821SYEA | FF96TV507021M4 | Split System | 45500 | 18 | 10 | 2.1 | R-454B | 650
216684958 | MAINLINE | MLP19AY48AJVC | TCFY4821SEAAM | ML962V0705A21M4 | Split System | 45500 | 18 | 10 | 2.1 | R-454B | 650
216687209 | FUJITSU | FOP1948MJAYCA | FCCA4821SYEA | FF97MV510021DH | Split System | 45500 | 19 | 10 | 2.1 | R-454B | 650
216687210 | FUJITSU | FOP1948MJAYCA | FCCA4821SYEA | FF98MV508521UP | Split System | 45500 | 19 | 10 | 2.1 | R-454B | 650
216684963 | MAINLINE | MLP19AY48AJVC | TCFY4821SEAAM | ML97MV1005A21DH | Split System | 45500 | 19 | 10 | 2.1 | R-454B | 650
216687176 | FUJITSU | FOP1924MJAYCA | FCCA2421HYEA | FF97MV510021DH | Split System | 22800 | 20 | 10 | 1.8 | R-454B | 650
216687190 | FUJITSU | FOP1936MJAYCA | FCCA3621MYEA | FF98MV306017UP | Split System | 34200 | 20 | 10 | 2 | R-454B | 650
216684941 | MAINLINE | MLP19AY36AJVC | TCFY3621MEAAM | ML98MV0603A17UP | Split System | 34200 | 20 | 10 | 2 | R-454B | 650
216684945 | MAINLINE | MLP19AY36AJVC | TCFY3621MEAAM | ML97MV0703A17DH | Split System | 34200 | 20 | 10 | 2 | R-454B | 650
216687200 | FUJITSU | FOP1936MJAYCA | FCCA3621MYEA | FF97MV510021DH | Split System | 34200 | 21 | 10 | 2 | R-454B | 650
216687191 | FUJITSU | FOP1936MJAYCA | FCCA3621MYEA | FF98MV508521UP | Split System | 34200 | 21 | 10 | 2 | R-454B | 650
216684944 | MAINLINE | MLP19AY36AJVC | TCFY3621MEAAM | ML97MV0855A21DH | Split System | 34200 | 21 | 10 | 2 | R-454B | 650
216684942 | MAINLINE | MLP19AY36AJVC | TCFY3621MEAAM | ML97MV1005A21DH | Split System | 34200 | 21 | 10 | 2 | R-454B | 650
218628783 | ACIQ | B5H3V24*K*AAA* | EA*5X25M17A*+WALLCON | *97CTN0601716A* | Split System | 23000 | 20 | 10 | 2.08 | R-454B | 650
218628837 | ACIQ | B5H3V24*K*AAA* | EA*5X37M21A*+WALLCON | *97CTN0601716A* | Split System | 23200 | 20 | 10 | 2.08 | R-454B | 650
218628784 | ACIQ | B5H3V24*K*AAA* | EA*5X25M17A*+WALLCON | *97CTN0801716A* | Split System | 23000 | 20.5 | 10 | 2.06 | R-454B | 650
218628781 | ACIQ | B5H3V24*K*AAA* | EA*5X25M17A*+WALLCON | *96CTN0601714B* | Split System | 23000 | 20.5 | 10 | 2.06 | R-454B | 650
218628823 | ACIQ | B5H3V24*K*AAA* | EA*5X37M17A*+WALLCON | *96CTN0601714B* | Split System | 23000 | 20.5 | 10 | 2.06 | R-454B | 650
218628775 | ACIQ | B5H3V24*K*AAA* | EA*5X25M17A*+WALLCON | *80CTL0451712B* | Split System | 23000 | 20.5 | 10 | 2.06 | R-454B | 650
218628833 | ACIQ | B5H3V24*K*AAA* | EA*5X37M21A*+WALLCON | *97CMN0601714B* | Split System | 23200 | 20.5 | 10 | 2.06 | R-454B | 650
218628838 | ACIQ | B5H3V24*K*AAA* | EA*5X37M21A*+WALLCON | *97CTN0801716A* | Split System | 23200 | 20.5 | 10 | 2.06 | R-454B | 650
218628856 | ACIQ | B5H3V24*K*AAA* | EA*5X43M21A*+WALLCON | *97CMN0601714B* | Split System | 23200 | 20.5 | 10 | 2.06 | R-454B | 650
218628832 | ACIQ | B5H3V24*K*AAA* | EA*5X37M21A*+WALLCON | *95CSU0601716B* | Split System | 23200 | 20.5 | 10 | 2.06 | R-454B | 650
218628778 | ACIQ | B5H3V24*K*AAA* | EA*5X25M17A*+WALLCON | *95CSU0601716B* | Split System | 23200 | 20.5 | 10 | 2.06 | R-454B | 650
218628859 | ACIQ | B5H3V24*K*AAA* | EA*5X43M21A*+WALLCON | *97CTN0601716A* | Split System | 23200 | 20.5 | 10 | 2.06 | R-454B | 650
218628829 | ACIQ | B5H3V24*K*AAA* | EA*5X37M21A*+WALLCON | *80CTL0451712B* | Split System | 23200 | 20.5 | 10 | 2.06 | R-454B | 650
218628821 | ACIQ | B5H3V24*K*AAA* | EA*5X37M17A*+WALLCON | *97CMN0801714B* | Split System | 23000 | 20.5 | 10 | 2.08 | R-454B | 650
218628819 | ACIQ | B5H3V24*K*AAA* | EA*5X37M17A*+WALLCON | *95CSU0601716B* | Split System | 23000 | 20.5 | 10 | 2.08 | R-454B | 650
218628826 | ACIQ | B5H3V24*K*AAA* | EA*5X37M17A*+WALLCON | *97CTN0801716A* | Split System | 23000 | 20.5 | 10 | 2.08 | R-454B | 650
218628824 | ACIQ | B5H3V24*K*AAA* | EA*5X37M17A*+WALLCON | *96CTN0801714B* | Split System | 23000 | 20.5 | 10 | 2.08 | R-454B | 650
218628818 | ACIQ | B5H3V24*K*AAA* | EA*5X37M17A*+WALLCON | *80CTL0701716B* | Split System | 23000 | 20.5 | 10 | 2.08 | R-454B | 650
218628852 | ACIQ | B5H3V24*K*AAA* | EA*5X43M21A*+WALLCON | *80CTL0451712B* | Split System | 23200 | 20.5 | 10 | 2.08 | R-454B | 650
218628782 | ACIQ | B5H3V24*K*AAA* | EA*5X25M17A*+WALLCON | *96CTN0801714B* | Split System | 23200 | 21 | 10 | 2.06 | R-454B | 650
218628776 | ACIQ | B5H3V24*K*AAA* | EA*5X25M17A*+WALLCON | *80CTL0701412B* | Split System | 23200 | 21 | 10 | 2.06 | R-454B | 650
218628860 | ACIQ | B5H3V24*K*AAA* | EA*5X43M21A*+WALLCON | *97CTN0801716A* | Split System | 23200 | 21 | 10 | 2.06 | R-454B | 650
218628834 | ACIQ | B5H3V24*K*AAA* | EA*5X37M21A*+WALLCON | *97CMN0801714B* | Split System | 23200 | 21 | 10 | 2.06 | R-454B | 650
218628855 | ACIQ | B5H3V24*K*AAA* | EA*5X43M21A*+WALLCON | *95CSU0601716B* | Split System | 23200 | 21 | 10 | 2.06 | R-454B | 650
218628835 | ACIQ | B5H3V24*K*AAA* | EA*5X37M21A*+WALLCON | *96CTN0601714B* | Split System | 23200 | 21 | 10 | 2.06 | R-454B | 650
218628857 | ACIQ | B5H3V24*K*AAA* | EA*5X43M21A*+WALLCON | *96CTN0601714B* | Split System | 23200 | 21 | 10 | 2.06 | R-454B | 650
218628779 | ACIQ | B5H3V24*K*AAA* | EA*5X25M17A*+WALLCON | *97CMN0801714B* | Split System | 23200 | 21 | 10 | 2.06 | R-454B | 650
218628817 | ACIQ | B5H3V24*K*AAA* | EA*5X37M17A*+WALLCON | *80CTL0701412B* | Split System | 23000 | 21 | 10 | 2.08 | R-454B | 650
218628752 | ACIQ | B5H3V24*K*AAA* | FCMA5X24L0B*+WALLCON |  | Split System | 22800 | 21.5 | 10 | 2.06 | R-454B | 650
218628815 | ACIQ | B5H3V24*K*AAA* | EA*5X37M17A*+WALLCON | *80CSU0601716B* | Split System | 23000 | 21 | 10 | 2.06 | R-454B | 650
218628773 | ACIQ | B5H3V24*K*AAA* | EA*5X25M17A*+WALLCON | *80CSU0401712B* | Split System | 23200 | 21 | 10 | 2.06 | R-454B | 650
218628831 | ACIQ | B5H3V24*K*AAA* | EA*5X37M21A*+WALLCON | *80CTL0901716B* | Split System | 23200 | 21 | 10 | 2.08 | R-454B | 650
218628854 | ACIQ | B5H3V24*K*AAA* | EA*5X43M21A*+WALLCON | *80CTL0901716B* | Split System | 23200 | 21 | 10 | 2.08 | R-454B | 650
218628777 | ACIQ | B5H3V24*K*AAA* | EA*5X25M17A*+WALLCON | *80CTL0901716B* | Split System | 23200 | 21 | 10 | 2.08 | R-454B | 650
218628853 | ACIQ | B5H3V24*K*AAA* | EA*5X43M21A*+WALLCON | *80CTL0701716B* | Split System | 23200 | 21 | 10 | 2.08 | R-454B | 650
218628774 | ACIQ | B5H3V24*K*AAA* | EA*5X25M17A*+WALLCON | *80CSU0601716B* | Split System | 23200 | 21 | 10 | 2.08 | R-454B | 650
218628858 | ACIQ | B5H3V24*K*AAA* | EA*5X43M21A*+WALLCON | *96CTN0801714B* | Split System | 23200 | 21 | 10 | 2.08 | R-454B | 650
218628814 | ACIQ | B5H3V24*K*AAA* | EA*5X37M17A*+WALLCON | *80CSU0401712B* | Split System | 23200 | 21 | 10 | 2.08 | R-454B | 650
218628830 | ACIQ | B5H3V24*K*AAA* | EA*5X37M21A*+WALLCON | *80CTL0701716B* | Split System | 23200 | 21 | 10 | 2.08 | R-454B | 650
218628836 | ACIQ | B5H3V24*K*AAA* | EA*5X37M21A*+WALLCON | *96CTN0801714B* | Split System | 23200 | 21 | 10 | 2.08 | R-454B | 650
218628827 | ACIQ | B5H3V24*K*AAA* | EA*5X37M21A*+WALLCON | *80CSU0401712B* | Split System | 23400 | 21 | 10 | 2.08 | R-454B | 650
216687167 | FUJITSU | FOP1924MJAYCA | FCCA2421HYEA | FF95SV306017M4 | Split System | 22800 | 21 | 10 | 1.8 | R-454B | 650
216687179 | FUJITSU | FOP1924MJAYCA | FCCA2421HYEA | FF96TV304017M4 | Split System | 22800 | 21 | 10 | 1.8 | R-454B | 650
216687178 | FUJITSU | FOP1924MJAYCA | FCCA2421HYEA | FF97MV307017DH | Split System | 22800 | 21 | 10 | 1.8 | R-454B | 650
216687170 | FUJITSU | FOP1924MJAYCA | FCCA2421HYEA | FF96TV306017M4 | Split System | 22800 | 21 | 10 | 1.8 | R-454B | 650
218628851 | ACIQ | B5H3V24*K*AAA* | EA*5X43M21A*+WALLCON | *80CSU0601716B* | Split System | 23400 | 21.5 | 10 | 2.06 | R-454B | 650
218628828 | ACIQ | B5H3V24*K*AAA* | EA*5X37M21A*+WALLCON | *80CSU0601716B* | Split System | 23400 | 21.5 | 10 | 2.06 | R-454B | 650
217678192 | TRUST AIR CONDITIONERS | AA36H/O64P | AH36H/I64P |  | Split System | 36000 | 17.4 | 10.3 | 1.9 | R-454B | 650
217678199 | TRUST AIR CONDITIONERS | AA18H/O64P | IUMDP18H/I63P |  | Split System | 18000 | 16.8 | 10.5 | 1.8 | R-454B | 650
216770150 | NAPOLEON | WSEHV4860BA1-N | GCAC60H/NXA |  | Split System | 52000 | 16 | 8.5 | 1.8 | R-454B | 650
216770143 | TOSOT | TU36W-FDU | TCAC24F/NXA |  | Split System | 22000 | 16 | 8.5 | 1.8 | R-454B | 650
216770145 | TOSOT | TU60W-FDU | TCAC48H/NXA |  | Split System | 47000 | 16 | 8.8 | 1.8 | R-454B | 650
216776159 | RUNTRU | A5HL5060A1 | A5AHV007A1D3 |  | Split System | 53000 | 16 | 8.1 | 1.75 | R-454B | 650
216046823 | TCL | THH60HES2NAGOH24 | 5TEM6D07AV51+TDR |  | Split System | 53000 | 16 | 8.1 | 1.75 | R-454B | 650
217169697 | Costway | FP11020US | FP11023US |  | Split System | 53000 | 17 | 8.2 | 1.8 | R-454B | 650
217675735 | FUJIECO | FEHP60B2NTA | FEAH60B2NTA |  | Split System | 53000 | 17 | 8.2 | 1.8 | R-454B | 650
217050592 | CTMorley | MOU-B36VH-4 | MIU-B36V-4 |  | Split System | 36000 | 16.5 | 8.2 | 1.85 | R-454B | 650
217675734 | FUJIECO | FEHP48B2NTA | FEAH48B2NTA |  | Split System | 47000 | 18 | 8.5 | 1.8 | R-454B | 650
217194699 | GCHV | COT-D48HNR8-GA01(J0) | CAH-D60HNR8-FMD(J0) |  | Split System | 55500 | 17 | 8.6 | 2.1 | R-454B | 650
217050594 | CTMorley | MOU-B55VH-4 | MIU-B60V-4 |  | Split System | 54000 | 16 | 9 | 1.8 | R-454B | 650
217678194 | TRUST AIR CONDITIONERS | AA60H/O64P | AH60H/I64P |  | Split System | 54000 | 16 | 9 | 1.8 | R-454B | 650
217169696 | Costway | FP11018US | FP11021US |  | Split System | 24000 | 18 | 9 | 1.8 | R-454B | 650
217675732 | FUJIECO | FEHP24B2NTA | FEAH24B2NTA |  | Split System | 24000 | 18 | 9 | 1.8 | R-454B | 650
218628756 | ACIQ | B5H3V60*K*AAA* | FCMA5B60L0D*+WALLCON |  | Split System | 58000 | 20 | 9 | 2.18 | R-454B | 650
217194698 | GCHV | COT-D24HNR8-EA01(J0) | CAH-D24HNR8-FMC(J0) |  | Split System | 24000 | 20 | 9.4 | 2.1 | R-454B | 650
218628753 | ACIQ | B5H3V36*K*AAA* | FCMA5B48L0C*+WALLCON |  | Split System | 34400 | 21.5 | 9.5 | 2.06 | R-454B | 650
218628755 | ACIQ | B5H3V48*K*AAA* | FCMA5B60L0D*+WALLCON |  | Split System | 46500 | 23 | 9.5 | 1.98 | R-454B | 650
217491806 | ForestAir | FA-H24-VK/OD | FA-H24-VK/AH |  | Split System | 24000 | 20 | 9.5 | 2.2 | R-454B | 650
217081897 | Villara | VHP-UCHA-24HDCT | VAH-UCHA-24HDC |  | Split System | 24000 | 20 | 9.5 | 2.2 | R-454B | 650
217081898 | Villara | VHP-UCHA-48HDCT | VAH-UCHA-48HDC |  | Split System | 48000 | 18.5 | 9.8 | 2.2 | R-454B | 650
215611123 | FUJITSU | FOP1960MJAYCA | FHRNVM6024S*YECA |  | Split System | 54500 | 17.5 | 10 | 2 | R-454B | 650
216686107 | FUJITSU | FOP1960MJAYCA | FHRAVM6021S*YECA |  | Split System | 54500 | 17.5 | 10 | 2 | R-454B | 650
215611122 | MAINLINE | MLP19AY60AJVC | MLHMVY6024SEACN |  | Split System | 54500 | 17.5 | 10 | 2 | R-454B | 650
216687277 | MAINLINE | MLP19AY60AJVC | MLHMVY6021SEACA |  | Split System | 54500 | 17.5 | 10 | 2 | R-454B | 650
217050590 | CTMorley | MOU-B24VH-4 | MIU-B24V-4 |  | Split System | 23000 | 18.3 | 10 | 1.87 | R-454B | 650
217678190 | TRUST AIR CONDITIONERS | AA24H/O64P | AH24H/I64P |  | Split System | 23000 | 18.3 | 10 | 1.87 | R-454B | 650
218628751 | ACIQ | B5H3V24*K*AAA* | FCMA5B36L0C*+WALLCON |  | Split System | 22800 | 21.5 | 10.5 | 2.06 | R-454B | 650
217049694 | DAIKIN | DH7VSA6010A* | CHPEA6030*3A* | D*80TC0805C*A* | Split System | 52000 | 16 | 8.5 | 1.8 | R-32 | 650
217049690 | DAIKIN | DH7VSA6010A* | CHPEA6030*3A* | D*80TC1005C*A* | Split System | 52000 | 16 | 8.5 | 1.8 | R-32 | 650
217049696 | DAIKIN | DH7VSA6010A* | CHPEA6030*3A* | D*80TC0804C*A* | Split System | 52000 | 16 | 8.5 | 1.8 | R-32 | 650
217049698 | DAIKIN | DH7VSA6010A* | CHPEA6030*3A* | D*80SC0805CUA* | Split System | 52000 | 16 | 8.5 | 1.8 | R-32 | 650
217049692 | DAIKIN | DH7VSA6010A* | CHPEA6030*3A* | D*80TC0805D*A* | Split System | 52000 | 16 | 8.5 | 1.8 | R-32 | 650
217049691 | DAIKIN | DH7VSA6010A* | CA*EA6030*3A* | D*80TC1005C*A* | Split System | 52000 | 17 | 8.8 | 2 | R-32 | 650
217049699 | DAIKIN | DH7VSA6010A* | CA*EA6030*3A* | D*80SC0805CUA* | Split System | 52000 | 17 | 8.8 | 2 | R-32 | 650
217049695 | DAIKIN | DH7VSA6010A* | CA*EA6030*3A* | D*80TC0805C*A* | Split System | 52000 | 17 | 8.8 | 2 | R-32 | 650
217049697 | DAIKIN | DH7VSA6010A* | CA*EA6030*3A* | D*80TC0804C*A* | Split System | 52000 | 17 | 8.8 | 2 | R-32 | 650
217049693 | DAIKIN | DH7VSA6010A* | CA*EA6030*3A* | D*80TC0805D*A* | Split System | 52000 | 17 | 8.8 | 2 | R-32 | 650
216891400 | FRIEDRICH | RD18AY24AJVC | RCFY2421MTANM | FR801V1004A17UH | Split System | 21200 | 17 | 8.1 | 1.9 | R-454B | 650
216891240 | FRIEDRICH | RD18AY24AJVC | RCFY2417MTANM | FR801V1004A17UH | Split System | 21200 | 17 | 8.1 | 1.9 | R-454B | 650
216891442 | FRIEDRICH | RD18AY48AJVC | RCFY4824MTANM | FR802V0755A21UH | Split System | 43000 | 17 | 8.1 | 2 | R-454B | 650
216891441 | FRIEDRICH | RD18AY48AJVC | RCFY4824MTANM | FR801V0755A21UH | Split System | 43000 | 17 | 8.1 | 2 | R-454B | 650
217562320 | FRIEDRICH | RD18AY48AJVC | TCFY4824MTANM | FR801V0755A21UH | Split System | 43000 | 17 | 8.1 | 2 | R-454B | 650
217562321 | FRIEDRICH | RD18AY48AJVC | TCFY4824MTANM | FR802V0755A21UH | Split System | 43000 | 17 | 8.1 | 2 | R-454B | 650
216891241 | RHEEM | RD18AY24AJVC | RCFY2417MTANM | R801V1004A17UH | Split System | 21200 | 17 | 8.1 | 1.9 | R-454B | 650
216891401 | RHEEM | RD18AY24AJVC | RCFY2421MTANM | R801V1004A17UH | Split System | 21200 | 17 | 8.1 | 1.9 | R-454B | 650
216891434 | RHEEM | RD18AY48AJVC | RCFY4824MTANM | R801V0755A21UH | Split System | 43000 | 17 | 8.1 | 2 | R-454B | 650
216891432 | RHEEM | RD18AY48AJVC | RCFY4824MTANM | R802V0755A21UH | Split System | 43000 | 17 | 8.1 | 2 | R-454B | 650
216892075 | RUSSELL | RD18AY24AJVC | TCFY2417MTANM | S801V1004A17UH | Split System | 21200 | 17 | 8.1 | 1.9 | R-454B | 650
216892141 | RUSSELL | RD18AY48AJVC | TCFY4824MTANM | S802V0755A21UH | Split System | 43000 | 17 | 8.1 | 2 | R-454B | 650
216892143 | RUSSELL | RD18AY48AJVC | TCFY4824MTANM | S801V0755A21UH | Split System | 43000 | 17 | 8.1 | 2 | R-454B | 650
216891397 | RUUD | RD18AY24AJVC | RCFY2421MTANM | R801V1004A17UH | Split System | 21200 | 17 | 8.1 | 1.9 | R-454B | 650
216891234 | RUUD | RD18AY24AJVC | RCFY2417MTANM | R801V1004A17UH | Split System | 21200 | 17 | 8.1 | 1.9 | R-454B | 650
216891457 | RUUD | RD18AY48AJVC | RCFY4824MTANM | R801V0755A21UH | Split System | 43000 | 17 | 8.1 | 2 | R-454B | 650
216891445 | RUUD | RD18AY48AJVC | RCFY4824MTANM | R802V0755A21UH | Split System | 43000 | 17 | 8.1 | 2 | R-454B | 650
216891925 | SURE | RD18AY24AJVC | TCFY2421MTANM | S801V1004A17UH | Split System | 21200 | 17 | 8.1 | 1.9 | R-454B | 650
216891872 | SURE | RD18AY24AJVC | TCFY2417MTANM | S801V1004A17UH | Split System | 21200 | 17 | 8.1 | 1.9 | R-454B | 650
216891938 | SURE | RD18AY48AJVC | TCFY4824MTANM | S802V0755A21UH | Split System | 43000 | 17 | 8.1 | 2 | R-454B | 650
216891940 | SURE | RD18AY48AJVC | TCFY4824MTANM | S801V0755A21UH | Split System | 43000 | 17 | 8.1 | 2 | R-454B | 650
216891242 | FRIEDRICH | RD18AY24AJVC | RCFY2417MTANM | FR802V0754A17UH | Split System | 21200 | 18 | 8.5 | 1.9 | R-454B | 650
216891396 | FRIEDRICH | RD18AY24AJVC | RCFY2421MTANM | FR802V0754A17UH | Split System | 21200 | 18 | 8.5 | 1.9 | R-454B | 650
216891235 | FRIEDRICH | RD18AY24AJVC | RCFY2417MTANM | FR801V0754A17UH | Split System | 21200 | 18 | 8.5 | 1.9 | R-454B | 650
216891403 | FRIEDRICH | RD18AY24AJVC | RCFY2421MTANM | FR801V0754A17UH | Split System | 21200 | 18 | 8.5 | 1.9 | R-454B | 650
217562253 | FRIEDRICH | RD18AY24AJVC | TCFY2417MTANM | FR801V0754A17UH | Split System | 21200 | 18 | 8.5 | 1.9 | R-454B | 650
216891493 | FRIEDRICH | RD18AY36AJVC | RCFY3621STANM | FR801V0504A17UHU | Split System | 31200 | 18 | 8.5 | 1.9 | R-454B | 650
217562329 | FRIEDRICH | RD18AY36AJVC | TCFY3617STANM | FR801V0504A17UHU | Split System | 31200 | 18 | 8.5 | 1.9 | R-454B | 650
217562346 | FRIEDRICH | RD18AY36AJVC | TCFY3621STANM | FR801V0504A17UHU | Split System | 31200 | 18 | 8.5 | 1.9 | R-454B | 650
216891463 | FRIEDRICH | RD18AY36AJVC | RCFY3617STANM | FR801V0504A17UHU | Split System | 31200 | 18 | 8.5 | 1.9 | R-454B | 650
217562325 | FRIEDRICH | RD18AY48AJVC | TCFY4824MTANM | FR801V1005A21UHU | Split System | 43000 | 18 | 8.5 | 2 | R-454B | 650
216891458 | FRIEDRICH | RD18AY48AJVC | RCFY4824MTANM | FR801V1005A21UHU | Split System | 43000 | 18 | 8.5 | 2 | R-454B | 650
216891439 | FRIEDRICH | RD18AY48AJVC | RCFY4824MTANM | FR802V0755A21DZ | Split System | 43000 | 18 | 8.5 | 2.1 | R-454B | 650
216891455 | FRIEDRICH | RD18AY48AJVC | RCFY4824MTANM | FR801V1005A21UHN | Split System | 43000 | 18 | 8.5 | 2.1 | R-454B | 650
216891449 | FRIEDRICH | RD18AY48AJVC | RCFY4824MTANM | FR802V1005A21UH | Split System | 43000 | 18 | 8.5 | 2.1 | R-454B | 650
216891419 | FRIEDRICH | RD18AY48AJVC | RCFY4824MTANM | FR801V0755A21DZ | Split System | 43000 | 18 | 8.5 | 2.1 | R-454B | 650
217562318 | FRIEDRICH | RD18AY48AJVC | TCFY4824MTANM | FR802V0755A21DZ | Split System | 43000 | 18 | 8.5 | 2.1 | R-454B | 650
216891440 | FRIEDRICH | RD18AY48AJVC | RCFY4824MTANM | FR801V1005A21UHS | Split System | 43000 | 18 | 8.5 | 2.1 | R-454B | 650
217562324 | FRIEDRICH | RD18AY48AJVC | TCFY4824MTANM | FR801V1005A21UHN | Split System | 43000 | 18 | 8.5 | 2.1 | R-454B | 650
217562319 | FRIEDRICH | RD18AY48AJVC | TCFY4824MTANM | FR801V1005A21UHS | Split System | 43000 | 18 | 8.5 | 2.1 | R-454B | 650
216891236 | RHEEM | RD18AY24AJVC | RCFY2417MTANM | R802V0754A17UH | Split System | 21200 | 18 | 8.5 | 1.9 | R-454B | 650
216891402 | RHEEM | RD18AY24AJVC | RCFY2421MTANM | R801V0754A17UH | Split System | 21200 | 18 | 8.5 | 1.9 | R-454B | 650
216891398 | RHEEM | RD18AY24AJVC | RCFY2421MTANM | R802V0754A17UH | Split System | 21200 | 18 | 8.5 | 1.9 | R-454B | 650
216891238 | RHEEM | RD18AY24AJVC | RCFY2417MTANM | R801V0754A17UH | Split System | 21200 | 18 | 8.5 | 1.9 | R-454B | 650
216891501 | RHEEM | RD18AY36AJVC | RCFY3617STANM | R801V0504A17UHU | Split System | 31200 | 18 | 8.5 | 1.9 | R-454B | 650
216891683 | RHEEM | RD18AY36AJVC | RCFY3621STANM | R801V0504A17UHU | Split System | 31200 | 18 | 8.5 | 1.9 | R-454B | 650
216891423 | RHEEM | RD18AY48AJVC | RCFY4824MTANM | R801V1005A21UHU | Split System | 43000 | 18 | 8.5 | 2 | R-454B | 650
216891409 | RHEEM | RD18AY48AJVC | RCFY4824MTANM | R802V0755A21DZ | Split System | 43000 | 18 | 8.5 | 2.1 | R-454B | 650
216891425 | RHEEM | RD18AY48AJVC | RCFY4824MTANM | R802V1005A21UH | Split System | 43000 | 18 | 8.5 | 2.1 | R-454B | 650
216891433 | RHEEM | RD18AY48AJVC | RCFY4824MTANM | R801V0755A21DZ | Split System | 43000 | 18 | 8.5 | 2.1 | R-454B | 650
216891410 | RHEEM | RD18AY48AJVC | RCFY4824MTANM | R801V1005A21UHN | Split System | 43000 | 18 | 8.5 | 2.1 | R-454B | 650
216891424 | RHEEM | RD18AY48AJVC | RCFY4824MTANM | R801V1005A21UHS | Split System | 43000 | 18 | 8.5 | 2.1 | R-454B | 650
216892129 | RUSSELL | RD18AY24AJVC | TCFY2421MTANM | S801V0754A17UH | Split System | 21200 | 18 | 8.5 | 1.9 | R-454B | 650
216892127 | RUSSELL | RD18AY24AJVC | TCFY2421MTANM | S802V0754A17UH | Split System | 21200 | 18 | 8.5 | 1.9 | R-454B | 650
216892073 | RUSSELL | RD18AY24AJVC | TCFY2417MTANM | S802V0754A17UH | Split System | 21200 | 18 | 8.5 | 1.9 | R-454B | 650
216892074 | RUSSELL | RD18AY24AJVC | TCFY2417MTANM | S801V0754A17UH | Split System | 21200 | 18 | 8.5 | 1.9 | R-454B | 650
216892154 | RUSSELL | RD18AY36AJVC | TCFY3617STANM | S801V0504A17UHU | Split System | 31200 | 18 | 8.5 | 1.9 | R-454B | 650
216892215 | RUSSELL | RD18AY36AJVC | TCFY3621STANM | S801V0504A17UHU | Split System | 31200 | 18 | 8.5 | 1.9 | R-454B | 650
216892136 | RUSSELL | RD18AY48AJVC | TCFY4824MTANM | S801V1005A21UHU | Split System | 43000 | 18 | 8.5 | 2 | R-454B | 650
216892142 | RUSSELL | RD18AY48AJVC | TCFY4824MTANM | S801V0755A21DZ | Split System | 43000 | 18 | 8.5 | 2.1 | R-454B | 650
216892138 | RUSSELL | RD18AY48AJVC | TCFY4824MTANM | S802V1005A21UH | Split System | 43000 | 18 | 8.5 | 2.1 | R-454B | 650
216892137 | RUSSELL | RD18AY48AJVC | TCFY4824MTANM | S801V1005A21UHS | Split System | 43000 | 18 | 8.5 | 2.1 | R-454B | 650
216892132 | RUSSELL | RD18AY48AJVC | TCFY4824MTANM | S802V0755A21DZ | Split System | 43000 | 18 | 8.5 | 2.1 | R-454B | 650
216892133 | RUSSELL | RD18AY48AJVC | TCFY4824MTANM | S801V1005A21UHN | Split System | 43000 | 18 | 8.5 | 2.1 | R-454B | 650
216891239 | RUUD | RD18AY24AJVC | RCFY2417MTANM | R802V0754A17UH | Split System | 21200 | 18 | 8.5 | 1.9 | R-454B | 650
216891237 | RUUD | RD18AY24AJVC | RCFY2417MTANM | R801V0754A17UH | Split System | 21200 | 18 | 8.5 | 1.9 | R-454B | 650
216891399 | RUUD | RD18AY24AJVC | RCFY2421MTANM | R802V0754A17UH | Split System | 21200 | 18 | 8.5 | 1.9 | R-454B | 650
216891404 | RUUD | RD18AY24AJVC | RCFY2421MTANM | R801V0754A17UH | Split System | 21200 | 18 | 8.5 | 1.9 | R-454B | 650
216891577 | RUUD | RD18AY36AJVC | RCFY3621STANM | R801V0504A17UHU | Split System | 31200 | 18 | 8.5 | 1.9 | R-454B | 650
216891544 | RUUD | RD18AY36AJVC | RCFY3617STANM | R801V0504A17UHU | Split System | 31200 | 18 | 8.5 | 1.9 | R-454B | 650
216891416 | RUUD | RD18AY48AJVC | RCFY4824MTANM | R801V1005A21UHU | Split System | 43000 | 18 | 8.5 | 2 | R-454B | 650
216891407 | RUUD | RD18AY48AJVC | RCFY4824MTANM | R802V0755A21DZ | Split System | 43000 | 18 | 8.5 | 2.1 | R-454B | 650
216891429 | RUUD | RD18AY48AJVC | RCFY4824MTANM | R802V1005A21UH | Split System | 43000 | 18 | 8.5 | 2.1 | R-454B | 650
216891431 | RUUD | RD18AY48AJVC | RCFY4824MTANM | R801V1005A21UHN | Split System | 43000 | 18 | 8.5 | 2.1 | R-454B | 650
216891454 | RUUD | RD18AY48AJVC | RCFY4824MTANM | R801V0755A21DZ | Split System | 43000 | 18 | 8.5 | 2.1 | R-454B | 650
216891420 | RUUD | RD18AY48AJVC | RCFY4824MTANM | R801V1005A21UHS | Split System | 43000 | 18 | 8.5 | 2.1 | R-454B | 650
216891870 | SURE | RD18AY24AJVC | TCFY2417MTANM | S802V0754A17UH | Split System | 21200 | 18 | 8.5 | 1.9 | R-454B | 650
216891871 | SURE | RD18AY24AJVC | TCFY2417MTANM | S801V0754A17UH | Split System | 21200 | 18 | 8.5 | 1.9 | R-454B | 650
216891924 | SURE | RD18AY24AJVC | TCFY2421MTANM | S802V0754A17UH | Split System | 21200 | 18 | 8.5 | 1.9 | R-454B | 650
216891926 | SURE | RD18AY24AJVC | TCFY2421MTANM | S801V0754A17UH | Split System | 21200 | 18 | 8.5 | 1.9 | R-454B | 650
216892012 | SURE | RD18AY36AJVC | TCFY3621STANM | S801V0504A17UHU | Split System | 31200 | 18 | 8.5 | 1.9 | R-454B | 650
216891951 | SURE | RD18AY36AJVC | TCFY3617STANM | S801V0504A17UHU | Split System | 31200 | 18 | 8.5 | 1.9 | R-454B | 650
216891933 | SURE | RD18AY48AJVC | TCFY4824MTANM | S801V1005A21UHU | Split System | 43000 | 18 | 8.5 | 2 | R-454B | 650
216891934 | SURE | RD18AY48AJVC | TCFY4824MTANM | S801V1005A21UHS | Split System | 43000 | 18 | 8.5 | 2.1 | R-454B | 650
216891939 | SURE | RD18AY48AJVC | TCFY4824MTANM | S801V0755A21DZ | Split System | 43000 | 18 | 8.5 | 2.1 | R-454B | 650
216891935 | SURE | RD18AY48AJVC | TCFY4824MTANM | S802V1005A21UH | Split System | 43000 | 18 | 8.5 | 2.1 | R-454B | 650
216776103 | LENNOX | SL22KLV-048-230A** | CK40[C,U]T-49C-**+TDR | SL280UH110V60C* | Split System | 45000 | 19.5 | 8.5 | 1.84 | R-454B | 650
216776101 | LENNOX | SL22KLV-048-230A** | CK40[C,U]T-49C-**+TDR | SL280UH090XV60C* | Split System | 45000 | 19.5 | 8.5 | 1.86 | R-454B | 650
216776132 | LENNOX | SL22KLV-060-230A** | CK40[C,U]T-49C-**+TDR | SL280UH090V60C* | Split System | 55500 | 19.5 | 8.5 | 1.86 | R-454B | 650
216891489 | FRIEDRICH | RD18AY36AJVC | RCFY3617STANM | FR801V0504A17UHS | Split System | 31200 | 18 | 8.5 | 1.9 | R-454B | 650
216891622 | FRIEDRICH | RD18AY36AJVC | RCFY3621STANM | FR801V0504A17UHN | Split System | 31200 | 18 | 8.5 | 1.9 | R-454B | 650
216891723 | FRIEDRICH | RD18AY36AJVC | RCFY3617STANM | FR802V0504A17UH | Split System | 31200 | 18 | 8.5 | 1.9 | R-454B | 650
216891850 | FRIEDRICH | RD18AY36AJVC | RCFY3617STANM | FR801V0504A17UHN | Split System | 31200 | 18 | 8.5 | 1.9 | R-454B | 650
216891668 | FRIEDRICH | RD18AY36AJVC | RCFY3621STANM | FR801V0504A17UHS | Split System | 31200 | 18 | 8.5 | 1.9 | R-454B | 650
217562343 | FRIEDRICH | RD18AY36AJVC | TCFY3617STANM | FR801V0504A17UHS | Split System | 31200 | 18 | 8.5 | 1.9 | R-454B | 650
217562405 | FRIEDRICH | RD18AY36AJVC | TCFY3617STANM | FR802V0504A17UH | Split System | 31200 | 18 | 8.5 | 1.9 | R-454B | 650
217562386 | FRIEDRICH | RD18AY36AJVC | TCFY3621STANM | FR801V0504A17UHS | Split System | 31200 | 18 | 8.5 | 1.9 | R-454B | 650
216891708 | FRIEDRICH | RD18AY36AJVC | RCFY3621STANM | FR802V0504A17UH | Split System | 31200 | 18 | 8.5 | 1.9 | R-454B | 650
216891607 | FRIEDRICH | RD18AY36AJVC | RCFY3617STANM | FR802V0503A14DZ | Split System | 31400 | 18 | 8.5 | 1.9 | R-454B | 650
216891461 | FRIEDRICH | RD18AY36AJVC | RCFY3617STANM | FR801V0503A14UH | Split System | 31400 | 18 | 8.5 | 1.9 | R-454B | 650
216891651 | FRIEDRICH | RD18AY36AJVC | RCFY3621STANM | FR801V0704A17UH | Split System | 31400 | 18 | 8.5 | 1.9 | R-454B | 650
217562371 | FRIEDRICH | RD18AY36AJVC | TCFY3617STANM | FR802V0503A14DZ | Split System | 31400 | 18 | 8.5 | 1.9 | R-454B | 650
217562394 | FRIEDRICH | RD18AY36AJVC | TCFY3617STANM | FR802V0503A14UH | Split System | 31400 | 18 | 8.5 | 1.9 | R-454B | 650
216891437 | FRIEDRICH | RD18AY48AJVC | RCFY4824MTANM | FR801V1255A24UH | Split System | 43000 | 18 | 8.5 | 2.1 | R-454B | 650
216891411 | FRIEDRICH | RD18AY48AJVC | RCFY4824MTANM | FR802V1505A24UH | Split System | 43000 | 18 | 8.5 | 2.1 | R-454B | 650
216891422 | FRIEDRICH | RD18AY48AJVC | RCFY4824MTANM | FR802V1005A21DZ | Split System | 43000 | 18 | 8.5 | 2.1 | R-454B | 650
217562313 | FRIEDRICH | RD18AY48AJVC | TCFY4824MTANM | FR801V1005A21DZ | Split System | 43000 | 18 | 8.5 | 2.1 | R-454B | 650
216891453 | FRIEDRICH | RD18AY48AJVC | RCFY4824MTANM | FR802V1255A24DZ | Split System | 43000 | 18 | 8.5 | 2.1 | R-454B | 650
217562311 | FRIEDRICH | RD18AY48AJVC | TCFY4824MTANM | FR802V1505A24UH | Split System | 43000 | 18 | 8.5 | 2.1 | R-454B | 650
216891406 | FRIEDRICH | RD18AY48AJVC | RCFY4824MTANM | FR802V1255A24UH | Split System | 43000 | 18 | 8.5 | 2.1 | R-454B | 650
216891415 | FRIEDRICH | RD18AY48AJVC | RCFY4824MTANM | FR801V1005A21DZ | Split System | 43000 | 18 | 8.5 | 2.1 | R-454B | 650
216891561 | RHEEM | RD18AY36AJVC | RCFY3621STANM | R802V0504A17UH | Split System | 31200 | 18 | 8.5 | 1.9 | R-454B | 650
216891627 | RHEEM | RD18AY36AJVC | RCFY3621STANM | R801V0504A17UHS | Split System | 31200 | 18 | 8.5 | 1.9 | R-454B | 650
216891585 | RHEEM | RD18AY36AJVC | RCFY3617STANM | R801V0504A17UHS | Split System | 31200 | 18 | 8.5 | 1.9 | R-454B | 650
216891504 | RHEEM | RD18AY36AJVC | RCFY3617STANM | R802V0504A17UH | Split System | 31200 | 18 | 8.5 | 1.9 | R-454B | 650
216891657 | RHEEM | RD18AY36AJVC | RCFY3621STANM | R801V0504A17UHN | Split System | 31200 | 18 | 8.5 | 1.9 | R-454B | 650
216891853 | RHEEM | RD18AY36AJVC | RCFY3617STANM | R801V0504A17UHN | Split System | 31200 | 18 | 8.5 | 1.9 | R-454B | 650
216891526 | RHEEM | RD18AY36AJVC | RCFY3617STANM | R801V0503A14UH | Split System | 31400 | 18 | 8.5 | 1.9 | R-454B | 650
216891634 | RHEEM | RD18AY36AJVC | RCFY3621STANM | R801V0704A17UH | Split System | 31400 | 18 | 8.5 | 1.9 | R-454B | 650
216891521 | RHEEM | RD18AY36AJVC | RCFY3617STANM | R801V0704A17UH | Split System | 31400 | 18 | 8.5 | 1.9 | R-454B | 650
216891655 | RHEEM | RD18AY36AJVC | RCFY3617STANM | R802V0503A14DZ | Split System | 31400 | 18 | 8.5 | 1.9 | R-454B | 650
216891448 | RHEEM | RD18AY48AJVC | RCFY4824MTANM | R802V1255A24UH | Split System | 43000 | 18 | 8.5 | 2.1 | R-454B | 650
216891417 | RHEEM | RD18AY48AJVC | RCFY4824MTANM | R801V1255A24DZ | Split System | 43000 | 18 | 8.5 | 2.1 | R-454B | 650
216891405 | RHEEM | RD18AY48AJVC | RCFY4824MTANM | R802V1005A21DZ | Split System | 43000 | 18 | 8.5 | 2.1 | R-454B | 650
216891447 | RHEEM | RD18AY48AJVC | RCFY4824MTANM | R801V1505A24UH | Split System | 43000 | 18 | 8.5 | 2.1 | R-454B | 650
216891408 | RHEEM | RD18AY48AJVC | RCFY4824MTANM | R801V1255A24UH | Split System | 43000 | 18 | 8.5 | 2.1 | R-454B | 650
216891428 | RHEEM | RD18AY48AJVC | RCFY4824MTANM | R801V1005A21DZ | Split System | 43000 | 18 | 8.5 | 2.1 | R-454B | 650
216891443 | RHEEM | RD18AY48AJVC | RCFY4824MTANM | R802V1255A24DZ | Split System | 43000 | 18 | 8.5 | 2.1 | R-454B | 650
216891444 | RHEEM | RD18AY48AJVC | RCFY4824MTANM | R802V1505A24UH | Split System | 43000 | 18 | 8.5 | 2.1 | R-454B | 650
216892188 | RUSSELL | RD18AY36AJVC | TCFY3621STANM | S801V0504A17UHS | Split System | 31200 | 18 | 8.5 | 1.9 | R-454B | 650
216892268 | RUSSELL | RD18AY36AJVC | TCFY3617STANM | S801V0504A17UHN | Split System | 31200 | 18 | 8.5 | 1.9 | R-454B | 650
216892202 | RUSSELL | RD18AY36AJVC | TCFY3621STANM | S801V0504A17UHN | Split System | 31200 | 18 | 8.5 | 1.9 | R-454B | 650
216892155 | RUSSELL | RD18AY36AJVC | TCFY3617STANM | S802V0504A17UH | Split System | 31200 | 18 | 8.5 | 1.9 | R-454B | 650
216892174 | RUSSELL | RD18AY36AJVC | TCFY3621STANM | S802V0504A17UH | Split System | 31200 | 18 | 8.5 | 1.9 | R-454B | 650
216892181 | RUSSELL | RD18AY36AJVC | TCFY3617STANM | S801V0504A17UHS | Split System | 31200 | 18 | 8.5 | 1.9 | R-454B | 650
216892161 | RUSSELL | RD18AY36AJVC | TCFY3617STANM | S801V0704A17UH | Split System | 31400 | 18 | 8.5 | 1.9 | R-454B | 650
216892163 | RUSSELL | RD18AY36AJVC | TCFY3617STANM | S801V0503A14UH | Split System | 31400 | 18 | 8.5 | 1.9 | R-454B | 650
216892200 | RUSSELL | RD18AY36AJVC | TCFY3617STANM | S802V0503A14DZ | Split System | 31400 | 18 | 8.5 | 1.9 | R-454B | 650
216892218 | RUSSELL | RD18AY36AJVC | TCFY3617STANM | S802V0503A14UH | Split System | 31400 | 18 | 8.5 | 1.9 | R-454B | 650
216892191 | RUSSELL | RD18AY36AJVC | TCFY3621STANM | S801V0704A17UH | Split System | 31400 | 18 | 8.5 | 1.9 | R-454B | 650
216892130 | RUSSELL | RD18AY48AJVC | TCFY4824MTANM | S802V1005A21DZ | Split System | 43000 | 18 | 8.5 | 2.1 | R-454B | 650
216892131 | RUSSELL | RD18AY48AJVC | TCFY4824MTANM | S801V1255A24UH | Split System | 43000 | 18 | 8.5 | 2.1 | R-454B | 650
216892140 | RUSSELL | RD18AY48AJVC | TCFY4824MTANM | S801V1005A21DZ | Split System | 43000 | 18 | 8.5 | 2.1 | R-454B | 650
216892135 | RUSSELL | RD18AY48AJVC | TCFY4824MTANM | S801V1255A24DZ | Split System | 43000 | 18 | 8.5 | 2.1 | R-454B | 650
216892147 | RUSSELL | RD18AY48AJVC | TCFY4824MTANM | S802V1255A24UH | Split System | 43000 | 18 | 8.5 | 2.1 | R-454B | 650
216892146 | RUSSELL | RD18AY48AJVC | TCFY4824MTANM | S801V1505A24UH | Split System | 43000 | 18 | 8.5 | 2.1 | R-454B | 650
216891545 | RUUD | RD18AY36AJVC | RCFY3617STANM | R802V0504A17UH | Split System | 31200 | 18 | 8.5 | 1.9 | R-454B | 650
216891594 | RUUD | RD18AY36AJVC | RCFY3617STANM | R801V0504A17UHS | Split System | 31200 | 18 | 8.5 | 1.9 | R-454B | 650
216891539 | RUUD | RD18AY36AJVC | RCFY3621STANM | R802V0504A17UH | Split System | 31200 | 18 | 8.5 | 1.9 | R-454B | 650
216891495 | RUUD | RD18AY36AJVC | RCFY3621STANM | R801V0504A17UHS | Split System | 31200 | 18 | 8.5 | 1.9 | R-454B | 650
216891499 | RUUD | RD18AY36AJVC | RCFY3621STANM | R801V0504A17UHN | Split System | 31200 | 18 | 8.5 | 1.9 | R-454B | 650
216891852 | RUUD | RD18AY36AJVC | RCFY3617STANM | R801V0504A17UHN | Split System | 31200 | 18 | 8.5 | 1.9 | R-454B | 650
216891707 | RUUD | RD18AY36AJVC | RCFY3621STANM | R801V0704A17UH | Split System | 31400 | 18 | 8.5 | 1.9 | R-454B | 650
216891704 | RUUD | RD18AY36AJVC | RCFY3617STANM | R802V0503A14DZ | Split System | 31400 | 18 | 8.5 | 1.9 | R-454B | 650
216891462 | RUUD | RD18AY36AJVC | RCFY3617STANM | R801V0503A14UH | Split System | 31400 | 18 | 8.5 | 1.9 | R-454B | 650
216891678 | RUUD | RD18AY36AJVC | RCFY3617STANM | R802V0503A14UH | Split System | 31400 | 18 | 8.5 | 1.9 | R-454B | 650
216891438 | RUUD | RD18AY48AJVC | RCFY4824MTANM | R802V1255A24DZ | Split System | 43000 | 18 | 8.5 | 2.1 | R-454B | 650
216891450 | RUUD | RD18AY48AJVC | RCFY4824MTANM | R801V1505A24UH | Split System | 43000 | 18 | 8.5 | 2.1 | R-454B | 650
216891435 | RUUD | RD18AY48AJVC | RCFY4824MTANM | R801V1255A24UH | Split System | 43000 | 18 | 8.5 | 2.1 | R-454B | 650
216891418 | RUUD | RD18AY48AJVC | RCFY4824MTANM | R801V1005A21DZ | Split System | 43000 | 18 | 8.5 | 2.1 | R-454B | 650
216891436 | RUUD | RD18AY48AJVC | RCFY4824MTANM | R801V1255A24DZ | Split System | 43000 | 18 | 8.5 | 2.1 | R-454B | 650
216891451 | RUUD | RD18AY48AJVC | RCFY4824MTANM | R802V1255A24UH | Split System | 43000 | 18 | 8.5 | 2.1 | R-454B | 650
216891413 | RUUD | RD18AY48AJVC | RCFY4824MTANM | R802V1005A21DZ | Split System | 43000 | 18 | 8.5 | 2.1 | R-454B | 650
216891456 | RUUD | RD18AY48AJVC | RCFY4824MTANM | R802V1505A24UH | Split System | 43000 | 18 | 8.5 | 2.1 | R-454B | 650
216891978 | SURE | RD18AY36AJVC | TCFY3617STANM | S801V0504A17UHS | Split System | 31200 | 18 | 8.5 | 1.9 | R-454B | 650
216891999 | SURE | RD18AY36AJVC | TCFY3621STANM | S801V0504A17UHN | Split System | 31200 | 18 | 8.5 | 1.9 | R-454B | 650
216891985 | SURE | RD18AY36AJVC | TCFY3621STANM | S801V0504A17UHS | Split System | 31200 | 18 | 8.5 | 1.9 | R-454B | 650
216891971 | SURE | RD18AY36AJVC | TCFY3621STANM | S802V0504A17UH | Split System | 31200 | 18 | 8.5 | 1.9 | R-454B | 650
216892065 | SURE | RD18AY36AJVC | TCFY3617STANM | S801V0504A17UHN | Split System | 31200 | 18 | 8.5 | 1.9 | R-454B | 650
216891952 | SURE | RD18AY36AJVC | TCFY3617STANM | S802V0504A17UH | Split System | 31200 | 18 | 8.5 | 1.9 | R-454B | 650
216891958 | SURE | RD18AY36AJVC | TCFY3617STANM | S801V0704A17UH | Split System | 31400 | 18 | 8.5 | 1.9 | R-454B | 650
216891997 | SURE | RD18AY36AJVC | TCFY3617STANM | S802V0503A14DZ | Split System | 31400 | 18 | 8.5 | 1.9 | R-454B | 650
216891988 | SURE | RD18AY36AJVC | TCFY3621STANM | S801V0704A17UH | Split System | 31400 | 18 | 8.5 | 1.9 | R-454B | 650
216891960 | SURE | RD18AY36AJVC | TCFY3617STANM | S801V0503A14UH | Split System | 31400 | 18 | 8.5 | 1.9 | R-454B | 650
216892015 | SURE | RD18AY36AJVC | TCFY3617STANM | S802V0503A14UH | Split System | 31400 | 18 | 8.5 | 1.9 | R-454B | 650
216891928 | SURE | RD18AY48AJVC | TCFY4824MTANM | S801V1255A24UH | Split System | 43000 | 18 | 8.5 | 2.1 | R-454B | 650
216891943 | SURE | RD18AY48AJVC | TCFY4824MTANM | S801V1505A24UH | Split System | 43000 | 18 | 8.5 | 2.1 | R-454B | 650
216891944 | SURE | RD18AY48AJVC | TCFY4824MTANM | S802V1255A24UH | Split System | 43000 | 18 | 8.5 | 2.1 | R-454B | 650
216891941 | SURE | RD18AY48AJVC | TCFY4824MTANM | S802V1255A24DZ | Split System | 43000 | 18 | 8.5 | 2.1 | R-454B | 650
216891937 | SURE | RD18AY48AJVC | TCFY4824MTANM | S801V1005A21DZ | Split System | 43000 | 18 | 8.5 | 2.1 | R-454B | 650
216891932 | SURE | RD18AY48AJVC | TCFY4824MTANM | S801V1255A24DZ | Split System | 43000 | 18 | 8.5 | 2.1 | R-454B | 650
216891942 | SURE | RD18AY48AJVC | TCFY4824MTANM | S802V1505A24UH | Split System | 43000 | 18 | 8.5 | 2.1 | R-454B | 650
216891478 | FRIEDRICH | RD18AY36AJVC | RCFY3617STANM | FR801V0754A17DZ | Split System | 31400 | 19 | 8.5 | 1.9 | R-454B | 650
216891464 | FRIEDRICH | RD18AY36AJVC | RCFY3621STANM | FR802V0754A17DZ | Split System | 31400 | 19 | 8.5 | 1.9 | R-454B | 650
216891632 | FRIEDRICH | RD18AY36AJVC | RCFY3617STANM | FR801V0503A14DZ | Split System | 31400 | 19 | 8.5 | 1.9 | R-454B | 650
216891494 | FRIEDRICH | RD18AY36AJVC | RCFY3621STANM | FR801V0754A17DZ | Split System | 31400 | 19 | 8.5 | 1.9 | R-454B | 650
217562377 | FRIEDRICH | RD18AY36AJVC | TCFY3617STANM | FR801V0503A14DZ | Split System | 31400 | 19 | 8.5 | 1.9 | R-454B | 650
216891549 | FRIEDRICH | RD18AY36AJVC | RCFY3617STANM | FR802V0754A17DZ | Split System | 31400 | 19 | 8.5 | 1.9 | R-454B | 650
216891492 | FRIEDRICH | RD18AY36AJVC | RCFY3621STANM | FR801V0754A17UH | Split System | 31600 | 19 | 8.5 | 1.9 | R-454B | 650
216891532 | FRIEDRICH | RD18AY36AJVC | RCFY3617STANM | FR802V1004A17UH | Split System | 31600 | 19 | 8.5 | 1.9 | R-454B | 650
216891682 | FRIEDRICH | RD18AY36AJVC | RCFY3621STANM | FR801V1004A17UH | Split System | 31600 | 19 | 8.5 | 1.9 | R-454B | 650
216891546 | FRIEDRICH | RD18AY36AJVC | RCFY3617STANM | FR801V1004A17UH | Split System | 31600 | 19 | 8.5 | 1.9 | R-454B | 650
216891474 | FRIEDRICH | RD18AY36AJVC | RCFY3621STANM | FR802V1004A17UH | Split System | 31600 | 19 | 8.5 | 1.9 | R-454B | 650
217562338 | FRIEDRICH | RD18AY36AJVC | TCFY3621STANM | FR802V0754A17UH | Split System | 31600 | 19 | 8.5 | 1.9 | R-454B | 650
216891522 | FRIEDRICH | RD18AY36AJVC | RCFY3621STANM | FR801V1005A21UHS | Split System | 31600 | 19 | 8.5 | 2 | R-454B | 650
216891625 | FRIEDRICH | RD18AY36AJVC | RCFY3621STANM | FR802V1005A21UH | Split System | 31600 | 19 | 8.5 | 2 | R-454B | 650
216891600 | FRIEDRICH | RD18AY36AJVC | RCFY3621STANM | FR801V1005A21UHN | Split System | 31600 | 19 | 8.5 | 2 | R-454B | 650
216891703 | FRIEDRICH | RD18AY36AJVC | RCFY3621STANM | FR801V0755A21DZ | Split System | 31600 | 19 | 8.5 | 2 | R-454B | 650
216891469 | FRIEDRICH | RD18AY36AJVC | RCFY3621STANM | FR801V1005A21UHU | Split System | 31600 | 19 | 8.5 | 2 | R-454B | 650
216891636 | FRIEDRICH | RD18AY36AJVC | RCFY3621STANM | FR802V0755A21DZ | Split System | 31600 | 19 | 8.5 | 2 | R-454B | 650
216891687 | FRIEDRICH | RD18AY36AJVC | RCFY3621STANM | FR802V0755A21UH | Split System | 31600 | 19 | 8.5 | 2 | R-454B | 650
216891503 | FRIEDRICH | RD18AY36AJVC | RCFY3617STANM | FR801V0754A17UH | Split System | 31600 | 19 | 8.5 | 2 | R-454B | 650
216891568 | FRIEDRICH | RD18AY36AJVC | RCFY3617STANM | FR802V0754A17UH | Split System | 31600 | 19 | 8.5 | 2 | R-454B | 650
217562379 | FRIEDRICH | RD18AY36AJVC | TCFY3621STANM | FR802V0755A21DZ | Split System | 31600 | 19 | 8.5 | 2 | R-454B | 650
216891635 | FRIEDRICH | RD18AY36AJVC | RCFY3621STANM | FR801V0755A21UH | Split System | 31600 | 19 | 8.5 | 2 | R-454B | 650
217562396 | FRIEDRICH | RD18AY36AJVC | TCFY3621STANM | FR801V0755A21DZ | Split System | 31600 | 19 | 8.5 | 2 | R-454B | 650
217562355 | FRIEDRICH | RD18AY36AJVC | TCFY3621STANM | FR801V1005A21UHS | Split System | 31600 | 19 | 8.5 | 2 | R-454B | 650
217562369 | FRIEDRICH | RD18AY36AJVC | TCFY3621STANM | FR801V1005A21UHN | Split System | 31600 | 19 | 8.5 | 2 | R-454B | 650
217562378 | FRIEDRICH | RD18AY36AJVC | TCFY3621STANM | FR801V0755A21UH | Split System | 31600 | 19 | 8.5 | 2 | R-454B | 650
216891466 | FRIEDRICH | RD18AY36AJVC | RCFY3621STANM | FR802V1005A21DZ | Split System | 31800 | 19 | 8.5 | 2 | R-454B | 650
216891674 | FRIEDRICH | RD18AY36AJVC | RCFY3621STANM | FR801V1005A21DZ | Split System | 31800 | 19 | 8.5 | 2 | R-454B | 650
216891592 | RHEEM | RD18AY36AJVC | RCFY3617STANM | R801V0503A14DZ | Split System | 31400 | 19 | 8.5 | 1.9 | R-454B | 650
216891573 | RHEEM | RD18AY36AJVC | RCFY3621STANM | R801V0754A17DZ | Split System | 31400 | 19 | 8.5 | 1.9 | R-454B | 650
216891612 | RHEEM | RD18AY36AJVC | RCFY3621STANM | R802V0754A17DZ | Split System | 31400 | 19 | 8.5 | 1.9 | R-454B | 650
216891584 | RHEEM | RD18AY36AJVC | RCFY3617STANM | R802V0754A17DZ | Split System | 31400 | 19 | 8.5 | 1.9 | R-454B | 650
216891481 | RHEEM | RD18AY36AJVC | RCFY3617STANM | R801V0754A17DZ | Split System | 31400 | 19 | 8.5 | 1.9 | R-454B | 650
216891557 | RHEEM | RD18AY36AJVC | RCFY3617STANM | R801V1004A17UH | Split System | 31600 | 19 | 8.5 | 1.9 | R-454B | 650
216891512 | RHEEM | RD18AY36AJVC | RCFY3621STANM | R801V0754A17UH | Split System | 31600 | 19 | 8.5 | 1.9 | R-454B | 650
216891643 | RHEEM | RD18AY36AJVC | RCFY3621STANM | R802V0754A17UH | Split System | 31600 | 19 | 8.5 | 1.9 | R-454B | 650
216891540 | RHEEM | RD18AY36AJVC | RCFY3617STANM | R802V1004A17UH | Split System | 31600 | 19 | 8.5 | 1.9 | R-454B | 650
216891580 | RHEEM | RD18AY36AJVC | RCFY3621STANM | R801V1004A17UH | Split System | 31600 | 19 | 8.5 | 1.9 | R-454B | 650
216891479 | RHEEM | RD18AY36AJVC | RCFY3617STANM | R801V0754A17UH | Split System | 31600 | 19 | 8.5 | 2 | R-454B | 650
216891642 | RHEEM | RD18AY36AJVC | RCFY3621STANM | R801V1005A21UHU | Split System | 31600 | 19 | 8.5 | 2 | R-454B | 650
216891713 | RHEEM | RD18AY36AJVC | RCFY3621STANM | R801V0755A21DZ | Split System | 31600 | 19 | 8.5 | 2 | R-454B | 650
216891698 | RHEEM | RD18AY36AJVC | RCFY3621STANM | R802V1005A21UH | Split System | 31600 | 19 | 8.5 | 2 | R-454B | 650
216891716 | RHEEM | RD18AY36AJVC | RCFY3621STANM | R801V0755A21UH | Split System | 31600 | 19 | 8.5 | 2 | R-454B | 650
216891582 | RHEEM | RD18AY36AJVC | RCFY3617STANM | R802V0754A17UH | Split System | 31600 | 19 | 8.5 | 2 | R-454B | 650
216891637 | RHEEM | RD18AY36AJVC | RCFY3621STANM | R801V1005A21UHS | Split System | 31600 | 19 | 8.5 | 2 | R-454B | 650
216891718 | RHEEM | RD18AY36AJVC | RCFY3621STANM | R801V1005A21UHN | Split System | 31600 | 19 | 8.5 | 2 | R-454B | 650
216891547 | RHEEM | RD18AY36AJVC | RCFY3621STANM | R802V0755A21DZ | Split System | 31600 | 19 | 8.5 | 2 | R-454B | 650
216891480 | RHEEM | RD18AY36AJVC | RCFY3621STANM | R801V1005A21DZ | Split System | 31800 | 19 | 8.5 | 2 | R-454B | 650
216891554 | RHEEM | RD18AY36AJVC | RCFY3621STANM | R802V1005A21DZ | Split System | 31800 | 19 | 8.5 | 2 | R-454B | 650
216892182 | RUSSELL | RD18AY36AJVC | TCFY3617STANM | S801V0503A14DZ | Split System | 31400 | 19 | 8.5 | 1.9 | R-454B | 650
216892184 | RUSSELL | RD18AY36AJVC | TCFY3621STANM | S802V0754A17DZ | Split System | 31400 | 19 | 8.5 | 1.9 | R-454B | 650
216892151 | RUSSELL | RD18AY36AJVC | TCFY3617STANM | S801V0754A17DZ | Split System | 31400 | 19 | 8.5 | 1.9 | R-454B | 650
216892177 | RUSSELL | RD18AY36AJVC | TCFY3621STANM | S801V0754A17DZ | Split System | 31400 | 19 | 8.5 | 1.9 | R-454B | 650
216892180 | RUSSELL | RD18AY36AJVC | TCFY3617STANM | S802V0754A17DZ | Split System | 31400 | 19 | 8.5 | 1.9 | R-454B | 650
216892178 | RUSSELL | RD18AY36AJVC | TCFY3621STANM | S801V1004A17UH | Split System | 31600 | 19 | 8.5 | 1.9 | R-454B | 650
216892194 | RUSSELL | RD18AY36AJVC | TCFY3621STANM | S802V0754A17UH | Split System | 31600 | 19 | 8.5 | 1.9 | R-454B | 650
216892173 | RUSSELL | RD18AY36AJVC | TCFY3617STANM | S801V1004A17UH | Split System | 31600 | 19 | 8.5 | 1.9 | R-454B | 650
216892157 | RUSSELL | RD18AY36AJVC | TCFY3621STANM | S801V0754A17UH | Split System | 31600 | 19 | 8.5 | 1.9 | R-454B | 650
216892168 | RUSSELL | RD18AY36AJVC | TCFY3617STANM | S802V1004A17UH | Split System | 31600 | 19 | 8.5 | 1.9 | R-454B | 650
216892224 | RUSSELL | RD18AY36AJVC | TCFY3621STANM | S801V1005A21UHN | Split System | 31600 | 19 | 8.5 | 2 | R-454B | 650
216892169 | RUSSELL | RD18AY36AJVC | TCFY3621STANM | S802V0755A21DZ | Split System | 31600 | 19 | 8.5 | 2 | R-454B | 650
216892205 | RUSSELL | RD18AY36AJVC | TCFY3621STANM | S802V0755A21UH | Split System | 31600 | 19 | 8.5 | 2 | R-454B | 650
216892219 | RUSSELL | RD18AY36AJVC | TCFY3621STANM | S802V1005A21UH | Split System | 31600 | 19 | 8.5 | 2 | R-454B | 650
216892221 | RUSSELL | RD18AY36AJVC | TCFY3621STANM | S801V0755A21DZ | Split System | 31600 | 19 | 8.5 | 2 | R-454B | 650
216892193 | RUSSELL | RD18AY36AJVC | TCFY3621STANM | S801V1005A21UHU | Split System | 31600 | 19 | 8.5 | 2 | R-454B | 650
216892223 | RUSSELL | RD18AY36AJVC | TCFY3621STANM | S801V0755A21UH | Split System | 31600 | 19 | 8.5 | 2 | R-454B | 650
216892179 | RUSSELL | RD18AY36AJVC | TCFY3617STANM | S802V0754A17UH | Split System | 31600 | 19 | 8.5 | 2 | R-454B | 650
216892149 | RUSSELL | RD18AY36AJVC | TCFY3617STANM | S801V0754A17UH | Split System | 31600 | 19 | 8.5 | 2 | R-454B | 650
216892192 | RUSSELL | RD18AY36AJVC | TCFY3621STANM | S801V1005A21UHS | Split System | 31600 | 19 | 8.5 | 2 | R-454B | 650
216892150 | RUSSELL | RD18AY36AJVC | TCFY3621STANM | S801V1005A21DZ | Split System | 31800 | 19 | 8.5 | 2 | R-454B | 650
216892172 | RUSSELL | RD18AY36AJVC | TCFY3621STANM | S802V1005A21DZ | Split System | 31800 | 19 | 8.5 | 2 | R-454B | 650
216891605 | RUUD | RD18AY36AJVC | RCFY3621STANM | R802V0754A17DZ | Split System | 31400 | 19 | 8.5 | 1.9 | R-454B | 650
216891559 | RUUD | RD18AY36AJVC | RCFY3617STANM | R801V0754A17DZ | Split System | 31400 | 19 | 8.5 | 1.9 | R-454B | 650
216891575 | RUUD | RD18AY36AJVC | RCFY3617STANM | R801V0503A14DZ | Split System | 31400 | 19 | 8.5 | 1.9 | R-454B | 650
216891727 | RUUD | RD18AY36AJVC | RCFY3617STANM | R802V0754A17DZ | Split System | 31400 | 19 | 8.5 | 1.9 | R-454B | 650
216891649 | RUUD | RD18AY36AJVC | RCFY3621STANM | R801V0754A17DZ | Split System | 31400 | 19 | 8.5 | 1.9 | R-454B | 650
216891641 | RUUD | RD18AY36AJVC | RCFY3617STANM | R801V1004A17UH | Split System | 31600 | 19 | 8.5 | 1.9 | R-454B | 650
216891689 | RUUD | RD18AY36AJVC | RCFY3621STANM | R802V1004A17UH | Split System | 31600 | 19 | 8.5 | 1.9 | R-454B | 650
216891486 | RUUD | RD18AY36AJVC | RCFY3621STANM | R802V0754A17UH | Split System | 31600 | 19 | 8.5 | 1.9 | R-454B | 650
216891721 | RUUD | RD18AY36AJVC | RCFY3621STANM | R801V1004A17UH | Split System | 31600 | 19 | 8.5 | 1.9 | R-454B | 650
216891719 | RUUD | RD18AY36AJVC | RCFY3617STANM | R802V1004A17UH | Split System | 31600 | 19 | 8.5 | 1.9 | R-454B | 650
216891697 | RUUD | RD18AY36AJVC | RCFY3621STANM | R801V0754A17UH | Split System | 31600 | 19 | 8.5 | 1.9 | R-454B | 650
216891498 | RUUD | RD18AY36AJVC | RCFY3621STANM | R802V0755A21UH | Split System | 31600 | 19 | 8.5 | 2 | R-454B | 650
216891509 | RUUD | RD18AY36AJVC | RCFY3621STANM | R802V0755A21DZ | Split System | 31600 | 19 | 8.5 | 2 | R-454B | 650
216891518 | RUUD | RD18AY36AJVC | RCFY3621STANM | R801V1005A21UHN | Split System | 31600 | 19 | 8.5 | 2 | R-454B | 650
216891603 | RUUD | RD18AY36AJVC | RCFY3617STANM | R802V0754A17UH | Split System | 31600 | 19 | 8.5 | 2 | R-454B | 650
216891485 | RUUD | RD18AY36AJVC | RCFY3621STANM | R802V1005A21UH | Split System | 31600 | 19 | 8.5 | 2 | R-454B | 650
216891650 | RUUD | RD18AY36AJVC | RCFY3621STANM | R801V1005A21UHS | Split System | 31600 | 19 | 8.5 | 2 | R-454B | 650
216891587 | RUUD | RD18AY36AJVC | RCFY3621STANM | R801V1005A21UHU | Split System | 31600 | 19 | 8.5 | 2 | R-454B | 650
216891533 | RUUD | RD18AY36AJVC | RCFY3617STANM | R801V0754A17UH | Split System | 31600 | 19 | 8.5 | 2 | R-454B | 650
216891640 | RUUD | RD18AY36AJVC | RCFY3621STANM | R801V0755A21UH | Split System | 31600 | 19 | 8.5 | 2 | R-454B | 650
216891483 | RUUD | RD18AY36AJVC | RCFY3621STANM | R801V0755A21DZ | Split System | 31600 | 19 | 8.5 | 2 | R-454B | 650
216891541 | RUUD | RD18AY36AJVC | RCFY3621STANM | R802V1005A21DZ | Split System | 31800 | 19 | 8.5 | 2 | R-454B | 650
216891470 | RUUD | RD18AY36AJVC | RCFY3621STANM | R801V1005A21DZ | Split System | 31800 | 19 | 8.5 | 2 | R-454B | 650
216891948 | SURE | RD18AY36AJVC | TCFY3617STANM | S801V0754A17DZ | Split System | 31400 | 19 | 8.5 | 1.9 | R-454B | 650
216891979 | SURE | RD18AY36AJVC | TCFY3617STANM | S801V0503A14DZ | Split System | 31400 | 19 | 8.5 | 1.9 | R-454B | 650
216891974 | SURE | RD18AY36AJVC | TCFY3621STANM | S801V0754A17DZ | Split System | 31400 | 19 | 8.5 | 1.9 | R-454B | 650
216891981 | SURE | RD18AY36AJVC | TCFY3621STANM | S802V0754A17DZ | Split System | 31400 | 19 | 8.5 | 1.9 | R-454B | 650
216892011 | SURE | RD18AY36AJVC | TCFY3621STANM | S802V1004A17UH | Split System | 31600 | 19 | 8.5 | 1.9 | R-454B | 650
216891975 | SURE | RD18AY36AJVC | TCFY3621STANM | S801V1004A17UH | Split System | 31600 | 19 | 8.5 | 1.9 | R-454B | 650
216891991 | SURE | RD18AY36AJVC | TCFY3621STANM | S802V0754A17UH | Split System | 31600 | 19 | 8.5 | 1.9 | R-454B | 650
216891970 | SURE | RD18AY36AJVC | TCFY3617STANM | S801V1004A17UH | Split System | 31600 | 19 | 8.5 | 1.9 | R-454B | 650
216891954 | SURE | RD18AY36AJVC | TCFY3621STANM | S801V0754A17UH | Split System | 31600 | 19 | 8.5 | 1.9 | R-454B | 650
216891965 | SURE | RD18AY36AJVC | TCFY3617STANM | S802V1004A17UH | Split System | 31600 | 19 | 8.5 | 1.9 | R-454B | 650
216891966 | SURE | RD18AY36AJVC | TCFY3621STANM | S802V0755A21DZ | Split System | 31600 | 19 | 8.5 | 2 | R-454B | 650
216891989 | SURE | RD18AY36AJVC | TCFY3621STANM | S801V1005A21UHS | Split System | 31600 | 19 | 8.5 | 2 | R-454B | 650
216891946 | SURE | RD18AY36AJVC | TCFY3617STANM | S801V0754A17UH | Split System | 31600 | 19 | 8.5 | 2 | R-454B | 650
216892016 | SURE | RD18AY36AJVC | TCFY3621STANM | S802V1005A21UH | Split System | 31600 | 19 | 8.5 | 2 | R-454B | 650
216891990 | SURE | RD18AY36AJVC | TCFY3621STANM | S801V1005A21UHU | Split System | 31600 | 19 | 8.5 | 2 | R-454B | 650
216892002 | SURE | RD18AY36AJVC | TCFY3621STANM | S802V0755A21UH | Split System | 31600 | 19 | 8.5 | 2 | R-454B | 650
216892018 | SURE | RD18AY36AJVC | TCFY3621STANM | S801V0755A21DZ | Split System | 31600 | 19 | 8.5 | 2 | R-454B | 650
216892020 | SURE | RD18AY36AJVC | TCFY3621STANM | S801V0755A21UH | Split System | 31600 | 19 | 8.5 | 2 | R-454B | 650
216892021 | SURE | RD18AY36AJVC | TCFY3621STANM | S801V1005A21UHN | Split System | 31600 | 19 | 8.5 | 2 | R-454B | 650
216891976 | SURE | RD18AY36AJVC | TCFY3617STANM | S802V0754A17UH | Split System | 31600 | 19 | 8.5 | 2 | R-454B | 650
216891969 | SURE | RD18AY36AJVC | TCFY3621STANM | S802V1005A21DZ | Split System | 31800 | 19 | 8.5 | 2 | R-454B | 650
216891947 | SURE | RD18AY36AJVC | TCFY3621STANM | S801V1005A21DZ | Split System | 31800 | 19 | 8.5 | 2 | R-454B | 650
216050997 | FRIEDRICH | FRP19AY24AJVC | TCFY2421HEAAM | FR921V0703A17M4 | Split System | 22800 | 20 | 8.5 | 1.8 | R-454B | 650
216051047 | FRIEDRICH | FRP19AY24AJVC | TCFY2421HEAAM | FR801V0504A17UHU | Split System | 22800 | 20 | 8.5 | 1.8 | R-454B | 650
216051045 | FRIEDRICH | FRP19AY24AJVC | TCFY2421HEAAM | FR802V0504A17UH | Split System | 22800 | 20 | 8.5 | 1.8 | R-454B | 650
216051051 | FRIEDRICH | FRP19AY24AJVC | TCFY2421HEAAM | FR801V0504A17UHS | Split System | 22800 | 20 | 8.5 | 1.8 | R-454B | 650
216776102 | LENNOX | SL22KLV-048-230A** | CK40[C,U]T-49C-**+TDR | SL280UH100NV60C* | Split System | 45500 | 20 | 8.5 | 1.86 | R-454B | 650
216684932 | MAINLINE | MLP19AY24AJVC | TCFY2421HEAAM | ML801V0504A17UHU | Split System | 22800 | 20 | 8.5 | 1.8 | R-454B | 650
216684935 | MAINLINE | MLP19AY24AJVC | TCFY2421HEAAM | ML801V0504A17UHN | Split System | 22800 | 20 | 8.5 | 1.8 | R-454B | 650
216684937 | MAINLINE | MLP19AY24AJVC | TCFY2421HEAAM | ML802V0504A17UH | Split System | 22800 | 20 | 8.5 | 1.8 | R-454B | 650
216051183 | RUSSELL | SP19AY24AJVC | TCFY2421HEAAM | S921V0703A17M4 | Split System | 22800 | 20 | 8.5 | 1.8 | R-454B | 650
216051216 | RUSSELL | SP19AY24AJVC | TCFY2421HEAAM | S801V0504A17UHU | Split System | 22800 | 20 | 8.5 | 1.8 | R-454B | 650
216051222 | RUSSELL | SP19AY24AJVC | TCFY2421HEAAM | S802V0504A17UH | Split System | 22800 | 20 | 8.5 | 1.8 | R-454B | 650
216051221 | RUSSELL | SP19AY24AJVC | TCFY2421HEAAM | S801V0504A17UHN | Split System | 22800 | 20 | 8.5 | 1.8 | R-454B | 650
216051225 | SURE | SP19AY24AJVC | TCFY2421HEAAM | S802V0504A17UH | Split System | 22800 | 20 | 8.5 | 1.8 | R-454B | 650
216051213 | SURE | SP19AY24AJVC | TCFY2421HEAAM | S801V0504A17UHS | Split System | 22800 | 20 | 8.5 | 1.8 | R-454B | 650
216051220 | SURE | SP19AY24AJVC | TCFY2421HEAAM | S801V0504A17UHN | Split System | 22800 | 20 | 8.5 | 1.8 | R-454B | 650
216051214 | SURE | SP19AY24AJVC | TCFY2421HEAAM | S801V0504A17UHU | Split System | 22800 | 20 | 8.5 | 1.8 | R-454B | 650
216776018 | LENNOX | SL22KLV-024-230A** | CK40[C,U]T-36B-**+TDR | SL280UH090XV48B* | Split System | 22600 | 18 | 8.5 | 2.08 | R-454B | 650
216776017 | LENNOX | SL22KLV-024-230A** | CK40[C,U]T-36B-**+TDR | SL280UH090V48B* | Split System | 22600 | 18 | 8.5 | 2.08 | R-454B | 650
216776060 | LENNOX | SL22KLV-024-230A** | CK40[C,U]T-36A-**+TDR | SL280UH060NV36A* | Split System | 22600 | 19 | 8.5 | 2.08 | R-454B | 650
216051000 | FRIEDRICH | FRP19AY24AJVC | TCFY2421HEAAM | FR921V0603A17M4 | Split System | 22800 | 21 | 8.5 | 1.8 | R-454B | 650
216051003 | FRIEDRICH | FRP19AY24AJVC | TCFY2421HEAAM | FR921V0403A17M4 | Split System | 22800 | 21 | 8.5 | 1.8 | R-454B | 650
216051054 | FRIEDRICH | FRP19AY24AJVC | TCFY2421HEAAM | FR801V0704A17UH | Split System | 22800 | 21 | 8.5 | 1.8 | R-454B | 650
216051050 | FRIEDRICH | FRP19AY24AJVC | TCFY2421HEAAM | FR802V0754A17UH | Split System | 22800 | 21 | 8.5 | 1.8 | R-454B | 650
216684916 | MAINLINE | MLP19AY24AJVC | TCFY2421HEAAM | ML921V0403A17M4 | Split System | 22800 | 21 | 8.5 | 1.8 | R-454B | 650
216684933 | MAINLINE | MLP19AY24AJVC | TCFY2421HEAAM | ML801V0754A17UH | Split System | 22800 | 21 | 8.5 | 1.8 | R-454B | 650
216051189 | RUSSELL | SP19AY24AJVC | TCFY2421HEAAM | S921V0603A17M4 | Split System | 22800 | 21 | 8.5 | 1.8 | R-454B | 650
216051224 | RUSSELL | SP19AY24AJVC | TCFY2421HEAAM | S801V0704A17UH | Split System | 22800 | 21 | 8.5 | 1.8 | R-454B | 650
216051217 | RUSSELL | SP19AY24AJVC | TCFY2421HEAAM | S802V0754A17UH | Split System | 22800 | 21 | 8.5 | 1.8 | R-454B | 650
216051215 | RUSSELL | SP19AY24AJVC | TCFY2421HEAAM | S801V0754A17UH | Split System | 22800 | 21 | 8.5 | 1.8 | R-454B | 650
216051179 | RUSSELL | SP19AY24AJVC | TCFY2421HEAAM | S921V0403A17M4 | Split System | 22800 | 21 | 8.5 | 1.8 | R-454B | 650
216051175 | SURE | SP19AY24AJVC | TCFY2421HEAAM | S921V0603A17M4 | Split System | 22800 | 21 | 8.5 | 1.8 | R-454B | 650
216051218 | SURE | SP19AY24AJVC | TCFY2421HEAAM | S801V0754A17UH | Split System | 22800 | 21 | 8.5 | 1.8 | R-454B | 650
216051223 | SURE | SP19AY24AJVC | TCFY2421HEAAM | S801V0704A17UH | Split System | 22800 | 21 | 8.5 | 1.8 | R-454B | 650
216776072 | LENNOX | SL22KLV-036-230A** | CK40[C,U]T-49C-**+TDR | SL280UH110V60C* | Split System | 35200 | 18.5 | 9 | 2.06 | R-454B | 650
216776071 | LENNOX | SL22KLV-036-230A** | CK40[C,U]T-49C-**+TDR | SL280UH100NV60C* | Split System | 35400 | 19 | 9 | 2.08 | R-454B | 650
216776068 | LENNOX | SL22KLV-036-230A** | CK40[C,U]T-49C-**+TDR | SL280UH080NV60C* | Split System | 35400 | 19.5 | 9 | 2.08 | R-454B | 650
216776121 | LENNOX | SL22KLV-060-230A** | CK40[C,U]T-60C-**+TDR | SL280UH090V60C* | Split System | 56000 | 20 | 9.4 | 1.94 | R-454B | 650
216776059 | LENNOX | SL22KLV-024-230A** | CK40HT-42C-**+TDR | SL280UH090XV60C* | Split System | 23000 | 18.5 | 9.4 | 2.08 | R-454B | 650
217509964 | MDV | MOX630-36HFN10-M3X | MVBE-36HWFN10-WL3E-MAS |  | Split System | 36000 | 16.8 | 9.6 | 1.8 | R-454B | 650
217509992 | MOOVAIR | MSHMB36R2AN1 | MGHLA36R4AS1 |  | Split System | 36000 | 16.8 | 9.6 | 1.8 | R-454B | 650
216776036 | LENNOX | SL22KLV-024-230A** | CK40HT-42B-**+TDR | SL280UH090V48B* | Split System | 23000 | 19 | 9.8 | 2.24 | R-454B | 650
216891741 | FRIEDRICH | RD18AY48AJVC | RCFY4821STANM | FR801V1005A21DZ | Split System | 41500 | 18 | 10 | 2.1 | R-454B | 650
216891740 | FRIEDRICH | RD18AY48AJVC | RCFY4824STANM | FR802V1005A21DZ | Split System | 41500 | 18 | 10 | 2.1 | R-454B | 650
216891738 | FRIEDRICH | RD18AY48AJVC | RCFY4824STANM | FR801V1005A21DZ | Split System | 41500 | 18 | 10 | 2.1 | R-454B | 650
217562410 | FRIEDRICH | RD18AY48AJVC | TCFY4821STANM | FR801V1005A21DZ | Split System | 41500 | 18 | 10 | 2.1 | R-454B | 650
217562409 | FRIEDRICH | RD18AY48AJVC | TCFY4824STANM | FR802V1005A21DZ | Split System | 41500 | 18 | 10 | 2.1 | R-454B | 650
216891731 | FRIEDRICH | RD18AY48AJVC | RCFY4821STANM | FR802V1005A21DZ | Split System | 41500 | 18 | 10 | 2.1 | R-454B | 650
216891732 | RHEEM | RD18AY48AJVC | RCFY4821STANM | R801V1005A21DZ | Split System | 41500 | 18 | 10 | 2.1 | R-454B | 650
216891739 | RHEEM | RD18AY48AJVC | RCFY4821STANM | R802V1005A21DZ | Split System | 41500 | 18 | 10 | 2.1 | R-454B | 650
216891733 | RHEEM | RD18AY48AJVC | RCFY4824STANM | R801V1005A21DZ | Split System | 41500 | 18 | 10 | 2.1 | R-454B | 650
216891742 | RHEEM | RD18AY48AJVC | RCFY4824STANM | R802V1005A21DZ | Split System | 41500 | 18 | 10 | 2.1 | R-454B | 650
216892228 | RUSSELL | RD18AY48AJVC | TCFY4821STANM | S801V1005A21DZ | Split System | 41500 | 18 | 10 | 2.1 | R-454B | 650
216892231 | RUSSELL | RD18AY48AJVC | TCFY4824STANM | S802V1005A21DZ | Split System | 41500 | 18 | 10 | 2.1 | R-454B | 650
216892229 | RUSSELL | RD18AY48AJVC | TCFY4824STANM | S801V1005A21DZ | Split System | 41500 | 18 | 10 | 2.1 | R-454B | 650
216891735 | RUUD | RD18AY48AJVC | RCFY4821STANM | R801V1005A21DZ | Split System | 41500 | 18 | 10 | 2.1 | R-454B | 650
216891737 | RUUD | RD18AY48AJVC | RCFY4821STANM | R802V1005A21DZ | Split System | 41500 | 18 | 10 | 2.1 | R-454B | 650
216891734 | RUUD | RD18AY48AJVC | RCFY4824STANM | R801V1005A21DZ | Split System | 41500 | 18 | 10 | 2.1 | R-454B | 650
216891736 | RUUD | RD18AY48AJVC | RCFY4824STANM | R802V1005A21DZ | Split System | 41500 | 18 | 10 | 2.1 | R-454B | 650
216892028 | SURE | RD18AY48AJVC | TCFY4824STANM | S802V1005A21DZ | Split System | 41500 | 18 | 10 | 2.1 | R-454B | 650
216892025 | SURE | RD18AY48AJVC | TCFY4821STANM | S801V1005A21DZ | Split System | 41500 | 18 | 10 | 2.1 | R-454B | 650
216892027 | SURE | RD18AY48AJVC | TCFY4821STANM | S802V1005A21DZ | Split System | 41500 | 18 | 10 | 2.1 | R-454B | 650
216892026 | SURE | RD18AY48AJVC | TCFY4824STANM | S801V1005A21DZ | Split System | 41500 | 18 | 10 | 2.1 | R-454B | 650
216891246 | FRIEDRICH | RD18AY36AJVC | RCFY3621MTANM | FR801V0504A17UHN | Split System | 32200 | 18 | 10 | 2.1 | R-454B | 650
216891270 | FRIEDRICH | RD18AY36AJVC | RCFY3621MTANM | FR801V0504A17UHS | Split System | 32200 | 18 | 10 | 2.1 | R-454B | 650
216891389 | FRIEDRICH | RD18AY36AJVC | RCFY3621MTANM | FR802V0504A17UH | Split System | 32200 | 18 | 10 | 2.1 | R-454B | 650
216891254 | FRIEDRICH | RD18AY36AJVC | RCFY3621MTANM | FR801V0504A17UHU | Split System | 32200 | 18 | 10 | 2.1 | R-454B | 650
217562261 | FRIEDRICH | RD18AY36AJVC | TCFY3621MTANM | FR801V0504A17UHU | Split System | 32200 | 18 | 10 | 2.1 | R-454B | 650
216891286 | FRIEDRICH | RD18AY36AJVC | RCFY3621MTANM | FR801V0704A17UH | Split System | 32400 | 18 | 10 | 2.1 | R-454B | 650
217562272 | FRIEDRICH | RD18AY36AJVC | TCFY3621MTANM | FR801V0704A17UH | Split System | 32400 | 18 | 10 | 2.1 | R-454B | 650
216891245 | RHEEM | RD18AY36AJVC | RCFY3621MTANM | R801V0504A17UHN | Split System | 32200 | 18 | 10 | 2.1 | R-454B | 650
216891243 | RHEEM | RD18AY36AJVC | RCFY3621MTANM | R801V0504A17UHS | Split System | 32200 | 18 | 10 | 2.1 | R-454B | 650
216891375 | RHEEM | RD18AY36AJVC | RCFY3621MTANM | R802V0504A17UH | Split System | 32200 | 18 | 10 | 2.1 | R-454B | 650
216891354 | RHEEM | RD18AY36AJVC | RCFY3621MTANM | R801V0504A17UHU | Split System | 32200 | 18 | 10 | 2.1 | R-454B | 650
216891280 | RHEEM | RD18AY36AJVC | RCFY3621MTANM | R801V0704A17UH | Split System | 32400 | 18 | 10 | 2.1 | R-454B | 650
216892076 | RUSSELL | RD18AY36AJVC | TCFY3621MTANM | S801V0504A17UHS | Split System | 32200 | 18 | 10 | 2.1 | R-454B | 650
216892109 | RUSSELL | RD18AY36AJVC | TCFY3621MTANM | S801V0504A17UHU | Split System | 32200 | 18 | 10 | 2.1 | R-454B | 650
216892117 | RUSSELL | RD18AY36AJVC | TCFY3621MTANM | S802V0504A17UH | Split System | 32200 | 18 | 10 | 2.1 | R-454B | 650
216892088 | RUSSELL | RD18AY36AJVC | TCFY3621MTANM | S801V0704A17UH | Split System | 32400 | 18 | 10 | 2.1 | R-454B | 650
216891257 | RUUD | RD18AY36AJVC | RCFY3621MTANM | R802V0504A17UH | Split System | 32200 | 18 | 10 | 2.1 | R-454B | 650
216891298 | RUUD | RD18AY36AJVC | RCFY3621MTANM | R801V0504A17UHS | Split System | 32200 | 18 | 10 | 2.1 | R-454B | 650
216891256 | RUUD | RD18AY36AJVC | RCFY3621MTANM | R801V0504A17UHU | Split System | 32200 | 18 | 10 | 2.1 | R-454B | 650
216891306 | RUUD | RD18AY36AJVC | RCFY3621MTANM | R801V0504A17UHN | Split System | 32200 | 18 | 10 | 2.1 | R-454B | 650
216891293 | RUUD | RD18AY36AJVC | RCFY3621MTANM | R801V0704A17UH | Split System | 32400 | 18 | 10 | 2.1 | R-454B | 650
216891873 | SURE | RD18AY36AJVC | TCFY3621MTANM | S801V0504A17UHS | Split System | 32200 | 18 | 10 | 2.1 | R-454B | 650
216891914 | SURE | RD18AY36AJVC | TCFY3621MTANM | S802V0504A17UH | Split System | 32200 | 18 | 10 | 2.1 | R-454B | 650
216891875 | SURE | RD18AY36AJVC | TCFY3621MTANM | S801V0504A17UHN | Split System | 32200 | 18 | 10 | 2.1 | R-454B | 650
216891906 | SURE | RD18AY36AJVC | TCFY3621MTANM | S801V0504A17UHU | Split System | 32200 | 18 | 10 | 2.1 | R-454B | 650
216891885 | SURE | RD18AY36AJVC | TCFY3621MTANM | S801V0704A17UH | Split System | 32400 | 18 | 10 | 2.1 | R-454B | 650
216891262 | FRIEDRICH | RD18AY36AJVC | RCFY3621MTANM | FR801V0754A17DZ | Split System | 32400 | 19 | 10 | 2.1 | R-454B | 650
216891369 | FRIEDRICH | RD18AY36AJVC | RCFY3621MTANM | FR802V0754A17DZ | Split System | 32400 | 19 | 10 | 2.1 | R-454B | 650
217562263 | FRIEDRICH | RD18AY36AJVC | TCFY3621MTANM | FR801V0754A17DZ | Split System | 32400 | 19 | 10 | 2.1 | R-454B | 650
216891279 | FRIEDRICH | RD18AY36AJVC | RCFY3621MTANM | FR801V0755A21UH | Split System | 32600 | 19 | 10 | 2.1 | R-454B | 650
216891813 | FRIEDRICH | RD18AY36AJVC | RCFY3624MTANM | FR801V1005A21UHU | Split System | 32600 | 19 | 10 | 2.1 | R-454B | 650
216891341 | FRIEDRICH | RD18AY36AJVC | RCFY3621MTANM | FR802V0754A17UH | Split System | 32600 | 19 | 10 | 2.1 | R-454B | 650
216891775 | FRIEDRICH | RD18AY36AJVC | RCFY3624MTANM | FR801V1255A24UH | Split System | 32600 | 19 | 10 | 2.1 | R-454B | 650
216891743 | FRIEDRICH | RD18AY36AJVC | RCFY3624MTANM | FR801V0755A21DZ | Split System | 32600 | 19 | 10 | 2.1 | R-454B | 650
216891794 | FRIEDRICH | RD18AY36AJVC | RCFY3624MTANM | FR802V0755A21UH | Split System | 32600 | 19 | 10 | 2.1 | R-454B | 650
216891387 | FRIEDRICH | RD18AY36AJVC | RCFY3621MTANM | FR802V1005A21UH | Split System | 32600 | 19 | 10 | 2.1 | R-454B | 650
216891836 | FRIEDRICH | RD18AY36AJVC | RCFY3624MTANM | FR802V1005A21UH | Split System | 32600 | 19 | 10 | 2.1 | R-454B | 650
216891250 | FRIEDRICH | RD18AY36AJVC | RCFY3621MTANM | FR802V1004A17UH | Split System | 32600 | 19 | 10 | 2.1 | R-454B | 650
216891819 | FRIEDRICH | RD18AY36AJVC | RCFY3624MTANM | FR801V1005A21UHN | Split System | 32600 | 19 | 10 | 2.1 | R-454B | 650
216891380 | FRIEDRICH | RD18AY36AJVC | RCFY3621MTANM | FR801V1005A21UHS | Split System | 32600 | 19 | 10 | 2.1 | R-454B | 650
216891800 | FRIEDRICH | RD18AY36AJVC | RCFY3624MTANM | FR802V1505A24UH | Split System | 32600 | 19 | 10 | 2.1 | R-454B | 650
216891316 | FRIEDRICH | RD18AY36AJVC | RCFY3621MTANM | FR801V0754A17UH | Split System | 32600 | 19 | 10 | 2.1 | R-454B | 650
216891841 | FRIEDRICH | RD18AY36AJVC | RCFY3624MTANM | FR802V0755A21DZ | Split System | 32600 | 19 | 10 | 2.1 | R-454B | 650
216891308 | FRIEDRICH | RD18AY36AJVC | RCFY3621MTANM | FR801V1004A17UH | Split System | 32600 | 19 | 10 | 2.1 | R-454B | 650
216891828 | FRIEDRICH | RD18AY36AJVC | RCFY3624MTANM | FR802V1255A24UH | Split System | 32600 | 19 | 10 | 2.1 | R-454B | 650
216891845 | FRIEDRICH | RD18AY36AJVC | RCFY3624MTANM | FR801V0755A21UH | Split System | 32600 | 19 | 10 | 2.1 | R-454B | 650
216891249 | FRIEDRICH | RD18AY36AJVC | RCFY3621MTANM | FR801V1005A21UHN | Split System | 32600 | 19 | 10 | 2.1 | R-454B | 650
216891365 | FRIEDRICH | RD18AY36AJVC | RCFY3621MTANM | FR802V0755A21UH | Split System | 32600 | 19 | 10 | 2.1 | R-454B | 650
216891840 | FRIEDRICH | RD18AY36AJVC | RCFY3624MTANM | FR801V1005A21UHS | Split System | 32600 | 19 | 10 | 2.1 | R-454B | 650
217562259 | FRIEDRICH | RD18AY36AJVC | TCFY3621MTANM | FR802V1004A17UH | Split System | 32600 | 19 | 10 | 2.1 | R-454B | 650
216891281 | FRIEDRICH | RD18AY36AJVC | RCFY3621MTANM | FR802V0755A21DZ | Split System | 32600 | 19 | 10 | 2.1 | R-454B | 650
216891324 | FRIEDRICH | RD18AY36AJVC | RCFY3621MTANM | FR801V1005A21UHU | Split System | 32600 | 19 | 10 | 2.1 | R-454B | 650
217562430 | FRIEDRICH | RD18AY36AJVC | TCFY3624MTANM | FR801V1005A21UHU | Split System | 32600 | 19 | 10 | 2.1 | R-454B | 650
217562437 | FRIEDRICH | RD18AY36AJVC | TCFY3624MTANM | FR802V1255A24UH | Split System | 32600 | 19 | 10 | 2.1 | R-454B | 650
217562444 | FRIEDRICH | RD18AY36AJVC | TCFY3624MTANM | FR801V0755A21UH | Split System | 32600 | 19 | 10 | 2.1 | R-454B | 650
217562302 | FRIEDRICH | RD18AY36AJVC | TCFY3621MTANM | FR801V1005A21UHS | Split System | 32600 | 19 | 10 | 2.1 | R-454B | 650
216891265 | FRIEDRICH | RD18AY36AJVC | RCFY3621MTANM | FR801V0755A21DZ | Split System | 32600 | 19 | 10 | 2.1 | R-454B | 650
217562258 | FRIEDRICH | RD18AY36AJVC | TCFY3621MTANM | FR801V1005A21UHN | Split System | 32600 | 19 | 10 | 2.1 | R-454B | 650
217562421 | FRIEDRICH | RD18AY36AJVC | TCFY3624MTANM | FR801V1255A24UH | Split System | 32600 | 19 | 10 | 2.1 | R-454B | 650
216891263 | FRIEDRICH | RD18AY36AJVC | RCFY3621MTANM | FR802V1005A21DZ | Split System | 32800 | 19 | 10 | 2.1 | R-454B | 650
216891762 | FRIEDRICH | RD18AY36AJVC | RCFY3624MTANM | FR802V1255A24DZ | Split System | 32800 | 19 | 10 | 2.1 | R-454B | 650
216891314 | FRIEDRICH | RD18AY36AJVC | RCFY3621MTANM | FR801V1005A21DZ | Split System | 32800 | 19 | 10 | 2.1 | R-454B | 650
216891766 | FRIEDRICH | RD18AY36AJVC | RCFY3624MTANM | FR802V1005A21DZ | Split System | 32800 | 19 | 10 | 2.1 | R-454B | 650
216891820 | FRIEDRICH | RD18AY36AJVC | RCFY3624MTANM | FR801V1255A24DZ | Split System | 32800 | 19 | 10 | 2.1 | R-454B | 650
216891815 | FRIEDRICH | RD18AY36AJVC | RCFY3624MTANM | FR801V1005A21DZ | Split System | 32800 | 19 | 10 | 2.1 | R-454B | 650
216891264 | RHEEM | RD18AY36AJVC | RCFY3621MTANM | R801V0754A17DZ | Split System | 32400 | 19 | 10 | 2.1 | R-454B | 650
216891355 | RHEEM | RD18AY36AJVC | RCFY3621MTANM | R802V0754A17DZ | Split System | 32400 | 19 | 10 | 2.1 | R-454B | 650
216891337 | RHEEM | RD18AY36AJVC | RCFY3621MTANM | R801V1005A21UHN | Split System | 32600 | 19 | 10 | 2.1 | R-454B | 650
216891765 | RHEEM | RD18AY36AJVC | RCFY3624MTANM | R801V0755A21UH | Split System | 32600 | 19 | 10 | 2.1 | R-454B | 650
216891777 | RHEEM | RD18AY36AJVC | RCFY3624MTANM | R801V1005A21UHN | Split System | 32600 | 19 | 10 | 2.1 | R-454B | 650
216891271 | RHEEM | RD18AY36AJVC | RCFY3621MTANM | R802V0755A21DZ | Split System | 32600 | 19 | 10 | 2.1 | R-454B | 650
216891834 | RHEEM | RD18AY36AJVC | RCFY3624MTANM | R801V1255A24UH | Split System | 32600 | 19 | 10 | 2.1 | R-454B | 650
216891830 | RHEEM | RD18AY36AJVC | RCFY3624MTANM | R801V1005A21UHU | Split System | 32600 | 19 | 10 | 2.1 | R-454B | 650
216891303 | RHEEM | RD18AY36AJVC | RCFY3621MTANM | R801V1005A21UHU | Split System | 32600 | 19 | 10 | 2.1 | R-454B | 650
216891383 | RHEEM | RD18AY36AJVC | RCFY3621MTANM | R802V1004A17UH | Split System | 32600 | 19 | 10 | 2.1 | R-454B | 650
216891751 | RHEEM | RD18AY36AJVC | RCFY3624MTANM | R801V1005A21UHS | Split System | 32600 | 19 | 10 | 2.1 | R-454B | 650
216891359 | RHEEM | RD18AY36AJVC | RCFY3621MTANM | R801V1004A17UH | Split System | 32600 | 19 | 10 | 2.1 | R-454B | 650
216891812 | RHEEM | RD18AY36AJVC | RCFY3624MTANM | R802V0755A21UH | Split System | 32600 | 19 | 10 | 2.1 | R-454B | 650
216891846 | RHEEM | RD18AY36AJVC | RCFY3624MTANM | R802V1255A24UH | Split System | 32600 | 19 | 10 | 2.1 | R-454B | 650
216891357 | RHEEM | RD18AY36AJVC | RCFY3621MTANM | R801V0755A21UH | Split System | 32600 | 19 | 10 | 2.1 | R-454B | 650
216891299 | RHEEM | RD18AY36AJVC | RCFY3621MTANM | R801V1005A21UHS | Split System | 32600 | 19 | 10 | 2.1 | R-454B | 650
216891797 | RHEEM | RD18AY36AJVC | RCFY3624MTANM | R802V1505A24UH | Split System | 32600 | 19 | 10 | 2.1 | R-454B | 650
216891835 | RHEEM | RD18AY36AJVC | RCFY3624MTANM | R802V0755A21DZ | Split System | 32600 | 19 | 10 | 2.1 | R-454B | 650
216891261 | RHEEM | RD18AY36AJVC | RCFY3621MTANM | R801V0755A21DZ | Split System | 32600 | 19 | 10 | 2.1 | R-454B | 650
216891378 | RHEEM | RD18AY36AJVC | RCFY3621MTANM | R802V0755A21UH | Split System | 32600 | 19 | 10 | 2.1 | R-454B | 650
216891749 | RHEEM | RD18AY36AJVC | RCFY3624MTANM | R802V1005A21UH | Split System | 32600 | 19 | 10 | 2.1 | R-454B | 650
216891774 | RHEEM | RD18AY36AJVC | RCFY3624MTANM | R801V1505A24UH | Split System | 32600 | 19 | 10 | 2.1 | R-454B | 650
216891381 | RHEEM | RD18AY36AJVC | RCFY3621MTANM | R801V0754A17UH | Split System | 32600 | 19 | 10 | 2.1 | R-454B | 650
216891388 | RHEEM | RD18AY36AJVC | RCFY3621MTANM | R802V0754A17UH | Split System | 32600 | 19 | 10 | 2.1 | R-454B | 650
216891783 | RHEEM | RD18AY36AJVC | RCFY3624MTANM | R801V0755A21DZ | Split System | 32600 | 19 | 10 | 2.1 | R-454B | 650
216891394 | RHEEM | RD18AY36AJVC | RCFY3621MTANM | R801V1005A21DZ | Split System | 32800 | 19 | 10 | 2.1 | R-454B | 650
216891290 | RHEEM | RD18AY36AJVC | RCFY3621MTANM | R802V1005A21DZ | Split System | 32800 | 19 | 10 | 2.1 | R-454B | 650
216891825 | RHEEM | RD18AY36AJVC | RCFY3624MTANM | R802V1005A21DZ | Split System | 32800 | 19 | 10 | 2.1 | R-454B | 650
216891803 | RHEEM | RD18AY36AJVC | RCFY3624MTANM | R801V1255A24DZ | Split System | 32800 | 19 | 10 | 2.1 | R-454B | 650
216891756 | RHEEM | RD18AY36AJVC | RCFY3624MTANM | R802V1255A24DZ | Split System | 32800 | 19 | 10 | 2.1 | R-454B | 650
216891817 | RHEEM | RD18AY36AJVC | RCFY3624MTANM | R801V1005A21DZ | Split System | 32800 | 19 | 10 | 2.1 | R-454B | 650
216892083 | RUSSELL | RD18AY36AJVC | TCFY3621MTANM | S801V0754A17DZ | Split System | 32400 | 19 | 10 | 2.1 | R-454B | 650
216892095 | RUSSELL | RD18AY36AJVC | TCFY3621MTANM | S801V1005A21UHU | Split System | 32600 | 19 | 10 | 2.1 | R-454B | 650
216892093 | RUSSELL | RD18AY36AJVC | TCFY3621MTANM | S801V1005A21UHS | Split System | 32600 | 19 | 10 | 2.1 | R-454B | 650
216892111 | RUSSELL | RD18AY36AJVC | TCFY3621MTANM | S801V0755A21UH | Split System | 32600 | 19 | 10 | 2.1 | R-454B | 650
216892262 | RUSSELL | RD18AY36AJVC | TCFY3624MTANM | S801V1255A24UH | Split System | 32600 | 19 | 10 | 2.1 | R-454B | 650
216892082 | RUSSELL | RD18AY36AJVC | TCFY3621MTANM | S801V0755A21DZ | Split System | 32600 | 19 | 10 | 2.1 | R-454B | 650
216892234 | RUSSELL | RD18AY36AJVC | TCFY3624MTANM | S802V1005A21UH | Split System | 32600 | 19 | 10 | 2.1 | R-454B | 650
216892241 | RUSSELL | RD18AY36AJVC | TCFY3624MTANM | S801V1505A24UH | Split System | 32600 | 19 | 10 | 2.1 | R-454B | 650
216892266 | RUSSELL | RD18AY36AJVC | TCFY3624MTANM | S802V1255A24UH | Split System | 32600 | 19 | 10 | 2.1 | R-454B | 650
216892122 | RUSSELL | RD18AY36AJVC | TCFY3621MTANM | S802V1004A17UH | Split System | 32600 | 19 | 10 | 2.1 | R-454B | 650
216892112 | RUSSELL | RD18AY36AJVC | TCFY3621MTANM | S801V1004A17UH | Split System | 32600 | 19 | 10 | 2.1 | R-454B | 650
216892121 | RUSSELL | RD18AY36AJVC | TCFY3621MTANM | S801V0754A17UH | Split System | 32600 | 19 | 10 | 2.1 | R-454B | 650
216892104 | RUSSELL | RD18AY36AJVC | TCFY3621MTANM | S801V1005A21UHN | Split System | 32600 | 19 | 10 | 2.1 | R-454B | 650
216892250 | RUSSELL | RD18AY36AJVC | TCFY3624MTANM | S802V1505A24UH | Split System | 32600 | 19 | 10 | 2.1 | R-454B | 650
216892123 | RUSSELL | RD18AY36AJVC | TCFY3621MTANM | S802V0754A17UH | Split System | 32600 | 19 | 10 | 2.1 | R-454B | 650
216892101 | RUSSELL | RD18AY36AJVC | TCFY3621MTANM | S802V1005A21UH | Split System | 32600 | 19 | 10 | 2.1 | R-454B | 650
216892120 | RUSSELL | RD18AY36AJVC | TCFY3621MTANM | S802V0755A21UH | Split System | 32600 | 19 | 10 | 2.1 | R-454B | 650
216892255 | RUSSELL | RD18AY36AJVC | TCFY3624MTANM | S802V0755A21UH | Split System | 32600 | 19 | 10 | 2.1 | R-454B | 650
216892246 | RUSSELL | RD18AY36AJVC | TCFY3624MTANM | S801V0755A21DZ | Split System | 32600 | 19 | 10 | 2.1 | R-454B | 650
216892263 | RUSSELL | RD18AY36AJVC | TCFY3624MTANM | S802V0755A21DZ | Split System | 32600 | 19 | 10 | 2.1 | R-454B | 650
216892240 | RUSSELL | RD18AY36AJVC | TCFY3624MTANM | S801V0755A21UH | Split System | 32600 | 19 | 10 | 2.1 | R-454B | 650
216892235 | RUSSELL | RD18AY36AJVC | TCFY3624MTANM | S801V1005A21UHS | Split System | 32600 | 19 | 10 | 2.1 | R-454B | 650
216892086 | RUSSELL | RD18AY36AJVC | TCFY3621MTANM | S802V0755A21DZ | Split System | 32600 | 19 | 10 | 2.1 | R-454B | 650
216892242 | RUSSELL | RD18AY36AJVC | TCFY3624MTANM | S801V1005A21UHN | Split System | 32600 | 19 | 10 | 2.1 | R-454B | 650
216892260 | RUSSELL | RD18AY36AJVC | TCFY3624MTANM | S801V1005A21UHU | Split System | 32600 | 19 | 10 | 2.1 | R-454B | 650
216892125 | RUSSELL | RD18AY36AJVC | TCFY3621MTANM | S801V1005A21DZ | Split System | 32800 | 19 | 10 | 2.1 | R-454B | 650
216892257 | RUSSELL | RD18AY36AJVC | TCFY3624MTANM | S801V1005A21DZ | Split System | 32800 | 19 | 10 | 2.1 | R-454B | 650
216892089 | RUSSELL | RD18AY36AJVC | TCFY3621MTANM | S802V1005A21DZ | Split System | 32800 | 19 | 10 | 2.1 | R-454B | 650
216892237 | RUSSELL | RD18AY36AJVC | TCFY3624MTANM | S802V1255A24DZ | Split System | 32800 | 19 | 10 | 2.1 | R-454B | 650
216892252 | RUSSELL | RD18AY36AJVC | TCFY3624MTANM | S801V1255A24DZ | Split System | 32800 | 19 | 10 | 2.1 | R-454B | 650
216892258 | RUSSELL | RD18AY36AJVC | TCFY3624MTANM | S802V1005A21DZ | Split System | 32800 | 19 | 10 | 2.1 | R-454B | 650
216891258 | RUUD | RD18AY36AJVC | RCFY3621MTANM | R801V0754A17DZ | Split System | 32400 | 19 | 10 | 2.1 | R-454B | 650
216891266 | RUUD | RD18AY36AJVC | RCFY3621MTANM | R802V0754A17DZ | Split System | 32400 | 19 | 10 | 2.1 | R-454B | 650
216891294 | RUUD | RD18AY36AJVC | RCFY3621MTANM | R801V0755A21DZ | Split System | 32600 | 19 | 10 | 2.1 | R-454B | 650
216891760 | RUUD | RD18AY36AJVC | RCFY3624MTANM | R801V1505A24UH | Split System | 32600 | 19 | 10 | 2.1 | R-454B | 650
216891795 | RUUD | RD18AY36AJVC | RCFY3624MTANM | R801V0755A21UH | Split System | 32600 | 19 | 10 | 2.1 | R-454B | 650
216891371 | RUUD | RD18AY36AJVC | RCFY3621MTANM | R802V1005A21UH | Split System | 32600 | 19 | 10 | 2.1 | R-454B | 650
216891391 | RUUD | RD18AY36AJVC | RCFY3621MTANM | R802V0754A17UH | Split System | 32600 | 19 | 10 | 2.1 | R-454B | 650
216891747 | RUUD | RD18AY36AJVC | RCFY3624MTANM | R801V1255A24UH | Split System | 32600 | 19 | 10 | 2.1 | R-454B | 650
216891772 | RUUD | RD18AY36AJVC | RCFY3624MTANM | R801V1005A21UHU | Split System | 32600 | 19 | 10 | 2.1 | R-454B | 650
216891755 | RUUD | RD18AY36AJVC | RCFY3624MTANM | R801V1005A21UHN | Split System | 32600 | 19 | 10 | 2.1 | R-454B | 650
216891366 | RUUD | RD18AY36AJVC | RCFY3621MTANM | R801V1004A17UH | Split System | 32600 | 19 | 10 | 2.1 | R-454B | 650
216891382 | RUUD | RD18AY36AJVC | RCFY3621MTANM | R802V0755A21UH | Split System | 32600 | 19 | 10 | 2.1 | R-454B | 650
216891769 | RUUD | RD18AY36AJVC | RCFY3624MTANM | R802V1005A21UH | Split System | 32600 | 19 | 10 | 2.1 | R-454B | 650
216891838 | RUUD | RD18AY36AJVC | RCFY3624MTANM | R802V1255A24UH | Split System | 32600 | 19 | 10 | 2.1 | R-454B | 650
216891753 | RUUD | RD18AY36AJVC | RCFY3624MTANM | R802V0755A21UH | Split System | 32600 | 19 | 10 | 2.1 | R-454B | 650
216891789 | RUUD | RD18AY36AJVC | RCFY3624MTANM | R801V1005A21UHS | Split System | 32600 | 19 | 10 | 2.1 | R-454B | 650
216891757 | RUUD | RD18AY36AJVC | RCFY3624MTANM | R801V0755A21DZ | Split System | 32600 | 19 | 10 | 2.1 | R-454B | 650
216891284 | RUUD | RD18AY36AJVC | RCFY3621MTANM | R801V0754A17UH | Split System | 32600 | 19 | 10 | 2.1 | R-454B | 650
216891310 | RUUD | RD18AY36AJVC | RCFY3621MTANM | R802V0755A21DZ | Split System | 32600 | 19 | 10 | 2.1 | R-454B | 650
216891829 | RUUD | RD18AY36AJVC | RCFY3624MTANM | R802V1505A24UH | Split System | 32600 | 19 | 10 | 2.1 | R-454B | 650
216891333 | RUUD | RD18AY36AJVC | RCFY3621MTANM | R801V1005A21UHU | Split System | 32600 | 19 | 10 | 2.1 | R-454B | 650
216891331 | RUUD | RD18AY36AJVC | RCFY3621MTANM | R801V1005A21UHS | Split System | 32600 | 19 | 10 | 2.1 | R-454B | 650
216891349 | RUUD | RD18AY36AJVC | RCFY3621MTANM | R801V0755A21UH | Split System | 32600 | 19 | 10 | 2.1 | R-454B | 650
216891329 | RUUD | RD18AY36AJVC | RCFY3621MTANM | R802V1005A21DZ | Split System | 32800 | 19 | 10 | 2.1 | R-454B | 650
216891776 | RUUD | RD18AY36AJVC | RCFY3624MTANM | R802V1255A24DZ | Split System | 32800 | 19 | 10 | 2.1 | R-454B | 650
216891805 | RUUD | RD18AY36AJVC | RCFY3624MTANM | R802V1005A21DZ | Split System | 32800 | 19 | 10 | 2.1 | R-454B | 650
216891816 | RUUD | RD18AY36AJVC | RCFY3624MTANM | R801V1005A21DZ | Split System | 32800 | 19 | 10 | 2.1 | R-454B | 650
216891907 | SURE | RD18AY36AJVC | TCFY3621MTANM | S802V0754A17DZ | Split System | 32400 | 19 | 10 | 2.1 | R-454B | 650
216891880 | SURE | RD18AY36AJVC | TCFY3621MTANM | S801V0754A17DZ | Split System | 32400 | 19 | 10 | 2.1 | R-454B | 650
216892047 | SURE | RD18AY36AJVC | TCFY3624MTANM | S802V1505A24UH | Split System | 32600 | 19 | 10 | 2.1 | R-454B | 650
216891898 | SURE | RD18AY36AJVC | TCFY3621MTANM | S802V1005A21UH | Split System | 32600 | 19 | 10 | 2.1 | R-454B | 650
216892059 | SURE | RD18AY36AJVC | TCFY3624MTANM | S801V1255A24UH | Split System | 32600 | 19 | 10 | 2.1 | R-454B | 650
216891909 | SURE | RD18AY36AJVC | TCFY3621MTANM | S801V1004A17UH | Split System | 32600 | 19 | 10 | 2.1 | R-454B | 650
216892032 | SURE | RD18AY36AJVC | TCFY3624MTANM | S801V1005A21UHS | Split System | 32600 | 19 | 10 | 2.1 | R-454B | 650
216892039 | SURE | RD18AY36AJVC | TCFY3624MTANM | S801V1005A21UHN | Split System | 32600 | 19 | 10 | 2.1 | R-454B | 650
216892057 | SURE | RD18AY36AJVC | TCFY3624MTANM | S801V1005A21UHU | Split System | 32600 | 19 | 10 | 2.1 | R-454B | 650
216892052 | SURE | RD18AY36AJVC | TCFY3624MTANM | S802V0755A21UH | Split System | 32600 | 19 | 10 | 2.1 | R-454B | 650
216891879 | SURE | RD18AY36AJVC | TCFY3621MTANM | S801V0755A21DZ | Split System | 32600 | 19 | 10 | 2.1 | R-454B | 650
216891918 | SURE | RD18AY36AJVC | TCFY3621MTANM | S801V0754A17UH | Split System | 32600 | 19 | 10 | 2.1 | R-454B | 650
216891919 | SURE | RD18AY36AJVC | TCFY3621MTANM | S802V1004A17UH | Split System | 32600 | 19 | 10 | 2.1 | R-454B | 650
216891920 | SURE | RD18AY36AJVC | TCFY3621MTANM | S802V0754A17UH | Split System | 32600 | 19 | 10 | 2.1 | R-454B | 650
216892043 | SURE | RD18AY36AJVC | TCFY3624MTANM | S801V0755A21DZ | Split System | 32600 | 19 | 10 | 2.1 | R-454B | 650
216891908 | SURE | RD18AY36AJVC | TCFY3621MTANM | S801V0755A21UH | Split System | 32600 | 19 | 10 | 2.1 | R-454B | 650
216891901 | SURE | RD18AY36AJVC | TCFY3621MTANM | S801V1005A21UHN | Split System | 32600 | 19 | 10 | 2.1 | R-454B | 650
216892037 | SURE | RD18AY36AJVC | TCFY3624MTANM | S801V0755A21UH | Split System | 32600 | 19 | 10 | 2.1 | R-454B | 650
216891890 | SURE | RD18AY36AJVC | TCFY3621MTANM | S801V1005A21UHS | Split System | 32600 | 19 | 10 | 2.1 | R-454B | 650
216891892 | SURE | RD18AY36AJVC | TCFY3621MTANM | S801V1005A21UHU | Split System | 32600 | 19 | 10 | 2.1 | R-454B | 650
216892031 | SURE | RD18AY36AJVC | TCFY3624MTANM | S802V1005A21UH | Split System | 32600 | 19 | 10 | 2.1 | R-454B | 650
216891883 | SURE | RD18AY36AJVC | TCFY3621MTANM | S802V0755A21DZ | Split System | 32600 | 19 | 10 | 2.1 | R-454B | 650
216892038 | SURE | RD18AY36AJVC | TCFY3624MTANM | S801V1505A24UH | Split System | 32600 | 19 | 10 | 2.1 | R-454B | 650
216891917 | SURE | RD18AY36AJVC | TCFY3621MTANM | S802V0755A21UH | Split System | 32600 | 19 | 10 | 2.1 | R-454B | 650
216892034 | SURE | RD18AY36AJVC | TCFY3624MTANM | S802V1255A24DZ | Split System | 32800 | 19 | 10 | 2.1 | R-454B | 650
216891922 | SURE | RD18AY36AJVC | TCFY3621MTANM | S801V1005A21DZ | Split System | 32800 | 19 | 10 | 2.1 | R-454B | 650
216892054 | SURE | RD18AY36AJVC | TCFY3624MTANM | S801V1005A21DZ | Split System | 32800 | 19 | 10 | 2.1 | R-454B | 650
216892055 | SURE | RD18AY36AJVC | TCFY3624MTANM | S802V1005A21DZ | Split System | 32800 | 19 | 10 | 2.1 | R-454B | 650
216892049 | SURE | RD18AY36AJVC | TCFY3624MTANM | S801V1255A24DZ | Split System | 32800 | 19 | 10 | 2.1 | R-454B | 650
216891886 | SURE | RD18AY36AJVC | TCFY3621MTANM | S802V1005A21DZ | Split System | 32800 | 19 | 10 | 2.1 | R-454B | 650
216551647 | FRIEDRICH | FRP19AY24AJVC | RCFY2421HEAAM | FR801V0504A17UHN | Split System | 22800 | 20 | 10 | 1.8 | R-454B | 650
216051043 | RHEEM | RP19AY24AJVC | RCFY2421HEAAM | R801V0504A17UHN | Split System | 22800 | 20 | 10 | 1.8 | R-454B | 650
216051057 | RHEEM | RP19AY24AJVC | RCFY2421HEAAM | R802V0504A17UH | Split System | 22800 | 20 | 10 | 1.8 | R-454B | 650
216051042 | RHEEM | RP19AY24AJVC | RCFY2421HEAAM | R801V0504A17UHS | Split System | 22800 | 20 | 10 | 1.8 | R-454B | 650
216051058 | RHEEM | RP19AY24AJVC | RCFY2421HEAAM | R801V0504A17UHU | Split System | 22800 | 20 | 10 | 1.8 | R-454B | 650
216051049 | RUUD | UP19AY24AJVC | RCFY2421HEAAM | R801V0504A17UHN | Split System | 22800 | 20 | 10 | 1.8 | R-454B | 650
216050994 | RUUD | UP19AY24AJVC | RCFY2421HEAAM | R921V0703A17M4 | Split System | 22800 | 20 | 10 | 1.8 | R-454B | 650
216051040 | RUUD | UP19AY24AJVC | RCFY2421HEAAM | R801V0504A17UHS | Split System | 22800 | 20 | 10 | 1.8 | R-454B | 650
216551627 | FRIEDRICH | FRP19AY24AJVC | RCFY2421HEAAM | FR921V0403A17M4 | Split System | 22800 | 21 | 10 | 1.8 | R-454B | 650
216051053 | RHEEM | RP19AY24AJVC | RCFY2421HEAAM | R802V0754A17UH | Split System | 22800 | 21 | 10 | 1.8 | R-454B | 650
216051046 | RHEEM | RP19AY24AJVC | RCFY2421HEAAM | R801V0754A17UH | Split System | 22800 | 21 | 10 | 1.8 | R-454B | 650
216050993 | RHEEM | RP19AY24AJVC | RCFY2421HEAAM | R921V0403A17M4 | Split System | 22800 | 21 | 10 | 1.8 | R-454B | 650
216051004 | RHEEM | RP19AY24AJVC | RCFY2421HEAAM | R921V0603A17M4 | Split System | 22800 | 21 | 10 | 1.8 | R-454B | 650
216051060 | RUUD | UP19AY24AJVC | RCFY2421HEAAM | R801V0704A17UH | Split System | 22800 | 21 | 10 | 1.8 | R-454B | 650
216051055 | RUUD | UP19AY24AJVC | RCFY2421HEAAM | R801V0754A17UH | Split System | 22800 | 21 | 10 | 1.8 | R-454B | 650
216050984 | RUUD | UP19AY24AJVC | RCFY2421HEAAM | R921V0603A17M4 | Split System | 22800 | 21 | 10 | 1.8 | R-454B | 650
216051048 | RUUD | UP19AY24AJVC | RCFY2421HEAAM | R802V0754A17UH | Split System | 22800 | 21 | 10 | 1.8 | R-454B | 650
217509963 | MDV | MOD30-30HFN10-M3X | MVBE-30HWFN10-WL3E-MAS |  | Split System | 30000 | 17.5 | 10.2 | 2 | R-454B | 650
217509991 | MOOVAIR | MSHMA30R2AN1 | MGHLA30R4AS1 |  | Split System | 30000 | 17.5 | 10.2 | 2 | R-454B | 650
217509965 | MDV | MOX430-18HFN10-M3X | MVBE-18HWFN10-WM3E-MAS |  | Split System | 18000 | 19.3 | 10.8 | 2.1 | R-454B | 650
217509989 | MOOVAIR | MSHMA18R2AN1 | MGHLA18R4AS1 |  | Split System | 18000 | 19.3 | 10.8 | 2.1 | R-454B | 650
216051123 | RHEEM | RP19AY48AJVC | RCFY4821SEAAM | R802V0754A17DZ | Split System | 45500 | 19 | 10 | 2.1 | R-454B | 650
216051255 | RUSSELL | SP19AY48AJVC | TCFY4821SEAAM | S802V0754A17DZ | Split System | 45500 | 19 | 10 | 2.1 | R-454B | 650
216051118 | RUUD | UP19AY48AJVC | RCFY4821SEAAM | R802V0754A17DZ | Split System | 45500 | 19 | 10 | 2.1 | R-454B | 650
216051256 | SURE | SP19AY48AJVC | TCFY4821SEAAM | S802V0754A17DZ | Split System | 45500 | 19 | 10 | 2.1 | R-454B | 650
216051122 | RHEEM | RP19AY48AJVC | RCFY4821SEAAM | R802V1005A21UH | Split System | 45500 | 19 | 10 | 2.1 | R-454B | 650
216051124 | RHEEM | RP19AY48AJVC | RCFY4821SEAAM | R802V0755A21UH | Split System | 45500 | 19 | 10 | 2.1 | R-454B | 650
216051121 | RHEEM | RP19AY48AJVC | RCFY4821SEAAM | R802V1005A21DZ | Split System | 45500 | 19 | 10 | 2.1 | R-454B | 650
216051117 | RHEEM | RP19AY48AJVC | RCFY4821SEAAM | R802V0754A17UH | Split System | 45500 | 19 | 10 | 2.1 | R-454B | 650
216051263 | RUSSELL | SP19AY48AJVC | TCFY4821SEAAM | S802V0755A21UH | Split System | 45500 | 19 | 10 | 2.1 | R-454B | 650
216051254 | RUSSELL | SP19AY48AJVC | TCFY4821SEAAM | S802V1005A21DZ | Split System | 45500 | 19 | 10 | 2.1 | R-454B | 650
216051260 | RUSSELL | SP19AY48AJVC | TCFY4821SEAAM | S802V1005A21UH | Split System | 45500 | 19 | 10 | 2.1 | R-454B | 650
216051259 | RUSSELL | SP19AY48AJVC | TCFY4821SEAAM | S802V0755A21DZ | Split System | 45500 | 19 | 10 | 2.1 | R-454B | 650
216051125 | RUUD | UP19AY48AJVC | RCFY4821SEAAM | R802V1005A21UH | Split System | 45500 | 19 | 10 | 2.1 | R-454B | 650
216051126 | RUUD | UP19AY48AJVC | RCFY4821SEAAM | R802V0754A17UH | Split System | 45500 | 19 | 10 | 2.1 | R-454B | 650
216051127 | RUUD | UP19AY48AJVC | RCFY4821SEAAM | R802V1005A21DZ | Split System | 45500 | 19 | 10 | 2.1 | R-454B | 650
216051119 | RUUD | UP19AY48AJVC | RCFY4821SEAAM | R802V0755A21DZ | Split System | 45500 | 19 | 10 | 2.1 | R-454B | 650
216051258 | SURE | SP19AY48AJVC | TCFY4821SEAAM | S802V1005A21UH | Split System | 45500 | 19 | 10 | 2.1 | R-454B | 650
216051264 | SURE | SP19AY48AJVC | TCFY4821SEAAM | S802V0755A21UH | Split System | 45500 | 19 | 10 | 2.1 | R-454B | 650
216051265 | SURE | SP19AY48AJVC | TCFY4821SEAAM | S802V0755A21DZ | Split System | 45500 | 19 | 10 | 2.1 | R-454B | 650
216051257 | SURE | SP19AY48AJVC | TCFY4821SEAAM | S802V1005A21DZ | Split System | 45500 | 19 | 10 | 2.1 | R-454B | 650
216051261 | SURE | SP19AY48AJVC | TCFY4821SEAAM | S802V0754A17UH | Split System | 45500 | 19 | 10 | 2.1 | R-454B | 650
216051065 | FRIEDRICH | FRP19AY36AJVC | TCFY3621MEAAM | FR802V0504A17UH | Split System | 34200 | 20 | 10 | 2 | R-454B | 650
216051064 | FRIEDRICH | FRP19AY36AJVC | TCFY3621MEAAM | FR802V1005A21UH | Split System | 34200 | 20 | 10 | 2 | R-454B | 650
216051067 | FRIEDRICH | FRP19AY36AJVC | RCFY3621MEAAM | FR802V1005A21UH | Split System | 34200 | 20 | 10 | 2 | R-454B | 650
216051066 | FRIEDRICH | FRP19AY36AJVC | RCFY3621MEAAM | FR802V0504A17UH | Split System | 34200 | 20 | 10 | 2 | R-454B | 650
216051062 | RHEEM | RP19AY36AJVC | RCFY3621MEAAM | R802V1005A21UH | Split System | 34200 | 20 | 10 | 2 | R-454B | 650
216051063 | RHEEM | RP19AY36AJVC | RCFY3621MEAAM | R802V0504A17UH | Split System | 34200 | 20 | 10 | 2 | R-454B | 650
216051226 | RUSSELL | SP19AY36AJVC | TCFY3621MEAAM | S802V0504A17UH | Split System | 34200 | 20 | 10 | 2 | R-454B | 650
216051227 | RUSSELL | SP19AY36AJVC | TCFY3621MEAAM | S802V1005A21UH | Split System | 34200 | 20 | 10 | 2 | R-454B | 650
216051061 | RUUD | UP19AY36AJVC | RCFY3621MEAAM | R802V1005A21UH | Split System | 34200 | 20 | 10 | 2 | R-454B | 650
216684115 | MOOVAIR | MSHMA48R2AN1 | MCHMA48RCAS1 |  | Split System | 45000 | 15.2 | 8.8 | 1.85 | R-454B | 650
217509974 | MDV | MOX630-48HFN10-M3 | MVBM-60C28T6N10-MAS |  | Split System | 45000 | 15.2 | 9 | 1.85 | R-454B | 650
217509987 | MOOVAIR | MSHEA48R2AN1 | MCHMA48RCAS1 |  | Split System | 45000 | 15.2 | 9 | 1.85 | R-454B | 650
217509968 | MDV | MOX430-24HFN10-M3 | MVBM-24B18T3N10-MAS |  | Split System | 24000 | 16 | 9 | 1.8 | R-454B | 650
217509982 | MOOVAIR | MSHEA24R2AN1 | MCHMA24RBAS1 |  | Split System | 24000 | 16 | 9 | 1.8 | R-454B | 650
217562186 | FRIEDRICH | RD18AY48AJVC | TCFY4821STANM | FR802V0755A21DZ | Split System | 41000 | 18 | 8.1 | 2.1 | R-454B | 650
217562142 | FRIEDRICH | RD18AY48AJVC | TCFY4824STANM | FR801V1005A21UHN | Split System | 41000 | 18 | 8.1 | 2.1 | R-454B | 650
217562152 | FRIEDRICH | RD18AY48AJVC | TCFY4824STANM | FR801V1255A24UH | Split System | 41500 | 18 | 8.1 | 2.1 | R-454B | 650
217562101 | FRIEDRICH | RD18AY24AJVC | TCFY2421MTANM | FR801V0504A17UHU | Split System | 20800 | 17 | 9.5 | 1.9 | R-454B | 650
217562110 | FRIEDRICH | RD18AY24AJVC | TCFY2421MTANM | FR801V0704A17UH | Split System | 21000 | 17 | 9.5 | 1.9 | R-454B | 650
217562076 | FRIEDRICH | RD18AY24AJVC | TCFY2417MTANM | FR802V0503A14UH | Split System | 21000 | 18 | 9.5 | 1.9 | R-454B | 650
217562077 | FRIEDRICH | RD18AY24AJVC | TCFY2417MTANM | FR802V0503A14DZ | Split System | 21000 | 18 | 9.5 | 1.9 | R-454B | 650
217562134 | FRIEDRICH | RD18AY48AJVC | TCFY4821STANM | FR801V1005A21UHS | Split System | 41000 | 18 | 10 | 2.1 | R-454B | 650
217562193 | FRIEDRICH | RD18AY48AJVC | TCFY4824STANM | FR801V0755A21UH | Split System | 41000 | 18 | 10 | 2.1 | R-454B | 650
217562151 | FRIEDRICH | RD18AY48AJVC | TCFY4824STANM | FR802V0755A21UH | Split System | 41000 | 18 | 10 | 2.1 | R-454B | 650
217562160 | FRIEDRICH | RD18AY48AJVC | TCFY4821STANM | FR802V0754A17UH | Split System | 41000 | 18 | 10 | 2.1 | R-454B | 650
217562158 | FRIEDRICH | RD18AY48AJVC | TCFY4824STANM | FR801V0755A21DZ | Split System | 41000 | 18 | 10 | 2.1 | R-454B | 650
217562191 | FRIEDRICH | RD18AY48AJVC | TCFY4821STANM | FR801V0755A21DZ | Split System | 41000 | 18 | 10 | 2.1 | R-454B | 650
217177259 | MOOVAIR | MSHEA24R2AN1 | MGHLA24R4AS1 |  | Split System | 24000 | 17.4 | 10.4 | 1.96 | R-454B | 650
217509966 | MDV | MOX430-24HFN10-M3X | MVBE-24HWFN10-WM3E-MAS |  | Split System | 24000 | 17.5 | 10.5 | 1.96 | R-454B | 650
217497618 | Trane/American Standard | 5HCL9036A1000A* | 5TEM9D04AC31SA* |  | Split System | 36000 | 21.2 | 9.2 | 2.1 | R-454B | 650
217497625 | Trane/American Standard | 5HCL6048A1000A* | 5TEM7D06AC31SA* |  | Split System | 48000 | 18.1 | 8.5 | 1.9 | R-454B | 650
217497619 | Trane/American Standard | 5HCL6024A1000A* | 5TEM7B02AC21SA* |  | Split System | 23800 | 18.6 | 8.6 | 1.8 | R-454B | 650
217497615 | Trane/American Standard | 5HCL9048A1000A* | 5TEM9D06AC31SA* |  | Split System | 48000 | 20.2 | 8.7 | 1.9 | R-454B | 650
217497621 | Trane/American Standard | 5HCL6036A1000A* | 5TEM7C04AC31SA* |  | Split System | 36000 | 15.2 | 9.1 | 1.8 | R-454B | 650
216662477 | HISENSE | AR-48U3RBHM |  |  | Packaged | 48000 | 17 | 8.1 | 1.8 | R-32 | 650
216662571 | HISENSE | AR-48U3R25U |  |  | Packaged | 48000 | 17 | 8.1 | 1.8 | R-32 | 650
216662476 | HISENSE | AR-60U3RBHM |  |  | Packaged | 57000 | 17 | 8.1 | 1.8 | R-32 | 650
216662570 | HISENSE | AR-60U3R25U |  |  | Packaged | 57000 | 17 | 8.1 | 1.8 | R-32 | 650
217177255 | GREE | FXU36HP230V1R32AO | FXA24C32AH |  | Split System | 23000 | 16 | 8.5 | 1.8 | R-32 | 650
218448111 | Emeric | ETD-H48DMR3 | EAH-C48DMR3 |  | Split System | 47000 | 18.5 | 9.2 | 2.3 | R-32 | 650
217513450 | BOREAL | ENX36HPJ132OA | ENXE36HPJ1R32IA |  | Split System | 34000 | 18.2 | 10 | 2 | R-32 | 650
217154008 | OUELLET | OFLX1-H36A-O | OAHX2-H36A-I |  | Split System | 34000 | 18.2 | 10 | 2 | R-32 | 650
217513448 | BOREAL | ENX60HPJ132OA | ENX48HPJ132IA |  | Split System | 48000 | 19 | 10 | 2 | R-32 | 650
217513451 | BOREAL | ENX60HPJ132OA | ENXE48HPJ1R32IA |  | Split System | 48000 | 19 | 10 | 2 | R-32 | 650
217194946 | KINGHOME | KU60UXO | KD48UXI |  | Split System | 48000 | 19 | 10 | 2 | R-32 | 650
217154009 | OUELLET | OFLX1-H60A-O | OAHX2-H48A-I |  | Split System | 48000 | 19 | 10 | 2 | R-32 | 650
217513449 | BOREAL | ENX36HPJ132OA | ENXE24HPJ1R32IA |  | Split System | 24000 | 18 | 10 | 2 | R-32 | 650
217513447 | BOREAL | ENX36HPJ132OA | ENX24HPJ132IA |  | Split System | 24000 | 18 | 10 | 2 | R-32 | 650
217154007 | OUELLET | OFLX1-H36A-O | OAHX2-H24A-I |  | Split System | 24000 | 18 | 10 | 2 | R-32 | 650
217513452 | BOREAL | ENX60HPJ132OA | ENXE60HPJ1R32IA |  | Split System | 53000 | 18.5 | 10.5 | 2.1 | R-32 | 650
217154010 | OUELLET | OFLX1-H60A-O | OAHX2-H60A-I |  | Split System | 53000 | 18.5 | 10.5 | 2.1 | R-32 | 650
217513446 | BOREAL | ENXE30HPJ1R32OA | ENXE24HPJ1R32IA |  | Split System | 24000 | 18.5 | 8.3 | 1.75 | R-32 | 650
217513442 | BOREAL | ENXE60HPJ1R32OA | ENXE60HPJ1R32IA |  | Split System | 53500 | 19 | 9.5 | 2.24 | R-32 | 650
217513445 | BOREAL | ENXE60HPJ1R32OA | ENXE48HPJ1R32IA |  | Split System | 48000 | 20 | 9.5 | 2.18 | R-32 | 650
217049688 | DAIKIN | DH7VSA6010A* | CHPEA6030*3A* | D*96TC0804CNA* | Split System | 52000 | 15.2 | 8.5 | 1.8 | R-32 | 650
217495906 | AMANA | AZV7SA6010A* | CHPEA6030*3A* | A*VS960805CUA* | Split System | 52000 | 15.5 | 8.5 | 1.8 | R-32 | 650
217049702 | DAIKIN | DH7VSA6010A* | CHPEA6030*3A* | D*97MC1005CNA* | Split System | 52000 | 15.5 | 8.5 | 1.8 | R-32 | 650
217049686 | DAIKIN | DH7VSA6010A* | CHPEA6030*3A* | D*96TC1005CNA* | Split System | 52000 | 15.5 | 8.5 | 1.8 | R-32 | 650
217495910 | DAIKIN | DH7VSA6010A* | CHPEA6030*3A* | D*96SC0805CUA* | Split System | 52000 | 15.5 | 8.5 | 1.8 | R-32 | 650
217495908 | GOODMAN | GZV7SA6010A* | CHPEA6030*3A* | G*VS960805CUA* | Split System | 52000 | 15.5 | 8.5 | 1.8 | R-32 | 650
217049684 | DAIKIN | DH7VSA6010A* | CHPEA6030*3A* | D*96TC1005DNA* | Split System | 52000 | 16 | 8.5 | 1.8 | R-32 | 650
217049700 | DAIKIN | DH7VSA6010A* | CHPEA6030*3A* | D*97MC1205DNA* | Split System | 52000 | 16 | 8.5 | 1.8 | R-32 | 650
217049682 | DAIKIN | DH7VSA6010A* | CHPEA6030*3A* | D*96TC1205DNA* | Split System | 52000 | 16 | 8.5 | 1.8 | R-32 | 650
217049680 | DAIKIN | DH7VSA6010A* | CHPEA6030*3A*+MBVK16CP1X00A* |  | Split System | 52000 | 16 | 8.5 | 1.8 | R-32 | 650
217049678 | DAIKIN | DH7VSA6010A* | CHPEA6030*3A*+MBVK20DP1X00A* |  | Split System | 52000 | 16 | 8.5 | 1.8 | R-32 | 650
217049683 | DAIKIN | DH7VSA6010A* | CA*EA6030*3A* | D*96TC1205DNA* | Split System | 52000 | 16 | 8.5 | 2 | R-32 | 650
217049685 | DAIKIN | DH7VSA6010A* | CA*EA6030*3A* | D*96TC1005DNA* | Split System | 52000 | 16 | 8.5 | 2 | R-32 | 650
217049701 | DAIKIN | DH7VSA6010A* | CA*EA6030*3A* | D*97MC1205DNA* | Split System | 52000 | 16 | 8.5 | 2 | R-32 | 650
217049687 | DAIKIN | DH7VSA6010A* | CA*EA6030*3A* | D*96TC1005CNA* | Split System | 52000 | 16.5 | 8.5 | 2 | R-32 | 650
217495907 | AMANA | AZV7SA6010A* | CA*EA6030*3A* | A*VS960805CUA* | Split System | 52000 | 16.5 | 8.8 | 2 | R-32 | 650
217049689 | DAIKIN | DH7VSA6010A* | CA*EA6030*3A* | D*96TC0804CNA* | Split System | 52000 | 16.5 | 8.8 | 2 | R-32 | 650
217049703 | DAIKIN | DH7VSA6010A* | CA*EA6030*3A* | D*97MC1005CNA* | Split System | 52000 | 16.5 | 8.8 | 2 | R-32 | 650
217495909 | GOODMAN | GZV7SA6010A* | CA*EA6030*3A* | G*VS960805CUA* | Split System | 52000 | 16.5 | 8.8 | 2 | R-32 | 650
217049681 | DAIKIN | DH7VSA6010A* | CA*EA6030*3A*+MBVK16CP1X00A* |  | Split System | 52000 | 17 | 8.8 | 2 | R-32 | 650
217049679 | DAIKIN | DH7VSA6010A* | CA*EA6030*3A*+MBVK20DP1X00A* |  | Split System | 52000 | 17 | 8.8 | 2 | R-32 | 650
217049704 | DAIKIN | DH7VSA6010A* | CAHEA3630C3A*+MBVK16CH*X00A* |  | Split System | 52000 | 17 | 8.8 | 2 | R-32 | 650
217049677 | DAIKIN | DH7VSA6010A* | DFVE60DP0300A* |  | Split System | 52000 | 18 | 9 | 2 | R-32 | 650
218516909 | MDX | MCHA-36HDCTO2 | MCHA-36HDCANI2 |  | Split System | 34200 | 18 | 10 | 2.3 | R-32 | 650
218516908 | MDX | MCHA-24HDCTO2 | MCHA-24HDCANI2 |  | Split System | 24000 | 19 | 10.2 | 2.3 | R-32 | 650
218189016 | GOODMAN | GZV6SA181MA* | AWVE18SU1300A* |  | Split System | 17000 | 16.5 | 8.5 | 2 | R-32 | 650
216772323 | KINGHOME | KD48UXO | KD48UXI |  | Split System | 48000 | 20 | 9.5 | 2.18 | R-32 | 650
217049676 | DAIKIN | DH7VSA6010A* | DFVE60DP1300A* |  | Split System | 52000 | 18 | 9 | 2 | R-32 | 650
218516911 | MDX | MCHA-60HDCTO2 | MCHA-60HDCANI2 |  | Split System | 54000 | 16.2 | 9.8 | 2.2 | R-32 | 650
218516910 | MDX | MCHA-48HDCTO2 | MCHA-48HDCANI2 |  | Split System | 48000 | 16.5 | 10.5 | 2.2 | R-32 | 650
217509107 | ALLIED | 7SCP18V36P-**A | 7ED42BX-**+TDR |  | Split System | 34000 | 15.2 | 8.1 | 1.9 | R-454B | 650
216604781 | GE Appliances | NS18H36HA5*** | NCDC42BT5****+TDR |  | Split System | 34000 | 15.2 | 8.1 | 1.9 | R-454B | 650
216891856 | FRIEDRICH | RD18AY36AJVC | RCFY3621STANM+RXMD-C04 |  | Split System | 31000 | 15.2 | 8.1 | 1.9 | R-454B | 650
217562046 | FRIEDRICH | RD18AY36AJVC | TCFY3617STANM+RXMD-C04 |  | Split System | 31000 | 15.2 | 8.1 | 1.9 | R-454B | 650
217562045 | FRIEDRICH | RD18AY36AJVC | TCFY3621STANM+RXMD-C04 |  | Split System | 31000 | 15.2 | 8.1 | 1.9 | R-454B | 650
216891858 | FRIEDRICH | RD18AY36AJVC | RCFY3617STANM+RXMD-C04 |  | Split System | 31000 | 15.2 | 8.1 | 1.9 | R-454B | 650
216891857 | RHEEM | RD18AY36AJVC | RCFY3617STANM+RXMD-C04 |  | Split System | 31000 | 15.2 | 8.1 | 1.9 | R-454B | 650
216891860 | RHEEM | RD18AY36AJVC | RCFY3621STANM+RXMD-C04 |  | Split System | 31000 | 15.2 | 8.1 | 1.9 | R-454B | 650
216892270 | RUSSELL | RD18AY36AJVC | TCFY3617STANM+RXMD-C04 |  | Split System | 31000 | 15.2 | 8.1 | 1.9 | R-454B | 650
216892271 | RUSSELL | RD18AY36AJVC | TCFY3621STANM+RXMD-C04 |  | Split System | 31000 | 15.2 | 8.1 | 1.9 | R-454B | 650
216891861 | RUUD | RD18AY36AJVC | RCFY3621STANM+RXMD-C04 |  | Split System | 31000 | 15.2 | 8.1 | 1.9 | R-454B | 650
216891859 | RUUD | RD18AY36AJVC | RCFY3617STANM+RXMD-C04 |  | Split System | 31000 | 15.2 | 8.1 | 1.9 | R-454B | 650
216892067 | SURE | RD18AY36AJVC | TCFY3617STANM+RXMD-C04 |  | Split System | 31000 | 15.2 | 8.1 | 1.9 | R-454B | 650
216892068 | SURE | RD18AY36AJVC | TCFY3621STANM+RXMD-C04 |  | Split System | 31000 | 15.2 | 8.1 | 1.9 | R-454B | 650
217509095 | ALLIED | 7SCP18V24P-**A | 7EH24AX-**+TDR |  | Split System | 23600 | 15.2 | 8.5 | 1.8 | R-454B | 650
216618983 | ARMSTRONG AIR | A7SCP18V24P-**A | 7EH24AX-**+TDR |  | Split System | 23600 | 15.2 | 8.5 | 1.8 | R-454B | 650
216604766 | GE Appliances | NS18H24HA5*** | NCHC24AT5****+TDR |  | Split System | 23600 | 15.2 | 8.5 | 1.8 | R-454B | 650
216619042 | AIREASE | A7SCP18V24P-**A | 7EH30BX-**+TDR |  | Split System | 24000 | 15.2 | 8.5 | 1.75 | R-454B | 650
216619040 | AIREASE | A7SCP18V24P-**A | 7EH24BX-**+TDR |  | Split System | 24000 | 15.2 | 8.5 | 1.75 | R-454B | 650
216619043 | AIREASE | A7SCP18V24P-**A | 7ED24AX-**+TDR |  | Split System | 24000 | 15.2 | 8.5 | 1.75 | R-454B | 650
216619037 | AIREASE | A7SCP18V24P-**A | 7E[C,U]36BX-**+TDR |  | Split System | 24000 | 15.2 | 8.5 | 1.8 | R-454B | 650
217509098 | ALLIED | 7SCP18V24P-**A | 7EH30BX-**+TDR |  | Split System | 24000 | 15.2 | 8.5 | 1.75 | R-454B | 650
217509096 | ALLIED | 7SCP18V24P-**A | 7EH24BX-**+TDR |  | Split System | 24000 | 15.2 | 8.5 | 1.75 | R-454B | 650
217509092 | ALLIED | 7SCP18V24P-**A | 7E[C,U]30BX-**+TDR |  | Split System | 24000 | 15.2 | 8.5 | 1.75 | R-454B | 650
217509099 | ALLIED | 7SCP18V24P-**A | 7ED24AX-**+TDR |  | Split System | 24000 | 15.2 | 8.5 | 1.75 | R-454B | 650
217509100 | ALLIED | 7SCP18V24P-**A | 7ED24BX-**+TDR |  | Split System | 24000 | 15.2 | 8.5 | 1.75 | R-454B | 650
217509091 | ALLIED | 7SCP18V24P-**A | 7E[C,U]30AX-**+TDR |  | Split System | 24000 | 15.2 | 8.5 | 1.75 | R-454B | 650
217509094 | ALLIED | 7SCP18V24P-**A | 7E[C,U]36BX-**+TDR |  | Split System | 24000 | 15.2 | 8.5 | 1.8 | R-454B | 650
217509093 | ALLIED | 7SCP18V24P-**A | 7E[C,U]36AX-**+TDR |  | Split System | 24000 | 15.2 | 8.5 | 1.8 | R-454B | 650
216618988 | ARMSTRONG AIR | A7SCP18V24P-**A | 7ED24BX-**+TDR |  | Split System | 24000 | 15.2 | 8.5 | 1.75 | R-454B | 650
216618987 | ARMSTRONG AIR | A7SCP18V24P-**A | 7ED24AX-**+TDR |  | Split System | 24000 | 15.2 | 8.5 | 1.75 | R-454B | 650
216618979 | ARMSTRONG AIR | A7SCP18V24P-**A | 7E[C,U]30BX-**+TDR |  | Split System | 24000 | 15.2 | 8.5 | 1.75 | R-454B | 650
216619133 | CONCORD | 7SCP18V24P-**A | 7E[C,U]30BX-**+TDR |  | Split System | 24000 | 15.2 | 8.5 | 1.75 | R-454B | 650
216619132 | CONCORD | 7SCP18V24P-**A | 7E[C,U]30AX-**+TDR |  | Split System | 24000 | 15.2 | 8.5 | 1.75 | R-454B | 650
216619134 | CONCORD | 7SCP18V24P-**A | 7E[C,U]36AX-**+TDR |  | Split System | 24000 | 15.2 | 8.5 | 1.8 | R-454B | 650
216619091 | DUCANE | 7SCP18V24P-**A | 7EH30BX-**+TDR |  | Split System | 24000 | 15.2 | 8.5 | 1.75 | R-454B | 650
216619086 | DUCANE | 7SCP18V24P-**A | 7E[C,U]36BX-**+TDR |  | Split System | 24000 | 15.2 | 8.5 | 1.8 | R-454B | 650
216619085 | DUCANE | 7SCP18V24P-**A | 7E[C,U]36AX-**+TDR |  | Split System | 24000 | 15.2 | 8.5 | 1.8 | R-454B | 650
216604769 | GE Appliances | NS18H24HA5*** | NCHC30BT5****+TDR |  | Split System | 24000 | 15.2 | 8.5 | 1.75 | R-454B | 650
216604771 | GE Appliances | NS18H24HA5*** | NCDC24BT5****+TDR |  | Split System | 24000 | 15.2 | 8.5 | 1.75 | R-454B | 650
216604762 | GE Appliances | NS18H24HA5*** | NCUC30BT5****+TDR |  | Split System | 24000 | 15.2 | 8.5 | 1.75 | R-454B | 650
216604767 | GE Appliances | NS18H24HA5*** | NCHC24BT5****+TDR |  | Split System | 24000 | 15.2 | 8.5 | 1.75 | R-454B | 650
216604761 | GE Appliances | NS18H24HA5*** | NCUC30AT5****+TDR |  | Split System | 24000 | 15.2 | 8.5 | 1.75 | R-454B | 650
216604770 | GE Appliances | NS18H24HA5*** | NCDC24AT5****+TDR |  | Split System | 24000 | 15.2 | 8.5 | 1.75 | R-454B | 650
216604764 | GE Appliances | NS18H24HA5*** | NCUC36BT5****+TDR |  | Split System | 24000 | 15.2 | 8.5 | 1.8 | R-454B | 650
216604763 | GE Appliances | NS18H24HA5*** | NCUC36AT5****+TDR |  | Split System | 24000 | 15.2 | 8.5 | 1.8 | R-454B | 650
216618932 | LENNOX | EL18KSLV-024-230A** | CK40DT-24B-**+TDR |  | Split System | 24000 | 15.2 | 8.5 | 1.75 | R-454B | 650
216618925 | LENNOX | EL18KSLV-024-230A** | CK40[C,U]T-36B-**+TDR |  | Split System | 24000 | 15.2 | 8.5 | 1.8 | R-454B | 650
217509075 | ALLIED | 7SCP18V24P-**A | 7E[C,U]24BX-**+TDR |  | Split System | 23600 | 15.8 | 8.5 | 1.75 | R-454B | 650
217500306 | American Standard | 5HCL5060B1 | 5DXCD008AC3 |  | Split System | 47000 | 16 | 8.8 | 1.85 | R-454B | 650
216768112 | GREE | GUD60W2/NXF-D(U) | GCAC48H/NXA |  | Split System | 47000 | 16 | 8.8 | 1.85 | R-454B | 650
217500298 | TRANE | 5HCL5060B1 | 5DXCD008AC3 |  | Split System | 47000 | 16 | 8.8 | 1.85 | R-454B | 650
217563396 | YISO | YOHA2-60CB | YLAN4-4860CB |  | Split System | 50000 | 16 | 9 | 1.9 | R-454B | 650
217563393 | YISO | YOHA2-36CB | YLAN4-2430AB |  | Split System | 22800 | 16 | 9 | 1.9 | R-454B | 650
216619041 | AIREASE | A7SCP18V24P-**A | 7EH30AX-**+TDR |  | Split System | 24000 | 16 | 9 | 1.8 | R-454B | 650
217509097 | ALLIED | 7SCP18V24P-**A | 7EH30AX-**+TDR |  | Split System | 24000 | 16 | 9 | 1.8 | R-454B | 650
216619139 | CONCORD | 7SCP18V24P-**A | 7EH30AX-**+TDR |  | Split System | 24000 | 16 | 9 | 1.8 | R-454B | 650
216604768 | GE Appliances | NS18H24HA5*** | NCHC30AT5****+TDR |  | Split System | 24000 | 16 | 9 | 1.8 | R-454B | 650
216618929 | LENNOX | EL18KSLV-024-230A** | CK40HT-30A-**+TDR |  | Split System | 24000 | 16 | 9 | 1.8 | R-454B | 650
217162325 | AI AIR CONDITIONING | AUO19-18N2-M3H | AUA-24N2-A18 |  | Split System | 18000 | 16.1 | 9.5 | 2.06 | R-454B | 650
217162327 | AI AIR CONDITIONING | AUO19-18N2-M3H | AUA-24N2-B18 |  | Split System | 18000 | 16.1 | 9.5 | 2.06 | R-454B | 650
217169728 | CENTURY | A-VXP18SA-1 | MXP18/24A1A |  | Split System | 18000 | 16.1 | 9.5 | 2.06 | R-454B | 650
217169730 | CENTURY | A-VXP18SA-1 | MXP18/24B1A |  | Split System | 18000 | 16.1 | 9.5 | 2.06 | R-454B | 650
217169716 | Comfort Aire | A-VXP18SA-1 | MXP18/24A1A |  | Split System | 18000 | 16.1 | 9.5 | 2.06 | R-454B | 650
217169718 | Comfort Aire | A-VXP18SA-1 | MXP18/24B1A |  | Split System | 18000 | 16.1 | 9.5 | 2.06 | R-454B | 650
216773237 | Custom Comfort | CCOXHB24V18HP | CCOBCC1824A |  | Split System | 18000 | 16.1 | 9.5 | 2.06 | R-454B | 650
216773239 | Custom Comfort | CCOXHB24V18HP | CCOBCC1824B |  | Split System | 18000 | 16.1 | 9.5 | 2.06 | R-454B | 650
217493430 | Durastar | DRU1H18S2A | DRUC2414S2A |  | Split System | 18000 | 16.1 | 9.5 | 2.06 | R-454B | 650
217493432 | Durastar | DRU1H18S2A | DRUC2417S2A |  | Split System | 18000 | 16.1 | 9.5 | 2.06 | R-454B | 650
217542257 | Kerr | A-KXP18SA-1 | MXP18/24A1A |  | Split System | 18000 | 16.1 | 9.5 | 2.06 | R-454B | 650
217542258 | Kerr | A-KXP18SA-1 | MXP18/24B1A |  | Split System | 18000 | 16.1 | 9.5 | 2.06 | R-454B | 650
216620299 | MDV | MOX430-18HFN10-M3X | MVBM-24B18T3N10 |  | Split System | 18000 | 16.1 | 9.5 | 2.06 | R-454B | 650
217497642 | MIDEA | MO1HE-H18B-2A | MAAHE-H24B-AA-UC |  | Split System | 18000 | 16.1 | 9.5 | 2.06 | R-454B | 650
217162482 | Mitsutomo | UHO18-NB-LA-Q | CMP-1824-A-LA |  | Split System | 18000 | 16.1 | 9.5 | 2.06 | R-454B | 650
217162484 | Mitsutomo | UHO18-NB-LA-Q | CMP-1824-B-LA |  | Split System | 18000 | 16.1 | 9.5 | 2.06 | R-454B | 650
217162330 | AI AIR CONDITIONING | AUO19-30N2-M3H | AUA-36N2-B24 |  | Split System | 29000 | 16 | 9.6 | 1.85 | R-454B | 650
217162332 | AI AIR CONDITIONING | AUO19-30N2-M3H | AUA-36N2-C24 |  | Split System | 29000 | 16 | 9.6 | 1.85 | R-454B | 650
217169735 | CENTURY | A-VXP30SA-1 | MXP24/36C1A |  | Split System | 29000 | 16 | 9.6 | 1.85 | R-454B | 650
217169733 | CENTURY | A-VXP30SA-1 | MXP24/36B1A |  | Split System | 29000 | 16 | 9.6 | 1.85 | R-454B | 650
217169721 | Comfort Aire | A-VXP30SA-1 | MXP24/36B1A |  | Split System | 29000 | 16 | 9.6 | 1.85 | R-454B | 650
217169723 | Comfort Aire | A-VXP30SA-1 | MXP24/36C1A |  | Split System | 29000 | 16 | 9.6 | 1.85 | R-454B | 650
216773243 | Custom Comfort | CCOXHB24V30HP | CCOBCC3036C |  | Split System | 29000 | 16 | 9.6 | 1.85 | R-454B | 650
217542263 | Kerr | A-KXP30SA-1 | MXP30/36C1A |  | Split System | 29000 | 16 | 9.6 | 1.85 | R-454B | 650
217497650 | MIDEA | MO1HE-H30B-2A | MAAHE-H36B-CA-UC |  | Split System | 29000 | 16 | 9.6 | 1.85 | R-454B | 650
217162489 | Mitsutomo | UHO30-NB-LA-Q | CMP-3036-C-LA |  | Split System | 29000 | 16 | 9.6 | 1.85 | R-454B | 650
217666226 | MRCOOL | CENTRAL-30-HP-C-230B00-O | **AECMPT36D2AA |  | Split System | 29000 | 16 | 9.6 | 1.85 | R-454B | 650
217666215 | MRCOOL | CENTRAL-30-HP-C-230B00-O | **AECMPT36B2AA |  | Split System | 29000 | 16 | 9.6 | 1.85 | R-454B | 650
217022367 | Wells | WDHP-30HH | WDCA-30/36B |  | Split System | 29000 | 16 | 9.6 | 1.85 | R-454B | 650
215935975 | BRYANT HEATING AND COOLING SYSTEMS | 293VAN036**AA* | CVAVA4221XMA*+UI | 88*TB36045C17*** | Split System | 34000 | 20 | 8.1 | 2 | R-454B | 650
215935564 | CARRIER | 27VNA336A*030* | CVAVA3617XMA*+UI | 59MN7C060C17**14 | Split System | 34000 | 20 | 8.1 | 2 | R-454B | 650
215935574 | CARRIER | 27VNA336A*030* | CVAVA3617XMA*+UI | 59TN6C060C17**14 | Split System | 34000 | 20 | 8.1 | 2 | R-454B | 650
215935974 | CARRIER | 27VNA336A*030* | CVAVA4221XMA*+UI | 58TN*B045C17**12 | Split System | 34000 | 20 | 8.1 | 2 | R-454B | 650
215940644 | CARRIER | 27VNA336A*030* | CVAVA4221XMA*+UI | 59TN7A060C17**16 | Split System | 34000 | 20 | 8.1 | 2 | R-454B | 650
215934745 | BRYANT HEATING AND COOLING SYSTEMS | 293VAN036**AA* | CVAMA4221XMA*+UI | 986TD42060C17*** | Split System | 34000 | 20.5 | 8.1 | 2 | R-454B | 650
215935725 | BRYANT HEATING AND COOLING SYSTEMS | 293VAN036**AA* | CVAVA3621XMA*+UI | 987MC42080C17*** | Split System | 34200 | 20.5 | 8.1 | 2 | R-454B | 650
215935724 | CARRIER | 27VNA336A*030* | CVAVA3621XMA*+UI | 59MN7C080C17**14 | Split System | 34200 | 20.5 | 8.1 | 2 | R-454B | 650
216776153 | AMERICAN STANDARD | 5HPL5036A1 | 5TEM6D04AV31+TDR |  | Split System | 34000 | 16 | 8.1 | 1.75 | R-454B | 650
216776161 | AMERISTAR | A5HL5036A1 | A5AHV004A1D3 |  | Split System | 34000 | 16 | 8.1 | 1.75 | R-454B | 650
216046821 | TCL | THH24HES2NAGOH24 | 5TEM6B02AV21+TDR |  | Split System | 23000 | 16 | 8.1 | 1.75 | R-454B | 650
216046822 | TCL | THH36HES2NAGOH24 | 5TEM6D04AV31+TDR |  | Split System | 34000 | 16 | 8.1 | 1.75 | R-454B | 650
216046824 | TCL | THH48HES2NAGOH24 | 5TEM6D06AV41+TDR |  | Split System | 46000 | 16 | 8.1 | 1.75 | R-454B | 650
217493345 | ARMSTRONG AIR | A7CP21V48P-**A | 7EH51CX-**+TDR | EFV16CCA* | Split System | 46000 | 18.5 | 8.1 | 2.04 | R-454B | 650
215588374 | BRYANT HEATING AND COOLING SYSTEMS | 291VAN054**AA* | CVAVA6024XMA*+UI | 986TD66120C24*** | Split System | 52000 | 19 | 8.1 | 1.9 | R-454B | 650
215588524 | BRYANT HEATING AND COOLING SYSTEMS | 291VAN054**AA* | CVAVA4924XMA*+UI | 987TA66120C24*** | Split System | 52000 | 19 | 8.1 | 1.9 | R-454B | 650
215588541 | CARRIER | 27VNA154A*030* | CVAVA6024XMA*+UI | 59TN7A120C24**22 | Split System | 52000 | 19 | 8.1 | 1.9 | R-454B | 650
216776032 | LENNOX | SL22KLV-024-230A** | CK40[C,U]T-30B-**+TDR | EL297UH045XV36B* | Split System | 22200 | 19 | 8.2 | 1.78 | R-454B | 650
217563432 | YISO | YOHA2-60CB | YLAN4-4860CB | FG7SA-090C-T35C* | Split System | 52000 | 16.2 | 8.3 | 1.9 | R-454B | 650
217563431 | YISO | YOHA2-60CB | YLAN4-4860CB | FG7SA-108C-T35C* | Split System | 52000 | 16.2 | 8.3 | 1.9 | R-454B | 650
217563430 | YISO | YOHA2-60CB | YLAN4-4248CB | FG7SA-090C-T35C* | Split System | 45000 | 16.5 | 8.3 | 1.95 | R-454B | 650
216770122 | TRANE | 5TWX7060A1 | 5TAMXD07AV51 |  | Split System | 51000 | 15.2 | 8.5 | 2.1 | R-454B | 650
216770121 | TRANE | 5TWX7060A1 | 5TAMXD06AV41 |  | Split System | 51500 | 15.5 | 8.5 | 2.1 | R-454B | 650
217188640 | AIREASE | A7SCP18V24P-**A | 7E[C,U]30BX-**+TDR | A96UH1E045B12S* | Split System | 23800 | 16.05 | 8.5 | 1.8 | R-454B | 650
217509171 | ALLIED | 7SCP18V24P-**A | 7E[C,U]30BX-**+TDR | 96G1UH045BE12* | Split System | 23800 | 16.05 | 8.5 | 1.8 | R-454B | 650
217188890 | ARMSTRONG AIR | A7SCP18V24P-**A | 7E[C,U]30BX-**+TDR | A96UH1E045B12S* | Split System | 23800 | 16.05 | 8.5 | 1.8 | R-454B | 650
217189143 | CONCORD | 7SCP18V24P-**A | 7E[C,U]30BX-**+TDR | 96G1UH045BE12* | Split System | 23800 | 16.05 | 8.5 | 1.8 | R-454B | 650
217189403 | DUCANE | 7SCP18V24P-**A | 7E[C,U]30BX-**+TDR | 96G1UH045BE12* | Split System | 23800 | 16.05 | 8.5 | 1.8 | R-454B | 650
217189725 | LENNOX | EL18KSLV-024-230A** | CK40[C,U]T-30B-**+TDR | ML196UH045XE36B* | Split System | 23800 | 16.05 | 8.5 | 1.8 | R-454B | 650
217509169 | ALLIED | 7SCP18V24P-**A | 7E[C,U]30BX-**+TDR | 95G1UH040BE12X* | Split System | 23800 | 16.1 | 8.5 | 1.8 | R-454B | 650
217189401 | DUCANE | 7SCP18V24P-**A | 7E[C,U]30BX-**+TDR | 95G1UH040BE12X* | Split System | 23800 | 16.1 | 8.5 | 1.8 | R-454B | 650
217509478 | ALLIED | 7SCP18V36P-**A | 7EH36CX-**+TDR | 80G2UH110CE16* | Split System | 35200 | 16.15 | 8.5 | 1.9 | R-454B | 650
217563424 | YISO | YOHA2-36CB | YLAN4-3036BB | FG7SA-072C-T24B* | Split System | 33000 | 16.2 | 8.5 | 2 | R-454B | 650
217188795 | AIREASE | A7SCP18V60P-**A | 7E[C,U]49CX-**+TDR | A96UH1E110C20S* | Split System | 45500 | 16.25 | 8.5 | 1.85 | R-454B | 650
217509338 | ALLIED | 7SCP18V60P-**A | 7E[C,U]49CX-**+TDR | 96G1UH110CE20* | Split System | 45500 | 16.25 | 8.5 | 1.85 | R-454B | 650
217189045 | ARMSTRONG AIR | A7SCP18V60P-**A | 7E[C,U]49CX-**+TDR | A96UH1E110C20S* | Split System | 45500 | 16.25 | 8.5 | 1.85 | R-454B | 650
217189319 | CONCORD | 7SCP18V60P-**A | 7E[C,U]49CX-**+TDR | 96G1UH110CE20* | Split System | 45500 | 16.25 | 8.5 | 1.85 | R-454B | 650
217189921 | LENNOX | EL18KSLV-060-230A** | CK40[C,U]T-49C-**+TDR | ML196UH110XE60C* | Split System | 45500 | 16.25 | 8.5 | 1.85 | R-454B | 650
217188737 | AIREASE | A7SCP18V36P-**A | 7EH30BX-**+TDR | A80UH1E080B16X* | Split System | 34400 | 16.35 | 8.5 | 1.85 | R-454B | 650
217509280 | ALLIED | 7SCP18V36P-**A | 7EH30BX-**+TDR | 80G1UH080BE16X* | Split System | 34400 | 16.35 | 8.5 | 1.85 | R-454B | 650
217188987 | ARMSTRONG AIR | A7SCP18V36P-**A | 7EH30BX-**+TDR | A80UH1E080B16X* | Split System | 34400 | 16.35 | 8.5 | 1.85 | R-454B | 650
217189521 | DUCANE | 7SCP18V36P-**A | 7EH30BX-**+TDR | 80G1UH080BE16X* | Split System | 34400 | 16.35 | 8.5 | 1.85 | R-454B | 650
217188720 | AIREASE | A7SCP18V36P-**A | 7E[C,U]36BX-**+TDR | A80UH1E080B16X* | Split System | 34800 | 16.4 | 8.5 | 1.85 | R-454B | 650
217509259 | ALLIED | 7SCP18V36P-**A | 7E[C,U]36BX-**+TDR | 80G1UH080BE16X* | Split System | 34800 | 16.4 | 8.5 | 1.85 | R-454B | 650
217189240 | CONCORD | 7SCP18V36P-**A | 7E[C,U]36BX-**+TDR | 80G1UH080BE16X* | Split System | 34800 | 16.4 | 8.5 | 1.85 | R-454B | 650
217509239 | ALLIED | 7SCP18V36P-**A | 7E[C,U]30BX-**+TDR | 80G2UH090BE16L* | Split System | 34200 | 16.55 | 8.5 | 1.85 | R-454B | 650
217509240 | ALLIED | 7SCP18V36P-**A | 7E[C,U]30BX-**+TDR | 80G2UH090BE16* | Split System | 34200 | 16.55 | 8.5 | 1.85 | R-454B | 650
217188954 | ARMSTRONG AIR | A7SCP18V36P-**A | 7E[C,U]30BX-**+TDR | A80UH2E090B16* | Split System | 34200 | 16.55 | 8.5 | 1.85 | R-454B | 650
217189221 | CONCORD | 7SCP18V36P-**A | 7E[C,U]30BX-**+TDR | 80G2UH090BE16* | Split System | 34200 | 16.55 | 8.5 | 1.85 | R-454B | 650
217189220 | CONCORD | 7SCP18V36P-**A | 7E[C,U]30BX-**+TDR | 80G2UH090BE16L* | Split System | 34200 | 16.55 | 8.5 | 1.85 | R-454B | 650
217509482 | ALLIED | 7SCP18V36P-**A | 7ED30/36BX-**+TDR | 97G2DF045BE12* | Split System | 33600 | 16.6 | 8.5 | 1.85 | R-454B | 650
217188705 | AIREASE | A7SCP18V36P-**A | 7E[C,U]30BX-**+TDR | A80UH1E090B16* | Split System | 34000 | 16.65 | 8.5 | 1.85 | R-454B | 650
217509241 | ALLIED | 7SCP18V36P-**A | 7E[C,U]30BX-**+TDR | 80G1UH090BE16* | Split System | 34000 | 16.65 | 8.5 | 1.85 | R-454B | 650
217509449 | ALLIED | 7SCP18V36P-**A | 7E[C,U]30BX-**+TDR | 80G1UH090BE16L* | Split System | 34000 | 16.65 | 8.5 | 1.85 | R-454B | 650
217188955 | ARMSTRONG AIR | A7SCP18V36P-**A | 7E[C,U]30BX-**+TDR | A80UH1E090B16* | Split System | 34000 | 16.65 | 8.5 | 1.85 | R-454B | 650
217189482 | DUCANE | 7SCP18V36P-**A | 7E[C,U]30BX-**+TDR | 80G1UH090BE16* | Split System | 34000 | 16.65 | 8.5 | 1.85 | R-454B | 650
217189804 | LENNOX | EL18KSLV-036-230A** | CK40[C,U]T-30B-**+TDR | ML180UH090E48B* | Split System | 34000 | 16.65 | 8.5 | 1.85 | R-454B | 650
217509310 | ALLIED | 7SCP18V36P-**A | 7ED30/36BX-**+TDR | 80G2DF090BE16* | Split System | 34600 | 16.7 | 8.5 | 1.85 | R-454B | 650
217189551 | DUCANE | 7SCP18V36P-**A | 7ED30/36BX-**+TDR | 80G2DF090BE16* | Split System | 34600 | 16.7 | 8.5 | 1.85 | R-454B | 650
217189882 | LENNOX | EL18KSLV-036-230A** | CK40DT-30/36B-**+TDR | EL280DF090E48B* | Split System | 34600 | 16.7 | 8.5 | 1.85 | R-454B | 650
217188755 | AIREASE | A7SCP18V36P-**A | 7EH36BX-**+TDR | A80UH2E090B16* | Split System | 34000 | 16.75 | 8.5 | 1.85 | R-454B | 650
217509302 | ALLIED | 7SCP18V36P-**A | 7EH36BX-**+TDR | 80G2UH090BE16L* | Split System | 34000 | 16.75 | 8.5 | 1.85 | R-454B | 650
217189005 | ARMSTRONG AIR | A7SCP18V36P-**A | 7EH36BX-**+TDR | A80UH2E090B16* | Split System | 34000 | 16.75 | 8.5 | 1.85 | R-454B | 650
217189284 | CONCORD | 7SCP18V36P-**A | 7EH36BX-**+TDR | 80G2UH090BE16* | Split System | 34000 | 16.75 | 8.5 | 1.85 | R-454B | 650
217509281 | ALLIED | 7SCP18V36P-**A | 7EH30BX-**+TDR | 80G2UH090BE16L* | Split System | 34600 | 16.8 | 8.5 | 1.85 | R-454B | 650
217509282 | ALLIED | 7SCP18V36P-**A | 7EH30BX-**+TDR | 80G2UH090BE16* | Split System | 34600 | 16.8 | 8.5 | 1.85 | R-454B | 650
217188988 | ARMSTRONG AIR | A7SCP18V36P-**A | 7EH30BX-**+TDR | A80UH2E090B16* | Split System | 34600 | 16.8 | 8.5 | 1.85 | R-454B | 650
217189262 | CONCORD | 7SCP18V36P-**A | 7EH30BX-**+TDR | 80G2UH090BE16L* | Split System | 34600 | 16.8 | 8.5 | 1.85 | R-454B | 650
217189263 | CONCORD | 7SCP18V36P-**A | 7EH30BX-**+TDR | 80G2UH090BE16* | Split System | 34600 | 16.8 | 8.5 | 1.85 | R-454B | 650
217189523 | DUCANE | 7SCP18V36P-**A | 7EH30BX-**+TDR | 80G2UH090BE16* | Split System | 34600 | 16.8 | 8.5 | 1.85 | R-454B | 650
217189848 | LENNOX | EL18KSLV-036-230A** | CK40HT-30B-**+TDR | EL280UH090XE48B* | Split System | 34600 | 16.8 | 8.5 | 1.85 | R-454B | 650
217188756 | AIREASE | A7SCP18V36P-**A | 7EH36BX-**+TDR | A80UH1E090B16* | Split System | 34000 | 16.9 | 8.5 | 1.85 | R-454B | 650
217509476 | ALLIED | 7SCP18V36P-**A | 7EH36BX-**+TDR | 80G1UH090BE16L* | Split System | 34000 | 16.9 | 8.5 | 1.85 | R-454B | 650
217509242 | ALLIED | 7SCP18V36P-**A | 7E[C,U]30BX-**+TDR | 80G1DF090BE16* | Split System | 34400 | 16.9 | 8.5 | 1.85 | R-454B | 650
217189006 | ARMSTRONG AIR | A7SCP18V36P-**A | 7EH36BX-**+TDR | A80UH1E090B16* | Split System | 34000 | 16.9 | 8.5 | 1.85 | R-454B | 650
217188956 | ARMSTRONG AIR | A7SCP18V36P-**A | 7E[C,U]30BX-**+TDR | A80DF1E090B16* | Split System | 34400 | 16.9 | 8.5 | 1.85 | R-454B | 650
217189285 | CONCORD | 7SCP18V36P-**A | 7EH36BX-**+TDR | 80G1UH090BE16* | Split System | 34000 | 16.9 | 8.5 | 1.85 | R-454B | 650
217189223 | CONCORD | 7SCP18V36P-**A | 7E[C,U]30BX-**+TDR | 80G1DF090BE16* | Split System | 34400 | 16.9 | 8.5 | 1.85 | R-454B | 650
217189545 | DUCANE | 7SCP18V36P-**A | 7EH36BX-**+TDR | 80G1UH090BE16* | Split System | 34000 | 16.9 | 8.5 | 1.85 | R-454B | 650
217189483 | DUCANE | 7SCP18V36P-**A | 7E[C,U]30BX-**+TDR | 80G1DF090BE16* | Split System | 34400 | 16.9 | 8.5 | 1.85 | R-454B | 650
217189873 | LENNOX | EL18KSLV-036-230A** | CK40HT-36B-**+TDR | ML180UH090E48B* | Split System | 34000 | 16.9 | 8.5 | 1.85 | R-454B | 650
217189805 | LENNOX | EL18KSLV-036-230A** | CK40[C,U]T-30B-**+TDR | ML180DF090E48B* | Split System | 34400 | 16.9 | 8.5 | 1.85 | R-454B | 650
217509483 | ALLIED | 7SCP18V36P-**A | 7ED30/36BX-**+TDR | 92G1DF045BE12* | Split System | 33600 | 16.95 | 8.5 | 1.85 | R-454B | 650
216769680 | AIREASE | A7SCP18V36P-**A | 7E[C,U]30BX-**+TDR | A97US2V045B12S* | Split System | 33800 | 17 | 8.5 | 1.8 | R-454B | 650
217509222 | ALLIED | 7SCP18V36P-**A | 7E[C,U]30AX-**+TDR | 80G2UH070AV12* | Split System | 33800 | 17 | 8.5 | 1.8 | R-454B | 650
216769679 | ARMSTRONG AIR | A7SCP18V36P-**A | 7E[C,U]30BX-**+TDR | A97US2V045B12S* | Split System | 33800 | 17 | 8.5 | 1.8 | R-454B | 650
214728396 | CHAMPION HEATING AND COOLING | HH836E2S11 | CTU36B5XDS1+TXV | TP9C060B12MP13 | Split System | 33000 | 17 | 8.5 | 2 | R-454B | 650
214728393 | COLEMAN | HH836E2S11 | CTU36B5XDS1+TXV | TP9C060B12MP13 | Split System | 33000 | 17 | 8.5 | 2 | R-454B | 650
214728371 | COLEMAN | HH836E2S11 | CTU36B5XDS1+TXV | TM8V080B12MP12 | Split System | 33000 | 17 | 8.5 | 2 | R-454B | 650
217189203 | CONCORD | 7SCP18V36P-**A | 7E[C,U]30AX-**+TDR | 80G2UH070AV12* | Split System | 33800 | 17 | 8.5 | 1.8 | R-454B | 650
216769715 | DUCANE | 7SCP18V36P-**A | 7E[C,U]30BX-**+TDR | 97G2UH045BV12* | Split System | 33800 | 17 | 8.5 | 1.8 | R-454B | 650
217189463 | DUCANE | 7SCP18V36P-**A | 7E[C,U]30AX-**+TDR | 80G2UH070AV12* | Split System | 33800 | 17 | 8.5 | 1.8 | R-454B | 650
214728395 | FRASER-JOHNSTON | HH836E2S11 | CTU36B5XDS1+TXV | TP9C060B12MP13 | Split System | 33000 | 17 | 8.5 | 2 | R-454B | 650
217166004 | FRIEDRICH | RD18AY60AJVC | FRH2VY6021STACA |  | Split System | 49500 | 17 | 8.5 | 2.1 | R-454B | 650
217177706 | GE Appliances | NS18H36HA5*** | NCUC30BT5****+TDR | NF96U045V3B*** | Split System | 33800 | 17 | 8.5 | 1.8 | R-454B | 650
214728392 | JOHNSON CONTROLS | HH836E2S11 | CTU36B5XDS1+TXV | TM9V060B12MP12 | Split System | 33000 | 17 | 8.5 | 2 | R-454B | 650
214728375 | JOHNSON CONTROLS | HH836E2S11 | CTU36B5XDS1+TXV | TM8V080B12MP12 | Split System | 33000 | 17 | 8.5 | 2 | R-454B | 650
216769582 | LENNOX | EL18KSLV-036-230A** | CK40[C,U]T-30B-**+TDR | EL297UH045XV36B* | Split System | 33800 | 17 | 8.5 | 1.8 | R-454B | 650
217189783 | LENNOX | EL18KSLV-036-230A** | CK40[C,U]T-30A-**+TDR | SL280UH070V36A* | Split System | 33800 | 17 | 8.5 | 1.8 | R-454B | 650
214728394 | LUXAIRE | HH836E2S11 | CTU36B5XDS1+TXV | TP9C060B12MP13 | Split System | 33000 | 17 | 8.5 | 2 | R-454B | 650
214728389 | LUXAIRE | HH836E2S11 | CTU36B5XDS1+TXV | TM9V060B12MP12 | Split System | 33000 | 17 | 8.5 | 2 | R-454B | 650
214728351 | YORK | HH836E2S11 | CTU36B5XDS1+TXV | TM9V060B12MP12 | Split System | 33000 | 17 | 8.5 | 2 | R-454B | 650
214728356 | YORK | HH836E2S11 | CTU36B5XDS1+TXV | TM8V080B12MP12 | Split System | 33000 | 17 | 8.5 | 2 | R-454B | 650
217509305 | ALLIED | 7SCP18V36P-**A | 7EH36BX-**+TDR | 80G1DF090BE16* | Split System | 34200 | 17.05 | 8.5 | 1.85 | R-454B | 650
217189007 | ARMSTRONG AIR | A7SCP18V36P-**A | 7EH36BX-**+TDR | A80DF1E090B16* | Split System | 34200 | 17.05 | 8.5 | 1.85 | R-454B | 650
217189286 | CONCORD | 7SCP18V36P-**A | 7EH36BX-**+TDR | 80G1DF090BE16* | Split System | 34200 | 17.05 | 8.5 | 1.85 | R-454B | 650
217189546 | DUCANE | 7SCP18V36P-**A | 7EH36BX-**+TDR | 80G1DF090BE16* | Split System | 34200 | 17.05 | 8.5 | 1.85 | R-454B | 650
217188700 | AIREASE | A7SCP18V36P-**A | 7E[C,U]30BX-**+TDR | A96UH1E045B12S* | Split System | 33600 | 17.1 | 8.5 | 1.8 | R-454B | 650
217509235 | ALLIED | 7SCP18V36P-**A | 7E[C,U]30BX-**+TDR | 96G1UH045BE12* | Split System | 33600 | 17.1 | 8.5 | 1.8 | R-454B | 650
216769677 | ARMSTRONG AIR | A7SCP18V36P-**A | 7E[C,U]30BX-**+TDR | A97US2V060B12X* | Split System | 33800 | 17.1 | 8.5 | 1.8 | R-454B | 650
217189216 | CONCORD | 7SCP18V36P-**A | 7E[C,U]30BX-**+TDR | 96G1UH045BE12* | Split System | 33600 | 17.1 | 8.5 | 1.8 | R-454B | 650
217189476 | DUCANE | 7SCP18V36P-**A | 7E[C,U]30BX-**+TDR | 96G1UH045BE12* | Split System | 33600 | 17.1 | 8.5 | 1.8 | R-454B | 650
216769581 | LENNOX | EL18KSLV-036-230A** | CK40[C,U]T-30B-**+TDR | SL297UH060NV36B* | Split System | 33800 | 17.1 | 8.5 | 1.8 | R-454B | 650
217509233 | ALLIED | 7SCP18V36P-**A | 7E[C,U]30BX-**+TDR | 95G1UH040BE12X* | Split System | 33600 | 17.15 | 8.5 | 1.8 | R-454B | 650
217189214 | CONCORD | 7SCP18V36P-**A | 7E[C,U]30BX-**+TDR | 95G1UH040BE12X* | Split System | 33600 | 17.15 | 8.5 | 1.8 | R-454B | 650
217188740 | AIREASE | A7SCP18V36P-**A | 7EH30BX-**+TDR | A80DF1E090B16* | Split System | 34800 | 17.2 | 8.5 | 1.85 | R-454B | 650
217509284 | ALLIED | 7SCP18V36P-**A | 7EH30BX-**+TDR | 80G1DF090BE16* | Split System | 34800 | 17.2 | 8.5 | 1.85 | R-454B | 650
217188990 | ARMSTRONG AIR | A7SCP18V36P-**A | 7EH30BX-**+TDR | A80DF1E090B16* | Split System | 34800 | 17.2 | 8.5 | 1.85 | R-454B | 650
217189265 | CONCORD | 7SCP18V36P-**A | 7EH30BX-**+TDR | 80G1DF090BE16* | Split System | 34800 | 17.2 | 8.5 | 1.85 | R-454B | 650
217189525 | DUCANE | 7SCP18V36P-**A | 7EH30BX-**+TDR | 80G1DF090BE16* | Split System | 34800 | 17.2 | 8.5 | 1.85 | R-454B | 650
217189851 | LENNOX | EL18KSLV-036-230A** | CK40HT-30B-**+TDR | ML180DF090E48B* | Split System | 34800 | 17.2 | 8.5 | 1.85 | R-454B | 650
217188701 | AIREASE | A7SCP18V36P-**A | 7E[C,U]30BX-**+TDR | A96UH1E070B12S* | Split System | 34000 | 17.25 | 8.5 | 1.8 | R-454B | 650
217509236 | ALLIED | 7SCP18V36P-**A | 7E[C,U]30BX-**+TDR | 96G1UH070BE12* | Split System | 34000 | 17.25 | 8.5 | 1.8 | R-454B | 650
217188951 | ARMSTRONG AIR | A7SCP18V36P-**A | 7E[C,U]30BX-**+TDR | A96UH1E070B12S* | Split System | 34000 | 17.25 | 8.5 | 1.8 | R-454B | 650
217189217 | CONCORD | 7SCP18V36P-**A | 7E[C,U]30BX-**+TDR | 96G1UH070BE12* | Split System | 34000 | 17.25 | 8.5 | 1.8 | R-454B | 650
217189477 | DUCANE | 7SCP18V36P-**A | 7E[C,U]30BX-**+TDR | 96G1UH070BE12* | Split System | 34000 | 17.25 | 8.5 | 1.8 | R-454B | 650
217189799 | LENNOX | EL18KSLV-036-230A** | CK40[C,U]T-30B-**+TDR | ML196UH070XE36B* | Split System | 34000 | 17.25 | 8.5 | 1.8 | R-454B | 650
217188694 | AIREASE | A7SCP18V36P-**A | 7E[C,U]30AX-**+TDR | A80UH2E070A12* | Split System | 33800 | 17.3 | 8.5 | 1.85 | R-454B | 650
216769704 | AIREASE | A7SCP18V36P-**A | 7EH36BX-**+TDR | A97US2V045B12S* | Split System | 33800 | 17.3 | 8.5 | 1.85 | R-454B | 650
217188761 | AIREASE | A7SCP18V36P-**A | 7ED30/36BX-**+TDR | A80DF1E070B12* | Split System | 34000 | 17.3 | 8.5 | 1.85 | R-454B | 650
217188723 | AIREASE | A7SCP18V36P-**A | 7E[C,U]36BX-**+TDR | A80DF1E090B16* | Split System | 35000 | 17.3 | 8.5 | 1.9 | R-454B | 650
217509445 | ALLIED | 7SCP18V36P-**A | 7E[C,U]30BX-**+TDR | 97G2UH070BE12* | Split System | 33800 | 17.3 | 8.5 | 1.8 | R-454B | 650
217509225 | ALLIED | 7SCP18V36P-**A | 7E[C,U]30AX-**+TDR | 80G2UH070AE12L* | Split System | 33800 | 17.3 | 8.5 | 1.85 | R-454B | 650
217509226 | ALLIED | 7SCP18V36P-**A | 7E[C,U]30AX-**+TDR | 80G2UH070AE12* | Split System | 33800 | 17.3 | 8.5 | 1.85 | R-454B | 650
217509135 | ALLIED | 7SCP18V36P-**A | 7EH36BX-**+TDR | 97G2UH045BV12* | Split System | 33800 | 17.3 | 8.5 | 1.85 | R-454B | 650
217509308 | ALLIED | 7SCP18V36P-**A | 7ED30/36BX-**+TDR | 80G1DF070BE12* | Split System | 34000 | 17.3 | 8.5 | 1.85 | R-454B | 650
217509130 | ALLIED | 7SCP18V36P-**A | 7E[C,U]30BX-**+TDR | 97G2UH070BV12* | Split System | 34000 | 17.3 | 8.5 | 1.85 | R-454B | 650
217509133 | ALLIED | 7SCP18V36P-**A | 7EH30BX-**+TDR | 97G2UH045BV12* | Split System | 34400 | 17.3 | 8.5 | 1.85 | R-454B | 650
217509263 | ALLIED | 7SCP18V36P-**A | 7E[C,U]36BX-**+TDR | 80G1DF090BE16* | Split System | 35000 | 17.3 | 8.5 | 1.9 | R-454B | 650
217509314 | ALLIED | 7SCP18V36P-**A | 7ED42BX-**+TDR | 80G2DF090BE16* | Split System | 35400 | 17.3 | 8.5 | 1.9 | R-454B | 650
217188944 | ARMSTRONG AIR | A7SCP18V36P-**A | 7E[C,U]30AX-**+TDR | A80UH2E070A12* | Split System | 33800 | 17.3 | 8.5 | 1.85 | R-454B | 650
217189011 | ARMSTRONG AIR | A7SCP18V36P-**A | 7ED30/36BX-**+TDR | A80DF1E070B12* | Split System | 34000 | 17.3 | 8.5 | 1.85 | R-454B | 650
216769695 | ARMSTRONG AIR | A7SCP18V36P-**A | 7EH30BX-**+TDR | A97US2V045B12S* | Split System | 34400 | 17.3 | 8.5 | 1.85 | R-454B | 650
217188973 | ARMSTRONG AIR | A7SCP18V36P-**A | 7E[C,U]36BX-**+TDR | A80DF1E090B16* | Split System | 35000 | 17.3 | 8.5 | 1.9 | R-454B | 650
216769726 | CONCORD | 7SCP18V36P-**A | 7EH36BX-**+TDR | 97G2UH045BV12* | Split System | 33800 | 17.3 | 8.5 | 1.85 | R-454B | 650
216769716 | CONCORD | 7SCP18V36P-**A | 7E[C,U]30BX-**+TDR | 97G2UH070BV12* | Split System | 34000 | 17.3 | 8.5 | 1.85 | R-454B | 650
217189244 | CONCORD | 7SCP18V36P-**A | 7E[C,U]36BX-**+TDR | 80G1DF090BE16* | Split System | 35000 | 17.3 | 8.5 | 1.9 | R-454B | 650
217189295 | CONCORD | 7SCP18V36P-**A | 7ED42BX-**+TDR | 80G2DF090BE16* | Split System | 35400 | 17.3 | 8.5 | 1.9 | R-454B | 650
217189466 | DUCANE | 7SCP18V36P-**A | 7E[C,U]30AX-**+TDR | 80G2UH070AE12L* | Split System | 33800 | 17.3 | 8.5 | 1.85 | R-454B | 650
217189504 | DUCANE | 7SCP18V36P-**A | 7E[C,U]36BX-**+TDR | 80G1DF090BE16* | Split System | 35000 | 17.3 | 8.5 | 1.9 | R-454B | 650
217189555 | DUCANE | 7SCP18V36P-**A | 7ED42BX-**+TDR | 80G2DF090BE16* | Split System | 35400 | 17.3 | 8.5 | 1.9 | R-454B | 650
217177712 | GE Appliances | NS18H36HA5*** | NCHC36BT5****+TDR | NF96U045V3B*** | Split System | 33800 | 17.3 | 8.5 | 1.85 | R-454B | 650
217177707 | GE Appliances | NS18H36HA5*** | NCUC30BT5****+TDR | NF96U070V3B*** | Split System | 34000 | 17.3 | 8.5 | 1.85 | R-454B | 650
217189788 | LENNOX | EL18KSLV-036-230A** | CK40[C,U]T-30A-**+TDR | EL280UH070E36A* | Split System | 33800 | 17.3 | 8.5 | 1.85 | R-454B | 650
217189879 | LENNOX | EL18KSLV-036-230A** | CK40DT-30/36B-**+TDR | ML180DF070E36B* | Split System | 34000 | 17.3 | 8.5 | 1.85 | R-454B | 650
217189828 | LENNOX | EL18KSLV-036-230A** | CK40[C,U]T-36B-**+TDR | ML180DF090E48B* | Split System | 35000 | 17.3 | 8.5 | 1.9 | R-454B | 650
217189887 | LENNOX | EL18KSLV-036-230A** | CK40DT-42B-**+TDR | EL280DF090E48B* | Split System | 35400 | 17.3 | 8.5 | 1.9 | R-454B | 650
216769702 | AIREASE | A7SCP18V36P-**A | 7EH36BX-**+TDR | A97US2V060B12X* | Split System | 33800 | 17.35 | 8.5 | 1.85 | R-454B | 650
217188734 | AIREASE | A7SCP18V36P-**A | 7EH30BX-**+TDR | A96UH1E045B12S* | Split System | 34000 | 17.35 | 8.5 | 1.85 | R-454B | 650
217188691 | AIREASE | A7SCP18V36P-**A | 7E[C,U]30AX-**+TDR | A80US2V060A12X* | Split System | 34200 | 17.35 | 8.5 | 1.85 | R-454B | 650
217509234 | ALLIED | 7SCP18V36P-**A | 7E[C,U]30BX-**+TDR | 95G1UH060BE12X* | Split System | 33800 | 17.35 | 8.5 | 1.8 | R-454B | 650
217509309 | ALLIED | 7SCP18V36P-**A | 7ED30/36BX-**+TDR | 96G1DF045BE12* | Split System | 34000 | 17.35 | 8.5 | 1.85 | R-454B | 650
217509277 | ALLIED | 7SCP18V36P-**A | 7EH30BX-**+TDR | 96G1UH045BE12* | Split System | 34000 | 17.35 | 8.5 | 1.85 | R-454B | 650
217509131 | ALLIED | 7SCP18V36P-**A | 7E[C,U]36BX-**+TDR | 97G2UH045BV12* | Split System | 34400 | 17.35 | 8.5 | 1.85 | R-454B | 650
217189013 | ARMSTRONG AIR | A7SCP18V36P-**A | 7ED30/36BX-**+TDR | A96DF1E045B12S* | Split System | 34000 | 17.35 | 8.5 | 1.85 | R-454B | 650
217188984 | ARMSTRONG AIR | A7SCP18V36P-**A | 7EH30BX-**+TDR | A96UH1E045B12S* | Split System | 34000 | 17.35 | 8.5 | 1.85 | R-454B | 650
217188941 | ARMSTRONG AIR | A7SCP18V36P-**A | 7E[C,U]30AX-**+TDR | A80US2V060A12X* | Split System | 34200 | 17.35 | 8.5 | 1.85 | R-454B | 650
217189215 | CONCORD | 7SCP18V36P-**A | 7E[C,U]30BX-**+TDR | 95G1UH060BE12X* | Split System | 33800 | 17.35 | 8.5 | 1.8 | R-454B | 650
217189290 | CONCORD | 7SCP18V36P-**A | 7ED30/36BX-**+TDR | 96G1DF045BE12* | Split System | 34000 | 17.35 | 8.5 | 1.85 | R-454B | 650
217189258 | CONCORD | 7SCP18V36P-**A | 7EH30BX-**+TDR | 96G1UH045BE12* | Split System | 34000 | 17.35 | 8.5 | 1.85 | R-454B | 650
217189550 | DUCANE | 7SCP18V36P-**A | 7ED30/36BX-**+TDR | 96G1DF045BE12* | Split System | 34000 | 17.35 | 8.5 | 1.85 | R-454B | 650
217189518 | DUCANE | 7SCP18V36P-**A | 7EH30BX-**+TDR | 96G1UH045BE12* | Split System | 34000 | 17.35 | 8.5 | 1.85 | R-454B | 650
217177708 | GE Appliances | NS18H36HA5*** | NCUC36BT5****+TDR | NF96U045V3B*** | Split System | 34400 | 17.35 | 8.5 | 1.85 | R-454B | 650
217189797 | LENNOX | EL18KSLV-036-230A** | CK40[C,U]T-30B-**+TDR | EL195UH060NE36B* | Split System | 33800 | 17.35 | 8.5 | 1.8 | R-454B | 650
216769580 | LENNOX | EL18KSLV-036-230A** | CK40[C,U]T-30B-**+TDR | SL297UH040NV36B* | Split System | 33800 | 17.35 | 8.5 | 1.8 | R-454B | 650
217189881 | LENNOX | EL18KSLV-036-230A** | CK40DT-30/36B-**+TDR | ML196DF045XE36B* | Split System | 34000 | 17.35 | 8.5 | 1.85 | R-454B | 650
216769586 | LENNOX | EL18KSLV-036-230A** | CK40[C,U]T-36B-**+TDR | EL297UH045XV36B* | Split System | 34400 | 17.35 | 8.5 | 1.85 | R-454B | 650
217188717 | AIREASE | A7SCP18V36P-**A | 7E[C,U]36BX-**+TDR | A96UH1E045B12S* | Split System | 34200 | 17.4 | 8.5 | 1.85 | R-454B | 650
217509444 | ALLIED | 7SCP18V36P-**A | 7E[C,U]30BX-**+TDR | 97G2UH045BE12* | Split System | 33800 | 17.4 | 8.5 | 1.8 | R-454B | 650
217509448 | ALLIED | 7SCP18V36P-**A | 7E[C,U]30BX-**+TDR | 92G1UH070BE12* | Split System | 34000 | 17.4 | 8.5 | 1.8 | R-454B | 650
217509298 | ALLIED | 7SCP18V36P-**A | 7EH36BX-**+TDR | 96G1UH045BE12* | Split System | 33600 | 17.4 | 8.5 | 1.85 | R-454B | 650
217509256 | ALLIED | 7SCP18V36P-**A | 7E[C,U]36BX-**+TDR | 96G1UH045BE12* | Split System | 34200 | 17.4 | 8.5 | 1.85 | R-454B | 650
217509275 | ALLIED | 7SCP18V36P-**A | 7EH30BX-**+TDR | 95G1UH040BE12X* | Split System | 34200 | 17.4 | 8.5 | 1.85 | R-454B | 650
217509243 | ALLIED | 7SCP18V36P-**A | 7E[C,U]36AX-**+TDR | 80G2UH070AV12* | Split System | 34400 | 17.4 | 8.5 | 1.85 | R-454B | 650
217509484 | ALLIED | 7SCP18V36P-**A | 7ED30/36BX-**+TDR | 92G1DF070BE12* | Split System | 34400 | 17.4 | 8.5 | 1.85 | R-454B | 650
217509465 | ALLIED | 7SCP18V36P-**A | 7EH30BX-**+TDR | 92G1UH045BE12* | Split System | 34400 | 17.4 | 8.5 | 1.85 | R-454B | 650
217189001 | ARMSTRONG AIR | A7SCP18V36P-**A | 7EH36BX-**+TDR | A96UH1E045B12S* | Split System | 33600 | 17.4 | 8.5 | 1.85 | R-454B | 650
217188967 | ARMSTRONG AIR | A7SCP18V36P-**A | 7E[C,U]36BX-**+TDR | A96UH1E045B12S* | Split System | 34200 | 17.4 | 8.5 | 1.85 | R-454B | 650
217189539 | DUCANE | 7SCP18V36P-**A | 7EH36BX-**+TDR | 96G1UH045BE12* | Split System | 33600 | 17.4 | 8.5 | 1.85 | R-454B | 650
217189497 | DUCANE | 7SCP18V36P-**A | 7E[C,U]36BX-**+TDR | 96G1UH045BE12* | Split System | 34200 | 17.4 | 8.5 | 1.85 | R-454B | 650
217189516 | DUCANE | 7SCP18V36P-**A | 7EH30BX-**+TDR | 95G1UH040BE12X* | Split System | 34200 | 17.4 | 8.5 | 1.85 | R-454B | 650
217189484 | DUCANE | 7SCP18V36P-**A | 7E[C,U]36AX-**+TDR | 80G2UH070AV12* | Split System | 34400 | 17.4 | 8.5 | 1.85 | R-454B | 650
217189842 | LENNOX | EL18KSLV-036-230A** | CK40HT-30B-**+TDR | EL195UH040NE36B* | Split System | 34200 | 17.4 | 8.5 | 1.85 | R-454B | 650
217509296 | ALLIED | 7SCP18V36P-**A | 7EH36BX-**+TDR | 95G1UH040BE12X* | Split System | 33600 | 17.45 | 8.5 | 1.85 | R-454B | 650
217188949 | ARMSTRONG AIR | A7SCP18V36P-**A | 7E[C,U]30BX-**+TDR | A98USMV070B12S* | Split System | 34000 | 17.45 | 8.5 | 1.85 | R-454B | 650
217189537 | DUCANE | 7SCP18V36P-**A | 7EH36BX-**+TDR | 95G1UH040BE12X* | Split System | 33600 | 17.45 | 8.5 | 1.85 | R-454B | 650
217189795 | LENNOX | EL18KSLV-036-230A** | CK40[C,U]T-30B-**+TDR | SLP99UH070XV36B* | Split System | 34000 | 17.45 | 8.5 | 1.85 | R-454B | 650
217188696 | AIREASE | A7SCP18V36P-**A | 7E[C,U]30AX-**+TDR | A80UH1E070A12* | Split System | 34000 | 17.5 | 8.5 | 1.8 | R-454B | 650
216769706 | AIREASE | A7SCP18V36P-**A | 7EH36BX-**+TDR | A97US2V070B12S* | Split System | 34000 | 17.5 | 8.5 | 1.85 | R-454B | 650
217188752 | AIREASE | A7SCP18V36P-**A | 7EH36BX-**+TDR | A96UH1E070B12S* | Split System | 34000 | 17.5 | 8.5 | 1.85 | R-454B | 650
217509442 | ALLIED | 7SCP18V36P-**A | 7E[C,U]30AX-**+TDR | 80G1UH070AE12L* | Split System | 34000 | 17.5 | 8.5 | 1.8 | R-454B | 650
217509228 | ALLIED | 7SCP18V36P-**A | 7E[C,U]30AX-**+TDR | 80G1UH070AE12* | Split System | 34000 | 17.5 | 8.5 | 1.8 | R-454B | 650
217509136 | ALLIED | 7SCP18V36P-**A | 7EH36BX-**+TDR | 97G2UH070BV12* | Split System | 34000 | 17.5 | 8.5 | 1.85 | R-454B | 650
217509299 | ALLIED | 7SCP18V36P-**A | 7EH36BX-**+TDR | 96G1UH070BE12* | Split System | 34000 | 17.5 | 8.5 | 1.85 | R-454B | 650
217509278 | ALLIED | 7SCP18V36P-**A | 7EH30BX-**+TDR | 96G1UH070BE12* | Split System | 34600 | 17.5 | 8.5 | 1.85 | R-454B | 650
217509456 | ALLIED | 7SCP18V36P-**A | 7E[C,U]36BX-**+TDR | 92G1UH045BE12* | Split System | 34600 | 17.5 | 8.5 | 1.85 | R-454B | 650
216769705 | ARMSTRONG AIR | A7SCP18V36P-**A | 7EH36BX-**+TDR | A97US2V070B12S* | Split System | 34000 | 17.5 | 8.5 | 1.85 | R-454B | 650
217188985 | ARMSTRONG AIR | A7SCP18V36P-**A | 7EH30BX-**+TDR | A96UH1E070B12S* | Split System | 34600 | 17.5 | 8.5 | 1.85 | R-454B | 650
217189280 | CONCORD | 7SCP18V36P-**A | 7EH36BX-**+TDR | 96G1UH070BE12* | Split System | 34000 | 17.5 | 8.5 | 1.85 | R-454B | 650
217189235 | CONCORD | 7SCP18V36P-**A | 7E[C,U]36BX-**+TDR | 95G1UH040BE12X* | Split System | 34400 | 17.5 | 8.5 | 1.85 | R-454B | 650
217189259 | CONCORD | 7SCP18V36P-**A | 7EH30BX-**+TDR | 96G1UH070BE12* | Split System | 34600 | 17.5 | 8.5 | 1.85 | R-454B | 650
217189469 | DUCANE | 7SCP18V36P-**A | 7E[C,U]30AX-**+TDR | 80G1UH070AE12* | Split System | 34000 | 17.5 | 8.5 | 1.8 | R-454B | 650
217189495 | DUCANE | 7SCP18V36P-**A | 7E[C,U]36BX-**+TDR | 95G1UH040BE12X* | Split System | 34400 | 17.5 | 8.5 | 1.85 | R-454B | 650
217189519 | DUCANE | 7SCP18V36P-**A | 7EH30BX-**+TDR | 96G1UH070BE12* | Split System | 34600 | 17.5 | 8.5 | 1.85 | R-454B | 650
217177713 | GE Appliances | NS18H36HA5*** | NCHC36BT5****+TDR | NF96U070V3B*** | Split System | 34000 | 17.5 | 8.5 | 1.85 | R-454B | 650
217189790 | LENNOX | EL18KSLV-036-230A** | CK40[C,U]T-30A-**+TDR | ML180UH070E36A* | Split System | 34000 | 17.5 | 8.5 | 1.8 | R-454B | 650
217189868 | LENNOX | EL18KSLV-036-230A** | CK40HT-36B-**+TDR | ML196UH070XE36B* | Split System | 34000 | 17.5 | 8.5 | 1.85 | R-454B | 650
217189819 | LENNOX | EL18KSLV-036-230A** | CK40[C,U]T-36B-**+TDR | EL195UH040NE36B* | Split System | 34400 | 17.5 | 8.5 | 1.85 | R-454B | 650
217189845 | LENNOX | EL18KSLV-036-230A** | CK40HT-30B-**+TDR | ML196UH070XE36B* | Split System | 34600 | 17.5 | 8.5 | 1.85 | R-454B | 650
217509224 | ALLIED | 7SCP18V36P-**A | 7E[C,U]30AX-**+TDR | 80G1UH060AE12X* | Split System | 33800 | 17.55 | 8.5 | 1.8 | R-454B | 650
217509471 | ALLIED | 7SCP18V36P-**A | 7EH36BX-**+TDR | 97G2UH070BE12* | Split System | 33800 | 17.55 | 8.5 | 1.85 | R-454B | 650
217509462 | ALLIED | 7SCP18V36P-**A | 7EH30BX-**+TDR | 97G2UH070BE12* | Split System | 34200 | 17.55 | 8.5 | 1.85 | R-454B | 650
217509134 | ALLIED | 7SCP18V36P-**A | 7EH30BX-**+TDR | 97G2UH070BV12* | Split System | 34400 | 17.55 | 8.5 | 1.85 | R-454B | 650
217188943 | ARMSTRONG AIR | A7SCP18V36P-**A | 7E[C,U]30AX-**+TDR | A80UH1E060A12X* | Split System | 33800 | 17.55 | 8.5 | 1.8 | R-454B | 650
217189205 | CONCORD | 7SCP18V36P-**A | 7E[C,U]30AX-**+TDR | 80G1UH060AE12X* | Split System | 33800 | 17.55 | 8.5 | 1.8 | R-454B | 650
217177711 | GE Appliances | NS18H36HA5*** | NCHC30BT5****+TDR | NF96U070V3B*** | Split System | 34400 | 17.55 | 8.5 | 1.85 | R-454B | 650
217189786 | LENNOX | EL18KSLV-036-230A** | CK40[C,U]T-30A-**+TDR | EL180UH060NE36A* | Split System | 33800 | 17.55 | 8.5 | 1.8 | R-454B | 650
217188692 | AIREASE | A7SCP18V36P-**A | 7E[C,U]30AX-**+TDR | A80UH1E040A12X* | Split System | 33800 | 17.6 | 8.5 | 1.8 | R-454B | 650
217188702 | AIREASE | A7SCP18V36P-**A | 7E[C,U]30BX-**+TDR | A80US2V090B16* | Split System | 34200 | 17.6 | 8.5 | 1.85 | R-454B | 650
216769690 | AIREASE | A7SCP18V36P-**A | 7E[C,U]36BX-**+TDR | A97US2V070B12S* | Split System | 34600 | 17.6 | 8.5 | 1.85 | R-454B | 650
217509223 | ALLIED | 7SCP18V36P-**A | 7E[C,U]30AX-**+TDR | 80G1UH040AE12X* | Split System | 33800 | 17.6 | 8.5 | 1.8 | R-454B | 650
217509297 | ALLIED | 7SCP18V36P-**A | 7EH36BX-**+TDR | 95G1UH060BE12X* | Split System | 33800 | 17.6 | 8.5 | 1.85 | R-454B | 650
217509237 | ALLIED | 7SCP18V36P-**A | 7E[C,U]30BX-**+TDR | 80G2UH090BV16* | Split System | 34200 | 17.6 | 8.5 | 1.85 | R-454B | 650
217509276 | ALLIED | 7SCP18V36P-**A | 7EH30BX-**+TDR | 95G1UH060BE12X* | Split System | 34200 | 17.6 | 8.5 | 1.85 | R-454B | 650
217509132 | ALLIED | 7SCP18V36P-**A | 7E[C,U]36BX-**+TDR | 97G2UH070BV12* | Split System | 34600 | 17.6 | 8.5 | 1.85 | R-454B | 650
217509257 | ALLIED | 7SCP18V36P-**A | 7E[C,U]36BX-**+TDR | 96G1UH070BE12* | Split System | 34800 | 17.6 | 8.5 | 1.85 | R-454B | 650
217188942 | ARMSTRONG AIR | A7SCP18V36P-**A | 7E[C,U]30AX-**+TDR | A80UH1E040A12X* | Split System | 33800 | 17.6 | 8.5 | 1.8 | R-454B | 650
217188952 | ARMSTRONG AIR | A7SCP18V36P-**A | 7E[C,U]30BX-**+TDR | A80US2V090B16* | Split System | 34200 | 17.6 | 8.5 | 1.85 | R-454B | 650
216769691 | ARMSTRONG AIR | A7SCP18V36P-**A | 7EH30BX-**+TDR | A97US2V040B12X* | Split System | 34400 | 17.6 | 8.5 | 1.85 | R-454B | 650
217188968 | ARMSTRONG AIR | A7SCP18V36P-**A | 7E[C,U]36BX-**+TDR | A96UH1E070B12S* | Split System | 34800 | 17.6 | 8.5 | 1.85 | R-454B | 650
217189278 | CONCORD | 7SCP18V36P-**A | 7EH36BX-**+TDR | 95G1UH060BE12X* | Split System | 33800 | 17.6 | 8.5 | 1.85 | R-454B | 650
217189218 | CONCORD | 7SCP18V36P-**A | 7E[C,U]30BX-**+TDR | 80G2UH090BV16* | Split System | 34200 | 17.6 | 8.5 | 1.85 | R-454B | 650
217189257 | CONCORD | 7SCP18V36P-**A | 7EH30BX-**+TDR | 95G1UH060BE12X* | Split System | 34200 | 17.6 | 8.5 | 1.85 | R-454B | 650
217189238 | CONCORD | 7SCP18V36P-**A | 7E[C,U]36BX-**+TDR | 96G1UH070BE12* | Split System | 34800 | 17.6 | 8.5 | 1.85 | R-454B | 650
217189517 | DUCANE | 7SCP18V36P-**A | 7EH30BX-**+TDR | 95G1UH060BE12X* | Split System | 34200 | 17.6 | 8.5 | 1.85 | R-454B | 650
217189498 | DUCANE | 7SCP18V36P-**A | 7E[C,U]36BX-**+TDR | 96G1UH070BE12* | Split System | 34800 | 17.6 | 8.5 | 1.85 | R-454B | 650
217177709 | GE Appliances | NS18H36HA5*** | NCUC36BT5****+TDR | NF96U070V3B*** | Split System | 34600 | 17.6 | 8.5 | 1.85 | R-454B | 650
217189785 | LENNOX | EL18KSLV-036-230A** | CK40[C,U]T-30A-**+TDR | EL180UH040NE36A* | Split System | 33800 | 17.6 | 8.5 | 1.8 | R-454B | 650
217189800 | LENNOX | EL18KSLV-036-230A** | CK40[C,U]T-30B-**+TDR | SL280UH090V48B* | Split System | 34200 | 17.6 | 8.5 | 1.85 | R-454B | 650
217189822 | LENNOX | EL18KSLV-036-230A** | CK40[C,U]T-36B-**+TDR | ML196UH070XE36B* | Split System | 34800 | 17.6 | 8.5 | 1.85 | R-454B | 650
217188698 | AIREASE | A7SCP18V36P-**A | 7E[C,U]30BX-**+TDR | A80UH1E070B12* | Split System | 34200 | 17.65 | 8.5 | 1.85 | R-454B | 650
217509475 | ALLIED | 7SCP18V36P-**A | 7EH36BX-**+TDR | 92G1UH070BE12* | Split System | 34000 | 17.65 | 8.5 | 1.85 | R-454B | 650
217509231 | ALLIED | 7SCP18V36P-**A | 7E[C,U]30BX-**+TDR | 80G1UH070BE12* | Split System | 34200 | 17.65 | 8.5 | 1.85 | R-454B | 650
217509232 | ALLIED | 7SCP18V36P-**A | 7E[C,U]30BX-**+TDR | 80G1UH070BE12L* | Split System | 34200 | 17.65 | 8.5 | 1.85 | R-454B | 650
217509246 | ALLIED | 7SCP18V36P-**A | 7E[C,U]36AX-**+TDR | 80G2UH070AE12L* | Split System | 34600 | 17.65 | 8.5 | 1.85 | R-454B | 650
217509247 | ALLIED | 7SCP18V36P-**A | 7E[C,U]36AX-**+TDR | 80G2UH070AE12* | Split System | 34600 | 17.65 | 8.5 | 1.85 | R-454B | 650
217509466 | ALLIED | 7SCP18V36P-**A | 7EH30BX-**+TDR | 92G1UH070BE12* | Split System | 34600 | 17.65 | 8.5 | 1.85 | R-454B | 650
217188961 | ARMSTRONG AIR | A7SCP18V36P-**A | 7E[C,U]36AX-**+TDR | A80UH2E070A12* | Split System | 34600 | 17.65 | 8.5 | 1.85 | R-454B | 650
217189213 | CONCORD | 7SCP18V36P-**A | 7E[C,U]30BX-**+TDR | 80G1UH070BE12L* | Split System | 34200 | 17.65 | 8.5 | 1.85 | R-454B | 650
217189227 | CONCORD | 7SCP18V36P-**A | 7E[C,U]36AX-**+TDR | 80G2UH070AE12L* | Split System | 34600 | 17.65 | 8.5 | 1.85 | R-454B | 650
217189228 | CONCORD | 7SCP18V36P-**A | 7E[C,U]36AX-**+TDR | 80G2UH070AE12* | Split System | 34600 | 17.65 | 8.5 | 1.85 | R-454B | 650
217189793 | LENNOX | EL18KSLV-036-230A** | CK40[C,U]T-30B-**+TDR | ML180UH070E36B* | Split System | 34200 | 17.65 | 8.5 | 1.85 | R-454B | 650
217189810 | LENNOX | EL18KSLV-036-230A** | CK40[C,U]T-36A-**+TDR | EL280UH070XE36A* | Split System | 34600 | 17.65 | 8.5 | 1.85 | R-454B | 650
217188708 | AIREASE | A7SCP18V36P-**A | 7E[C,U]36AX-**+TDR | A80US2V060A12X* | Split System | 34800 | 17.7 | 8.5 | 1.85 | R-454B | 650
217509229 | ALLIED | 7SCP18V36P-**A | 7E[C,U]30AX-**+TDR | 80G1UH045AE12* | Split System | 33800 | 17.7 | 8.5 | 1.8 | R-454B | 650
217509230 | ALLIED | 7SCP18V36P-**A | 7E[C,U]30AX-**+TDR | 80G1UH045AE12L* | Split System | 33800 | 17.7 | 8.5 | 1.8 | R-454B | 650
217509255 | ALLIED | 7SCP18V36P-**A | 7E[C,U]36BX-**+TDR | 95G1UH060BE12X* | Split System | 34400 | 17.7 | 8.5 | 1.85 | R-454B | 650
217509461 | ALLIED | 7SCP18V36P-**A | 7EH30BX-**+TDR | 97G2UH045BE12* | Split System | 34400 | 17.7 | 8.5 | 1.85 | R-454B | 650
217188947 | ARMSTRONG AIR | A7SCP18V36P-**A | 7E[C,U]30AX-**+TDR | A80UH1E045A12* | Split System | 33800 | 17.7 | 8.5 | 1.8 | R-454B | 650
216769683 | ARMSTRONG AIR | A7SCP18V36P-**A | 7E[C,U]36BX-**+TDR | A97US2V040B12X* | Split System | 34600 | 17.7 | 8.5 | 1.85 | R-454B | 650
217188958 | ARMSTRONG AIR | A7SCP18V36P-**A | 7E[C,U]36AX-**+TDR | A80US2V060A12X* | Split System | 34800 | 17.7 | 8.5 | 1.85 | R-454B | 650
217189471 | DUCANE | 7SCP18V36P-**A | 7E[C,U]30AX-**+TDR | 80G1UH045AE12L* | Split System | 33800 | 17.7 | 8.5 | 1.8 | R-454B | 650
217189470 | DUCANE | 7SCP18V36P-**A | 7E[C,U]30AX-**+TDR | 80G1UH045AE12* | Split System | 33800 | 17.7 | 8.5 | 1.8 | R-454B | 650
217189496 | DUCANE | 7SCP18V36P-**A | 7E[C,U]36BX-**+TDR | 95G1UH060BE12X* | Split System | 34400 | 17.7 | 8.5 | 1.85 | R-454B | 650
217189791 | LENNOX | EL18KSLV-036-230A** | CK40[C,U]T-30A-**+TDR | ML180UH045E36A* | Split System | 33800 | 17.7 | 8.5 | 1.8 | R-454B | 650
217189820 | LENNOX | EL18KSLV-036-230A** | CK40[C,U]T-36B-**+TDR | EL195UH060NE36B* | Split System | 34400 | 17.7 | 8.5 | 1.85 | R-454B | 650
217188750 | AIREASE | A7SCP18V36P-**A | 7EH36BX-**+TDR | A98USMV070B12S* | Split System | 34000 | 17.75 | 8.5 | 1.85 | R-454B | 650
217188733 | AIREASE | A7SCP18V36P-**A | 7EH30BX-**+TDR | A98USMV070B12S* | Split System | 34600 | 17.75 | 8.5 | 1.85 | R-454B | 650
217509457 | ALLIED | 7SCP18V36P-**A | 7E[C,U]36BX-**+TDR | 92G1UH070BE12* | Split System | 34800 | 17.75 | 8.5 | 1.85 | R-454B | 650
217189000 | ARMSTRONG AIR | A7SCP18V36P-**A | 7EH36BX-**+TDR | A98USMV070B12S* | Split System | 34000 | 17.75 | 8.5 | 1.85 | R-454B | 650
217188983 | ARMSTRONG AIR | A7SCP18V36P-**A | 7EH30BX-**+TDR | A98USMV070B12S* | Split System | 34600 | 17.75 | 8.5 | 1.85 | R-454B | 650
217189864 | LENNOX | EL18KSLV-036-230A** | CK40HT-36B-**+TDR | SLP99UH070XV36B* | Split System | 34000 | 17.75 | 8.5 | 1.85 | R-454B | 650
217188716 | AIREASE | A7SCP18V36P-**A | 7E[C,U]36BX-**+TDR | A98USMV070B12S* | Split System | 34800 | 17.8 | 8.5 | 1.85 | R-454B | 650
217509463 | ALLIED | 7SCP18V36P-**A | 7EH30BX-**+TDR | 96G1UH030BE08* | Split System | 34200 | 17.8 | 8.5 | 1.85 | R-454B | 650
217509452 | ALLIED | 7SCP18V36P-**A | 7E[C,U]36BX-**+TDR | 97G2UH045BE12* | Split System | 34600 | 17.8 | 8.5 | 1.85 | R-454B | 650
217189818 | LENNOX | EL18KSLV-036-230A** | CK40[C,U]T-36B-**+TDR | SLP99UH070XV36B* | Split System | 34800 | 17.8 | 8.5 | 1.85 | R-454B | 650
217509472 | ALLIED | 7SCP18V36P-**A | 7EH36BX-**+TDR | 96G1UH030BE08* | Split System | 33600 | 17.85 | 8.5 | 1.85 | R-454B | 650
217188710 | AIREASE | A7SCP18V36P-**A | 7E[C,U]36AX-**+TDR | A80UH1E060A12X* | Split System | 34400 | 17.9 | 8.5 | 1.85 | R-454B | 650
217188713 | AIREASE | A7SCP18V36P-**A | 7E[C,U]36AX-**+TDR | A80UH1E070A12* | Split System | 34600 | 17.9 | 8.5 | 1.85 | R-454B | 650
217509454 | ALLIED | 7SCP18V36P-**A | 7E[C,U]36BX-**+TDR | 96G1UH030BE08* | Split System | 34400 | 17.9 | 8.5 | 1.85 | R-454B | 650
217509245 | ALLIED | 7SCP18V36P-**A | 7E[C,U]36AX-**+TDR | 80G1UH060AE12X* | Split System | 34400 | 17.9 | 8.5 | 1.85 | R-454B | 650
217509249 | ALLIED | 7SCP18V36P-**A | 7E[C,U]36AX-**+TDR | 80G1UH070AE12* | Split System | 34600 | 17.9 | 8.5 | 1.85 | R-454B | 650
217509450 | ALLIED | 7SCP18V36P-**A | 7E[C,U]36AX-**+TDR | 80G1UH070AE12L* | Split System | 34600 | 17.9 | 8.5 | 1.85 | R-454B | 650
217189226 | CONCORD | 7SCP18V36P-**A | 7E[C,U]36AX-**+TDR | 80G1UH060AE12X* | Split System | 34400 | 17.9 | 8.5 | 1.85 | R-454B | 650
217189486 | DUCANE | 7SCP18V36P-**A | 7E[C,U]36AX-**+TDR | 80G1UH060AE12X* | Split System | 34400 | 17.9 | 8.5 | 1.85 | R-454B | 650
217189490 | DUCANE | 7SCP18V36P-**A | 7E[C,U]36AX-**+TDR | 80G1UH070AE12* | Split System | 34600 | 17.9 | 8.5 | 1.85 | R-454B | 650
217189809 | LENNOX | EL18KSLV-036-230A** | CK40[C,U]T-36A-**+TDR | EL180UH060NE36A* | Split System | 34400 | 17.9 | 8.5 | 1.85 | R-454B | 650
217189813 | LENNOX | EL18KSLV-036-230A** | CK40[C,U]T-36A-**+TDR | ML180UH070E36A* | Split System | 34600 | 17.9 | 8.5 | 1.85 | R-454B | 650
217188709 | AIREASE | A7SCP18V36P-**A | 7E[C,U]36AX-**+TDR | A80UH1E040A12X* | Split System | 34400 | 17.95 | 8.5 | 1.85 | R-454B | 650
217509295 | ALLIED | 7SCP18V36P-**A | 7EH36BX-**+TDR | 80G1UH070BE12L* | Split System | 34000 | 17.95 | 8.5 | 1.85 | R-454B | 650
217509294 | ALLIED | 7SCP18V36P-**A | 7EH36BX-**+TDR | 80G1UH070BE12* | Split System | 34000 | 17.95 | 8.5 | 1.85 | R-454B | 650
217509244 | ALLIED | 7SCP18V36P-**A | 7E[C,U]36AX-**+TDR | 80G1UH040AE12X* | Split System | 34400 | 17.95 | 8.5 | 1.85 | R-454B | 650
217509273 | ALLIED | 7SCP18V36P-**A | 7EH30BX-**+TDR | 80G1UH070BE12* | Split System | 34600 | 17.95 | 8.5 | 1.85 | R-454B | 650
217509274 | ALLIED | 7SCP18V36P-**A | 7EH30BX-**+TDR | 80G1UH070BE12L* | Split System | 34600 | 17.95 | 8.5 | 1.85 | R-454B | 650
217188959 | ARMSTRONG AIR | A7SCP18V36P-**A | 7E[C,U]36AX-**+TDR | A80UH1E040A12X* | Split System | 34400 | 17.95 | 8.5 | 1.85 | R-454B | 650
217188982 | ARMSTRONG AIR | A7SCP18V36P-**A | 7EH30BX-**+TDR | A80UH1E070B12* | Split System | 34600 | 17.95 | 8.5 | 1.85 | R-454B | 650
217189276 | CONCORD | 7SCP18V36P-**A | 7EH36BX-**+TDR | 80G1UH070BE12L* | Split System | 34000 | 17.95 | 8.5 | 1.85 | R-454B | 650
217189225 | CONCORD | 7SCP18V36P-**A | 7E[C,U]36AX-**+TDR | 80G1UH040AE12X* | Split System | 34400 | 17.95 | 8.5 | 1.85 | R-454B | 650
217189255 | CONCORD | 7SCP18V36P-**A | 7EH30BX-**+TDR | 80G1UH070BE12L* | Split System | 34600 | 17.95 | 8.5 | 1.85 | R-454B | 650
217189536 | DUCANE | 7SCP18V36P-**A | 7EH36BX-**+TDR | 80G1UH070BE12L* | Split System | 34000 | 17.95 | 8.5 | 1.85 | R-454B | 650
217189535 | DUCANE | 7SCP18V36P-**A | 7EH36BX-**+TDR | 80G1UH070BE12* | Split System | 34000 | 17.95 | 8.5 | 1.85 | R-454B | 650
217189485 | DUCANE | 7SCP18V36P-**A | 7E[C,U]36AX-**+TDR | 80G1UH040AE12X* | Split System | 34400 | 17.95 | 8.5 | 1.85 | R-454B | 650
217189514 | DUCANE | 7SCP18V36P-**A | 7EH30BX-**+TDR | 80G1UH070BE12* | Split System | 34600 | 17.95 | 8.5 | 1.85 | R-454B | 650
217189862 | LENNOX | EL18KSLV-036-230A** | CK40HT-36B-**+TDR | ML180UH070E36B* | Split System | 34000 | 17.95 | 8.5 | 1.85 | R-454B | 650
217189863 | LENNOX | EL18KSLV-036-230A** | CK40HT-36B-**+TDR | ML180UH070XE36B* | Split System | 34000 | 17.95 | 8.5 | 1.85 | R-454B | 650
217189839 | LENNOX | EL18KSLV-036-230A** | CK40HT-30B-**+TDR | ML180UH070E36B* | Split System | 34600 | 17.95 | 8.5 | 1.85 | R-454B | 650
217189840 | LENNOX | EL18KSLV-036-230A** | CK40HT-30B-**+TDR | ML180UH070XE36B* | Split System | 34600 | 17.95 | 8.5 | 1.85 | R-454B | 650
217188714 | AIREASE | A7SCP18V36P-**A | 7E[C,U]36AX-**+TDR | A80UH1E045A12* | Split System | 34400 | 18 | 8.5 | 1.85 | R-454B | 650
217509464 | ALLIED | 7SCP18V36P-**A | 7EH30BX-**+TDR | 92G1UH030BE12* | Split System | 34200 | 18 | 8.5 | 1.85 | R-454B | 650
217509251 | ALLIED | 7SCP18V36P-**A | 7E[C,U]36AX-**+TDR | 80G1UH045AE12L* | Split System | 34400 | 18 | 8.5 | 1.85 | R-454B | 650
217509250 | ALLIED | 7SCP18V36P-**A | 7E[C,U]36AX-**+TDR | 80G1UH045AE12* | Split System | 34400 | 18 | 8.5 | 1.85 | R-454B | 650
217188964 | ARMSTRONG AIR | A7SCP18V36P-**A | 7E[C,U]36AX-**+TDR | A80UH1E045A12* | Split System | 34400 | 18 | 8.5 | 1.85 | R-454B | 650
214719710 | CHAMPION HEATING AND COOLING | HH836E2S11 | CTU36B5XDS1+TXV | TM9V080B12MP12 | Split System | 33000 | 18 | 8.5 | 2 | R-454B | 650
214719707 | COLEMAN | HH836E2S11 | CTU36B5XDS1+TXV | TM9V080B12MP12 | Split System | 33000 | 18 | 8.5 | 2 | R-454B | 650
217189232 | CONCORD | 7SCP18V36P-**A | 7E[C,U]36AX-**+TDR | 80G1UH045AE12L* | Split System | 34400 | 18 | 8.5 | 1.85 | R-454B | 650
217189231 | CONCORD | 7SCP18V36P-**A | 7E[C,U]36AX-**+TDR | 80G1UH045AE12* | Split System | 34400 | 18 | 8.5 | 1.85 | R-454B | 650
217189491 | DUCANE | 7SCP18V36P-**A | 7E[C,U]36AX-**+TDR | 80G1UH045AE12* | Split System | 34400 | 18 | 8.5 | 1.85 | R-454B | 650
214719709 | FRASER-JOHNSTON | HH836E2S11 | CTU36B5XDS1+TXV | TM9V080B12MP12 | Split System | 33000 | 18 | 8.5 | 2 | R-454B | 650
216783113 | JOHNSON CONTROLS | HH836E2S11 | CTM36B5CDS1 | Z8ES080B12LMPS1 | Split System | 33600 | 18 | 8.5 | 2 | R-454B | 650
217189814 | LENNOX | EL18KSLV-036-230A** | CK40[C,U]T-36A-**+TDR | ML180UH045E36A* | Split System | 34400 | 18 | 8.5 | 1.85 | R-454B | 650
217189815 | LENNOX | EL18KSLV-036-230A** | CK40[C,U]T-36A-**+TDR | ML180UH045XE36A* | Split System | 34400 | 18 | 8.5 | 1.85 | R-454B | 650
216779771 | YORK | HH836E2S11 | CTM36B5CDS1 | Y81E080B12LMPS1 | Split System | 33600 | 18 | 8.5 | 2 | R-454B | 650
217188753 | AIREASE | A7SCP18V36P-**A | 7EH36BX-**+TDR | A80US2V090B16* | Split System | 33800 | 18.05 | 8.5 | 1.85 | R-454B | 650
217188715 | AIREASE | A7SCP18V36P-**A | 7E[C,U]36BX-**+TDR | A80UH1E070B12* | Split System | 34800 | 18.05 | 8.5 | 1.85 | R-454B | 650
217509300 | ALLIED | 7SCP18V36P-**A | 7EH36BX-**+TDR | 80G2UH090BV16* | Split System | 33800 | 18.05 | 8.5 | 1.85 | R-454B | 650
217509455 | ALLIED | 7SCP18V36P-**A | 7E[C,U]36BX-**+TDR | 92G1UH030BE12* | Split System | 34400 | 18.05 | 8.5 | 1.85 | R-454B | 650
217509252 | ALLIED | 7SCP18V36P-**A | 7E[C,U]36BX-**+TDR | 80G1UH070BE12* | Split System | 34800 | 18.05 | 8.5 | 1.85 | R-454B | 650
217189003 | ARMSTRONG AIR | A7SCP18V36P-**A | 7EH36BX-**+TDR | A80US2V090B16* | Split System | 33800 | 18.05 | 8.5 | 1.85 | R-454B | 650
217188965 | ARMSTRONG AIR | A7SCP18V36P-**A | 7E[C,U]36BX-**+TDR | A80UH1E070B12* | Split System | 34800 | 18.05 | 8.5 | 1.85 | R-454B | 650
217189281 | CONCORD | 7SCP18V36P-**A | 7EH36BX-**+TDR | 80G2UH090BV16* | Split System | 33800 | 18.05 | 8.5 | 1.85 | R-454B | 650
217189233 | CONCORD | 7SCP18V36P-**A | 7E[C,U]36BX-**+TDR | 80G1UH070BE12* | Split System | 34800 | 18.05 | 8.5 | 1.85 | R-454B | 650
217189494 | DUCANE | 7SCP18V36P-**A | 7E[C,U]36BX-**+TDR | 80G1UH070BE12L* | Split System | 34800 | 18.05 | 8.5 | 1.85 | R-454B | 650
217189869 | LENNOX | EL18KSLV-036-230A** | CK40HT-36B-**+TDR | SL280UH090V48B* | Split System | 33800 | 18.05 | 8.5 | 1.85 | R-454B | 650
217188695 | AIREASE | A7SCP18V36P-**A | 7E[C,U]30AX-**+TDR | A80UH2E045A12* | Split System | 34200 | 18.15 | 8.5 | 1.8 | R-454B | 650
217509227 | ALLIED | 7SCP18V36P-**A | 7E[C,U]30AX-**+TDR | 80G2UH045AE12* | Split System | 34200 | 18.15 | 8.5 | 1.8 | R-454B | 650
217188945 | ARMSTRONG AIR | A7SCP18V36P-**A | 7E[C,U]30AX-**+TDR | A80UH2E045A12* | Split System | 34200 | 18.15 | 8.5 | 1.8 | R-454B | 650
217189468 | DUCANE | 7SCP18V36P-**A | 7E[C,U]30AX-**+TDR | 80G2UH045AE12* | Split System | 34200 | 18.15 | 8.5 | 1.8 | R-454B | 650
217189789 | LENNOX | EL18KSLV-036-230A** | CK40[C,U]T-30A-**+TDR | EL280UH045E36A* | Split System | 34200 | 18.15 | 8.5 | 1.8 | R-454B | 650
217509443 | ALLIED | 7SCP18V36P-**A | 7E[C,U]30BX-**+TDR | 80G2UH090BE12* | Split System | 34200 | 18.3 | 8.5 | 1.85 | R-454B | 650
217188712 | AIREASE | A7SCP18V36P-**A | 7E[C,U]36AX-**+TDR | A80UH2E045A12* | Split System | 34800 | 18.5 | 8.5 | 1.85 | R-454B | 650
217509248 | ALLIED | 7SCP18V36P-**A | 7E[C,U]36AX-**+TDR | 80G2UH045AE12* | Split System | 34800 | 18.5 | 8.5 | 1.85 | R-454B | 650
217188962 | ARMSTRONG AIR | A7SCP18V36P-**A | 7E[C,U]36AX-**+TDR | A80UH2E045A12* | Split System | 34800 | 18.5 | 8.5 | 1.85 | R-454B | 650
217189229 | CONCORD | 7SCP18V36P-**A | 7E[C,U]36AX-**+TDR | 80G2UH045AE12* | Split System | 34800 | 18.5 | 8.5 | 1.85 | R-454B | 650
217509460 | ALLIED | 7SCP18V36P-**A | 7EH30BX-**+TDR | 80G2UH090BE12* | Split System | 34600 | 18.55 | 8.5 | 1.85 | R-454B | 650
217509469 | ALLIED | 7SCP18V36P-**A | 7EH36BX-**+TDR | 80G2UH090BE12* | Split System | 34000 | 18.6 | 8.5 | 1.85 | R-454B | 650
217509451 | ALLIED | 7SCP18V36P-**A | 7E[C,U]36BX-**+TDR | 80G2UH090BE12* | Split System | 34800 | 18.65 | 8.5 | 1.85 | R-454B | 650
215940537 | AIRQUEST | H5H3V36*K*AAA* | EVD5X36M21A*+WALLCON | *97CTN0601716A* | Split System | 34000 | 20 | 8.5 | 2.02 | R-454B | 650
215940538 | ARCOAIRE | H5H3V36*K*AAA* | EVD5X36M21A*+WALLCON | *97CTN0601716A* | Split System | 34000 | 20 | 8.5 | 2.02 | R-454B | 650
215940534 | CARRIER | 27VNA336A*030* | CVAVA3621XMA*+UI | 59TN7A060C17**16 | Split System | 34000 | 20 | 8.5 | 2.02 | R-454B | 650
215940539 | COMFORTMAKER | C5H3V36*K*AAA* | EVD5X36M21A*+WALLCON | *97CTN0601716A* | Split System | 34000 | 20 | 8.5 | 2.02 | R-454B | 650
215940540 | DAY & NIGHT | C5H3V36*K*AAA* | EVD5X36M21A*+WALLCON | *97CTN0601716A* | Split System | 34000 | 20 | 8.5 | 2.02 | R-454B | 650
218587826 | FRASER-JOHNSTON | XH960E2C11 | CTM60D5CGS2+CC | TP9C120D20MP13 | Split System | 47000 | 20 | 8.5 | 2 | R-454B | 650
215940536 | HEIL | H5H3V36*K*AAA* | EVD5X36M21A*+WALLCON | *97CTN0601716A* | Split System | 34000 | 20 | 8.5 | 2.02 | R-454B | 650
215940541 | KEEPRITE | C5H3V36*K*AAA* | EVD5X36M21A*+WALLCON | *97CTN0601716A* | Split System | 34000 | 20 | 8.5 | 2.02 | R-454B | 650
218587675 | LUXAIRE | XH960E2C11 | CTF60D5CGS2+CC | LP9C120D20MP13 | Split System | 47000 | 20 | 8.5 | 2 | R-454B | 650
215940543 | TEMPSTAR | T5H3V36*K*AAA* | EVD5X36M21A*+WALLCON | *97CTN0601716A* | Split System | 34000 | 20 | 8.5 | 2.02 | R-454B | 650
218585852 | YORK | YH960E2C11 | CTF60D5CGS2+CC | YP9C120D20MP13 | Split System | 47000 | 20 | 8.5 | 2 | R-454B | 650
215936274 | CARRIER | 27VNA336A*030* | CVAVA4821XMA*+UI | 59MN7C060C17**14 | Split System | 34400 | 20.5 | 8.5 | 2.08 | R-454B | 650
216770019 | AMERICAN STANDARD | 5A6H7048A1 | 5TXCC009AS3 | L9X1C100U5VSA | Split System | 43500 | 16 | 8.5 | 2.1 | R-454B | 650
216770018 | TRANE | 5TWR7048A1 | 5TXCC009AS3 | L9X1C100U5VSA | Split System | 43500 | 16 | 8.5 | 2.1 | R-454B | 650
217493330 | AIREASE | A7CP21V36P-**A | 7EH30BX-**+TDR | EFV12BCA* | Split System | 33600 | 17.5 | 8.5 | 2.44 | R-454B | 650
217493329 | ARMSTRONG AIR | A7CP21V36P-**A | 7EH30BX-**+TDR | EFV12BCA* | Split System | 33600 | 17.5 | 8.5 | 2.44 | R-454B | 650
216766853 | TRANE | 5TWX7024A1 | 5TXCB004AS3 | S9X2B060D3PSB | Split System | 21800 | 15.5 | 8.5 | 1.9 | R-454B | 650
216766790 | TRANE | 5TWX7024A1 | 5PX*B004AS3 | S9X2B060D3PSB | Split System | 21800 | 15.5 | 8.5 | 1.9 | R-454B | 650
217179538 | AMERICAN STANDARD | 5A6V8X24A1 | 5PX*BD04AS3 | S8V2A040M3PCB | Split System | 21400 | 18.1 | 8.5 | 2.1 | R-454B | 650
217179546 | AMERICAN STANDARD | 5A6V8X24A1 | 5PX*BD04AS3+P0V0A000M30SD+LRP |  | Split System | 21400 | 18.1 | 8.5 | 2.1 | R-454B | 650
217179544 | AMERICAN STANDARD | 5A6V8X24A1 | 5PX*BD04AS3 | *DHMB060CCV3+LRP | Split System | 21600 | 18.1 | 8.5 | 2.1 | R-454B | 650
217179540 | AMERICAN STANDARD | 5A6V8X24A1 | 5PX*BD04AS3 | S9V2B080D4VSB+LRP | Split System | 21600 | 18.1 | 8.5 | 2.1 | R-454B | 650
217179528 | AMERICAN STANDARD | 5A6V8X24A1 | 5PX*BD04AS3 | S9V2B060D3VSB+LRP | Split System | 21600 | 18.1 | 8.5 | 2.1 | R-454B | 650
217179542 | AMERICAN STANDARD | 5A6V8X24A1 | 5PX*BD04AS3 | *DHMB080CCV3+LRP | Split System | 21600 | 18.1 | 8.5 | 2.1 | R-454B | 650
217179524 | AMERICAN STANDARD | 5A6V8X24A1 | 5PX*BD04AS3 | S9V2B040D3VSB+LRP | Split System | 21600 | 18.1 | 8.5 | 2.1 | R-454B | 650
217179536 | AMERICAN STANDARD | 5A6V8X24A1 | 5PX*BD04AS3 | S8V2B060M4PCB | Split System | 21600 | 18.1 | 8.5 | 2.2 | R-454B | 650
217179564 | AMERICAN STANDARD | 5A6V8X24A1 | 5TXCB006AS3 | S8V2A040M3PCB | Split System | 21800 | 18.1 | 8.5 | 2.2 | R-454B | 650
217179560 | AMERICAN STANDARD | 5A6V8X24A1 | 5TXCB006AS3 | L8V1B080U4VSB+LRP | Split System | 21800 | 18.1 | 8.5 | 2.2 | R-454B | 650
217179556 | AMERICAN STANDARD | 5A6V8X24A1 | 5PX*BD06AS3 | S9V2B060D3VSB+LRP | Split System | 21800 | 18.1 | 8.5 | 2.2 | R-454B | 650
217179550 | AMERICAN STANDARD | 5A6V8X24A1 | 5PX*BD06AS3+P0V0A000M30SD+LRP |  | Split System | 21800 | 18.1 | 8.5 | 2.2 | R-454B | 650
217179582 | AMERICAN STANDARD | 5A6V8X24A1 | 5TXCB006AS3 | S9V2B080U4VSB+LRP | Split System | 22000 | 18.1 | 8.5 | 2.2 | R-454B | 650
217179590 | AMERICAN STANDARD | 5A6V8X24A1 | 5TXCB006AS3 | *UHMB080CCV3+LRP | Split System | 22000 | 18.1 | 8.5 | 2.2 | R-454B | 650
217179518 | AMERICAN STANDARD | 5A6V8X24A1 | 5PX*B006AS3 | S9V2B080U4VSB+LRP | Split System | 22000 | 18.1 | 8.5 | 2.2 | R-454B | 650
217179520 | AMERICAN STANDARD | 5A6V8X24A1 | 5PX*B006AS3 | S9V2B060U4VSB+LRP | Split System | 22000 | 18.1 | 8.5 | 2.2 | R-454B | 650
217179584 | AMERICAN STANDARD | 5A6V8X24A1 | 5TXCB006AS3 | L8V1A060U3VSB+LRP | Split System | 22000 | 18.1 | 8.5 | 2.2 | R-454B | 650
217179512 | AMERICAN STANDARD | 5A6V8X24A1 | 5PX*B006AS3 | S9V2B040U3VSB+LRP | Split System | 22000 | 18.1 | 8.5 | 2.2 | R-454B | 650
217179578 | AMERICAN STANDARD | 5A6V8X24A1 | 5TXCB006AS3 | S9V2B060U4VSB+LRP | Split System | 22000 | 18.1 | 8.5 | 2.2 | R-454B | 650
217179588 | AMERICAN STANDARD | 5A6V8X24A1 | 5TXCB006AS3 | *UHMB060CCV3+LRP | Split System | 22000 | 18.1 | 8.5 | 2.2 | R-454B | 650
217179514 | AMERICAN STANDARD | 5A6V8X24A1 | 5PX*B006AS3+P0V0A000M30SD+LRP |  | Split System | 22000 | 18.1 | 8.5 | 2.2 | R-454B | 650
217179572 | AMERICAN STANDARD | 5A6V8X24A1 | 5TXCB006AS3 | S9V2B040U3VSB+LRP | Split System | 22000 | 18.1 | 8.5 | 2.2 | R-454B | 650
217179586 | AMERICAN STANDARD | 5A6V8X24A1 | 5TXCB006AS3 | L8V1A040U3VSB+LRP | Split System | 22000 | 18.1 | 8.5 | 2.2 | R-454B | 650
217179554 | AMERICAN STANDARD | 5A6V8X24A1 | 5PX*BD06AS3 | S9V2B080D4VSB+LRP | Split System | 22000 | 18.1 | 8.5 | 2.2 | R-454B | 650
217179552 | AMERICAN STANDARD | 5A6V8X24A1 | 5PX*BD06AS3 | S9V2B040D3VSB+LRP | Split System | 22000 | 18.1 | 8.5 | 2.2 | R-454B | 650
217179537 | TRANE | 5TWV8X24A1 | 5PX*BD04AS3 | S8V2A040M3PCB | Split System | 21400 | 18.1 | 8.5 | 2.1 | R-454B | 650
217179545 | TRANE | 5TWV8X24A1 | 5PX*BD04AS3+P0V0A000M30SD+LRP |  | Split System | 21400 | 18.1 | 8.5 | 2.1 | R-454B | 650
217179543 | TRANE | 5TWV8X24A1 | 5PX*BD04AS3 | *DHMB060CCV3+LRP | Split System | 21600 | 18.1 | 8.5 | 2.1 | R-454B | 650
217179539 | TRANE | 5TWV8X24A1 | 5PX*BD04AS3 | S9V2B080D4VSB+LRP | Split System | 21600 | 18.1 | 8.5 | 2.1 | R-454B | 650
217179527 | TRANE | 5TWV8X24A1 | 5PX*BD04AS3 | S9V2B060D3VSB+LRP | Split System | 21600 | 18.1 | 8.5 | 2.1 | R-454B | 650
217179541 | TRANE | 5TWV8X24A1 | 5PX*BD04AS3 | *DHMB080CCV3+LRP | Split System | 21600 | 18.1 | 8.5 | 2.1 | R-454B | 650
217179533 | TRANE | 5TWV8X24A1 | 5PX*BD04AS3 | S8V2B080M4PCB | Split System | 21600 | 18.1 | 8.5 | 2.1 | R-454B | 650
217179523 | TRANE | 5TWV8X24A1 | 5PX*BD04AS3 | S9V2B040D3VSB+LRP | Split System | 21600 | 18.1 | 8.5 | 2.1 | R-454B | 650
217179535 | TRANE | 5TWV8X24A1 | 5PX*BD04AS3 | S8V2B060M4PCB | Split System | 21600 | 18.1 | 8.5 | 2.2 | R-454B | 650
217179563 | TRANE | 5TWV8X24A1 | 5TXCB006AS3 | S8V2A040M3PCB | Split System | 21800 | 18.1 | 8.5 | 2.2 | R-454B | 650
217179559 | TRANE | 5TWV8X24A1 | 5TXCB006AS3 | L8V1B080U4VSB+LRP | Split System | 21800 | 18.1 | 8.5 | 2.2 | R-454B | 650
217179555 | TRANE | 5TWV8X24A1 | 5PX*BD06AS3 | S9V2B060D3VSB+LRP | Split System | 21800 | 18.1 | 8.5 | 2.2 | R-454B | 650
217179549 | TRANE | 5TWV8X24A1 | 5PX*BD06AS3+P0V0A000M30SD+LRP |  | Split System | 21800 | 18.1 | 8.5 | 2.2 | R-454B | 650
217179565 | TRANE | 5TWV8X24A1 | 5TXCB006AS3 | S8V2B060M4PCB | Split System | 22000 | 18.1 | 8.5 | 2.2 | R-454B | 650
217179581 | TRANE | 5TWV8X24A1 | 5TXCB006AS3 | S9V2B080U4VSB+LRP | Split System | 22000 | 18.1 | 8.5 | 2.2 | R-454B | 650
217179589 | TRANE | 5TWV8X24A1 | 5TXCB006AS3 | *UHMB080CCV3+LRP | Split System | 22000 | 18.1 | 8.5 | 2.2 | R-454B | 650
217179517 | TRANE | 5TWV8X24A1 | 5PX*B006AS3 | S9V2B080U4VSB+LRP | Split System | 22000 | 18.1 | 8.5 | 2.2 | R-454B | 650
217179519 | TRANE | 5TWV8X24A1 | 5PX*B006AS3 | S9V2B060U4VSB+LRP | Split System | 22000 | 18.1 | 8.5 | 2.2 | R-454B | 650
217179561 | TRANE | 5TWV8X24A1 | 5TXCB006AS3+P0V0A000M30SD+LRP |  | Split System | 22000 | 18.1 | 8.5 | 2.2 | R-454B | 650
217179567 | TRANE | 5TWV8X24A1 | 5TXCB006AS3 | S8V2B080M4PCB | Split System | 22000 | 18.1 | 8.5 | 2.2 | R-454B | 650
217179583 | TRANE | 5TWV8X24A1 | 5TXCB006AS3 | L8V1A060U3VSB+LRP | Split System | 22000 | 18.1 | 8.5 | 2.2 | R-454B | 650
217179511 | TRANE | 5TWV8X24A1 | 5PX*B006AS3 | S9V2B040U3VSB+LRP | Split System | 22000 | 18.1 | 8.5 | 2.2 | R-454B | 650
217179577 | TRANE | 5TWV8X24A1 | 5TXCB006AS3 | S9V2B060U4VSB+LRP | Split System | 22000 | 18.1 | 8.5 | 2.2 | R-454B | 650
217179513 | TRANE | 5TWV8X24A1 | 5PX*B006AS3+P0V0A000M30SD+LRP |  | Split System | 22000 | 18.1 | 8.5 | 2.2 | R-454B | 650
217179587 | TRANE | 5TWV8X24A1 | 5TXCB006AS3 | *UHMB060CCV3+LRP | Split System | 22000 | 18.1 | 8.5 | 2.2 | R-454B | 650
217179585 | TRANE | 5TWV8X24A1 | 5TXCB006AS3 | L8V1A040U3VSB+LRP | Split System | 22000 | 18.1 | 8.5 | 2.2 | R-454B | 650
217179553 | TRANE | 5TWV8X24A1 | 5PX*BD06AS3 | S9V2B080D4VSB+LRP | Split System | 22000 | 18.1 | 8.5 | 2.2 | R-454B | 650
217493326 | AIREASE | A7CP21V36P-**A | 7E[C,U]36BX-**+TDR | EFV12BCA* | Split System | 33800 | 18.5 | 8.5 | 2.06 | R-454B | 650
217493325 | ARMSTRONG AIR | A7CP21V36P-**A | 7E[C,U]36BX-**+TDR | EFV12BCA* | Split System | 33800 | 18.5 | 8.5 | 2.06 | R-454B | 650
216776119 | LENNOX | SL22KLV-048-230A** | CK40[C,U]T-49C-**+TDR | EL297UH110XV60C* | Split System | 45000 | 19.5 | 8.5 | 1.84 | R-454B | 650
216776140 | LENNOX | SL22KLV-060-230A** | CK40[C,U]T-49C-**+TDR | EL297UH090XV60C* | Split System | 55500 | 19.5 | 8.5 | 1.84 | R-454B | 650
215940597 | AIRQUEST | H5H3V36*K*AAA* | EVD5X38M17A*+WALLCON | *97CTN0601716A* | Split System | 35000 | 20.5 | 8.5 | 2 | R-454B | 650
215940598 | ARCOAIRE | H5H3V36*K*AAA* | EVD5X38M17A*+WALLCON | *97CTN0601716A* | Split System | 35000 | 20.5 | 8.5 | 2 | R-454B | 650
215936075 | BRYANT HEATING AND COOLING SYSTEMS | 293VAN036**AA* | CVAVA4221XMA*+UI | 987MC60060C21*** | Split System | 34200 | 20.5 | 8.5 | 2.06 | R-454B | 650
215936125 | BRYANT HEATING AND COOLING SYSTEMS | 293VAN036**AA* | CVAVA4221XMA*+UI | 986TD42080C17*** | Split System | 34200 | 20.5 | 8.5 | 2.06 | R-454B | 650
215940555 | BRYANT HEATING AND COOLING SYSTEMS | 293VAN036**AA* | CVAVA3621XMA*+UI | 987TA60080C21*** | Split System | 34400 | 20.5 | 8.5 | 2.06 | R-454B | 650
215940665 | BRYANT HEATING AND COOLING SYSTEMS | 293VAN036**AA* | CVAVA4221XMA*+UI | 987TA60080C21*** | Split System | 34400 | 20.5 | 8.5 | 2.06 | R-454B | 650
215940505 | BRYANT HEATING AND COOLING SYSTEMS | 293VAN036**AA* | CVAVA3621XMA*+UI | 986TD60080C21*** | Split System | 34400 | 20.5 | 8.5 | 2.06 | R-454B | 650
215940594 | CARRIER | 27VNA336A*030* | CVAVA3817XMA*+UI | 59TN7A060C17**16 | Split System | 35000 | 20.5 | 8.5 | 2 | R-454B | 650
215935714 | CARRIER | 27VNA336A*030* | CVAVA3621XMA*+UI | 59MN7C060C21**20 | Split System | 34200 | 20.5 | 8.5 | 2.06 | R-454B | 650
215940654 | CARRIER | 27VNA336A*030* | CVAVA4221XMA*+UI | 59TN7A080C17**16 | Split System | 34200 | 20.5 | 8.5 | 2.06 | R-454B | 650
215936074 | CARRIER | 27VNA336A*030* | CVAVA4221XMA*+UI | 59MN7C060C21**20 | Split System | 34200 | 20.5 | 8.5 | 2.06 | R-454B | 650
215940664 | CARRIER | 27VNA336A*030* | CVAVA4221XMA*+UI | 59TN7A080C21**20 | Split System | 34400 | 20.5 | 8.5 | 2.06 | R-454B | 650
215940554 | CARRIER | 27VNA336A*030* | CVAVA3621XMA*+UI | 59TN7A080C21**20 | Split System | 34400 | 20.5 | 8.5 | 2.06 | R-454B | 650
215940614 | CARRIER | 27VNA336A*030* | CVAVA4221XMA*+UI | 59TN6C080C21**20 | Split System | 34400 | 20.5 | 8.5 | 2.06 | R-454B | 650
215940504 | CARRIER | 27VNA336A*030* | CVAVA3621XMA*+UI | 59TN6C080C21**20 | Split System | 34400 | 20.5 | 8.5 | 2.06 | R-454B | 650
215934764 | CARRIER | 27VNA336A*030* | CVAMA4321XMA*+UI | 59TN6C060C17**14 | Split System | 34600 | 20.5 | 8.5 | 2.08 | R-454B | 650
215936284 | CARRIER | 27VNA336A*030* | CVAVA4821XMA*+UI | 59TN6C060C17**14 | Split System | 34600 | 20.5 | 8.5 | 2.08 | R-454B | 650
215940599 | COMFORTMAKER | C5H3V36*K*AAA* | EVD5X38M17A*+WALLCON | *97CTN0601716A* | Split System | 35000 | 20.5 | 8.5 | 2 | R-454B | 650
215940600 | DAY & NIGHT | C5H3V36*K*AAA* | EVD5X38M17A*+WALLCON | *97CTN0601716A* | Split System | 35000 | 20.5 | 8.5 | 2 | R-454B | 650
215940596 | HEIL | H5H3V36*K*AAA* | EVD5X38M17A*+WALLCON | *97CTN0601716A* | Split System | 35000 | 20.5 | 8.5 | 2 | R-454B | 650
215940601 | KEEPRITE | C5H3V36*K*AAA* | EVD5X38M17A*+WALLCON | *97CTN0601716A* | Split System | 35000 | 20.5 | 8.5 | 2 | R-454B | 650
215940603 | TEMPSTAR | T5H3V36*K*AAA* | EVD5X38M17A*+WALLCON | *97CTN0601716A* | Split System | 35000 | 20.5 | 8.5 | 2 | R-454B | 650
215936585 | BRYANT HEATING AND COOLING SYSTEMS | 293VAN036**AA* | CVAVA6021XMA*+UI | 88*TB36045C17*** | Split System | 35200 | 21 | 8.5 | 2.04 | R-454B | 650
215942371 | BRYANT HEATING AND COOLING SYSTEMS | 293VAN036**AA* | CVAMA4421XMA*+UI | 986TD42060C17*** | Split System | 35200 | 21 | 8.5 | 2.06 | R-454B | 650
215942391 | BRYANT HEATING AND COOLING SYSTEMS | 293VAN036**AA* | CVAMA4921XMA*+UI | 986TD42060C17*** | Split System | 35200 | 21 | 8.5 | 2.06 | R-454B | 650
215942461 | BRYANT HEATING AND COOLING SYSTEMS | 293VAN036**AA* | CVAVA6021XMA*+UI | 986TD42060C17*** | Split System | 35200 | 21 | 8.5 | 2.06 | R-454B | 650
215942411 | BRYANT HEATING AND COOLING SYSTEMS | 293VAN036**AA* | CVAMA6021XMA*+UI | 986TD42060C17*** | Split System | 35200 | 21 | 8.5 | 2.06 | R-454B | 650
215942381 | BRYANT HEATING AND COOLING SYSTEMS | 293VAN036**AA* | CVAMA4921XMA*+UI | 987MC42060C17*** | Split System | 35200 | 21 | 8.5 | 2.08 | R-454B | 650
215942451 | BRYANT HEATING AND COOLING SYSTEMS | 293VAN036**AA* | CVAVA6021XMA*+UI | 987MC42060C17*** | Split System | 35200 | 21 | 8.5 | 2.08 | R-454B | 650
215942401 | BRYANT HEATING AND COOLING SYSTEMS | 293VAN036**AA* | CVAMA6021XMA*+UI | 987MC42060C17*** | Split System | 35200 | 21 | 8.5 | 2.08 | R-454B | 650
215940354 | CARRIER | 27VNA336A*030* | CVAMA4921XMA*+UI | 59TN7A060C17**16 | Split System | 35200 | 21 | 8.5 | 2.04 | R-454B | 650
215940424 | CARRIER | 27VNA336A*030* | CVAMA6021XMA*+UI | 59TN7A060C17**16 | Split System | 35200 | 21 | 8.5 | 2.04 | R-454B | 650
215936584 | CARRIER | 27VNA336A*030* | CVAVA6021XMA*+UI | 58TN*B045C17**12 | Split System | 35200 | 21 | 8.5 | 2.04 | R-454B | 650
215942410 | CARRIER | 27VNA336A*030* | CVAMA6021XMA*+UI | 59TN6C060C17**14 | Split System | 35200 | 21 | 8.5 | 2.06 | R-454B | 650
215942460 | CARRIER | 27VNA336A*030* | CVAVA6021XMA*+UI | 59TN6C060C17**14 | Split System | 35200 | 21 | 8.5 | 2.06 | R-454B | 650
215942370 | CARRIER | 27VNA336A*030* | CVAMA4421XMA*+UI | 59TN6C060C17**14 | Split System | 35200 | 21 | 8.5 | 2.06 | R-454B | 650
215935864 | CARRIER | 27VNA336A*030* | CVAVA3817XMA*+UI | 59CU5B060C17**16 | Split System | 35200 | 21 | 8.5 | 2.06 | R-454B | 650
215942450 | CARRIER | 27VNA336A*030* | CVAVA6021XMA*+UI | 59MN7C060C17**14 | Split System | 35200 | 21 | 8.5 | 2.08 | R-454B | 650
215942380 | CARRIER | 27VNA336A*030* | CVAMA4921XMA*+UI | 59MN7C060C17**14 | Split System | 35200 | 21 | 8.5 | 2.08 | R-454B | 650
215942360 | CARRIER | 27VNA336A*030* | CVAMA4421XMA*+UI | 59MN7C060C17**14 | Split System | 35200 | 21 | 8.5 | 2.08 | R-454B | 650
215940604 | CARRIER | 27VNA336A*030* | CVAVA3817XMA*+UI | 59TN7A080C17**16 | Split System | 35200 | 21 | 8.5 | 2.08 | R-454B | 650
215942510 | CARRIER | 27VNA336A*030* | CVAVA6121XMA*+UI | 59MN7C060C17**14 | Split System | 35600 | 21.5 | 8.5 | 2.08 | R-454B | 650
216765929 | AMERICAN STANDARD | 5A6H7024A1 | 5TXCB004AS3 | S9X1B060D3PSB | Split System | 21800 | 15.2 | 8.5 | 1.9 | R-454B | 650
216767117 | TRANE | 5TWX7048A1 | 5PX*CD09AS3 | S9X1C100D5PSB | Split System | 43500 | 15.2 | 8.5 | 2.1 | R-454B | 650
216766896 | TRANE | 5TWX7036A1 | 5PX*B004AS3+P0V0A000M30SD |  | Split System | 31800 | 15.5 | 8.5 | 2 | R-454B | 650
216767029 | TRANE | 5TWX7036A1 | 5TXCB004AS3+P0V0A000M30SD |  | Split System | 31800 | 15.5 | 8.5 | 2 | R-454B | 650
216767113 | TRANE | 5TWX7048A1 | 5PX*CD09AS3 | S9V2C100D5VSB | Split System | 43000 | 15.5 | 8.5 | 2.1 | R-454B | 650
216770118 | TRANE | 5TWX7048A1 | 5TAMXD07AV51 |  | Split System | 43500 | 15.5 | 8.5 | 2.1 | R-454B | 650
216766297 | AMERICAN STANDARD | 5A6H7036A1 | 5TXCB004AS3 | S8V2A040M3PCB | Split System | 31800 | 16 | 8.5 | 2 | R-454B | 650
216769899 | AMERICAN STANDARD | 5A6H7036A1 | 5PX*B004AS3 | *UHMB080CCV3 | Split System | 32000 | 16 | 8.5 | 2.1 | R-454B | 650
216766295 | AMERICAN STANDARD | 5A6H7036A1 | 5TXCB004AS3 | S8V2B060M4PCB | Split System | 32000 | 16 | 8.5 | 2.1 | R-454B | 650
216769901 | AMERICAN STANDARD | 5A6H7036A1 | 5PX*B004AS3 | *UHMB060CCV3 | Split System | 32200 | 16 | 8.5 | 2.1 | R-454B | 650
216618895 | BOSCH | BOVA-36RXB-M15S | BIWA-30RXB-M16X |  | Split System | 28600 | 16 | 8.5 | 1.8 | R-454B | 650
216618894 | BOSCH | BOVA-24RXB-M15S | BICA-24RXB-M16X |  | Split System | 23400 | 16 | 8.5 | 1.81 | R-454B | 650
216765812 | TRANE | 5TWR7024A1 | 5PX*B004AS3 | S9X2B060D3PSB | Split System | 21800 | 16 | 8.5 | 1.9 | R-454B | 650
216765822 | TRANE | 5TWR7024A1 | 5PX*B004AS3 | S9X1B060D3PSB | Split System | 21800 | 16 | 8.5 | 1.9 | R-454B | 650
216767025 | TRANE | 5TWX7036A1 | 5TXCB004AS3 | S9V2B060U4VSB | Split System | 31600 | 16 | 8.5 | 2 | R-454B | 650
216766296 | TRANE | 5TWR7036A1 | 5TXCB004AS3 | S8V2A040M3PCB | Split System | 31800 | 16 | 8.5 | 2 | R-454B | 650
216766288 | TRANE | 5TWR7036A1 | 5TXCB004AS3 | S8V2A040M3PDB | Split System | 31800 | 16 | 8.5 | 2 | R-454B | 650
216767023 | TRANE | 5TWX7036A1 | 5TXCB004AS3 | S9X1B060U4PSB | Split System | 32000 | 16 | 8.5 | 2 | R-454B | 650
216766898 | TRANE | 5TWX7036A1 | 5PX*B004AS3 | S8V2B060M4PCB | Split System | 32000 | 16 | 8.5 | 2 | R-454B | 650
216767027 | TRANE | 5TWX7036A1 | 5TXCB004AS3 | S8V2B060M4PDB | Split System | 32000 | 16 | 8.5 | 2 | R-454B | 650
216766932 | TRANE | 5TWX7036A1 | 5PX*BD06AS3 | S9X1B080D4PSB | Split System | 33200 | 16 | 8.5 | 2 | R-454B | 650
216767019 | TRANE | 5TWX7036A1 | 5TXCB004AS3 | S8V2B080M4PDB | Split System | 32000 | 16 | 8.5 | 2.1 | R-454B | 650
216769898 | TRANE | 5TWR7036A1 | 5PX*B004AS3 | *UHMB080CCV3 | Split System | 32000 | 16 | 8.5 | 2.1 | R-454B | 650
216767021 | TRANE | 5TWX7036A1 | 5TXCB004AS3 | S9X1B080U4PSB | Split System | 32200 | 16 | 8.5 | 2.1 | R-454B | 650
216766888 | TRANE | 5TWX7036A1 | 5PX*B004AS3 | S9X2B080U4PSB | Split System | 32200 | 16 | 8.5 | 2.1 | R-454B | 650
216766899 | TRANE | 5TWX7036A1 | 5PX*B004AS3 | S9X1B040U3PSB | Split System | 32200 | 16 | 8.5 | 2.1 | R-454B | 650
216766947 | TRANE | 5TWX7036A1 | 5PX*C005AS3 | S8V2C080M5PCB | Split System | 32400 | 16 | 8.5 | 2.1 | R-454B | 650
216767058 | TRANE | 5TWX7036A1 | 5TXCC005AS3 | S8V2C100M5PCB | Split System | 32600 | 16 | 8.5 | 2.1 | R-454B | 650
217188668 | AIREASE | A7SCP18V24P-**A | 7EH24AX-**+TDR | A80UH1E070A12* | Split System | 23600 | 16.2 | 8.5 | 1.8 | R-454B | 650
217509423 | ALLIED | 7SCP18V24P-**A | 7EH24AX-**+TDR | 80G1UH070AE12L* | Split System | 23600 | 16.2 | 8.5 | 1.8 | R-454B | 650
217509194 | ALLIED | 7SCP18V24P-**A | 7EH24AX-**+TDR | 80G1UH070AE12* | Split System | 23600 | 16.2 | 8.5 | 1.8 | R-454B | 650
217188918 | ARMSTRONG AIR | A7SCP18V24P-**A | 7EH24AX-**+TDR | A80UH1E070A12* | Split System | 23600 | 16.2 | 8.5 | 1.8 | R-454B | 650
217189435 | DUCANE | 7SCP18V24P-**A | 7EH24AX-**+TDR | 80G1UH070AE12* | Split System | 23600 | 16.2 | 8.5 | 1.8 | R-454B | 650
217189751 | LENNOX | EL18KSLV-024-230A** | CK40HT-24A-**+TDR | ML180UH070E36A* | Split System | 23600 | 16.2 | 8.5 | 1.8 | R-454B | 650
217188739 | AIREASE | A7SCP18V36P-**A | 7EH30BX-**+TDR | A80UH1E090B16* | Split System | 34600 | 16.95 | 8.5 | 1.85 | R-454B | 650
217188721 | AIREASE | A7SCP18V36P-**A | 7E[C,U]36BX-**+TDR | A80UH2E090B16* | Split System | 34800 | 16.95 | 8.5 | 1.9 | R-454B | 650
217509283 | ALLIED | 7SCP18V36P-**A | 7EH30BX-**+TDR | 80G1UH090BE16* | Split System | 34600 | 16.95 | 8.5 | 1.85 | R-454B | 650
217509467 | ALLIED | 7SCP18V36P-**A | 7EH30BX-**+TDR | 80G1UH090BE16L* | Split System | 34600 | 16.95 | 8.5 | 1.85 | R-454B | 650
217509260 | ALLIED | 7SCP18V36P-**A | 7E[C,U]36BX-**+TDR | 80G2UH090BE16L* | Split System | 34800 | 16.95 | 8.5 | 1.9 | R-454B | 650
217509261 | ALLIED | 7SCP18V36P-**A | 7E[C,U]36BX-**+TDR | 80G2UH090BE16* | Split System | 34800 | 16.95 | 8.5 | 1.9 | R-454B | 650
217188989 | ARMSTRONG AIR | A7SCP18V36P-**A | 7EH30BX-**+TDR | A80UH1E090B16* | Split System | 34600 | 16.95 | 8.5 | 1.85 | R-454B | 650
217188971 | ARMSTRONG AIR | A7SCP18V36P-**A | 7E[C,U]36BX-**+TDR | A80UH2E090B16* | Split System | 34800 | 16.95 | 8.5 | 1.9 | R-454B | 650
217189264 | CONCORD | 7SCP18V36P-**A | 7EH30BX-**+TDR | 80G1UH090BE16* | Split System | 34600 | 16.95 | 8.5 | 1.85 | R-454B | 650
217189242 | CONCORD | 7SCP18V36P-**A | 7E[C,U]36BX-**+TDR | 80G2UH090BE16* | Split System | 34800 | 16.95 | 8.5 | 1.9 | R-454B | 650
217189524 | DUCANE | 7SCP18V36P-**A | 7EH30BX-**+TDR | 80G1UH090BE16* | Split System | 34600 | 16.95 | 8.5 | 1.85 | R-454B | 650
217189501 | DUCANE | 7SCP18V36P-**A | 7E[C,U]36BX-**+TDR | 80G2UH090BE16L* | Split System | 34800 | 16.95 | 8.5 | 1.9 | R-454B | 650
217189502 | DUCANE | 7SCP18V36P-**A | 7E[C,U]36BX-**+TDR | 80G2UH090BE16* | Split System | 34800 | 16.95 | 8.5 | 1.9 | R-454B | 650
217189850 | LENNOX | EL18KSLV-036-230A** | CK40HT-30B-**+TDR | ML180UH090E48B* | Split System | 34600 | 16.95 | 8.5 | 1.85 | R-454B | 650
217189826 | LENNOX | EL18KSLV-036-230A** | CK40[C,U]T-36B-**+TDR | EL280UH090E48B* | Split System | 34800 | 16.95 | 8.5 | 1.9 | R-454B | 650
217189825 | LENNOX | EL18KSLV-036-230A** | CK40[C,U]T-36B-**+TDR | EL280UH090XE48B* | Split System | 34800 | 16.95 | 8.5 | 1.9 | R-454B | 650
217563421 | YISO | YOHA2-36CB | YLAN4-2430BB | FG7SA-072C-T24B* | Split System | 24000 | 17 | 8.5 | 2.1 | R-454B | 650
217188722 | AIREASE | A7SCP18V36P-**A | 7E[C,U]36BX-**+TDR | A80UH1E090B16* | Split System | 34800 | 17.05 | 8.5 | 1.9 | R-454B | 650
217509458 | ALLIED | 7SCP18V36P-**A | 7E[C,U]36BX-**+TDR | 80G1UH090BE16L* | Split System | 34800 | 17.05 | 8.5 | 1.9 | R-454B | 650
217509262 | ALLIED | 7SCP18V36P-**A | 7E[C,U]36BX-**+TDR | 80G1UH090BE16* | Split System | 34800 | 17.05 | 8.5 | 1.9 | R-454B | 650
217188972 | ARMSTRONG AIR | A7SCP18V36P-**A | 7E[C,U]36BX-**+TDR | A80UH1E090B16* | Split System | 34800 | 17.05 | 8.5 | 1.9 | R-454B | 650
217189243 | CONCORD | 7SCP18V36P-**A | 7E[C,U]36BX-**+TDR | 80G1UH090BE16* | Split System | 34800 | 17.05 | 8.5 | 1.9 | R-454B | 650
217189503 | DUCANE | 7SCP18V36P-**A | 7E[C,U]36BX-**+TDR | 80G1UH090BE16* | Split System | 34800 | 17.05 | 8.5 | 1.9 | R-454B | 650
217189827 | LENNOX | EL18KSLV-036-230A** | CK40[C,U]T-36B-**+TDR | ML180UH090E48B* | Split System | 34800 | 17.05 | 8.5 | 1.9 | R-454B | 650
216764930 | TRANE | 5TWX7036A1 | 5PX*B004AS3 | S8X2B080M4PSC | Split System | 31800 | 17.1 | 8.5 | 2 | R-454B | 650
216782664 | CHAMPION HEATING AND COOLING | HH836E2S11 | CTF36C5CDS1 | Z8ES080C16LMPS1 | Split System | 34000 | 18 | 8.5 | 2 | R-454B | 650
216783381 | COLEMAN | HH836E2S11 | CTM36C5CDS1 | Z8ES080C16LMPS1 | Split System | 34000 | 18 | 8.5 | 2 | R-454B | 650
216782077 | FRASER-JOHNSTON | HH836E2S11 | CTM36C5CDS1 | Z8ES120C16LMPS1 | Split System | 34400 | 18 | 8.5 | 2 | R-454B | 650
216891460 | FRIEDRICH | RD18AY48AJVC | RCFY4824MTANM | FR962V1155A24M4 | Split System | 43000 | 18 | 8.5 | 2.1 | R-454B | 650
216891459 | FRIEDRICH | RD18AY48AJVC | RCFY4824MTANM | FR951V1155A24M4 | Split System | 43000 | 18 | 8.5 | 2.1 | R-454B | 650
216891414 | FRIEDRICH | RD18AY48AJVC | RCFY4824MTANM | FR921V1155A24M4 | Split System | 43000 | 18 | 8.5 | 2.1 | R-454B | 650
217562327 | FRIEDRICH | RD18AY48AJVC | TCFY4824MTANM | FR962V1155A24M4S | Split System | 43000 | 18 | 8.5 | 2.1 | R-454B | 650
217562312 | FRIEDRICH | RD18AY48AJVC | TCFY4824MTANM | FR921V1155A24M4S | Split System | 43000 | 18 | 8.5 | 2.1 | R-454B | 650
217562326 | FRIEDRICH | RD18AY48AJVC | TCFY4824MTANM | FR951V1155A24M4S | Split System | 43000 | 18 | 8.5 | 2.1 | R-454B | 650
216891412 | RHEEM | RD18AY48AJVC | RCFY4824MTANM | R951V1155A24M4 | Split System | 43000 | 18 | 8.5 | 2.1 | R-454B | 650
216891452 | RHEEM | RD18AY48AJVC | RCFY4824MTANM | R962V1155A24M4 | Split System | 43000 | 18 | 8.5 | 2.1 | R-454B | 650
216891427 | RHEEM | RD18AY48AJVC | RCFY4824MTANM | R921V1155A24M4 | Split System | 43000 | 18 | 8.5 | 2.1 | R-454B | 650
217165994 | RUSSELL | RD18AY60AJVC | SH2CY6024STANN |  | Split System | 52000 | 18 | 8.5 | 2 | R-454B | 650
216892148 | RUSSELL | RD18AY48AJVC | TCFY4824MTANM | S962V1155A24M4 | Split System | 43000 | 18 | 8.5 | 2.1 | R-454B | 650
216892134 | RUSSELL | RD18AY48AJVC | TCFY4824MTANM | S951V1155A24M4 | Split System | 43000 | 18 | 8.5 | 2.1 | R-454B | 650
216892139 | RUSSELL | RD18AY48AJVC | TCFY4824MTANM | S921V1155A24M4 | Split System | 43000 | 18 | 8.5 | 2.1 | R-454B | 650
216891421 | RUUD | RD18AY48AJVC | RCFY4824MTANM | R921V1155A24M4 | Split System | 43000 | 18 | 8.5 | 2.1 | R-454B | 650
216891446 | RUUD | RD18AY48AJVC | RCFY4824MTANM | R962V1155A24M4 | Split System | 43000 | 18 | 8.5 | 2.1 | R-454B | 650
216891430 | RUUD | RD18AY48AJVC | RCFY4824MTANM | R951V1155A24M4 | Split System | 43000 | 18 | 8.5 | 2.1 | R-454B | 650
217165988 | SURE | RD18AY60AJVC | SH2CY6024STANN |  | Split System | 52000 | 18 | 8.5 | 2 | R-454B | 650
216891931 | SURE | RD18AY48AJVC | TCFY4824MTANM | S951V1155A24M4 | Split System | 43000 | 18 | 8.5 | 2.1 | R-454B | 650
216891936 | SURE | RD18AY48AJVC | TCFY4824MTANM | S921V1155A24M4 | Split System | 43000 | 18 | 8.5 | 2.1 | R-454B | 650
216780238 | YORK | HH836E2S11 | CTU36B5XDS1+TXV | Y81E100B12LMPS1 | Split System | 33400 | 18 | 8.5 | 2 | R-454B | 650
217509279 | ALLIED | 7SCP18V36P-**A | 7EH30BX-**+TDR | 80G2UH090BV16* | Split System | 34400 | 18.05 | 8.5 | 1.85 | R-454B | 650
217188986 | ARMSTRONG AIR | A7SCP18V36P-**A | 7EH30BX-**+TDR | A80US2V090B16* | Split System | 34400 | 18.05 | 8.5 | 1.85 | R-454B | 650
217189260 | CONCORD | 7SCP18V36P-**A | 7EH30BX-**+TDR | 80G2UH090BV16* | Split System | 34400 | 18.05 | 8.5 | 1.85 | R-454B | 650
217189520 | DUCANE | 7SCP18V36P-**A | 7EH30BX-**+TDR | 80G2UH090BV16* | Split System | 34400 | 18.05 | 8.5 | 1.85 | R-454B | 650
217188719 | AIREASE | A7SCP18V36P-**A | 7E[C,U]36BX-**+TDR | A80US2V090B16* | Split System | 34600 | 18.1 | 8.5 | 1.9 | R-454B | 650
217509258 | ALLIED | 7SCP18V36P-**A | 7E[C,U]36BX-**+TDR | 80G2UH090BV16* | Split System | 34600 | 18.1 | 8.5 | 1.9 | R-454B | 650
217188969 | ARMSTRONG AIR | A7SCP18V36P-**A | 7E[C,U]36BX-**+TDR | A80US2V090B16* | Split System | 34600 | 18.1 | 8.5 | 1.9 | R-454B | 650
217189239 | CONCORD | 7SCP18V36P-**A | 7E[C,U]36BX-**+TDR | 80G2UH090BV16* | Split System | 34600 | 18.1 | 8.5 | 1.9 | R-454B | 650
217189499 | DUCANE | 7SCP18V36P-**A | 7E[C,U]36BX-**+TDR | 80G2UH090BV16* | Split System | 34600 | 18.1 | 8.5 | 1.9 | R-454B | 650
217503984 | CHAMPION HEATING AND COOLING | HH860E2S11 | CTF60C5CHS1 | TM8V120C20MP12 | Split System | 52500 | 19 | 8.5 | 2 | R-454B | 650
217503990 | CHAMPION HEATING AND COOLING | HH860E2S11 | CTF60C5CHS1 | TM8V100C20MP12 | Split System | 52500 | 19 | 8.5 | 2 | R-454B | 650
217503970 | COLEMAN | HH860E2S11 | CTF60C5CHS1 | TM8V120C20MP12 | Split System | 52500 | 19 | 8.5 | 2 | R-454B | 650
217503975 | COLEMAN | HH860E2S11 | CTF60C5CHS1 | TM8V100C20MP12 | Split System | 52500 | 19 | 8.5 | 2 | R-454B | 650
217503966 | FRASER-JOHNSTON | HH860E2S11 | CTF60C5CHS1 | TM8V100C20MP12 | Split System | 52500 | 19 | 8.5 | 2 | R-454B | 650
217503989 | FRASER-JOHNSTON | HH860E2S11 | CTF60C5CHS1 | TM8V120C20MP12 | Split System | 52500 | 19 | 8.5 | 2 | R-454B | 650
217503985 | JOHNSON CONTROLS | HH860E2S11 | CTF60C5CHS1 | TM8V100C20MP12 | Split System | 52500 | 19 | 8.5 | 2 | R-454B | 650
217503979 | JOHNSON CONTROLS | HH860E2S11 | CTF60C5CHS1 | TM8V120C20MP12 | Split System | 52500 | 19 | 8.5 | 2 | R-454B | 650
217503965 | LUXAIRE | HH860E2S11 | CTF60C5CHS1 | TM8V120C20MP12 | Split System | 52500 | 19 | 8.5 | 2 | R-454B | 650
217503971 | LUXAIRE | HH860E2S11 | CTF60C5CHS1 | TM8V100C20MP12 | Split System | 52500 | 19 | 8.5 | 2 | R-454B | 650
217503958 | YORK | HH860E2S11 | CTF60C5CHS1 | TM8V120C20MP12 | Split System | 52500 | 19 | 8.5 | 2 | R-454B | 650
217503959 | YORK | HH860E2S11 | CTF60C5CHS1 | TM8V100C20MP12 | Split System | 52500 | 19 | 8.5 | 2 | R-454B | 650
217501225 | AIREASE | A7CP21V48P-**A | 7EH51CX-**+TDR | A97US2V110C16S* | Split System | 46000 | 20 | 8.5 | 2.04 | R-454B | 650
217501222 | ARMSTRONG AIR | A7CP21V48P-**A | 7EH51CX-**+TDR | A97US2V110C16S* | Split System | 46000 | 20 | 8.5 | 2.04 | R-454B | 650
216776094 | LENNOX | SL22KLV-048-230A** | CK40[C,U]T-60C-**+TDR | SL297UH080NV60C* | Split System | 45500 | 20 | 8.5 | 1.82 | R-454B | 650
215940667 | AIRQUEST | H5H3V36*K*AAA* | EVD5X42M21A*+WALLCON | *97CTN0802120A* | Split System | 34400 | 20.5 | 8.5 | 2.04 | R-454B | 650
215940507 | AIRQUEST | H5H3V36*K*AAA* | EVD5X36M21A*+WALLCON | *96CTN0802120B* | Split System | 34400 | 20.5 | 8.5 | 2.04 | R-454B | 650
215940557 | AIRQUEST | H5H3V36*K*AAA* | EVD5X36M21A*+WALLCON | *97CTN0802120A* | Split System | 34400 | 20.5 | 8.5 | 2.04 | R-454B | 650
215936048 | ARCOAIRE | H5H3V36*K*AAA* | EVD5X42M21A*+WALLCON | *95CSU0802120B* | Split System | 34400 | 20.5 | 8.5 | 2.04 | R-454B | 650
215936098 | ARCOAIRE | H5H3V36*K*AAA* | EVD5X42M21A*+WALLCON | *97CMN0802120B* | Split System | 34400 | 20.5 | 8.5 | 2.04 | R-454B | 650
215940558 | ARCOAIRE | H5H3V36*K*AAA* | EVD5X36M21A*+WALLCON | *97CTN0802120A* | Split System | 34400 | 20.5 | 8.5 | 2.04 | R-454B | 650
215940508 | ARCOAIRE | H5H3V36*K*AAA* | EVD5X36M21A*+WALLCON | *96CTN0802120B* | Split System | 34400 | 20.5 | 8.5 | 2.04 | R-454B | 650
215940668 | ARCOAIRE | H5H3V36*K*AAA* | EVD5X42M21A*+WALLCON | *97CTN0802120A* | Split System | 34400 | 20.5 | 8.5 | 2.04 | R-454B | 650
215936049 | COMFORTMAKER | C5H3V36*K*AAA* | EVD5X42M21A*+WALLCON | *95CSU0802120B* | Split System | 34400 | 20.5 | 8.5 | 2.04 | R-454B | 650
215935689 | COMFORTMAKER | C5H3V36*K*AAA* | EVD5X36M21A*+WALLCON | *95CSU0802120B* | Split System | 34400 | 20.5 | 8.5 | 2.04 | R-454B | 650
215940509 | COMFORTMAKER | C5H3V36*K*AAA* | EVD5X36M21A*+WALLCON | *96CTN0802120B* | Split System | 34400 | 20.5 | 8.5 | 2.04 | R-454B | 650
215940669 | COMFORTMAKER | C5H3V36*K*AAA* | EVD5X42M21A*+WALLCON | *97CTN0802120A* | Split System | 34400 | 20.5 | 8.5 | 2.04 | R-454B | 650
215940619 | COMFORTMAKER | C5H3V36*K*AAA* | EVD5X42M21A*+WALLCON | *96CTN0802120B* | Split System | 34400 | 20.5 | 8.5 | 2.04 | R-454B | 650
215935690 | DAY & NIGHT | C5H3V36*K*AAA* | EVD5X36M21A*+WALLCON | *95CSU0802120B* | Split System | 34400 | 20.5 | 8.5 | 2.04 | R-454B | 650
215940620 | DAY & NIGHT | C5H3V36*K*AAA* | EVD5X42M21A*+WALLCON | *96CTN0802120B* | Split System | 34400 | 20.5 | 8.5 | 2.04 | R-454B | 650
215940670 | DAY & NIGHT | C5H3V36*K*AAA* | EVD5X42M21A*+WALLCON | *97CTN0802120A* | Split System | 34400 | 20.5 | 8.5 | 2.04 | R-454B | 650
215940510 | DAY & NIGHT | C5H3V36*K*AAA* | EVD5X36M21A*+WALLCON | *96CTN0802120B* | Split System | 34400 | 20.5 | 8.5 | 2.04 | R-454B | 650
215940560 | DAY & NIGHT | C5H3V36*K*AAA* | EVD5X36M21A*+WALLCON | *97CTN0802120A* | Split System | 34400 | 20.5 | 8.5 | 2.04 | R-454B | 650
215940616 | HEIL | H5H3V36*K*AAA* | EVD5X42M21A*+WALLCON | *96CTN0802120B* | Split System | 34400 | 20.5 | 8.5 | 2.04 | R-454B | 650
215940506 | HEIL | H5H3V36*K*AAA* | EVD5X36M21A*+WALLCON | *96CTN0802120B* | Split System | 34400 | 20.5 | 8.5 | 2.04 | R-454B | 650
215940556 | HEIL | H5H3V36*K*AAA* | EVD5X36M21A*+WALLCON | *97CTN0802120A* | Split System | 34400 | 20.5 | 8.5 | 2.04 | R-454B | 650
215940671 | KEEPRITE | C5H3V36*K*AAA* | EVD5X42M21A*+WALLCON | *97CTN0802120A* | Split System | 34400 | 20.5 | 8.5 | 2.04 | R-454B | 650
215940511 | KEEPRITE | C5H3V36*K*AAA* | EVD5X36M21A*+WALLCON | *96CTN0802120B* | Split System | 34400 | 20.5 | 8.5 | 2.04 | R-454B | 650
215940561 | KEEPRITE | C5H3V36*K*AAA* | EVD5X36M21A*+WALLCON | *97CTN0802120A* | Split System | 34400 | 20.5 | 8.5 | 2.04 | R-454B | 650
215935691 | KEEPRITE | C5H3V36*K*AAA* | EVD5X36M21A*+WALLCON | *95CSU0802120B* | Split System | 34400 | 20.5 | 8.5 | 2.04 | R-454B | 650
215940621 | KEEPRITE | C5H3V36*K*AAA* | EVD5X42M21A*+WALLCON | *96CTN0802120B* | Split System | 34400 | 20.5 | 8.5 | 2.04 | R-454B | 650
215935743 | TEMPSTAR | T5H3V36*K*AAA* | EVD5X36M21A*+WALLCON | *97CMN0802120B* | Split System | 34400 | 20.5 | 8.5 | 2.04 | R-454B | 650
215940673 | TEMPSTAR | T5H3V36*K*AAA* | EVD5X42M21A*+WALLCON | *97CTN0802120A* | Split System | 34400 | 20.5 | 8.5 | 2.04 | R-454B | 650
215936053 | TEMPSTAR | T5H3V36*K*AAA* | EVD5X42M21A*+WALLCON | *95CSU0802120B* | Split System | 34400 | 20.5 | 8.5 | 2.04 | R-454B | 650
215936103 | TEMPSTAR | T5H3V36*K*AAA* | EVD5X42M21A*+WALLCON | *97CMN0802120B* | Split System | 34400 | 20.5 | 8.5 | 2.04 | R-454B | 650
215940623 | TEMPSTAR | T5H3V36*K*AAA* | EVD5X42M21A*+WALLCON | *96CTN0802120B* | Split System | 34400 | 20.5 | 8.5 | 2.04 | R-454B | 650
215940513 | TEMPSTAR | T5H3V36*K*AAA* | EVD5X36M21A*+WALLCON | *96CTN0802120B* | Split System | 34400 | 20.5 | 8.5 | 2.04 | R-454B | 650
215940563 | TEMPSTAR | T5H3V36*K*AAA* | EVD5X36M21A*+WALLCON | *97CTN0802120A* | Split System | 34400 | 20.5 | 8.5 | 2.04 | R-454B | 650
215940837 | AIRQUEST | H5H3V36*K*AAA* | EVD5X60M21A*+WALLCON | *97CTN0601716A* | Split System | 35200 | 21 | 8.5 | 2 | R-454B | 650
215940287 | AIRQUEST | H5H3V36*K*AAA* | EVM5X44M21A*+WALLCON | *97CTN0601716A* | Split System | 35200 | 21 | 8.5 | 2 | R-454B | 650
215934807 | AIRQUEST | H5H3V36*K*AAA* | EVM5X44M21A*+WALLCON | *80CTL0451712B* | Split System | 35200 | 21 | 8.5 | 2 | R-454B | 650
215942413 | AIRQUEST | H5H3V36*K*AAA* | EVM5X60M21A*+WALLCON | *96CTN0601714B* | Split System | 35200 | 21 | 8.5 | 2.06 | R-454B | 650
215942453 | AIRQUEST | H5H3V36*K*AAA* | EVD5X60M21A*+WALLCON | *97CMN0601714B* | Split System | 35200 | 21 | 8.5 | 2.06 | R-454B | 650
215940607 | AIRQUEST | H5H3V36*K*AAA* | EVD5X38M17A*+WALLCON | *97CTN0801716A* | Split System | 35200 | 21 | 8.5 | 2.06 | R-454B | 650
215942464 | ARCOAIRE | H5H3V36*K*AAA* | EVD5X60M21A*+WALLCON | *96CTN0601714B* | Split System | 35200 | 21 | 8.5 | 2 | R-454B | 650
215940288 | ARCOAIRE | H5H3V36*K*AAA* | EVM5X44M21A*+WALLCON | *97CTN0601716A* | Split System | 35200 | 21 | 8.5 | 2 | R-454B | 650
215940838 | ARCOAIRE | H5H3V36*K*AAA* | EVD5X60M21A*+WALLCON | *97CTN0601716A* | Split System | 35200 | 21 | 8.5 | 2 | R-454B | 650
215940428 | ARCOAIRE | H5H3V36*K*AAA* | EVM5X60M21A*+WALLCON | *97CTN0601716A* | Split System | 35200 | 21 | 8.5 | 2.02 | R-454B | 650
215940358 | ARCOAIRE | H5H3V36*K*AAA* | EVM5X49M21A*+WALLCON | *97CTN0601716A* | Split System | 35200 | 21 | 8.5 | 2.02 | R-454B | 650
215936868 | ARCOAIRE | H5H3V36*K*AAA* | EVD5X61M21A*+WALLCON | *80CTL0451712B* | Split System | 35400 | 21 | 8.5 | 2.02 | R-454B | 650
215935998 | ARCOAIRE | H5H3V36*K*AAA* | EVD5X42M21A*+WALLCON | *80CTL0702120B* | Split System | 34400 | 21 | 8.5 | 2.04 | R-454B | 650
215942394 | ARCOAIRE | H5H3V36*K*AAA* | EVM5X49M21A*+WALLCON | *96CTN0601714B* | Split System | 35200 | 21 | 8.5 | 2.06 | R-454B | 650
215942364 | ARCOAIRE | H5H3V36*K*AAA* | EVM5X44M21A*+WALLCON | *97CMN0601714B* | Split System | 35200 | 21 | 8.5 | 2.06 | R-454B | 650
215942414 | ARCOAIRE | H5H3V36*K*AAA* | EVM5X60M21A*+WALLCON | *96CTN0601714B* | Split System | 35200 | 21 | 8.5 | 2.06 | R-454B | 650
215942384 | ARCOAIRE | H5H3V36*K*AAA* | EVM5X49M21A*+WALLCON | *97CMN0601714B* | Split System | 35200 | 21 | 8.5 | 2.06 | R-454B | 650
215942404 | ARCOAIRE | H5H3V36*K*AAA* | EVM5X60M21A*+WALLCON | *97CMN0601714B* | Split System | 35200 | 21 | 8.5 | 2.06 | R-454B | 650
215940608 | ARCOAIRE | H5H3V36*K*AAA* | EVD5X38M17A*+WALLCON | *97CTN0801716A* | Split System | 35200 | 21 | 8.5 | 2.06 | R-454B | 650
215940834 | CARRIER | 27VNA336A*030* | CVAVA6021XMA*+UI | 59TN7A060C17**16 | Split System | 35200 | 21 | 8.5 | 2 | R-454B | 650
215935899 | COMFORTMAKER | C5H3V36*K*AAA* | EVD5X38M17A*+WALLCON | *96CTN0601714B* | Split System | 35200 | 21 | 8.5 | 2 | R-454B | 650
215940839 | COMFORTMAKER | C5H3V36*K*AAA* | EVD5X60M21A*+WALLCON | *97CTN0601716A* | Split System | 35200 | 21 | 8.5 | 2 | R-454B | 650
215936589 | COMFORTMAKER | C5H3V36*K*AAA* | EVD5X60M21A*+WALLCON | *80CTL0451712B* | Split System | 35200 | 21 | 8.5 | 2 | R-454B | 650
215935869 | COMFORTMAKER | C5H3V36*K*AAA* | EVD5X38M17A*+WALLCON | *95CSU0601716B* | Split System | 35200 | 21 | 8.5 | 2.02 | R-454B | 650
215940429 | COMFORTMAKER | C5H3V36*K*AAA* | EVM5X60M21A*+WALLCON | *97CTN0601716A* | Split System | 35200 | 21 | 8.5 | 2.02 | R-454B | 650
215940359 | COMFORTMAKER | C5H3V36*K*AAA* | EVM5X49M21A*+WALLCON | *97CTN0601716A* | Split System | 35200 | 21 | 8.5 | 2.02 | R-454B | 650
215936869 | COMFORTMAKER | C5H3V36*K*AAA* | EVD5X61M21A*+WALLCON | *80CTL0451712B* | Split System | 35400 | 21 | 8.5 | 2.02 | R-454B | 650
215935639 | COMFORTMAKER | C5H3V36*K*AAA* | EVD5X36M21A*+WALLCON | *80CTL0702120B* | Split System | 34400 | 21 | 8.5 | 2.04 | R-454B | 650
215942405 | COMFORTMAKER | C5H3V36*K*AAA* | EVM5X60M21A*+WALLCON | *97CMN0601714B* | Split System | 35200 | 21 | 8.5 | 2.06 | R-454B | 650
215942365 | COMFORTMAKER | C5H3V36*K*AAA* | EVM5X44M21A*+WALLCON | *97CMN0601714B* | Split System | 35200 | 21 | 8.5 | 2.06 | R-454B | 650
215942395 | COMFORTMAKER | C5H3V36*K*AAA* | EVM5X49M21A*+WALLCON | *96CTN0601714B* | Split System | 35200 | 21 | 8.5 | 2.06 | R-454B | 650
215942415 | COMFORTMAKER | C5H3V36*K*AAA* | EVM5X60M21A*+WALLCON | *96CTN0601714B* | Split System | 35200 | 21 | 8.5 | 2.06 | R-454B | 650
215942455 | COMFORTMAKER | C5H3V36*K*AAA* | EVD5X60M21A*+WALLCON | *97CMN0601714B* | Split System | 35200 | 21 | 8.5 | 2.06 | R-454B | 650
215942385 | COMFORTMAKER | C5H3V36*K*AAA* | EVM5X49M21A*+WALLCON | *97CMN0601714B* | Split System | 35200 | 21 | 8.5 | 2.06 | R-454B | 650
215942375 | COMFORTMAKER | C5H3V36*K*AAA* | EVM5X44M21A*+WALLCON | *96CTN0601714B* | Split System | 35200 | 21 | 8.5 | 2.06 | R-454B | 650
215935890 | DAY & NIGHT | C5H3V36*K*AAA* | EVD5X38M17A*+WALLCON | *97CMN0801714B* | Split System | 35200 | 21 | 8.5 | 2 | R-454B | 650
215940290 | DAY & NIGHT | C5H3V36*K*AAA* | EVM5X44M21A*+WALLCON | *97CTN0601716A* | Split System | 35200 | 21 | 8.5 | 2 | R-454B | 650
215940840 | DAY & NIGHT | C5H3V36*K*AAA* | EVD5X60M21A*+WALLCON | *97CTN0601716A* | Split System | 35200 | 21 | 8.5 | 2 | R-454B | 650
215935180 | DAY & NIGHT | C5H3V36*K*AAA* | EVM5X60M21A*+WALLCON | *80CTL0451712B* | Split System | 35200 | 21 | 8.5 | 2 | R-454B | 650
215936590 | DAY & NIGHT | C5H3V36*K*AAA* | EVD5X60M21A*+WALLCON | *80CTL0451712B* | Split System | 35200 | 21 | 8.5 | 2 | R-454B | 650
215940430 | DAY & NIGHT | C5H3V36*K*AAA* | EVM5X60M21A*+WALLCON | *97CTN0601716A* | Split System | 35200 | 21 | 8.5 | 2.02 | R-454B | 650
215936870 | DAY & NIGHT | C5H3V36*K*AAA* | EVD5X61M21A*+WALLCON | *80CTL0451712B* | Split System | 35400 | 21 | 8.5 | 2.02 | R-454B | 650
215935640 | DAY & NIGHT | C5H3V36*K*AAA* | EVD5X36M21A*+WALLCON | *80CTL0702120B* | Split System | 34400 | 21 | 8.5 | 2.04 | R-454B | 650
215942396 | DAY & NIGHT | C5H3V36*K*AAA* | EVM5X49M21A*+WALLCON | *96CTN0601714B* | Split System | 35200 | 21 | 8.5 | 2.06 | R-454B | 650
215942456 | DAY & NIGHT | C5H3V36*K*AAA* | EVD5X60M21A*+WALLCON | *97CMN0601714B* | Split System | 35200 | 21 | 8.5 | 2.06 | R-454B | 650
215942366 | DAY & NIGHT | C5H3V36*K*AAA* | EVM5X44M21A*+WALLCON | *97CMN0601714B* | Split System | 35200 | 21 | 8.5 | 2.06 | R-454B | 650
215942416 | DAY & NIGHT | C5H3V36*K*AAA* | EVM5X60M21A*+WALLCON | *96CTN0601714B* | Split System | 35200 | 21 | 8.5 | 2.06 | R-454B | 650
215942406 | DAY & NIGHT | C5H3V36*K*AAA* | EVM5X60M21A*+WALLCON | *97CMN0601714B* | Split System | 35200 | 21 | 8.5 | 2.06 | R-454B | 650
215940610 | DAY & NIGHT | C5H3V36*K*AAA* | EVD5X38M17A*+WALLCON | *97CTN0801716A* | Split System | 35200 | 21 | 8.5 | 2.06 | R-454B | 650
215942462 | HEIL | H5H3V36*K*AAA* | EVD5X60M21A*+WALLCON | *96CTN0601714B* | Split System | 35200 | 21 | 8.5 | 2 | R-454B | 650
215935896 | HEIL | H5H3V36*K*AAA* | EVD5X38M17A*+WALLCON | *96CTN0601714B* | Split System | 35200 | 21 | 8.5 | 2 | R-454B | 650
215940286 | HEIL | H5H3V36*K*AAA* | EVM5X44M21A*+WALLCON | *97CTN0601716A* | Split System | 35200 | 21 | 8.5 | 2 | R-454B | 650
215936586 | HEIL | H5H3V36*K*AAA* | EVD5X60M21A*+WALLCON | *80CTL0451712B* | Split System | 35200 | 21 | 8.5 | 2 | R-454B | 650
215940356 | HEIL | H5H3V36*K*AAA* | EVM5X49M21A*+WALLCON | *97CTN0601716A* | Split System | 35200 | 21 | 8.5 | 2.02 | R-454B | 650
215936866 | HEIL | H5H3V36*K*AAA* | EVD5X61M21A*+WALLCON | *80CTL0451712B* | Split System | 35400 | 21 | 8.5 | 2.02 | R-454B | 650
215942362 | HEIL | H5H3V36*K*AAA* | EVM5X44M21A*+WALLCON | *97CMN0601714B* | Split System | 35200 | 21 | 8.5 | 2.06 | R-454B | 650
215942412 | HEIL | H5H3V36*K*AAA* | EVM5X60M21A*+WALLCON | *96CTN0601714B* | Split System | 35200 | 21 | 8.5 | 2.06 | R-454B | 650
215942402 | HEIL | H5H3V36*K*AAA* | EVM5X60M21A*+WALLCON | *97CMN0601714B* | Split System | 35200 | 21 | 8.5 | 2.06 | R-454B | 650
215942452 | HEIL | H5H3V36*K*AAA* | EVD5X60M21A*+WALLCON | *97CMN0601714B* | Split System | 35200 | 21 | 8.5 | 2.06 | R-454B | 650
215942372 | HEIL | H5H3V36*K*AAA* | EVM5X44M21A*+WALLCON | *96CTN0601714B* | Split System | 35200 | 21 | 8.5 | 2.06 | R-454B | 650
215942392 | HEIL | H5H3V36*K*AAA* | EVM5X49M21A*+WALLCON | *96CTN0601714B* | Split System | 35200 | 21 | 8.5 | 2.06 | R-454B | 650
215940606 | HEIL | H5H3V36*K*AAA* | EVD5X38M17A*+WALLCON | *97CTN0801716A* | Split System | 35200 | 21 | 8.5 | 2.06 | R-454B | 650
215942467 | KEEPRITE | C5H3V36*K*AAA* | EVD5X60M21A*+WALLCON | *96CTN0601714B* | Split System | 35200 | 21 | 8.5 | 2 | R-454B | 650
215935901 | KEEPRITE | C5H3V36*K*AAA* | EVD5X38M17A*+WALLCON | *96CTN0601714B* | Split System | 35200 | 21 | 8.5 | 2 | R-454B | 650
215940841 | KEEPRITE | C5H3V36*K*AAA* | EVD5X60M21A*+WALLCON | *97CTN0601716A* | Split System | 35200 | 21 | 8.5 | 2 | R-454B | 650
215935891 | KEEPRITE | C5H3V36*K*AAA* | EVD5X38M17A*+WALLCON | *97CMN0801714B* | Split System | 35200 | 21 | 8.5 | 2 | R-454B | 650
215935181 | KEEPRITE | C5H3V36*K*AAA* | EVM5X60M21A*+WALLCON | *80CTL0451712B* | Split System | 35200 | 21 | 8.5 | 2 | R-454B | 650
215936371 | KEEPRITE | C5H3V36*K*AAA* | EVD5X48M24A*+WALLCON | *97CMN0602120B* | Split System | 34800 | 21 | 8.5 | 2.02 | R-454B | 650
215940431 | KEEPRITE | C5H3V36*K*AAA* | EVM5X60M21A*+WALLCON | *97CTN0601716A* | Split System | 35200 | 21 | 8.5 | 2.02 | R-454B | 650
215936871 | KEEPRITE | C5H3V36*K*AAA* | EVD5X61M21A*+WALLCON | *80CTL0451712B* | Split System | 35400 | 21 | 8.5 | 2.02 | R-454B | 650
215942377 | KEEPRITE | C5H3V36*K*AAA* | EVM5X44M21A*+WALLCON | *96CTN0601714B* | Split System | 35200 | 21 | 8.5 | 2.06 | R-454B | 650
215942387 | KEEPRITE | C5H3V36*K*AAA* | EVM5X49M21A*+WALLCON | *97CMN0601714B* | Split System | 35200 | 21 | 8.5 | 2.06 | R-454B | 650
215942367 | KEEPRITE | C5H3V36*K*AAA* | EVM5X44M21A*+WALLCON | *97CMN0601714B* | Split System | 35200 | 21 | 8.5 | 2.06 | R-454B | 650
215940611 | KEEPRITE | C5H3V36*K*AAA* | EVD5X38M17A*+WALLCON | *97CTN0801716A* | Split System | 35200 | 21 | 8.5 | 2.06 | R-454B | 650
215942469 | TEMPSTAR | T5H3V36*K*AAA* | EVD5X60M21A*+WALLCON | *96CTN0601714B* | Split System | 35200 | 21 | 8.5 | 2 | R-454B | 650
215940293 | TEMPSTAR | T5H3V36*K*AAA* | EVM5X44M21A*+WALLCON | *97CTN0601716A* | Split System | 35200 | 21 | 8.5 | 2 | R-454B | 650
215940843 | TEMPSTAR | T5H3V36*K*AAA* | EVD5X60M21A*+WALLCON | *97CTN0601716A* | Split System | 35200 | 21 | 8.5 | 2 | R-454B | 650
215935893 | TEMPSTAR | T5H3V36*K*AAA* | EVD5X38M17A*+WALLCON | *97CMN0801714B* | Split System | 35200 | 21 | 8.5 | 2 | R-454B | 650
215936593 | TEMPSTAR | T5H3V36*K*AAA* | EVD5X60M21A*+WALLCON | *80CTL0451712B* | Split System | 35200 | 21 | 8.5 | 2 | R-454B | 650
215940433 | TEMPSTAR | T5H3V36*K*AAA* | EVM5X60M21A*+WALLCON | *97CTN0601716A* | Split System | 35200 | 21 | 8.5 | 2.02 | R-454B | 650
215942379 | TEMPSTAR | T5H3V36*K*AAA* | EVM5X44M21A*+WALLCON | *96CTN0601714B* | Split System | 35200 | 21 | 8.5 | 2.06 | R-454B | 650
215942369 | TEMPSTAR | T5H3V36*K*AAA* | EVM5X44M21A*+WALLCON | *97CMN0601714B* | Split System | 35200 | 21 | 8.5 | 2.06 | R-454B | 650
215942389 | TEMPSTAR | T5H3V36*K*AAA* | EVM5X49M21A*+WALLCON | *97CMN0601714B* | Split System | 35200 | 21 | 8.5 | 2.06 | R-454B | 650
215942399 | TEMPSTAR | T5H3V36*K*AAA* | EVM5X49M21A*+WALLCON | *96CTN0601714B* | Split System | 35200 | 21 | 8.5 | 2.06 | R-454B | 650
215942419 | TEMPSTAR | T5H3V36*K*AAA* | EVM5X60M21A*+WALLCON | *96CTN0601714B* | Split System | 35200 | 21 | 8.5 | 2.06 | R-454B | 650
215942409 | TEMPSTAR | T5H3V36*K*AAA* | EVM5X60M21A*+WALLCON | *97CMN0601714B* | Split System | 35200 | 21 | 8.5 | 2.06 | R-454B | 650
218585585 | YORK | YH960E2C11 | CTM60D5CGS2+JMC20D2SN1+CC |  | Split System | 48000 | 21 | 8.5 | 2 | R-454B | 650
215942513 | AIRQUEST | H5H3V36*K*AAA* | EVD5X61M21A*+WALLCON | *97CMN0601714B* | Split System | 35600 | 21.5 | 8.5 | 2.06 | R-454B | 650
215942512 | HEIL | H5H3V36*K*AAA* | EVD5X61M21A*+WALLCON | *97CMN0601714B* | Split System | 35600 | 21.5 | 8.5 | 2.06 | R-454B | 650
215942517 | KEEPRITE | C5H3V36*K*AAA* | EVD5X61M21A*+WALLCON | *97CMN0601714B* | Split System | 35600 | 21.5 | 8.5 | 2.06 | R-454B | 650
215935843 | TEMPSTAR | T5H3V36*K*AAA* | EVD5X38M17A*+WALLCON | *80CTL0701412B* | Split System | 35200 | 21.5 | 8.5 | 2.02 | R-454B | 650
218587158 | COLEMAN | XH960E2C11 | CTF60C5CGS2+JMC17C2SN1+CC |  | Split System | 48000 | 22 | 8.5 | 2 | R-454B | 650
216766271 | AMERICAN STANDARD | 5A6H7036A1 | 5TXCB004AS3+P0V0A000M30SD |  | Split System | 31600 | 16 | 8.5 | 2 | R-454B | 650
216766101 | AMERICAN STANDARD | 5A6H7036A1 | 5PX*BD06AS3 | S9X1B080D4PSB | Split System | 32400 | 16 | 8.5 | 2 | R-454B | 650
216766113 | AMERICAN STANDARD | 5A6H7036A1 | 5PX*BD06AS3 | S9X2B080D4PSB | Split System | 32400 | 16 | 8.5 | 2 | R-454B | 650
216766463 | AMERICAN STANDARD | 5A6H7048A1 | 5PX*CD09AS3 | S9X1C100D5PSB | Split System | 43500 | 16 | 8.5 | 2.1 | R-454B | 650
216766022 | TRANE | 5TWR7036A1 | 5PX*B004AS3+P0V0A000M30SD |  | Split System | 31600 | 16 | 8.5 | 2 | R-454B | 650
216766116 | TRANE | 5TWR7036A1 | 5PX*BD06AS3 | S8V2A040M3PDB | Split System | 32600 | 16 | 8.5 | 2 | R-454B | 650
216766934 | TRANE | 5TWX7036A1 | 5PX*BD06AS3 | S8V2B060M4PCB | Split System | 33000 | 16 | 8.5 | 2 | R-454B | 650
216766095 | AMERICAN STANDARD | 5A6H7036A1 | 5PX*BD06AS3 | S8V2B060M4PDB | Split System | 33000 | 16.5 | 8.5 | 2 | R-454B | 650
216766106 | TRANE | 5TWR7036A1 | 5PX*BD06AS3 | S9V2B040D3VSB | Split System | 33000 | 16.5 | 8.5 | 2 | R-454B | 650
216769926 | TRANE | 5TWR7036A1 | 5PX*CD09AS3 | *DHMC100CCV4 | Split System | 33400 | 16.5 | 8.5 | 2.1 | R-454B | 650
216766993 | TRANE | 5TWX7036A1 | 5PX*CD07AS3 | S8V2C080M5PDB | Split System | 33400 | 16.5 | 8.5 | 2.1 | R-454B | 650
216766103 | AMERICAN STANDARD | 5A6H7036A1 | 5PX*BD06AS3 | S9X1B060D3PSB | Split System | 33200 | 17 | 8.5 | 2 | R-454B | 650
216891506 | FRIEDRICH | RD18AY36AJVC | RCFY3621STANM | FR921V0603A17M4 | Split System | 31200 | 18 | 8.5 | 1.9 | R-454B | 650
216891484 | FRIEDRICH | RD18AY36AJVC | RCFY3617STANM | FR951V0603A17M4 | Split System | 31200 | 18 | 8.5 | 1.9 | R-454B | 650
216891537 | FRIEDRICH | RD18AY36AJVC | RCFY3617STANM | FR98MV0603A17UP | Split System | 31200 | 18 | 8.5 | 1.9 | R-454B | 650
216891550 | FRIEDRICH | RD18AY36AJVC | RCFY3621STANM | FR962V0603A17M4 | Split System | 31200 | 18 | 8.5 | 1.9 | R-454B | 650
216891598 | FRIEDRICH | RD18AY36AJVC | RCFY3617STANM | FR97MV0703A17DH | Split System | 31200 | 18 | 8.5 | 1.9 | R-454B | 650
216891663 | FRIEDRICH | RD18AY36AJVC | RCFY3621STANM | FR97MV0703A17DH | Split System | 31200 | 18 | 8.5 | 1.9 | R-454B | 650
216891717 | FRIEDRICH | RD18AY36AJVC | RCFY3617STANM | FR962V0603A17M4 | Split System | 31200 | 18 | 8.5 | 1.9 | R-454B | 650
216891710 | FRIEDRICH | RD18AY36AJVC | RCFY3621STANM | FR98MV0603A17UP | Split System | 31200 | 18 | 8.5 | 1.9 | R-454B | 650
217562368 | FRIEDRICH | RD18AY36AJVC | TCFY3617STANM | FR97MV0703A17DH | Split System | 31200 | 18 | 8.5 | 1.9 | R-454B | 650
217562352 | FRIEDRICH | RD18AY36AJVC | TCFY3621STANM | FR921V0603A17M4S | Split System | 31200 | 18 | 8.5 | 1.9 | R-454B | 650
216891601 | FRIEDRICH | RD18AY36AJVC | RCFY3621STANM | FR951V0603A17M4 | Split System | 31200 | 18 | 8.5 | 1.9 | R-454B | 650
216891722 | FRIEDRICH | RD18AY36AJVC | RCFY3617STANM | FR97MV0603A17DH | Split System | 31200 | 18 | 8.5 | 1.9 | R-454B | 650
217562404 | FRIEDRICH | RD18AY36AJVC | TCFY3617STANM | FR97MV0603A17DH | Split System | 31200 | 18 | 8.5 | 1.9 | R-454B | 650
216891706 | FRIEDRICH | RD18AY36AJVC | RCFY3617STANM | FR921V0603A17M4 | Split System | 31200 | 18 | 8.5 | 1.9 | R-454B | 650
217562360 | FRIEDRICH | RD18AY36AJVC | TCFY3617STANM | FR98MV0603A17UP | Split System | 31200 | 18 | 8.5 | 1.9 | R-454B | 650
216891471 | FRIEDRICH | RD18AY36AJVC | RCFY3617STANM | FR962V0403A17M4 | Split System | 31400 | 18 | 8.5 | 1.9 | R-454B | 650
216891646 | FRIEDRICH | RD18AY36AJVC | RCFY3621STANM | FR951V1005A21M4 | Split System | 31400 | 18 | 8.5 | 1.9 | R-454B | 650
216891673 | FRIEDRICH | RD18AY36AJVC | RCFY3617STANM | FR921V0403A17M4 | Split System | 31400 | 18 | 8.5 | 1.9 | R-454B | 650
216891502 | FRIEDRICH | RD18AY36AJVC | RCFY3621STANM | FR921V0705A21M4 | Split System | 31400 | 18 | 8.5 | 1.9 | R-454B | 650
216891528 | FRIEDRICH | RD18AY36AJVC | RCFY3621STANM | FR962V0705A21M4 | Split System | 31400 | 18 | 8.5 | 1.9 | R-454B | 650
216891543 | FRIEDRICH | RD18AY36AJVC | RCFY3621STANM | FR962V0403A17M4 | Split System | 31400 | 18 | 8.5 | 1.9 | R-454B | 650
216891677 | FRIEDRICH | RD18AY36AJVC | RCFY3621STANM | FR951V0705A21M4 | Split System | 31400 | 18 | 8.5 | 1.9 | R-454B | 650
216891726 | FRIEDRICH | RD18AY36AJVC | RCFY3621STANM | FR921V0403A17M4 | Split System | 31400 | 18 | 8.5 | 1.9 | R-454B | 650
216891535 | FRIEDRICH | RD18AY36AJVC | RCFY3621STANM | FR962V0703A17M4 | Split System | 31400 | 18 | 8.5 | 1.9 | R-454B | 650
216891851 | FRIEDRICH | RD18AY36AJVC | RCFY3621STANM | FR951V0703A17M4 | Split System | 31400 | 18 | 8.5 | 1.9 | R-454B | 650
216891700 | FRIEDRICH | RD18AY36AJVC | RCFY3621STANM | FR951V0403A17M4 | Split System | 31400 | 18 | 8.5 | 1.9 | R-454B | 650
216891639 | FRIEDRICH | RD18AY36AJVC | RCFY3617STANM | FR962V0703A17M4 | Split System | 31400 | 18 | 8.5 | 1.9 | R-454B | 650
216891691 | FRIEDRICH | RD18AY36AJVC | RCFY3621STANM | FR921V1005A21M4 | Split System | 31400 | 18 | 8.5 | 1.9 | R-454B | 650
216891465 | FRIEDRICH | RD18AY36AJVC | RCFY3617STANM | FR951V0703A17M4 | Split System | 31400 | 18 | 8.5 | 1.9 | R-454B | 650
217562361 | FRIEDRICH | RD18AY36AJVC | TCFY3621STANM | FR962V0403A17M4S | Split System | 31400 | 18 | 8.5 | 1.9 | R-454B | 650
216891617 | FRIEDRICH | RD18AY36AJVC | RCFY3621STANM | FR921V0703A17M4 | Split System | 31400 | 18 | 8.5 | 1.9 | R-454B | 650
216891608 | FRIEDRICH | RD18AY36AJVC | RCFY3617STANM | FR921V0703A17M4 | Split System | 31400 | 18 | 8.5 | 1.9 | R-454B | 650
216891667 | FRIEDRICH | RD18AY36AJVC | RCFY3617STANM | FR951V0403A17M4 | Split System | 31400 | 18 | 8.5 | 1.9 | R-454B | 650
217562380 | FRIEDRICH | RD18AY36AJVC | TCFY3617STANM | FR962V0703A17M4S | Split System | 31400 | 18 | 8.5 | 1.9 | R-454B | 650
217562385 | FRIEDRICH | RD18AY36AJVC | TCFY3617STANM | FR951V0403A17M4S | Split System | 31400 | 18 | 8.5 | 1.9 | R-454B | 650
217562372 | FRIEDRICH | RD18AY36AJVC | TCFY3617STANM | FR921V0703A17M4S | Split System | 31400 | 18 | 8.5 | 1.9 | R-454B | 650
217562395 | FRIEDRICH | RD18AY36AJVC | TCFY3621STANM | FR951V0403A17M4S | Split System | 31400 | 18 | 8.5 | 1.9 | R-454B | 650
217562393 | FRIEDRICH | RD18AY36AJVC | TCFY3621STANM | FR921V1005A21M4S | Split System | 31400 | 18 | 8.5 | 1.9 | R-454B | 650
217562389 | FRIEDRICH | RD18AY36AJVC | TCFY3621STANM | FR951V0705A21M4S | Split System | 31400 | 18 | 8.5 | 1.9 | R-454B | 650
216891472 | FRIEDRICH | RD18AY36AJVC | RCFY3621STANM | FR962V1005A21M4 | Split System | 31400 | 18 | 8.5 | 1.9 | R-454B | 650
216891664 | RHEEM | RD18AY36AJVC | RCFY3621STANM | R98MV0603A17UP | Split System | 31200 | 18 | 8.5 | 1.9 | R-454B | 650
216891672 | RHEEM | RD18AY36AJVC | RCFY3621STANM | R951V0603A17M4 | Split System | 31200 | 18 | 8.5 | 1.9 | R-454B | 650
216891630 | RHEEM | RD18AY36AJVC | RCFY3617STANM | R951V0603A17M4 | Split System | 31200 | 18 | 8.5 | 1.9 | R-454B | 650
216891648 | RHEEM | RD18AY36AJVC | RCFY3617STANM | R97MV0703A17DH | Split System | 31200 | 18 | 8.5 | 1.9 | R-454B | 650
216891516 | RHEEM | RD18AY36AJVC | RCFY3621STANM | R921V0603A17M4 | Split System | 31200 | 18 | 8.5 | 1.9 | R-454B | 650
216891686 | RHEEM | RD18AY36AJVC | RCFY3617STANM | R98MV0603A17UP | Split System | 31200 | 18 | 8.5 | 1.9 | R-454B | 650
216891523 | RHEEM | RD18AY36AJVC | RCFY3617STANM | R97MV0603A17DH | Split System | 31200 | 18 | 8.5 | 1.9 | R-454B | 650
216891647 | RHEEM | RD18AY36AJVC | RCFY3621STANM | R97MV0703A17DH | Split System | 31200 | 18 | 8.5 | 1.9 | R-454B | 650
216891690 | RHEEM | RD18AY36AJVC | RCFY3617STANM | R921V0603A17M4 | Split System | 31200 | 18 | 8.5 | 1.9 | R-454B | 650
216891513 | RHEEM | RD18AY36AJVC | RCFY3621STANM | R962V0603A17M4 | Split System | 31200 | 18 | 8.5 | 1.9 | R-454B | 650
216891714 | RHEEM | RD18AY36AJVC | RCFY3621STANM | R962V0403A17M4 | Split System | 31400 | 18 | 8.5 | 1.9 | R-454B | 650
216891613 | RHEEM | RD18AY36AJVC | RCFY3617STANM | R921V0403A17M4 | Split System | 31400 | 18 | 8.5 | 1.9 | R-454B | 650
216891724 | RHEEM | RD18AY36AJVC | RCFY3621STANM | R921V0703A17M4 | Split System | 31400 | 18 | 8.5 | 1.9 | R-454B | 650
216891548 | RHEEM | RD18AY36AJVC | RCFY3617STANM | R962V0703A17M4 | Split System | 31400 | 18 | 8.5 | 1.9 | R-454B | 650
216891730 | RHEEM | RD18AY36AJVC | RCFY3621STANM | R921V1005A21M4 | Split System | 31400 | 18 | 8.5 | 1.9 | R-454B | 650
216891670 | RHEEM | RD18AY36AJVC | RCFY3621STANM | R962V0705A21M4 | Split System | 31400 | 18 | 8.5 | 1.9 | R-454B | 650
216891676 | RHEEM | RD18AY36AJVC | RCFY3621STANM | R962V1005A21M4 | Split System | 31400 | 18 | 8.5 | 1.9 | R-454B | 650
216891500 | RHEEM | RD18AY36AJVC | RCFY3617STANM | R962V0403A17M4 | Split System | 31400 | 18 | 8.5 | 1.9 | R-454B | 650
216891854 | RHEEM | RD18AY36AJVC | RCFY3621STANM | R951V0703A17M4 | Split System | 31400 | 18 | 8.5 | 1.9 | R-454B | 650
216891669 | RHEEM | RD18AY36AJVC | RCFY3621STANM | R951V0403A17M4 | Split System | 31400 | 18 | 8.5 | 1.9 | R-454B | 650
216891514 | RHEEM | RD18AY36AJVC | RCFY3621STANM | R951V1005A21M4 | Split System | 31400 | 18 | 8.5 | 1.9 | R-454B | 650
216891620 | RHEEM | RD18AY36AJVC | RCFY3617STANM | R951V0703A17M4 | Split System | 31400 | 18 | 8.5 | 1.9 | R-454B | 650
216891652 | RHEEM | RD18AY36AJVC | RCFY3621STANM | R921V0403A17M4 | Split System | 31400 | 18 | 8.5 | 1.9 | R-454B | 650
216891563 | RHEEM | RD18AY36AJVC | RCFY3621STANM | R921V0705A21M4 | Split System | 31400 | 18 | 8.5 | 1.9 | R-454B | 650
216891656 | RHEEM | RD18AY36AJVC | RCFY3621STANM | R962V0703A17M4 | Split System | 31400 | 18 | 8.5 | 1.9 | R-454B | 650
216891665 | RHEEM | RD18AY36AJVC | RCFY3617STANM | R951V0403A17M4 | Split System | 31400 | 18 | 8.5 | 1.9 | R-454B | 650
216891534 | RHEEM | RD18AY36AJVC | RCFY3617STANM | R921V0703A17M4 | Split System | 31400 | 18 | 8.5 | 1.9 | R-454B | 650
216892162 | RUSSELL | RD18AY36AJVC | TCFY3617STANM | S97MV0603A17DH | Split System | 31200 | 18 | 8.5 | 1.9 | R-454B | 650
216892197 | RUSSELL | RD18AY36AJVC | TCFY3621STANM | S97MV0703A17DH | Split System | 31200 | 18 | 8.5 | 1.9 | R-454B | 650
216892190 | RUSSELL | RD18AY36AJVC | TCFY3617STANM | S951V0603A17M4 | Split System | 31200 | 18 | 8.5 | 1.9 | R-454B | 650
216892189 | RUSSELL | RD18AY36AJVC | TCFY3617STANM | S962V0603A17M4 | Split System | 31200 | 18 | 8.5 | 1.9 | R-454B | 650
216892198 | RUSSELL | RD18AY36AJVC | TCFY3617STANM | S97MV0703A17DH | Split System | 31200 | 18 | 8.5 | 1.9 | R-454B | 650
216892216 | RUSSELL | RD18AY36AJVC | TCFY3617STANM | S98MV0603A17UP | Split System | 31200 | 18 | 8.5 | 1.9 | R-454B | 650
216892212 | RUSSELL | RD18AY36AJVC | TCFY3621STANM | S951V0603A17M4 | Split System | 31200 | 18 | 8.5 | 1.9 | R-454B | 650
216892206 | RUSSELL | RD18AY36AJVC | TCFY3621STANM | S98MV0603A17UP | Split System | 31200 | 18 | 8.5 | 1.9 | R-454B | 650
216892160 | RUSSELL | RD18AY36AJVC | TCFY3621STANM | S921V0603A17M4 | Split System | 31200 | 18 | 8.5 | 1.9 | R-454B | 650
216892217 | RUSSELL | RD18AY36AJVC | TCFY3617STANM | S921V0603A17M4 | Split System | 31200 | 18 | 8.5 | 1.9 | R-454B | 650
216892158 | RUSSELL | RD18AY36AJVC | TCFY3621STANM | S962V0603A17M4 | Split System | 31200 | 18 | 8.5 | 1.9 | R-454B | 650
216892213 | RUSSELL | RD18AY36AJVC | TCFY3621STANM | S962V1005A21M4 | Split System | 31400 | 18 | 8.5 | 1.9 | R-454B | 650
216892175 | RUSSELL | RD18AY36AJVC | TCFY3621STANM | S921V0705A21M4 | Split System | 31400 | 18 | 8.5 | 1.9 | R-454B | 650
216892207 | RUSSELL | RD18AY36AJVC | TCFY3617STANM | S951V0403A17M4 | Split System | 31400 | 18 | 8.5 | 1.9 | R-454B | 650
216892222 | RUSSELL | RD18AY36AJVC | TCFY3621STANM | S962V0403A17M4 | Split System | 31400 | 18 | 8.5 | 1.9 | R-454B | 650
216892269 | RUSSELL | RD18AY36AJVC | TCFY3621STANM | S951V0703A17M4 | Split System | 31400 | 18 | 8.5 | 1.9 | R-454B | 650
216892225 | RUSSELL | RD18AY36AJVC | TCFY3621STANM | S921V0703A17M4 | Split System | 31400 | 18 | 8.5 | 1.9 | R-454B | 650
216892159 | RUSSELL | RD18AY36AJVC | TCFY3621STANM | S951V1005A21M4 | Split System | 31400 | 18 | 8.5 | 1.9 | R-454B | 650
216892209 | RUSSELL | RD18AY36AJVC | TCFY3621STANM | S951V0403A17M4 | Split System | 31400 | 18 | 8.5 | 1.9 | R-454B | 650
216892165 | RUSSELL | RD18AY36AJVC | TCFY3621STANM | S951V0705A21M4 | Split System | 31400 | 18 | 8.5 | 1.9 | R-454B | 650
216892185 | RUSSELL | RD18AY36AJVC | TCFY3617STANM | S921V0403A17M4 | Split System | 31400 | 18 | 8.5 | 1.9 | R-454B | 650
216892201 | RUSSELL | RD18AY36AJVC | TCFY3621STANM | S962V0703A17M4 | Split System | 31400 | 18 | 8.5 | 1.9 | R-454B | 650
216892227 | RUSSELL | RD18AY36AJVC | TCFY3621STANM | S921V1005A21M4 | Split System | 31400 | 18 | 8.5 | 1.9 | R-454B | 650
216892153 | RUSSELL | RD18AY36AJVC | TCFY3617STANM | S962V0403A17M4 | Split System | 31400 | 18 | 8.5 | 1.9 | R-454B | 650
216892170 | RUSSELL | RD18AY36AJVC | TCFY3617STANM | S962V0703A17M4 | Split System | 31400 | 18 | 8.5 | 1.9 | R-454B | 650
216892187 | RUSSELL | RD18AY36AJVC | TCFY3617STANM | S951V0703A17M4 | Split System | 31400 | 18 | 8.5 | 1.9 | R-454B | 650
216892167 | RUSSELL | RD18AY36AJVC | TCFY3617STANM | S921V0703A17M4 | Split System | 31400 | 18 | 8.5 | 1.9 | R-454B | 650
216892199 | RUSSELL | RD18AY36AJVC | TCFY3621STANM | S921V0403A17M4 | Split System | 31400 | 18 | 8.5 | 1.9 | R-454B | 650
216892210 | RUSSELL | RD18AY36AJVC | TCFY3621STANM | S962V0705A21M4 | Split System | 31400 | 18 | 8.5 | 1.9 | R-454B | 650
217165989 | RUSSELL | RD18AY48AJVC | SH2CY4824MTANN |  | Split System | 43000 | 18 | 8.5 | 2.1 | R-454B | 650
216891510 | RUUD | RD18AY36AJVC | RCFY3621STANM | R921V0603A17M4 | Split System | 31200 | 18 | 8.5 | 1.9 | R-454B | 650
216891693 | RUUD | RD18AY36AJVC | RCFY3621STANM | U97MV0703A17DHS | Split System | 31200 | 18 | 8.5 | 1.9 | R-454B | 650
216891615 | RUUD | RD18AY36AJVC | RCFY3617STANM | R962V0603A17M4 | Split System | 31200 | 18 | 8.5 | 1.9 | R-454B | 650
216891566 | RUUD | RD18AY36AJVC | RCFY3617STANM | U98MV0603A17UPS | Split System | 31200 | 18 | 8.5 | 1.9 | R-454B | 650
216891680 | RUUD | RD18AY36AJVC | RCFY3617STANM | R921V0603A17M4 | Split System | 31200 | 18 | 8.5 | 1.9 | R-454B | 650
216891475 | RUUD | RD18AY36AJVC | RCFY3617STANM | R951V0603A17M4 | Split System | 31200 | 18 | 8.5 | 1.9 | R-454B | 650
216891467 | RUUD | RD18AY36AJVC | RCFY3621STANM | R951V0603A17M4 | Split System | 31200 | 18 | 8.5 | 1.9 | R-454B | 650
216891473 | RUUD | RD18AY36AJVC | RCFY3617STANM | U97MV0603A17DHS | Split System | 31200 | 18 | 8.5 | 1.9 | R-454B | 650
216891688 | RUUD | RD18AY36AJVC | RCFY3621STANM | U98MV0603A17UPS | Split System | 31200 | 18 | 8.5 | 1.9 | R-454B | 650
216891517 | RUUD | RD18AY36AJVC | RCFY3621STANM | R962V0603A17M4 | Split System | 31200 | 18 | 8.5 | 1.9 | R-454B | 650
216891638 | RUUD | RD18AY36AJVC | RCFY3617STANM | U97MV0703A17DHS | Split System | 31200 | 18 | 8.5 | 1.9 | R-454B | 650
216891709 | RUUD | RD18AY36AJVC | RCFY3617STANM | R921V0703A17M4 | Split System | 31400 | 18 | 8.5 | 1.9 | R-454B | 650
216891530 | RUUD | RD18AY36AJVC | RCFY3621STANM | R962V0705A21M4 | Split System | 31400 | 18 | 8.5 | 1.9 | R-454B | 650
216891705 | RUUD | RD18AY36AJVC | RCFY3621STANM | R962V0703A17M4 | Split System | 31400 | 18 | 8.5 | 1.9 | R-454B | 650
216891610 | RUUD | RD18AY36AJVC | RCFY3617STANM | R962V0403A17M4 | Split System | 31400 | 18 | 8.5 | 1.9 | R-454B | 650
216891662 | RUUD | RD18AY36AJVC | RCFY3621STANM | R962V0403A17M4 | Split System | 31400 | 18 | 8.5 | 1.9 | R-454B | 650
216891729 | RUUD | RD18AY36AJVC | RCFY3617STANM | R951V0703A17M4 | Split System | 31400 | 18 | 8.5 | 1.9 | R-454B | 650
216891487 | RUUD | RD18AY36AJVC | RCFY3621STANM | R921V0703A17M4 | Split System | 31400 | 18 | 8.5 | 1.9 | R-454B | 650
216891536 | RUUD | RD18AY36AJVC | RCFY3621STANM | R951V0705A21M4 | Split System | 31400 | 18 | 8.5 | 1.9 | R-454B | 650
216891653 | RUUD | RD18AY36AJVC | RCFY3621STANM | R962V1005A21M4 | Split System | 31400 | 18 | 8.5 | 1.9 | R-454B | 650
216891571 | RUUD | RD18AY36AJVC | RCFY3621STANM | R921V0403A17M4 | Split System | 31400 | 18 | 8.5 | 1.9 | R-454B | 650
216891519 | RUUD | RD18AY36AJVC | RCFY3621STANM | R951V1005A21M4 | Split System | 31400 | 18 | 8.5 | 1.9 | R-454B | 650
216891701 | RUUD | RD18AY36AJVC | RCFY3617STANM | R921V0403A17M4 | Split System | 31400 | 18 | 8.5 | 1.9 | R-454B | 650
216891855 | RUUD | RD18AY36AJVC | RCFY3621STANM | R951V0703A17M4 | Split System | 31400 | 18 | 8.5 | 1.9 | R-454B | 650
216891681 | RUUD | RD18AY36AJVC | RCFY3621STANM | R921V0705A21M4 | Split System | 31400 | 18 | 8.5 | 1.9 | R-454B | 650
216891490 | RUUD | RD18AY36AJVC | RCFY3621STANM | R921V1005A21M4 | Split System | 31400 | 18 | 8.5 | 1.9 | R-454B | 650
216891633 | RUUD | RD18AY36AJVC | RCFY3617STANM | R951V0403A17M4 | Split System | 31400 | 18 | 8.5 | 1.9 | R-454B | 650
216891692 | RUUD | RD18AY36AJVC | RCFY3621STANM | R951V0403A17M4 | Split System | 31400 | 18 | 8.5 | 1.9 | R-454B | 650
216891699 | RUUD | RD18AY36AJVC | RCFY3617STANM | R962V0703A17M4 | Split System | 31400 | 18 | 8.5 | 1.9 | R-454B | 650
216891959 | SURE | RD18AY36AJVC | TCFY3617STANM | S97MV0603A17DH | Split System | 31200 | 18 | 8.5 | 1.9 | R-454B | 650
216892014 | SURE | RD18AY36AJVC | TCFY3617STANM | S921V0603A17M4 | Split System | 31200 | 18 | 8.5 | 1.9 | R-454B | 650
216891995 | SURE | RD18AY36AJVC | TCFY3617STANM | S97MV0703A17DH | Split System | 31200 | 18 | 8.5 | 1.9 | R-454B | 650
216891987 | SURE | RD18AY36AJVC | TCFY3617STANM | S951V0603A17M4 | Split System | 31200 | 18 | 8.5 | 1.9 | R-454B | 650
216892003 | SURE | RD18AY36AJVC | TCFY3621STANM | S98MV0603A17UP | Split System | 31200 | 18 | 8.5 | 1.9 | R-454B | 650
216892009 | SURE | RD18AY36AJVC | TCFY3621STANM | S951V0603A17M4 | Split System | 31200 | 18 | 8.5 | 1.9 | R-454B | 650
216891957 | SURE | RD18AY36AJVC | TCFY3621STANM | S921V0603A17M4 | Split System | 31200 | 18 | 8.5 | 1.9 | R-454B | 650
216891986 | SURE | RD18AY36AJVC | TCFY3617STANM | S962V0603A17M4 | Split System | 31200 | 18 | 8.5 | 1.9 | R-454B | 650
216891994 | SURE | RD18AY36AJVC | TCFY3621STANM | S97MV0703A17DH | Split System | 31200 | 18 | 8.5 | 1.9 | R-454B | 650
216892013 | SURE | RD18AY36AJVC | TCFY3617STANM | S98MV0603A17UP | Split System | 31200 | 18 | 8.5 | 1.9 | R-454B | 650
216891955 | SURE | RD18AY36AJVC | TCFY3621STANM | S962V0603A17M4 | Split System | 31200 | 18 | 8.5 | 1.9 | R-454B | 650
216891950 | SURE | RD18AY36AJVC | TCFY3617STANM | S962V0403A17M4 | Split System | 31400 | 18 | 8.5 | 1.9 | R-454B | 650
216891964 | SURE | RD18AY36AJVC | TCFY3617STANM | S921V0703A17M4 | Split System | 31400 | 18 | 8.5 | 1.9 | R-454B | 650
216891962 | SURE | RD18AY36AJVC | TCFY3621STANM | S951V0705A21M4 | Split System | 31400 | 18 | 8.5 | 1.9 | R-454B | 650
216891984 | SURE | RD18AY36AJVC | TCFY3617STANM | S951V0703A17M4 | Split System | 31400 | 18 | 8.5 | 1.9 | R-454B | 650
216891998 | SURE | RD18AY36AJVC | TCFY3621STANM | S962V0703A17M4 | Split System | 31400 | 18 | 8.5 | 1.9 | R-454B | 650
216892007 | SURE | RD18AY36AJVC | TCFY3621STANM | S962V0705A21M4 | Split System | 31400 | 18 | 8.5 | 1.9 | R-454B | 650
216892010 | SURE | RD18AY36AJVC | TCFY3621STANM | S962V1005A21M4 | Split System | 31400 | 18 | 8.5 | 1.9 | R-454B | 650
216892004 | SURE | RD18AY36AJVC | TCFY3617STANM | S951V0403A17M4 | Split System | 31400 | 18 | 8.5 | 1.9 | R-454B | 650
216892022 | SURE | RD18AY36AJVC | TCFY3621STANM | S921V0703A17M4 | Split System | 31400 | 18 | 8.5 | 1.9 | R-454B | 650
216891982 | SURE | RD18AY36AJVC | TCFY3617STANM | S921V0403A17M4 | Split System | 31400 | 18 | 8.5 | 1.9 | R-454B | 650
216892066 | SURE | RD18AY36AJVC | TCFY3621STANM | S951V0703A17M4 | Split System | 31400 | 18 | 8.5 | 1.9 | R-454B | 650
216892024 | SURE | RD18AY36AJVC | TCFY3621STANM | S921V1005A21M4 | Split System | 31400 | 18 | 8.5 | 1.9 | R-454B | 650
216891972 | SURE | RD18AY36AJVC | TCFY3621STANM | S921V0705A21M4 | Split System | 31400 | 18 | 8.5 | 1.9 | R-454B | 650
216892019 | SURE | RD18AY36AJVC | TCFY3621STANM | S962V0403A17M4 | Split System | 31400 | 18 | 8.5 | 1.9 | R-454B | 650
216892006 | SURE | RD18AY36AJVC | TCFY3621STANM | S951V0403A17M4 | Split System | 31400 | 18 | 8.5 | 1.9 | R-454B | 650
216891967 | SURE | RD18AY36AJVC | TCFY3617STANM | S962V0703A17M4 | Split System | 31400 | 18 | 8.5 | 1.9 | R-454B | 650
216891956 | SURE | RD18AY36AJVC | TCFY3621STANM | S951V1005A21M4 | Split System | 31400 | 18 | 8.5 | 1.9 | R-454B | 650
217165983 | SURE | RD18AY48AJVC | SH2CY4824MTANN |  | Split System | 43000 | 18 | 8.5 | 2.1 | R-454B | 650
216891477 | FRIEDRICH | RD18AY36AJVC | RCFY3621STANM | FR98MV0703A17UP | Split System | 31200 | 19 | 8.5 | 1.9 | R-454B | 650
216891631 | FRIEDRICH | RD18AY36AJVC | RCFY3617STANM | FR98MV0703A17UP | Split System | 31200 | 19 | 8.5 | 1.9 | R-454B | 650
217562376 | FRIEDRICH | RD18AY36AJVC | TCFY3617STANM | FR98MV0703A17UP | Split System | 31200 | 19 | 8.5 | 1.9 | R-454B | 650
217562339 | FRIEDRICH | RD18AY36AJVC | TCFY3621STANM | FR98MV0703A17UP | Split System | 31200 | 19 | 8.5 | 1.9 | R-454B | 650
216891505 | FRIEDRICH | RD18AY36AJVC | RCFY3621STANM | FR921V0855A21M4 | Split System | 31400 | 19 | 8.5 | 1.9 | R-454B | 650
216891564 | FRIEDRICH | RD18AY36AJVC | RCFY3621STANM | FR951V0855A21M4 | Split System | 31400 | 19 | 8.5 | 1.9 | R-454B | 650
216891591 | FRIEDRICH | RD18AY36AJVC | RCFY3621STANM | FR98MV0855A21UP | Split System | 31400 | 19 | 8.5 | 1.9 | R-454B | 650
216891468 | FRIEDRICH | RD18AY36AJVC | RCFY3621STANM | FR97MV0603A17DH | Split System | 31400 | 19 | 8.5 | 1.9 | R-454B | 650
216891491 | FRIEDRICH | RD18AY36AJVC | RCFY3621STANM | FR951V0705A21UHU | Split System | 31400 | 19 | 8.5 | 1.9 | R-454B | 650
216891497 | FRIEDRICH | RD18AY36AJVC | RCFY3621STANM | FR98MV1005A21UP | Split System | 31400 | 19 | 8.5 | 1.9 | R-454B | 650
216891515 | FRIEDRICH | RD18AY36AJVC | RCFY3621STANM | FR962V0855A21M4 | Split System | 31400 | 19 | 8.5 | 1.9 | R-454B | 650
217562354 | FRIEDRICH | RD18AY36AJVC | TCFY3621STANM | FR97MV0855A21DH | Split System | 31400 | 19 | 8.5 | 1.9 | R-454B | 650
216891520 | FRIEDRICH | RD18AY36AJVC | RCFY3621STANM | FR97MV0855A21DH | Split System | 31400 | 19 | 8.5 | 1.9 | R-454B | 650
217562353 | FRIEDRICH | RD18AY36AJVC | TCFY3621STANM | FR962V0855A21M4S | Split System | 31400 | 19 | 8.5 | 1.9 | R-454B | 650
217562344 | FRIEDRICH | RD18AY36AJVC | TCFY3621STANM | FR951V0705A21UHU | Split System | 31400 | 19 | 8.5 | 1.9 | R-454B | 650
217562351 | FRIEDRICH | RD18AY36AJVC | TCFY3621STANM | FR921V0855A21M4S | Split System | 31400 | 19 | 8.5 | 1.9 | R-454B | 650
216891525 | FRIEDRICH | RD18AY36AJVC | RCFY3621STANM | FR97MV1005A21DH | Split System | 31600 | 19 | 8.5 | 1.9 | R-454B | 650
217166002 | FRIEDRICH | RD18AY24AJVC | FRHMVY2421MEACN |  | Split System | 21200 | 19 | 8.5 | 2 | R-454B | 650
217166005 | FRIEDRICH | RD18AY36AJVC | FRH2VY3617STACN |  | Split System | 31800 | 19 | 8.5 | 2 | R-454B | 650
217166001 | FRIEDRICH | RD18AY48AJVC | FRHMVY6024SEACN |  | Split System | 43500 | 19 | 8.5 | 2.1 | R-454B | 650
216891531 | RHEEM | RD18AY36AJVC | RCFY3621STANM | R98MV0703A17UP | Split System | 31200 | 19 | 8.5 | 1.9 | R-454B | 650
216891666 | RHEEM | RD18AY36AJVC | RCFY3617STANM | R98MV0703A17UP | Split System | 31200 | 19 | 8.5 | 1.9 | R-454B | 650
216891711 | RHEEM | RD18AY36AJVC | RCFY3621STANM | R97MV0603A17DH | Split System | 31400 | 19 | 8.5 | 1.9 | R-454B | 650
216891644 | RHEEM | RD18AY36AJVC | RCFY3621STANM | R951V0705A21UHU | Split System | 31400 | 19 | 8.5 | 1.9 | R-454B | 650
216891496 | RHEEM | RD18AY36AJVC | RCFY3621STANM | R921V0855A21M4 | Split System | 31400 | 19 | 8.5 | 1.9 | R-454B | 650
216891596 | RHEEM | RD18AY36AJVC | RCFY3621STANM | R97MV0855A21DH | Split System | 31400 | 19 | 8.5 | 1.9 | R-454B | 650
216891570 | RHEEM | RD18AY36AJVC | RCFY3621STANM | R962V0855A21M4 | Split System | 31400 | 19 | 8.5 | 1.9 | R-454B | 650
216891552 | RHEEM | RD18AY36AJVC | RCFY3621STANM | R951V0855A21M4 | Split System | 31400 | 19 | 8.5 | 1.9 | R-454B | 650
216891671 | RHEEM | RD18AY36AJVC | RCFY3621STANM | R98MV0855A21UP | Split System | 31400 | 19 | 8.5 | 1.9 | R-454B | 650
216891508 | RHEEM | RD18AY36AJVC | RCFY3621STANM | R98MV1005A21UP | Split System | 31400 | 19 | 8.5 | 1.9 | R-454B | 650
216891645 | RHEEM | RD18AY36AJVC | RCFY3621STANM | R97MV1005A21DH | Split System | 31600 | 19 | 8.5 | 1.9 | R-454B | 650
216891862 | RHEEM | RD18AY36AJVC | RH2VY3617STACN |  | Split System | 31800 | 19 | 8.5 | 2 | R-454B | 650
216892166 | RUSSELL | RD18AY36AJVC | TCFY3621STANM | S98MV0703A17UP | Split System | 31200 | 19 | 8.5 | 1.9 | R-454B | 650
216892208 | RUSSELL | RD18AY36AJVC | TCFY3617STANM | S98MV0703A17UP | Split System | 31200 | 19 | 8.5 | 1.9 | R-454B | 650
216892195 | RUSSELL | RD18AY36AJVC | TCFY3621STANM | S951V0705A21UHU | Split System | 31400 | 19 | 8.5 | 1.9 | R-454B | 650
216892211 | RUSSELL | RD18AY36AJVC | TCFY3621STANM | S98MV0855A21UP | Split System | 31400 | 19 | 8.5 | 1.9 | R-454B | 650
216892156 | RUSSELL | RD18AY36AJVC | TCFY3621STANM | S98MV1005A21UP | Split System | 31400 | 19 | 8.5 | 1.9 | R-454B | 650
216892176 | RUSSELL | RD18AY36AJVC | TCFY3621STANM | S962V0855A21M4 | Split System | 31400 | 19 | 8.5 | 1.9 | R-454B | 650
216892183 | RUSSELL | RD18AY36AJVC | TCFY3621STANM | S97MV0855A21DH | Split System | 31400 | 19 | 8.5 | 1.9 | R-454B | 650
216892152 | RUSSELL | RD18AY36AJVC | TCFY3621STANM | S921V0855A21M4 | Split System | 31400 | 19 | 8.5 | 1.9 | R-454B | 650
216892171 | RUSSELL | RD18AY36AJVC | TCFY3621STANM | S951V0855A21M4 | Split System | 31400 | 19 | 8.5 | 1.9 | R-454B | 650
216892220 | RUSSELL | RD18AY36AJVC | TCFY3621STANM | S97MV0603A17DH | Split System | 31400 | 19 | 8.5 | 1.9 | R-454B | 650
217165991 | RUSSELL | RD18AY36AJVC | SH2CY3617STANN |  | Split System | 31600 | 19 | 8.5 | 1.9 | R-454B | 650
217165999 | RUSSELL | RD18AY24AJVC | SHMVY2421MEACN |  | Split System | 21200 | 19 | 8.5 | 2 | R-454B | 650
217165990 | RUSSELL | RD18AY36AJVC | SH2CY3621STANN |  | Split System | 31800 | 19 | 8.5 | 2 | R-454B | 650
216892272 | RUSSELL | RD18AY36AJVC | SH2VY3617STACN |  | Split System | 31800 | 19 | 8.5 | 2 | R-454B | 650
217165998 | RUSSELL | RD18AY48AJVC | SHMVY6024SEACN |  | Split System | 43500 | 19 | 8.5 | 2.1 | R-454B | 650
216891542 | RUUD | RD18AY36AJVC | RCFY3621STANM | U98MV0703A17UPS | Split System | 31200 | 19 | 8.5 | 1.9 | R-454B | 650
216891524 | RUUD | RD18AY36AJVC | RCFY3617STANM | U98MV0703A17UPS | Split System | 31200 | 19 | 8.5 | 1.9 | R-454B | 650
216891511 | RUUD | RD18AY36AJVC | RCFY3621STANM | R951V0855A21M4 | Split System | 31400 | 19 | 8.5 | 1.9 | R-454B | 650
216891507 | RUUD | RD18AY36AJVC | RCFY3621STANM | U98MV0855A21UPS | Split System | 31400 | 19 | 8.5 | 1.9 | R-454B | 650
216891675 | RUUD | RD18AY36AJVC | RCFY3621STANM | R962V0855A21M4 | Split System | 31400 | 19 | 8.5 | 1.9 | R-454B | 650
216891551 | RUUD | RD18AY36AJVC | RCFY3621STANM | R921V0855A21M4 | Split System | 31400 | 19 | 8.5 | 1.9 | R-454B | 650
216891579 | RUUD | RD18AY36AJVC | RCFY3621STANM | U97MV0603A17DHS | Split System | 31400 | 19 | 8.5 | 1.9 | R-454B | 650
216891728 | RUUD | RD18AY36AJVC | RCFY3621STANM | R951V0705A21UHU | Split System | 31400 | 19 | 8.5 | 1.9 | R-454B | 650
216891488 | RUUD | RD18AY36AJVC | RCFY3621STANM | U98MV1005A21UPS | Split System | 31400 | 19 | 8.5 | 1.9 | R-454B | 650
216891556 | RUUD | RD18AY36AJVC | RCFY3621STANM | U97MV0855A21DHS | Split System | 31400 | 19 | 8.5 | 1.9 | R-454B | 650
216891624 | RUUD | RD18AY36AJVC | RCFY3621STANM | U97MV1005A21DHS | Split System | 31600 | 19 | 8.5 | 1.9 | R-454B | 650
216891864 | RUUD | RD18AY36AJVC | RH2VY3617STACN |  | Split System | 31800 | 19 | 8.5 | 2 | R-454B | 650
216892005 | SURE | RD18AY36AJVC | TCFY3617STANM | S98MV0703A17UP | Split System | 31200 | 19 | 8.5 | 1.9 | R-454B | 650
216891963 | SURE | RD18AY36AJVC | TCFY3621STANM | S98MV0703A17UP | Split System | 31200 | 19 | 8.5 | 1.9 | R-454B | 650
216891973 | SURE | RD18AY36AJVC | TCFY3621STANM | S962V0855A21M4 | Split System | 31400 | 19 | 8.5 | 1.9 | R-454B | 650
216892008 | SURE | RD18AY36AJVC | TCFY3621STANM | S98MV0855A21UP | Split System | 31400 | 19 | 8.5 | 1.9 | R-454B | 650
216891968 | SURE | RD18AY36AJVC | TCFY3621STANM | S951V0855A21M4 | Split System | 31400 | 19 | 8.5 | 1.9 | R-454B | 650
216891980 | SURE | RD18AY36AJVC | TCFY3621STANM | S97MV0855A21DH | Split System | 31400 | 19 | 8.5 | 1.9 | R-454B | 650
216892017 | SURE | RD18AY36AJVC | TCFY3621STANM | S97MV0603A17DH | Split System | 31400 | 19 | 8.5 | 1.9 | R-454B | 650
216891953 | SURE | RD18AY36AJVC | TCFY3621STANM | S98MV1005A21UP | Split System | 31400 | 19 | 8.5 | 1.9 | R-454B | 650
216891949 | SURE | RD18AY36AJVC | TCFY3621STANM | S921V0855A21M4 | Split System | 31400 | 19 | 8.5 | 1.9 | R-454B | 650
216891992 | SURE | RD18AY36AJVC | TCFY3621STANM | S951V0705A21UHU | Split System | 31400 | 19 | 8.5 | 1.9 | R-454B | 650
217165985 | SURE | RD18AY36AJVC | SH2CY3617STANN |  | Split System | 31600 | 19 | 8.5 | 1.9 | R-454B | 650
216891993 | SURE | RD18AY36AJVC | TCFY3621STANM | S97MV1005A21DH | Split System | 31600 | 19 | 8.5 | 1.9 | R-454B | 650
217165996 | SURE | RD18AY24AJVC | SHMVY2421MEACN |  | Split System | 21200 | 19 | 8.5 | 2 | R-454B | 650
217165984 | SURE | RD18AY36AJVC | SH2CY3621STANN |  | Split System | 31800 | 19 | 8.5 | 2 | R-454B | 650
216892069 | SURE | RD18AY36AJVC | SH2VY3617STACN |  | Split System | 31800 | 19 | 8.5 | 2 | R-454B | 650
217165995 | SURE | RD18AY48AJVC | SHMVY6024SEACN |  | Split System | 43500 | 19 | 8.5 | 2.1 | R-454B | 650
217493338 | AIREASE | A7CP21V48P-**A | 7E[C,U]60DX-**+TDR | EFV20DCA* | Split System | 47500 | 19.5 | 8.5 | 2 | R-454B | 650
215588556 | BRYANT HEATING AND COOLING SYSTEMS | 291VAN054**AA* | CVAVA6124XMA*+UI | 987TA60080C21*** | Split System | 52500 | 19.5 | 8.5 | 1.95 | R-454B | 650
215588506 | BRYANT HEATING AND COOLING SYSTEMS | 291VAN054**AA* | CVAMA6124XMA*+UI | 987TA66120C24*** | Split System | 53000 | 19.5 | 8.5 | 1.95 | R-454B | 650
215588355 | CARRIER | 27VNA154A*030* | CVAVA6024XMA*+UI | 58TN*B090C21**20 | Split System | 52000 | 19.5 | 8.5 | 1.95 | R-454B | 650
215588411 | CARRIER | 27VNA154A*030* | CVAVA6124XMA*+UI | 59MN7C120C24**22 | Split System | 52500 | 19.5 | 8.5 | 1.95 | R-454B | 650
215588555 | CARRIER | 27VNA154A*030* | CVAVA6124XMA*+UI | 59TN7A080C21**20 | Split System | 52500 | 19.5 | 8.5 | 1.95 | R-454B | 650
215588557 | CARRIER | 27VNA154A*030* | CVAVA6124XMA*+UI | 59TN7A100C21**22 | Split System | 53000 | 19.5 | 8.5 | 1.95 | R-454B | 650
215588559 | CARRIER | 27VNA154A*030* | CVAVA6124XMA*+UI | 59TN7A120C24**22 | Split System | 53000 | 19.5 | 8.5 | 1.95 | R-454B | 650
215588289 | CARRIER | 27VNA154A*030* | CVAMA6124XMA*+UI | 59TN6C120C24**22 | Split System | 53000 | 19.5 | 8.5 | 1.95 | R-454B | 650
216051034 | FRIEDRICH | FRP19AY24AJVC | TCFY2421HEAAM | FR98MV0703A17UP | Split System | 22800 | 20 | 8.5 | 1.8 | R-454B | 650
216051019 | FRIEDRICH | FRP19AY24AJVC | TCFY2421HEAAM | FR962V0703A17M4 | Split System | 22800 | 20 | 8.5 | 1.8 | R-454B | 650
216050985 | FRIEDRICH | FRP19AY24AJVC | TCFY2421HEAAM | FR951V0703A17M4 | Split System | 22800 | 20 | 8.5 | 1.8 | R-454B | 650
216051013 | FRIEDRICH | FRP19AY24AJVC | TCFY2421HEAAM | FR97MV1005A21DH | Split System | 22800 | 20 | 8.5 | 1.8 | R-454B | 650
217166006 | FRIEDRICH | RD18AY36AJVC | FRH2VY3621STACN |  | Split System | 31800 | 20 | 8.5 | 2 | R-454B | 650
216776087 | LENNOX | SL22KLV-048-230A** | CBK48MVT-048-230-** |  | Split System | 45000 | 20 | 8.5 | 1.92 | R-454B | 650
216684930 | MAINLINE | MLP19AY24AJVC | TCFY2421HEAAM | ML97MV1005A21DH | Split System | 22800 | 20 | 8.5 | 1.8 | R-454B | 650
216891863 | RHEEM | RD18AY36AJVC | RH2VY3621STACN |  | Split System | 31800 | 20 | 8.5 | 2 | R-454B | 650
216051211 | RUSSELL | SP19AY24AJVC | TCFY2421HEAAM | S97MV1005A21DH | Split System | 22800 | 20 | 8.5 | 1.8 | R-454B | 650
216051191 | RUSSELL | SP19AY24AJVC | TCFY2421HEAAM | S962V0703A17M4 | Split System | 22800 | 20 | 8.5 | 1.8 | R-454B | 650
216051206 | RUSSELL | SP19AY24AJVC | TCFY2421HEAAM | S98MV0703A17UP | Split System | 22800 | 20 | 8.5 | 1.8 | R-454B | 650
216051184 | RUSSELL | SP19AY24AJVC | TCFY2421HEAAM | S951V0703A17M4 | Split System | 22800 | 20 | 8.5 | 1.8 | R-454B | 650
216892273 | RUSSELL | RD18AY36AJVC | SH2VY3621STACN |  | Split System | 31800 | 20 | 8.5 | 2 | R-454B | 650
216891865 | RUUD | RD18AY36AJVC | RH2VY3621STACN |  | Split System | 31800 | 20 | 8.5 | 2 | R-454B | 650
216051174 | SURE | SP19AY24AJVC | TCFY2421HEAAM | S951V0703A17M4 | Split System | 22800 | 20 | 8.5 | 1.8 | R-454B | 650
216051205 | SURE | SP19AY24AJVC | TCFY2421HEAAM | S98MV0703A17UP | Split System | 22800 | 20 | 8.5 | 1.8 | R-454B | 650
216051210 | SURE | SP19AY24AJVC | TCFY2421HEAAM | S97MV1005A21DH | Split System | 22800 | 20 | 8.5 | 1.8 | R-454B | 650
216051190 | SURE | SP19AY24AJVC | TCFY2421HEAAM | S962V0703A17M4 | Split System | 22800 | 20 | 8.5 | 1.8 | R-454B | 650
216892070 | SURE | RD18AY36AJVC | SH2VY3621STACN |  | Split System | 31800 | 20 | 8.5 | 2 | R-454B | 650
215936677 | AIRQUEST | H5H3V36*K*AAA* | EVD5X60M21A*+WALLCON | *97CMN0602120B* | Split System | 35400 | 21 | 8.5 | 2 | R-454B | 650
215940847 | AIRQUEST | H5H3V36*K*AAA* | EVD5X60M21A*+WALLCON | *97CTN0801716A* | Split System | 35400 | 21 | 8.5 | 2 | R-454B | 650
215935397 | AIRQUEST | H5H3V36*K*AAA* | EVM5X60M24A*+WALLCON | *97CMN0602120B* | Split System | 35200 | 21 | 8.5 | 2.02 | R-454B | 650
215936807 | AIRQUEST | H5H3V36*K*AAA* | EVD5X60M24A*+WALLCON | *97CMN0602120B* | Split System | 35200 | 21 | 8.5 | 2.02 | R-454B | 650
215940437 | AIRQUEST | H5H3V36*K*AAA* | EVM5X60M21A*+WALLCON | *97CTN0801716A* | Split System | 35400 | 21 | 8.5 | 2.02 | R-454B | 650
215940367 | AIRQUEST | H5H3V36*K*AAA* | EVM5X49M21A*+WALLCON | *97CTN0801716A* | Split System | 35400 | 21 | 8.5 | 2.02 | R-454B | 650
215940297 | AIRQUEST | H5H3V36*K*AAA* | EVM5X44M21A*+WALLCON | *97CTN0801716A* | Split System | 35400 | 21 | 8.5 | 2.02 | R-454B | 650
215936027 | AIRQUEST | H5H3V36*K*AAA* | EVD5X42M21A*+WALLCON | *80CTL1102120B* | Split System | 34400 | 21 | 8.5 | 2.04 | R-454B | 650
215940637 | AIRQUEST | H5H3V36*K*AAA* | EVD5X42M21A*+WALLCON | *80CSU0601716B* | Split System | 34400 | 21 | 8.5 | 2.04 | R-454B | 650
215940527 | AIRQUEST | H5H3V36*K*AAA* | EVD5X36M21A*+WALLCON | *80CSU0601716B* | Split System | 34400 | 21 | 8.5 | 2.04 | R-454B | 650
215935657 | AIRQUEST | H5H3V36*K*AAA* | EVD5X36M21A*+WALLCON | *80CTL0902120B* | Split System | 34400 | 21 | 8.5 | 2.04 | R-454B | 650
215936057 | AIRQUEST | H5H3V36*K*AAA* | EVD5X42M21A*+WALLCON | *95CSU1002122B* | Split System | 34600 | 21 | 8.5 | 2.04 | R-454B | 650
215940627 | AIRQUEST | H5H3V36*K*AAA* | EVD5X42M21A*+WALLCON | *80CSU0401712B* | Split System | 34600 | 21 | 8.5 | 2.04 | R-454B | 650
215936377 | AIRQUEST | H5H3V36*K*AAA* | EVD5X48M24A*+WALLCON | *97CMN0802120B* | Split System | 35000 | 21 | 8.5 | 2.04 | R-454B | 650
215940737 | AIRQUEST | H5H3V36*K*AAA* | EVD5X48M24A*+WALLCON | *97CTN0802120A* | Split System | 35000 | 21 | 8.5 | 2.04 | R-454B | 650
215940727 | AIRQUEST | H5H3V36*K*AAA* | EVD5X48M24A*+WALLCON | *96CTN0802120B* | Split System | 35000 | 21 | 8.5 | 2.04 | R-454B | 650
215936107 | AIRQUEST | H5H3V36*K*AAA* | EVD5X42M21A*+WALLCON | *97CMN1002122B* | Split System | 34400 | 21 | 8.5 | 2.06 | R-454B | 650
215940567 | AIRQUEST | H5H3V36*K*AAA* | EVD5X36M21A*+WALLCON | *97CTN1002122A* | Split System | 34400 | 21 | 8.5 | 2.06 | R-454B | 650
215940848 | ARCOAIRE | H5H3V36*K*AAA* | EVD5X60M21A*+WALLCON | *97CTN0801716A* | Split System | 35400 | 21 | 8.5 | 2 | R-454B | 650
215936498 | ARCOAIRE | H5H3V36*K*AAA* | EVD5X49M24A*+WALLCON | *97CMN0602120B* | Split System | 35200 | 21 | 8.5 | 2.02 | R-454B | 650
215940368 | ARCOAIRE | H5H3V36*K*AAA* | EVM5X49M21A*+WALLCON | *97CTN0801716A* | Split System | 35400 | 21 | 8.5 | 2.02 | R-454B | 650
215940438 | ARCOAIRE | H5H3V36*K*AAA* | EVM5X60M21A*+WALLCON | *97CTN0801716A* | Split System | 35400 | 21 | 8.5 | 2.02 | R-454B | 650
215940638 | ARCOAIRE | H5H3V36*K*AAA* | EVD5X42M21A*+WALLCON | *80CSU0601716B* | Split System | 34400 | 21 | 8.5 | 2.04 | R-454B | 650
215936028 | ARCOAIRE | H5H3V36*K*AAA* | EVD5X42M21A*+WALLCON | *80CTL1102120B* | Split System | 34400 | 21 | 8.5 | 2.04 | R-454B | 650
215940628 | ARCOAIRE | H5H3V36*K*AAA* | EVD5X42M21A*+WALLCON | *80CSU0401712B* | Split System | 34600 | 21 | 8.5 | 2.04 | R-454B | 650
215936058 | ARCOAIRE | H5H3V36*K*AAA* | EVD5X42M21A*+WALLCON | *95CSU1002122B* | Split System | 34600 | 21 | 8.5 | 2.04 | R-454B | 650
215940738 | ARCOAIRE | H5H3V36*K*AAA* | EVD5X48M24A*+WALLCON | *97CTN0802120A* | Split System | 35000 | 21 | 8.5 | 2.04 | R-454B | 650
215940728 | ARCOAIRE | H5H3V36*K*AAA* | EVD5X48M24A*+WALLCON | *96CTN0802120B* | Split System | 35000 | 21 | 8.5 | 2.04 | R-454B | 650
215935748 | ARCOAIRE | H5H3V36*K*AAA* | EVD5X36M21A*+WALLCON | *97CMN1002122B* | Split System | 34400 | 21 | 8.5 | 2.06 | R-454B | 650
215936108 | ARCOAIRE | H5H3V36*K*AAA* | EVD5X42M21A*+WALLCON | *97CMN1002122B* | Split System | 34400 | 21 | 8.5 | 2.06 | R-454B | 650
215940568 | ARCOAIRE | H5H3V36*K*AAA* | EVD5X36M21A*+WALLCON | *97CTN1002122A* | Split System | 34400 | 21 | 8.5 | 2.06 | R-454B | 650
215940678 | ARCOAIRE | H5H3V36*K*AAA* | EVD5X42M21A*+WALLCON | *97CTN1002122A* | Split System | 34400 | 21 | 8.5 | 2.06 | R-454B | 650
215940518 | ARCOAIRE | H5H3V36*K*AAA* | EVD5X36M21A*+WALLCON | *80CSU0401712B* | Split System | 34600 | 21 | 8.5 | 2.06 | R-454B | 650
215936675 | BRYANT HEATING AND COOLING SYSTEMS | 293VAN036**AA* | CVAVA6021XMA*+UI | 987MC60060C21*** | Split System | 35400 | 21 | 8.5 | 2.02 | R-454B | 650
215940635 | BRYANT HEATING AND COOLING SYSTEMS | 293VAN036**AA* | CVAVA4221XMA*+UI | 83*CB48060C17*** | Split System | 34400 | 21 | 8.5 | 2.06 | R-454B | 650
215940525 | BRYANT HEATING AND COOLING SYSTEMS | 293VAN036**AA* | CVAVA3621XMA*+UI | 83*CB48060C17*** | Split System | 34400 | 21 | 8.5 | 2.06 | R-454B | 650
215936055 | BRYANT HEATING AND COOLING SYSTEMS | 293VAN036**AA* | CVAVA4221XMA*+UI | 935CB66100C21*** | Split System | 34600 | 21 | 8.5 | 2.06 | R-454B | 650
215940515 | BRYANT HEATING AND COOLING SYSTEMS | 293VAN036**AA* | CVAVA3621XMA*+UI | 83*CB36040C17*** | Split System | 34600 | 21 | 8.5 | 2.06 | R-454B | 650
215940725 | BRYANT HEATING AND COOLING SYSTEMS | 293VAN036**AA* | CVAVA4824XMA*+UI | 986TD60080C21*** | Split System | 35000 | 21 | 8.5 | 2.06 | R-454B | 650
215940735 | BRYANT HEATING AND COOLING SYSTEMS | 293VAN036**AA* | CVAVA4824XMA*+UI | 987TA60080C21*** | Split System | 35000 | 21 | 8.5 | 2.06 | R-454B | 650
215936135 | BRYANT HEATING AND COOLING SYSTEMS | 293VAN036**AA* | CVAVA4221XMA*+UI | 986TD66100C21*** | Split System | 34400 | 21 | 8.5 | 2.08 | R-454B | 650
215940675 | BRYANT HEATING AND COOLING SYSTEMS | 293VAN036**AA* | CVAVA4221XMA*+UI | 987TA66100C21*** | Split System | 34400 | 21 | 8.5 | 2.08 | R-454B | 650
215940565 | BRYANT HEATING AND COOLING SYSTEMS | 293VAN036**AA* | CVAVA3621XMA*+UI | 987TA66100C21*** | Split System | 34400 | 21 | 8.5 | 2.08 | R-454B | 650
215935264 | CARRIER | 27VNA336A*030* | CVAMA6021XMA*+UI | 59MN7C060C21**20 | Split System | 35400 | 21 | 8.5 | 2.02 | R-454B | 650
215940844 | CARRIER | 27VNA336A*030* | CVAVA6021XMA*+UI | 59TN7A080C17**16 | Split System | 35400 | 21 | 8.5 | 2.02 | R-454B | 650
215940434 | CARRIER | 27VNA336A*030* | CVAMA6021XMA*+UI | 59TN7A080C17**16 | Split System | 35400 | 21 | 8.5 | 2.02 | R-454B | 650
215936014 | CARRIER | 27VNA336A*030* | CVAVA4221XMA*+UI | 58TN*B090C21**20 | Split System | 34400 | 21 | 8.5 | 2.06 | R-454B | 650
215940524 | CARRIER | 27VNA336A*030* | CVAVA3621XMA*+UI | 58CU*B060C17**16 | Split System | 34400 | 21 | 8.5 | 2.06 | R-454B | 650
215940514 | CARRIER | 27VNA336A*030* | CVAVA3621XMA*+UI | 58CU*B040C17**12 | Split System | 34600 | 21 | 8.5 | 2.06 | R-454B | 650
215940724 | CARRIER | 27VNA336A*030* | CVAVA4824XMA*+UI | 59TN6C080C21**20 | Split System | 35000 | 21 | 8.5 | 2.06 | R-454B | 650
215936804 | CARRIER | 27VNA336A*030* | CVAVA6024XMA*+UI | 59MN7C060C21**20 | Split System | 35200 | 21 | 8.5 | 2.06 | R-454B | 650
215936214 | CARRIER | 27VNA336A*030* | CVAVA4224XMA*+UI | 59MN7C060C21**20 | Split System | 35200 | 21 | 8.5 | 2.06 | R-454B | 650
215936494 | CARRIER | 27VNA336A*030* | CVAVA4924XMA*+UI | 59MN7C060C21**20 | Split System | 35200 | 21 | 8.5 | 2.06 | R-454B | 650
215940364 | CARRIER | 27VNA336A*030* | CVAMA4921XMA*+UI | 59TN7A080C17**16 | Split System | 35400 | 21 | 8.5 | 2.06 | R-454B | 650
215940564 | CARRIER | 27VNA336A*030* | CVAVA3621XMA*+UI | 59TN7A100C21**22 | Split System | 34400 | 21 | 8.5 | 2.08 | R-454B | 650
215936679 | COMFORTMAKER | C5H3V36*K*AAA* | EVD5X60M21A*+WALLCON | *97CMN0602120B* | Split System | 35400 | 21 | 8.5 | 2 | R-454B | 650
215940849 | COMFORTMAKER | C5H3V36*K*AAA* | EVD5X60M21A*+WALLCON | *97CTN0801716A* | Split System | 35400 | 21 | 8.5 | 2 | R-454B | 650
215935399 | COMFORTMAKER | C5H3V36*K*AAA* | EVM5X60M24A*+WALLCON | *97CMN0602120B* | Split System | 35200 | 21 | 8.5 | 2.02 | R-454B | 650
215936499 | COMFORTMAKER | C5H3V36*K*AAA* | EVD5X49M24A*+WALLCON | *97CMN0602120B* | Split System | 35200 | 21 | 8.5 | 2.02 | R-454B | 650
215935089 | COMFORTMAKER | C5H3V36*K*AAA* | EVM5X49M21A*+WALLCON | *97CMN0602120B* | Split System | 35400 | 21 | 8.5 | 2.02 | R-454B | 650
215940299 | COMFORTMAKER | C5H3V36*K*AAA* | EVM5X44M21A*+WALLCON | *97CTN0801716A* | Split System | 35400 | 21 | 8.5 | 2.02 | R-454B | 650
215940369 | COMFORTMAKER | C5H3V36*K*AAA* | EVM5X49M21A*+WALLCON | *97CTN0801716A* | Split System | 35400 | 21 | 8.5 | 2.02 | R-454B | 650
215940439 | COMFORTMAKER | C5H3V36*K*AAA* | EVM5X60M21A*+WALLCON | *97CTN0801716A* | Split System | 35400 | 21 | 8.5 | 2.02 | R-454B | 650
215940639 | COMFORTMAKER | C5H3V36*K*AAA* | EVD5X42M21A*+WALLCON | *80CSU0601716B* | Split System | 34400 | 21 | 8.5 | 2.04 | R-454B | 650
215940739 | COMFORTMAKER | C5H3V36*K*AAA* | EVD5X48M24A*+WALLCON | *97CTN0802120A* | Split System | 35000 | 21 | 8.5 | 2.04 | R-454B | 650
215936379 | COMFORTMAKER | C5H3V36*K*AAA* | EVD5X48M24A*+WALLCON | *97CMN0802120B* | Split System | 35000 | 21 | 8.5 | 2.04 | R-454B | 650
215940679 | COMFORTMAKER | C5H3V36*K*AAA* | EVD5X42M21A*+WALLCON | *97CTN1002122A* | Split System | 34400 | 21 | 8.5 | 2.06 | R-454B | 650
215936109 | COMFORTMAKER | C5H3V36*K*AAA* | EVD5X42M21A*+WALLCON | *97CMN1002122B* | Split System | 34400 | 21 | 8.5 | 2.06 | R-454B | 650
215940569 | COMFORTMAKER | C5H3V36*K*AAA* | EVD5X36M21A*+WALLCON | *97CTN1002122A* | Split System | 34400 | 21 | 8.5 | 2.06 | R-454B | 650
215940519 | COMFORTMAKER | C5H3V36*K*AAA* | EVD5X36M21A*+WALLCON | *80CSU0401712B* | Split System | 34600 | 21 | 8.5 | 2.06 | R-454B | 650
215940850 | DAY & NIGHT | C5H3V36*K*AAA* | EVD5X60M21A*+WALLCON | *97CTN0801716A* | Split System | 35400 | 21 | 8.5 | 2 | R-454B | 650
215936220 | DAY & NIGHT | C5H3V36*K*AAA* | EVD5X42M24A*+WALLCON | *97CMN0602120B* | Split System | 35200 | 21 | 8.5 | 2.02 | R-454B | 650
215940370 | DAY & NIGHT | C5H3V36*K*AAA* | EVM5X49M21A*+WALLCON | *97CTN0801716A* | Split System | 35400 | 21 | 8.5 | 2.02 | R-454B | 650
215940440 | DAY & NIGHT | C5H3V36*K*AAA* | EVM5X60M21A*+WALLCON | *97CTN0801716A* | Split System | 35400 | 21 | 8.5 | 2.02 | R-454B | 650
215940300 | DAY & NIGHT | C5H3V36*K*AAA* | EVM5X44M21A*+WALLCON | *97CTN0801716A* | Split System | 35400 | 21 | 8.5 | 2.02 | R-454B | 650
215936030 | DAY & NIGHT | C5H3V36*K*AAA* | EVD5X42M21A*+WALLCON | *80CTL1102120B* | Split System | 34400 | 21 | 8.5 | 2.04 | R-454B | 650
215940640 | DAY & NIGHT | C5H3V36*K*AAA* | EVD5X42M21A*+WALLCON | *80CSU0601716B* | Split System | 34400 | 21 | 8.5 | 2.04 | R-454B | 650
215940630 | DAY & NIGHT | C5H3V36*K*AAA* | EVD5X42M21A*+WALLCON | *80CSU0401712B* | Split System | 34600 | 21 | 8.5 | 2.04 | R-454B | 650
215936060 | DAY & NIGHT | C5H3V36*K*AAA* | EVD5X42M21A*+WALLCON | *95CSU1002122B* | Split System | 34600 | 21 | 8.5 | 2.04 | R-454B | 650
215940740 | DAY & NIGHT | C5H3V36*K*AAA* | EVD5X48M24A*+WALLCON | *97CTN0802120A* | Split System | 35000 | 21 | 8.5 | 2.04 | R-454B | 650
215936380 | DAY & NIGHT | C5H3V36*K*AAA* | EVD5X48M24A*+WALLCON | *97CMN0802120B* | Split System | 35000 | 21 | 8.5 | 2.04 | R-454B | 650
215936110 | DAY & NIGHT | C5H3V36*K*AAA* | EVD5X42M21A*+WALLCON | *97CMN1002122B* | Split System | 34400 | 21 | 8.5 | 2.06 | R-454B | 650
215940570 | DAY & NIGHT | C5H3V36*K*AAA* | EVD5X36M21A*+WALLCON | *97CTN1002122A* | Split System | 34400 | 21 | 8.5 | 2.06 | R-454B | 650
215940520 | DAY & NIGHT | C5H3V36*K*AAA* | EVD5X36M21A*+WALLCON | *80CSU0401712B* | Split System | 34600 | 21 | 8.5 | 2.06 | R-454B | 650
215940846 | HEIL | H5H3V36*K*AAA* | EVD5X60M21A*+WALLCON | *97CTN0801716A* | Split System | 35400 | 21 | 8.5 | 2 | R-454B | 650
215940366 | HEIL | H5H3V36*K*AAA* | EVM5X49M21A*+WALLCON | *97CTN0801716A* | Split System | 35400 | 21 | 8.5 | 2.02 | R-454B | 650
215940436 | HEIL | H5H3V36*K*AAA* | EVM5X60M21A*+WALLCON | *97CTN0801716A* | Split System | 35400 | 21 | 8.5 | 2.02 | R-454B | 650
215940636 | HEIL | H5H3V36*K*AAA* | EVD5X42M21A*+WALLCON | *80CSU0601716B* | Split System | 34400 | 21 | 8.5 | 2.04 | R-454B | 650
215940526 | HEIL | H5H3V36*K*AAA* | EVD5X36M21A*+WALLCON | *80CSU0601716B* | Split System | 34400 | 21 | 8.5 | 2.04 | R-454B | 650
215935656 | HEIL | H5H3V36*K*AAA* | EVD5X36M21A*+WALLCON | *80CTL0902120B* | Split System | 34400 | 21 | 8.5 | 2.04 | R-454B | 650
215940626 | HEIL | H5H3V36*K*AAA* | EVD5X42M21A*+WALLCON | *80CSU0401712B* | Split System | 34600 | 21 | 8.5 | 2.04 | R-454B | 650
215935746 | HEIL | H5H3V36*K*AAA* | EVD5X36M21A*+WALLCON | *97CMN1002122B* | Split System | 34400 | 21 | 8.5 | 2.06 | R-454B | 650
215940566 | HEIL | H5H3V36*K*AAA* | EVD5X36M21A*+WALLCON | *97CTN1002122A* | Split System | 34400 | 21 | 8.5 | 2.06 | R-454B | 650
215940516 | HEIL | H5H3V36*K*AAA* | EVD5X36M21A*+WALLCON | *80CSU0401712B* | Split System | 34600 | 21 | 8.5 | 2.06 | R-454B | 650
215936811 | KEEPRITE | C5H3V36*K*AAA* | EVD5X60M24A*+WALLCON | *97CMN0602120B* | Split System | 35200 | 21 | 8.5 | 2.02 | R-454B | 650
215936501 | KEEPRITE | C5H3V36*K*AAA* | EVD5X49M24A*+WALLCON | *97CMN0602120B* | Split System | 35200 | 21 | 8.5 | 2.02 | R-454B | 650
215940371 | KEEPRITE | C5H3V36*K*AAA* | EVM5X49M21A*+WALLCON | *97CTN0801716A* | Split System | 35400 | 21 | 8.5 | 2.02 | R-454B | 650
215940441 | KEEPRITE | C5H3V36*K*AAA* | EVM5X60M21A*+WALLCON | *97CTN0801716A* | Split System | 35400 | 21 | 8.5 | 2.02 | R-454B | 650
215940301 | KEEPRITE | C5H3V36*K*AAA* | EVM5X44M21A*+WALLCON | *97CTN0801716A* | Split System | 35400 | 21 | 8.5 | 2.02 | R-454B | 650
215940641 | KEEPRITE | C5H3V36*K*AAA* | EVD5X42M21A*+WALLCON | *80CSU0601716B* | Split System | 34400 | 21 | 8.5 | 2.04 | R-454B | 650
215940631 | KEEPRITE | C5H3V36*K*AAA* | EVD5X42M21A*+WALLCON | *80CSU0401712B* | Split System | 34600 | 21 | 8.5 | 2.04 | R-454B | 650
215940731 | KEEPRITE | C5H3V36*K*AAA* | EVD5X48M24A*+WALLCON | *96CTN0802120B* | Split System | 35000 | 21 | 8.5 | 2.04 | R-454B | 650
215940741 | KEEPRITE | C5H3V36*K*AAA* | EVD5X48M24A*+WALLCON | *97CTN0802120A* | Split System | 35000 | 21 | 8.5 | 2.04 | R-454B | 650
215940681 | KEEPRITE | C5H3V36*K*AAA* | EVD5X42M21A*+WALLCON | *97CTN1002122A* | Split System | 34400 | 21 | 8.5 | 2.06 | R-454B | 650
215940571 | KEEPRITE | C5H3V36*K*AAA* | EVD5X36M21A*+WALLCON | *97CTN1002122A* | Split System | 34400 | 21 | 8.5 | 2.06 | R-454B | 650
215940521 | KEEPRITE | C5H3V36*K*AAA* | EVD5X36M21A*+WALLCON | *80CSU0401712B* | Split System | 34600 | 21 | 8.5 | 2.06 | R-454B | 650
215936503 | TEMPSTAR | T5H3V36*K*AAA* | EVD5X49M24A*+WALLCON | *97CMN0602120B* | Split System | 35200 | 21 | 8.5 | 2.02 | R-454B | 650
215940303 | TEMPSTAR | T5H3V36*K*AAA* | EVM5X44M21A*+WALLCON | *97CTN0801716A* | Split System | 35400 | 21 | 8.5 | 2.02 | R-454B | 650
215940443 | TEMPSTAR | T5H3V36*K*AAA* | EVM5X60M21A*+WALLCON | *97CTN0801716A* | Split System | 35400 | 21 | 8.5 | 2.02 | R-454B | 650
215940643 | TEMPSTAR | T5H3V36*K*AAA* | EVD5X42M21A*+WALLCON | *80CSU0601716B* | Split System | 34400 | 21 | 8.5 | 2.04 | R-454B | 650
215935673 | TEMPSTAR | T5H3V36*K*AAA* | EVD5X36M21A*+WALLCON | *80CTL1102120B* | Split System | 34400 | 21 | 8.5 | 2.04 | R-454B | 650
215940633 | TEMPSTAR | T5H3V36*K*AAA* | EVD5X42M21A*+WALLCON | *80CSU0401712B* | Split System | 34600 | 21 | 8.5 | 2.04 | R-454B | 650
215936353 | TEMPSTAR | T5H3V36*K*AAA* | EVD5X48M24A*+WALLCON | *95CSU0802120B* | Split System | 35000 | 21 | 8.5 | 2.04 | R-454B | 650
215940733 | TEMPSTAR | T5H3V36*K*AAA* | EVD5X48M24A*+WALLCON | *96CTN0802120B* | Split System | 35000 | 21 | 8.5 | 2.04 | R-454B | 650
215940743 | TEMPSTAR | T5H3V36*K*AAA* | EVD5X48M24A*+WALLCON | *97CTN0802120A* | Split System | 35000 | 21 | 8.5 | 2.04 | R-454B | 650
215940573 | TEMPSTAR | T5H3V36*K*AAA* | EVD5X36M21A*+WALLCON | *97CTN1002122A* | Split System | 34400 | 21 | 8.5 | 2.06 | R-454B | 650
215940683 | TEMPSTAR | T5H3V36*K*AAA* | EVD5X42M21A*+WALLCON | *97CTN1002122A* | Split System | 34400 | 21 | 8.5 | 2.06 | R-454B | 650
215940523 | TEMPSTAR | T5H3V36*K*AAA* | EVD5X36M21A*+WALLCON | *80CSU0401712B* | Split System | 34600 | 21 | 8.5 | 2.06 | R-454B | 650
215936897 | AIRQUEST | H5H3V36*K*AAA* | EVD5X61M21A*+WALLCON | *97CMN0602120B* | Split System | 35600 | 21.5 | 8.5 | 1.98 | R-454B | 650
215936917 | AIRQUEST | H5H3V36*K*AAA* | EVD5X61M21A*+WALLCON | *96CTN0601714B* | Split System | 35600 | 21.5 | 8.5 | 2 | R-454B | 650
215940757 | AIRQUEST | H5H3V36*K*AAA* | EVD5X48M24A*+WALLCON | *97CTN1202422A* | Split System | 35000 | 21.5 | 8.5 | 2.02 | R-454B | 650
215940747 | AIRQUEST | H5H3V36*K*AAA* | EVD5X48M24A*+WALLCON | *97CTN1002122A* | Split System | 35000 | 21.5 | 8.5 | 2.02 | R-454B | 650
215935857 | AIRQUEST | H5H3V36*K*AAA* | EVD5X38M17A*+WALLCON | *80CTL0901716B* | Split System | 35400 | 21.5 | 8.5 | 2.02 | R-454B | 650
215934937 | AIRQUEST | H5H3V36*K*AAA* | EVM5X44M21A*+WALLCON | *96CTN0801714B* | Split System | 35400 | 21.5 | 8.5 | 2.02 | R-454B | 650
215936647 | AIRQUEST | H5H3V36*K*AAA* | EVD5X60M21A*+WALLCON | *95CSU0601716B* | Split System | 35400 | 21.5 | 8.5 | 2.02 | R-454B | 650
215935907 | AIRQUEST | H5H3V36*K*AAA* | EVD5X38M17A*+WALLCON | *96CTN0801714B* | Split System | 35400 | 21.5 | 8.5 | 2.02 | R-454B | 650
215935197 | AIRQUEST | H5H3V36*K*AAA* | EVM5X60M21A*+WALLCON | *80CTL0702120B* | Split System | 35600 | 21.5 | 8.5 | 2.02 | R-454B | 650
215940807 | AIRQUEST | H5H3V36*K*AAA* | EVD5X60M21A*+WALLCON | *96CTN0802120B* | Split System | 35600 | 21.5 | 8.5 | 2.02 | R-454B | 650
215940857 | AIRQUEST | H5H3V36*K*AAA* | EVD5X60M21A*+WALLCON | *97CTN0802120A* | Split System | 35600 | 21.5 | 8.5 | 2.02 | R-454B | 650
215936307 | AIRQUEST | H5H3V36*K*AAA* | EVD5X48M24A*+WALLCON | *80CTL0702120B* | Split System | 35000 | 21.5 | 8.5 | 2.04 | R-454B | 650
215936227 | AIRQUEST | H5H3V36*K*AAA* | EVD5X42M24A*+WALLCON | *97CMN0802120B* | Split System | 35400 | 21.5 | 8.5 | 2.04 | R-454B | 650
215940467 | AIRQUEST | H5H3V36*K*AAA* | EVM5X60M24A*+WALLCON | *96CTN0802120B* | Split System | 35400 | 21.5 | 8.5 | 2.04 | R-454B | 650
215940687 | AIRQUEST | H5H3V36*K*AAA* | EVD5X42M24A*+WALLCON | *96CTN0802120B* | Split System | 35400 | 21.5 | 8.5 | 2.04 | R-454B | 650
215940877 | AIRQUEST | H5H3V36*K*AAA* | EVD5X60M24A*+WALLCON | *96CTN0802120B* | Split System | 35400 | 21.5 | 8.5 | 2.04 | R-454B | 650
215940887 | AIRQUEST | H5H3V36*K*AAA* | EVD5X60M24A*+WALLCON | *97CTN0802120A* | Split System | 35400 | 21.5 | 8.5 | 2.04 | R-454B | 650
215940697 | AIRQUEST | H5H3V36*K*AAA* | EVD5X42M24A*+WALLCON | *97CTN0802120A* | Split System | 35400 | 21.5 | 8.5 | 2.04 | R-454B | 650
215940767 | AIRQUEST | H5H3V36*K*AAA* | EVD5X49M24A*+WALLCON | *96CTN0802120B* | Split System | 35400 | 21.5 | 8.5 | 2.04 | R-454B | 650
215940777 | AIRQUEST | H5H3V36*K*AAA* | EVD5X49M24A*+WALLCON | *97CTN0802120A* | Split System | 35400 | 21.5 | 8.5 | 2.04 | R-454B | 650
215936477 | AIRQUEST | H5H3V36*K*AAA* | EVD5X49M24A*+WALLCON | *95CSU0802120B* | Split System | 35400 | 21.5 | 8.5 | 2.04 | R-454B | 650
215940477 | AIRQUEST | H5H3V36*K*AAA* | EVM5X60M24A*+WALLCON | *97CTN0802120A* | Split System | 35400 | 21.5 | 8.5 | 2.04 | R-454B | 650
215935247 | AIRQUEST | H5H3V36*K*AAA* | EVM5X60M21A*+WALLCON | *95CSU0802120B* | Split System | 35600 | 21.5 | 8.5 | 2.04 | R-454B | 650
215936657 | AIRQUEST | H5H3V36*K*AAA* | EVD5X60M21A*+WALLCON | *95CSU0802120B* | Split System | 35600 | 21.5 | 8.5 | 2.04 | R-454B | 650
215940917 | AIRQUEST | H5H3V36*K*AAA* | EVD5X61M21A*+WALLCON | *97CTN0801716A* | Split System | 35600 | 21.5 | 8.5 | 2.04 | R-454B | 650
215940447 | AIRQUEST | H5H3V36*K*AAA* | EVM5X60M21A*+WALLCON | *97CTN0802120A* | Split System | 35600 | 21.5 | 8.5 | 2.04 | R-454B | 650
215940327 | AIRQUEST | H5H3V36*K*AAA* | EVM5X49M21A*+WALLCON | *96CTN0802120B* | Split System | 35600 | 21.5 | 8.5 | 2.04 | R-454B | 650
215940377 | AIRQUEST | H5H3V36*K*AAA* | EVM5X49M21A*+WALLCON | *97CTN0802120A* | Split System | 35600 | 21.5 | 8.5 | 2.04 | R-454B | 650
215940397 | AIRQUEST | H5H3V36*K*AAA* | EVM5X60M21A*+WALLCON | *96CTN0802120B* | Split System | 35600 | 21.5 | 8.5 | 2.04 | R-454B | 650
215940257 | AIRQUEST | H5H3V36*K*AAA* | EVM5X44M21A*+WALLCON | *96CTN0802120B* | Split System | 35600 | 21.5 | 8.5 | 2.04 | R-454B | 650
215936918 | ARCOAIRE | H5H3V36*K*AAA* | EVD5X61M21A*+WALLCON | *96CTN0601714B* | Split System | 35600 | 21.5 | 8.5 | 2 | R-454B | 650
215940748 | ARCOAIRE | H5H3V36*K*AAA* | EVD5X48M24A*+WALLCON | *97CTN1002122A* | Split System | 35000 | 21.5 | 8.5 | 2.02 | R-454B | 650
215940758 | ARCOAIRE | H5H3V36*K*AAA* | EVD5X48M24A*+WALLCON | *97CTN1202422A* | Split System | 35000 | 21.5 | 8.5 | 2.02 | R-454B | 650
215935308 | ARCOAIRE | H5H3V36*K*AAA* | EVM5X60M21A*+WALLCON | *96CTN0801714B* | Split System | 35400 | 21.5 | 8.5 | 2.02 | R-454B | 650
215935858 | ARCOAIRE | H5H3V36*K*AAA* | EVD5X38M17A*+WALLCON | *80CTL0901716B* | Split System | 35400 | 21.5 | 8.5 | 2.02 | R-454B | 650
215935238 | ARCOAIRE | H5H3V36*K*AAA* | EVM5X60M21A*+WALLCON | *95CSU0601716B* | Split System | 35400 | 21.5 | 8.5 | 2.02 | R-454B | 650
215935908 | ARCOAIRE | H5H3V36*K*AAA* | EVD5X38M17A*+WALLCON | *96CTN0801714B* | Split System | 35400 | 21.5 | 8.5 | 2.02 | R-454B | 650
215940808 | ARCOAIRE | H5H3V36*K*AAA* | EVD5X60M21A*+WALLCON | *96CTN0802120B* | Split System | 35600 | 21.5 | 8.5 | 2.02 | R-454B | 650
215940858 | ARCOAIRE | H5H3V36*K*AAA* | EVD5X60M21A*+WALLCON | *97CTN0802120A* | Split System | 35600 | 21.5 | 8.5 | 2.02 | R-454B | 650
215935288 | ARCOAIRE | H5H3V36*K*AAA* | EVM5X60M21A*+WALLCON | *97CMN0802120B* | Split System | 35600 | 21.5 | 8.5 | 2.02 | R-454B | 650
215940688 | ARCOAIRE | H5H3V36*K*AAA* | EVD5X42M24A*+WALLCON | *96CTN0802120B* | Split System | 35400 | 21.5 | 8.5 | 2.04 | R-454B | 650
215940878 | ARCOAIRE | H5H3V36*K*AAA* | EVD5X60M24A*+WALLCON | *96CTN0802120B* | Split System | 35400 | 21.5 | 8.5 | 2.04 | R-454B | 650
215940888 | ARCOAIRE | H5H3V36*K*AAA* | EVD5X60M24A*+WALLCON | *97CTN0802120A* | Split System | 35400 | 21.5 | 8.5 | 2.04 | R-454B | 650
215940468 | ARCOAIRE | H5H3V36*K*AAA* | EVM5X60M24A*+WALLCON | *96CTN0802120B* | Split System | 35400 | 21.5 | 8.5 | 2.04 | R-454B | 650
215940698 | ARCOAIRE | H5H3V36*K*AAA* | EVD5X42M24A*+WALLCON | *97CTN0802120A* | Split System | 35400 | 21.5 | 8.5 | 2.04 | R-454B | 650
215935338 | ARCOAIRE | H5H3V36*K*AAA* | EVM5X60M24A*+WALLCON | *80CTL0702120B* | Split System | 35400 | 21.5 | 8.5 | 2.04 | R-454B | 650
215940328 | ARCOAIRE | H5H3V36*K*AAA* | EVM5X49M21A*+WALLCON | *96CTN0802120B* | Split System | 35600 | 21.5 | 8.5 | 2.04 | R-454B | 650
215940258 | ARCOAIRE | H5H3V36*K*AAA* | EVM5X44M21A*+WALLCON | *96CTN0802120B* | Split System | 35600 | 21.5 | 8.5 | 2.04 | R-454B | 650
215940308 | ARCOAIRE | H5H3V36*K*AAA* | EVM5X44M21A*+WALLCON | *97CTN0802120A* | Split System | 35600 | 21.5 | 8.5 | 2.04 | R-454B | 650
215940398 | ARCOAIRE | H5H3V36*K*AAA* | EVM5X60M21A*+WALLCON | *96CTN0802120B* | Split System | 35600 | 21.5 | 8.5 | 2.04 | R-454B | 650
215940918 | ARCOAIRE | H5H3V36*K*AAA* | EVD5X61M21A*+WALLCON | *97CTN0801716A* | Split System | 35600 | 21.5 | 8.5 | 2.04 | R-454B | 650
215940378 | ARCOAIRE | H5H3V36*K*AAA* | EVM5X49M21A*+WALLCON | *97CTN0802120A* | Split System | 35600 | 21.5 | 8.5 | 2.04 | R-454B | 650
215934865 | BRYANT HEATING AND COOLING SYSTEMS | 293VAN036**AA* | CVAMA4421XMA*+UI | 935CB48060C17*** | Split System | 35400 | 21.5 | 8.5 | 2.02 | R-454B | 650
215935015 | BRYANT HEATING AND COOLING SYSTEMS | 293VAN036**AA* | CVAMA4921XMA*+UI | 88*TB60070C21*** | Split System | 35600 | 21.5 | 8.5 | 2.02 | R-454B | 650
215940755 | BRYANT HEATING AND COOLING SYSTEMS | 293VAN036**AA* | CVAVA4824XMA*+UI | 987TA66120C24*** | Split System | 35000 | 21.5 | 8.5 | 2.04 | R-454B | 650
215935305 | BRYANT HEATING AND COOLING SYSTEMS | 293VAN036**AA* | CVAMA6021XMA*+UI | 986TD42080C17*** | Split System | 35400 | 21.5 | 8.5 | 2.04 | R-454B | 650
215935275 | BRYANT HEATING AND COOLING SYSTEMS | 293VAN036**AA* | CVAMA6021XMA*+UI | 987MC42080C17*** | Split System | 35400 | 21.5 | 8.5 | 2.04 | R-454B | 650
215940805 | BRYANT HEATING AND COOLING SYSTEMS | 293VAN036**AA* | CVAVA6021XMA*+UI | 986TD60080C21*** | Split System | 35600 | 21.5 | 8.5 | 2.04 | R-454B | 650
215940445 | BRYANT HEATING AND COOLING SYSTEMS | 293VAN036**AA* | CVAMA6021XMA*+UI | 987TA60080C21*** | Split System | 35600 | 21.5 | 8.5 | 2.04 | R-454B | 650
215940855 | BRYANT HEATING AND COOLING SYSTEMS | 293VAN036**AA* | CVAVA6021XMA*+UI | 987TA60080C21*** | Split System | 35600 | 21.5 | 8.5 | 2.04 | R-454B | 650
215940255 | BRYANT HEATING AND COOLING SYSTEMS | 293VAN036**AA* | CVAMA4421XMA*+UI | 986TD60080C21*** | Split System | 35600 | 21.5 | 8.5 | 2.04 | R-454B | 650
215940305 | BRYANT HEATING AND COOLING SYSTEMS | 293VAN036**AA* | CVAMA4421XMA*+UI | 987TA60080C21*** | Split System | 35600 | 21.5 | 8.5 | 2.04 | R-454B | 650
215940395 | BRYANT HEATING AND COOLING SYSTEMS | 293VAN036**AA* | CVAMA6021XMA*+UI | 986TD60080C21*** | Split System | 35600 | 21.5 | 8.5 | 2.04 | R-454B | 650
215936745 | BRYANT HEATING AND COOLING SYSTEMS | 293VAN036**AA* | CVAVA6024XMA*+UI | 88*TB60070C21*** | Split System | 35400 | 21.5 | 8.5 | 2.06 | R-454B | 650
215936155 | BRYANT HEATING AND COOLING SYSTEMS | 293VAN036**AA* | CVAVA4224XMA*+UI | 88*TB60070C21*** | Split System | 35400 | 21.5 | 8.5 | 2.06 | R-454B | 650
215940685 | BRYANT HEATING AND COOLING SYSTEMS | 293VAN036**AA* | CVAVA4224XMA*+UI | 986TD60080C21*** | Split System | 35400 | 21.5 | 8.5 | 2.06 | R-454B | 650
215940885 | BRYANT HEATING AND COOLING SYSTEMS | 293VAN036**AA* | CVAVA6024XMA*+UI | 987TA60080C21*** | Split System | 35400 | 21.5 | 8.5 | 2.06 | R-454B | 650
215940465 | BRYANT HEATING AND COOLING SYSTEMS | 293VAN036**AA* | CVAMA6024XMA*+UI | 986TD60080C21*** | Split System | 35400 | 21.5 | 8.5 | 2.06 | R-454B | 650
215940775 | BRYANT HEATING AND COOLING SYSTEMS | 293VAN036**AA* | CVAVA4924XMA*+UI | 987TA60080C21*** | Split System | 35400 | 21.5 | 8.5 | 2.06 | R-454B | 650
215940875 | BRYANT HEATING AND COOLING SYSTEMS | 293VAN036**AA* | CVAVA6024XMA*+UI | 986TD60080C21*** | Split System | 35400 | 21.5 | 8.5 | 2.06 | R-454B | 650
215940765 | BRYANT HEATING AND COOLING SYSTEMS | 293VAN036**AA* | CVAVA4924XMA*+UI | 986TD60080C21*** | Split System | 35400 | 21.5 | 8.5 | 2.06 | R-454B | 650
215936645 | BRYANT HEATING AND COOLING SYSTEMS | 293VAN036**AA* | CVAVA6021XMA*+UI | 935CB48060C17*** | Split System | 35400 | 21.5 | 8.5 | 2.06 | R-454B | 650
215940375 | BRYANT HEATING AND COOLING SYSTEMS | 293VAN036**AA* | CVAMA4921XMA*+UI | 987TA60080C21*** | Split System | 35600 | 21.5 | 8.5 | 2.06 | R-454B | 650
215936894 | CARRIER | 27VNA336A*030* | CVAVA6121XMA*+UI | 59MN7C060C21**20 | Split System | 35600 | 21.5 | 8.5 | 2 | R-454B | 650
215940754 | CARRIER | 27VNA336A*030* | CVAVA4824XMA*+UI | 59TN7A120C24**22 | Split System | 35000 | 21.5 | 8.5 | 2.04 | R-454B | 650
215940744 | CARRIER | 27VNA336A*030* | CVAVA4824XMA*+UI | 59TN7A100C21**22 | Split System | 35000 | 21.5 | 8.5 | 2.04 | R-454B | 650
215936594 | CARRIER | 27VNA336A*030* | CVAVA6021XMA*+UI | 58TN*B070C17**16 | Split System | 35400 | 21.5 | 8.5 | 2.04 | R-454B | 650
215934904 | CARRIER | 27VNA336A*030* | CVAMA4421XMA*+UI | 59MN7C080C17**14 | Split System | 35400 | 21.5 | 8.5 | 2.04 | R-454B | 650
215934914 | CARRIER | 27VNA336A*030* | CVAMA4421XMA*+UI | 59MN7C080C21**20 | Split System | 35600 | 21.5 | 8.5 | 2.04 | R-454B | 650
215940254 | CARRIER | 27VNA336A*030* | CVAMA4421XMA*+UI | 59TN6C080C21**20 | Split System | 35600 | 21.5 | 8.5 | 2.04 | R-454B | 650
215940304 | CARRIER | 27VNA336A*030* | CVAMA4421XMA*+UI | 59TN7A080C21**20 | Split System | 35600 | 21.5 | 8.5 | 2.04 | R-454B | 650
215940804 | CARRIER | 27VNA336A*030* | CVAVA6021XMA*+UI | 59TN6C080C21**20 | Split System | 35600 | 21.5 | 8.5 | 2.04 | R-454B | 650
215940394 | CARRIER | 27VNA336A*030* | CVAMA6021XMA*+UI | 59TN6C080C21**20 | Split System | 35600 | 21.5 | 8.5 | 2.04 | R-454B | 650
215940444 | CARRIER | 27VNA336A*030* | CVAMA6021XMA*+UI | 59TN7A080C21**20 | Split System | 35600 | 21.5 | 8.5 | 2.04 | R-454B | 650
215940854 | CARRIER | 27VNA336A*030* | CVAVA6021XMA*+UI | 59TN7A080C21**20 | Split System | 35600 | 21.5 | 8.5 | 2.04 | R-454B | 650
215936334 | CARRIER | 27VNA336A*030* | CVAVA4824XMA*+UI | 58TN*B135C24**22 | Split System | 35200 | 21.5 | 8.5 | 2.06 | R-454B | 650
215936324 | CARRIER | 27VNA336A*030* | CVAVA4824XMA*+UI | 58TN*B110C21**20 | Split System | 35200 | 21.5 | 8.5 | 2.06 | R-454B | 650
215936314 | CARRIER | 27VNA336A*030* | CVAVA4824XMA*+UI | 58TN*B090C21**20 | Split System | 35200 | 21.5 | 8.5 | 2.06 | R-454B | 650
215935374 | CARRIER | 27VNA336A*030* | CVAMA6024XMA*+UI | 59CU5B080C21**20 | Split System | 35400 | 21.5 | 8.5 | 2.06 | R-454B | 650
215936224 | CARRIER | 27VNA336A*030* | CVAVA4224XMA*+UI | 59MN7C080C21**20 | Split System | 35400 | 21.5 | 8.5 | 2.06 | R-454B | 650
215940694 | CARRIER | 27VNA336A*030* | CVAVA4224XMA*+UI | 59TN7A080C21**20 | Split System | 35400 | 21.5 | 8.5 | 2.06 | R-454B | 650
215940874 | CARRIER | 27VNA336A*030* | CVAVA6024XMA*+UI | 59TN6C080C21**20 | Split System | 35400 | 21.5 | 8.5 | 2.06 | R-454B | 650
215940764 | CARRIER | 27VNA336A*030* | CVAVA4924XMA*+UI | 59TN6C080C21**20 | Split System | 35400 | 21.5 | 8.5 | 2.06 | R-454B | 650
215940884 | CARRIER | 27VNA336A*030* | CVAVA6024XMA*+UI | 59TN7A080C21**20 | Split System | 35400 | 21.5 | 8.5 | 2.06 | R-454B | 650
215940474 | CARRIER | 27VNA336A*030* | CVAMA6024XMA*+UI | 59TN7A080C21**20 | Split System | 35400 | 21.5 | 8.5 | 2.06 | R-454B | 650
215940774 | CARRIER | 27VNA336A*030* | CVAVA4924XMA*+UI | 59TN7A080C21**20 | Split System | 35400 | 21.5 | 8.5 | 2.06 | R-454B | 650
215936474 | CARRIER | 27VNA336A*030* | CVAVA4924XMA*+UI | 59CU5B080C21**20 | Split System | 35400 | 21.5 | 8.5 | 2.06 | R-454B | 650
215936504 | CARRIER | 27VNA336A*030* | CVAVA4924XMA*+UI | 59MN7C080C21**20 | Split System | 35400 | 21.5 | 8.5 | 2.06 | R-454B | 650
215936784 | CARRIER | 27VNA336A*030* | CVAVA6024XMA*+UI | 59CU5B080C21**20 | Split System | 35400 | 21.5 | 8.5 | 2.06 | R-454B | 650
215936644 | CARRIER | 27VNA336A*030* | CVAVA6021XMA*+UI | 59CU5B060C17**16 | Split System | 35400 | 21.5 | 8.5 | 2.06 | R-454B | 650
215940914 | CARRIER | 27VNA336A*030* | CVAVA6121XMA*+UI | 59TN7A080C17**16 | Split System | 35600 | 21.5 | 8.5 | 2.06 | R-454B | 650
215940324 | CARRIER | 27VNA336A*030* | CVAMA4921XMA*+UI | 59TN6C080C21**20 | Split System | 35600 | 21.5 | 8.5 | 2.06 | R-454B | 650
215936904 | CARRIER | 27VNA336A*030* | CVAVA6121XMA*+UI | 59MN7C080C17**14 | Split System | 35600 | 21.5 | 8.5 | 2.06 | R-454B | 650
215936899 | COMFORTMAKER | C5H3V36*K*AAA* | EVD5X61M21A*+WALLCON | *97CMN0602120B* | Split System | 35600 | 21.5 | 8.5 | 1.98 | R-454B | 650
215936419 | COMFORTMAKER | C5H3V36*K*AAA* | EVD5X48M24A*+WALLCON | *96CTN1202422B* | Split System | 35000 | 21.5 | 8.5 | 2.02 | R-454B | 650
215936409 | COMFORTMAKER | C5H3V36*K*AAA* | EVD5X48M24A*+WALLCON | *96CTN1002122B* | Split System | 35000 | 21.5 | 8.5 | 2.02 | R-454B | 650
215940749 | COMFORTMAKER | C5H3V36*K*AAA* | EVD5X48M24A*+WALLCON | *97CTN1002122A* | Split System | 35000 | 21.5 | 8.5 | 2.02 | R-454B | 650
215935859 | COMFORTMAKER | C5H3V36*K*AAA* | EVD5X38M17A*+WALLCON | *80CTL0901716B* | Split System | 35400 | 21.5 | 8.5 | 2.02 | R-454B | 650
215936719 | COMFORTMAKER | C5H3V36*K*AAA* | EVD5X60M21A*+WALLCON | *96CTN0801714B* | Split System | 35400 | 21.5 | 8.5 | 2.02 | R-454B | 650
215935129 | COMFORTMAKER | C5H3V36*K*AAA* | EVM5X49M21A*+WALLCON | *96CTN0801714B* | Split System | 35400 | 21.5 | 8.5 | 2.02 | R-454B | 650
215934939 | COMFORTMAKER | C5H3V36*K*AAA* | EVM5X44M21A*+WALLCON | *96CTN0801714B* | Split System | 35400 | 21.5 | 8.5 | 2.02 | R-454B | 650
215936689 | COMFORTMAKER | C5H3V36*K*AAA* | EVD5X60M21A*+WALLCON | *97CMN0801714B* | Split System | 35400 | 21.5 | 8.5 | 2.02 | R-454B | 650
215934829 | COMFORTMAKER | C5H3V36*K*AAA* | EVM5X44M21A*+WALLCON | *80CTL0702120B* | Split System | 35600 | 21.5 | 8.5 | 2.02 | R-454B | 650
215935289 | COMFORTMAKER | C5H3V36*K*AAA* | EVM5X60M21A*+WALLCON | *97CMN0802120B* | Split System | 35600 | 21.5 | 8.5 | 2.02 | R-454B | 650
215940859 | COMFORTMAKER | C5H3V36*K*AAA* | EVD5X60M21A*+WALLCON | *97CTN0802120A* | Split System | 35600 | 21.5 | 8.5 | 2.02 | R-454B | 650
215940809 | COMFORTMAKER | C5H3V36*K*AAA* | EVD5X60M21A*+WALLCON | *96CTN0802120B* | Split System | 35600 | 21.5 | 8.5 | 2.02 | R-454B | 650
215936319 | COMFORTMAKER | C5H3V36*K*AAA* | EVD5X48M24A*+WALLCON | *80CTL0902120B* | Split System | 35200 | 21.5 | 8.5 | 2.04 | R-454B | 650
215936199 | COMFORTMAKER | C5H3V36*K*AAA* | EVD5X42M24A*+WALLCON | *95CSU0802120B* | Split System | 35400 | 21.5 | 8.5 | 2.04 | R-454B | 650
215935339 | COMFORTMAKER | C5H3V36*K*AAA* | EVM5X60M24A*+WALLCON | *80CTL0702120B* | Split System | 35400 | 21.5 | 8.5 | 2.04 | R-454B | 650
215940689 | COMFORTMAKER | C5H3V36*K*AAA* | EVD5X42M24A*+WALLCON | *96CTN0802120B* | Split System | 35400 | 21.5 | 8.5 | 2.04 | R-454B | 650
215940769 | COMFORTMAKER | C5H3V36*K*AAA* | EVD5X49M24A*+WALLCON | *96CTN0802120B* | Split System | 35400 | 21.5 | 8.5 | 2.04 | R-454B | 650
215940479 | COMFORTMAKER | C5H3V36*K*AAA* | EVM5X60M24A*+WALLCON | *97CTN0802120A* | Split System | 35400 | 21.5 | 8.5 | 2.04 | R-454B | 650
215940779 | COMFORTMAKER | C5H3V36*K*AAA* | EVD5X49M24A*+WALLCON | *97CTN0802120A* | Split System | 35400 | 21.5 | 8.5 | 2.04 | R-454B | 650
215940879 | COMFORTMAKER | C5H3V36*K*AAA* | EVD5X60M24A*+WALLCON | *96CTN0802120B* | Split System | 35400 | 21.5 | 8.5 | 2.04 | R-454B | 650
215940699 | COMFORTMAKER | C5H3V36*K*AAA* | EVD5X42M24A*+WALLCON | *97CTN0802120A* | Split System | 35400 | 21.5 | 8.5 | 2.04 | R-454B | 650
215940889 | COMFORTMAKER | C5H3V36*K*AAA* | EVD5X60M24A*+WALLCON | *97CTN0802120A* | Split System | 35400 | 21.5 | 8.5 | 2.04 | R-454B | 650
215936159 | COMFORTMAKER | C5H3V36*K*AAA* | EVD5X42M24A*+WALLCON | *80CTL0702120B* | Split System | 35400 | 21.5 | 8.5 | 2.04 | R-454B | 650
215936509 | COMFORTMAKER | C5H3V36*K*AAA* | EVD5X49M24A*+WALLCON | *97CMN0802120B* | Split System | 35400 | 21.5 | 8.5 | 2.04 | R-454B | 650
215940469 | COMFORTMAKER | C5H3V36*K*AAA* | EVM5X60M24A*+WALLCON | *96CTN0802120B* | Split System | 35400 | 21.5 | 8.5 | 2.04 | R-454B | 650
215940399 | COMFORTMAKER | C5H3V36*K*AAA* | EVM5X60M21A*+WALLCON | *96CTN0802120B* | Split System | 35600 | 21.5 | 8.5 | 2.04 | R-454B | 650
215940379 | COMFORTMAKER | C5H3V36*K*AAA* | EVM5X49M21A*+WALLCON | *97CTN0802120A* | Split System | 35600 | 21.5 | 8.5 | 2.04 | R-454B | 650
215940309 | COMFORTMAKER | C5H3V36*K*AAA* | EVM5X44M21A*+WALLCON | *97CTN0802120A* | Split System | 35600 | 21.5 | 8.5 | 2.04 | R-454B | 650
215940449 | COMFORTMAKER | C5H3V36*K*AAA* | EVM5X60M21A*+WALLCON | *97CTN0802120A* | Split System | 35600 | 21.5 | 8.5 | 2.04 | R-454B | 650
215940329 | COMFORTMAKER | C5H3V36*K*AAA* | EVM5X49M21A*+WALLCON | *96CTN0802120B* | Split System | 35600 | 21.5 | 8.5 | 2.04 | R-454B | 650
215940919 | COMFORTMAKER | C5H3V36*K*AAA* | EVD5X61M21A*+WALLCON | *97CTN0801716A* | Split System | 35600 | 21.5 | 8.5 | 2.04 | R-454B | 650
215936659 | COMFORTMAKER | C5H3V36*K*AAA* | EVD5X60M21A*+WALLCON | *95CSU0802120B* | Split System | 35600 | 21.5 | 8.5 | 2.04 | R-454B | 650
215936909 | COMFORTMAKER | C5H3V36*K*AAA* | EVD5X61M21A*+WALLCON | *97CMN0801714B* | Split System | 35600 | 21.5 | 8.5 | 2.04 | R-454B | 650
215936900 | DAY & NIGHT | C5H3V36*K*AAA* | EVD5X61M21A*+WALLCON | *97CMN0602120B* | Split System | 35600 | 21.5 | 8.5 | 1.98 | R-454B | 650
215936920 | DAY & NIGHT | C5H3V36*K*AAA* | EVD5X61M21A*+WALLCON | *96CTN0601714B* | Split System | 35600 | 21.5 | 8.5 | 2 | R-454B | 650
215940750 | DAY & NIGHT | C5H3V36*K*AAA* | EVD5X48M24A*+WALLCON | *97CTN1002122A* | Split System | 35000 | 21.5 | 8.5 | 2.02 | R-454B | 650
215936600 | DAY & NIGHT | C5H3V36*K*AAA* | EVD5X60M21A*+WALLCON | *80CTL0701716B* | Split System | 35400 | 21.5 | 8.5 | 2.02 | R-454B | 650
215936720 | DAY & NIGHT | C5H3V36*K*AAA* | EVD5X60M21A*+WALLCON | *96CTN0801714B* | Split System | 35400 | 21.5 | 8.5 | 2.02 | R-454B | 650
215935280 | DAY & NIGHT | C5H3V36*K*AAA* | EVM5X60M21A*+WALLCON | *97CMN0801714B* | Split System | 35400 | 21.5 | 8.5 | 2.02 | R-454B | 650
215934870 | DAY & NIGHT | C5H3V36*K*AAA* | EVM5X44M21A*+WALLCON | *95CSU0601716B* | Split System | 35400 | 21.5 | 8.5 | 2.02 | R-454B | 650
215935190 | DAY & NIGHT | C5H3V36*K*AAA* | EVM5X60M21A*+WALLCON | *80CTL0701716B* | Split System | 35400 | 21.5 | 8.5 | 2.02 | R-454B | 650
215935290 | DAY & NIGHT | C5H3V36*K*AAA* | EVM5X60M21A*+WALLCON | *97CMN0802120B* | Split System | 35600 | 21.5 | 8.5 | 2.02 | R-454B | 650
215940810 | DAY & NIGHT | C5H3V36*K*AAA* | EVD5X60M21A*+WALLCON | *96CTN0802120B* | Split System | 35600 | 21.5 | 8.5 | 2.02 | R-454B | 650
215940860 | DAY & NIGHT | C5H3V36*K*AAA* | EVD5X60M21A*+WALLCON | *97CTN0802120A* | Split System | 35600 | 21.5 | 8.5 | 2.02 | R-454B | 650
215936310 | DAY & NIGHT | C5H3V36*K*AAA* | EVD5X48M24A*+WALLCON | *80CTL0702120B* | Split System | 35000 | 21.5 | 8.5 | 2.04 | R-454B | 650
215936360 | DAY & NIGHT | C5H3V36*K*AAA* | EVD5X48M24A*+WALLCON | *95CSU1002122B* | Split System | 35200 | 21.5 | 8.5 | 2.04 | R-454B | 650
215936160 | DAY & NIGHT | C5H3V36*K*AAA* | EVD5X42M24A*+WALLCON | *80CTL0702120B* | Split System | 35400 | 21.5 | 8.5 | 2.04 | R-454B | 650
215940470 | DAY & NIGHT | C5H3V36*K*AAA* | EVM5X60M24A*+WALLCON | *96CTN0802120B* | Split System | 35400 | 21.5 | 8.5 | 2.04 | R-454B | 650
215940690 | DAY & NIGHT | C5H3V36*K*AAA* | EVD5X42M24A*+WALLCON | *96CTN0802120B* | Split System | 35400 | 21.5 | 8.5 | 2.04 | R-454B | 650
215940770 | DAY & NIGHT | C5H3V36*K*AAA* | EVD5X49M24A*+WALLCON | *96CTN0802120B* | Split System | 35400 | 21.5 | 8.5 | 2.04 | R-454B | 650
215940890 | DAY & NIGHT | C5H3V36*K*AAA* | EVD5X60M24A*+WALLCON | *97CTN0802120A* | Split System | 35400 | 21.5 | 8.5 | 2.04 | R-454B | 650
215940480 | DAY & NIGHT | C5H3V36*K*AAA* | EVM5X60M24A*+WALLCON | *97CTN0802120A* | Split System | 35400 | 21.5 | 8.5 | 2.04 | R-454B | 650
215936510 | DAY & NIGHT | C5H3V36*K*AAA* | EVD5X49M24A*+WALLCON | *97CMN0802120B* | Split System | 35400 | 21.5 | 8.5 | 2.04 | R-454B | 650
215935250 | DAY & NIGHT | C5H3V36*K*AAA* | EVM5X60M21A*+WALLCON | *95CSU0802120B* | Split System | 35600 | 21.5 | 8.5 | 2.04 | R-454B | 650
215940330 | DAY & NIGHT | C5H3V36*K*AAA* | EVM5X49M21A*+WALLCON | *96CTN0802120B* | Split System | 35600 | 21.5 | 8.5 | 2.04 | R-454B | 650
215940400 | DAY & NIGHT | C5H3V36*K*AAA* | EVM5X60M21A*+WALLCON | *96CTN0802120B* | Split System | 35600 | 21.5 | 8.5 | 2.04 | R-454B | 650
215940450 | DAY & NIGHT | C5H3V36*K*AAA* | EVM5X60M21A*+WALLCON | *97CTN0802120A* | Split System | 35600 | 21.5 | 8.5 | 2.04 | R-454B | 650
215940920 | DAY & NIGHT | C5H3V36*K*AAA* | EVD5X61M21A*+WALLCON | *97CTN0801716A* | Split System | 35600 | 21.5 | 8.5 | 2.04 | R-454B | 650
215940310 | DAY & NIGHT | C5H3V36*K*AAA* | EVM5X44M21A*+WALLCON | *97CTN0802120A* | Split System | 35600 | 21.5 | 8.5 | 2.04 | R-454B | 650
215940260 | DAY & NIGHT | C5H3V36*K*AAA* | EVM5X44M21A*+WALLCON | *96CTN0802120B* | Split System | 35600 | 21.5 | 8.5 | 2.04 | R-454B | 650
215936910 | DAY & NIGHT | C5H3V36*K*AAA* | EVD5X61M21A*+WALLCON | *97CMN0801714B* | Split System | 35600 | 21.5 | 8.5 | 2.04 | R-454B | 650
215940756 | HEIL | H5H3V36*K*AAA* | EVD5X48M24A*+WALLCON | *97CTN1202422A* | Split System | 35000 | 21.5 | 8.5 | 2.02 | R-454B | 650
215935306 | HEIL | H5H3V36*K*AAA* | EVM5X60M21A*+WALLCON | *96CTN0801714B* | Split System | 35400 | 21.5 | 8.5 | 2.02 | R-454B | 650
215936716 | HEIL | H5H3V36*K*AAA* | EVD5X60M21A*+WALLCON | *96CTN0801714B* | Split System | 35400 | 21.5 | 8.5 | 2.02 | R-454B | 650
215934906 | HEIL | H5H3V36*K*AAA* | EVM5X44M21A*+WALLCON | *97CMN0801714B* | Split System | 35400 | 21.5 | 8.5 | 2.02 | R-454B | 650
215935056 | HEIL | H5H3V36*K*AAA* | EVM5X49M21A*+WALLCON | *95CSU0601716B* | Split System | 35400 | 21.5 | 8.5 | 2.02 | R-454B | 650
215936686 | HEIL | H5H3V36*K*AAA* | EVD5X60M21A*+WALLCON | *97CMN0801714B* | Split System | 35400 | 21.5 | 8.5 | 2.02 | R-454B | 650
215940856 | HEIL | H5H3V36*K*AAA* | EVD5X60M21A*+WALLCON | *97CTN0802120A* | Split System | 35600 | 21.5 | 8.5 | 2.02 | R-454B | 650
215940806 | HEIL | H5H3V36*K*AAA* | EVD5X60M21A*+WALLCON | *96CTN0802120B* | Split System | 35600 | 21.5 | 8.5 | 2.02 | R-454B | 650
215936326 | HEIL | H5H3V36*K*AAA* | EVD5X48M24A*+WALLCON | *80CTL1102120B* | Split System | 35200 | 21.5 | 8.5 | 2.04 | R-454B | 650
215936356 | HEIL | H5H3V36*K*AAA* | EVD5X48M24A*+WALLCON | *95CSU1002122B* | Split System | 35200 | 21.5 | 8.5 | 2.04 | R-454B | 650
215936476 | HEIL | H5H3V36*K*AAA* | EVD5X49M24A*+WALLCON | *95CSU0802120B* | Split System | 35400 | 21.5 | 8.5 | 2.04 | R-454B | 650
215936436 | HEIL | H5H3V36*K*AAA* | EVD5X49M24A*+WALLCON | *80CTL0702120B* | Split System | 35400 | 21.5 | 8.5 | 2.04 | R-454B | 650
215940776 | HEIL | H5H3V36*K*AAA* | EVD5X49M24A*+WALLCON | *97CTN0802120A* | Split System | 35400 | 21.5 | 8.5 | 2.04 | R-454B | 650
215940686 | HEIL | H5H3V36*K*AAA* | EVD5X42M24A*+WALLCON | *96CTN0802120B* | Split System | 35400 | 21.5 | 8.5 | 2.04 | R-454B | 650
215940886 | HEIL | H5H3V36*K*AAA* | EVD5X60M24A*+WALLCON | *97CTN0802120A* | Split System | 35400 | 21.5 | 8.5 | 2.04 | R-454B | 650
215940696 | HEIL | H5H3V36*K*AAA* | EVD5X42M24A*+WALLCON | *97CTN0802120A* | Split System | 35400 | 21.5 | 8.5 | 2.04 | R-454B | 650
215940476 | HEIL | H5H3V36*K*AAA* | EVM5X60M24A*+WALLCON | *97CTN0802120A* | Split System | 35400 | 21.5 | 8.5 | 2.04 | R-454B | 650
215940876 | HEIL | H5H3V36*K*AAA* | EVD5X60M24A*+WALLCON | *96CTN0802120B* | Split System | 35400 | 21.5 | 8.5 | 2.04 | R-454B | 650
215936226 | HEIL | H5H3V36*K*AAA* | EVD5X42M24A*+WALLCON | *97CMN0802120B* | Split System | 35400 | 21.5 | 8.5 | 2.04 | R-454B | 650
215936786 | HEIL | H5H3V36*K*AAA* | EVD5X60M24A*+WALLCON | *95CSU0802120B* | Split System | 35400 | 21.5 | 8.5 | 2.04 | R-454B | 650
215935106 | HEIL | H5H3V36*K*AAA* | EVM5X49M21A*+WALLCON | *97CMN0802120B* | Split System | 35600 | 21.5 | 8.5 | 2.04 | R-454B | 650
215940306 | HEIL | H5H3V36*K*AAA* | EVM5X44M21A*+WALLCON | *97CTN0802120A* | Split System | 35600 | 21.5 | 8.5 | 2.04 | R-454B | 650
215940376 | HEIL | H5H3V36*K*AAA* | EVM5X49M21A*+WALLCON | *97CTN0802120A* | Split System | 35600 | 21.5 | 8.5 | 2.04 | R-454B | 650
215940446 | HEIL | H5H3V36*K*AAA* | EVM5X60M21A*+WALLCON | *97CTN0802120A* | Split System | 35600 | 21.5 | 8.5 | 2.04 | R-454B | 650
215940396 | HEIL | H5H3V36*K*AAA* | EVM5X60M21A*+WALLCON | *96CTN0802120B* | Split System | 35600 | 21.5 | 8.5 | 2.04 | R-454B | 650
215936901 | KEEPRITE | C5H3V36*K*AAA* | EVD5X61M21A*+WALLCON | *97CMN0602120B* | Split System | 35600 | 21.5 | 8.5 | 1.98 | R-454B | 650
215936921 | KEEPRITE | C5H3V36*K*AAA* | EVD5X61M21A*+WALLCON | *96CTN0601714B* | Split System | 35600 | 21.5 | 8.5 | 2 | R-454B | 650
215940751 | KEEPRITE | C5H3V36*K*AAA* | EVD5X48M24A*+WALLCON | *97CTN1002122A* | Split System | 35000 | 21.5 | 8.5 | 2.02 | R-454B | 650
215940761 | KEEPRITE | C5H3V36*K*AAA* | EVD5X48M24A*+WALLCON | *97CTN1202422A* | Split System | 35000 | 21.5 | 8.5 | 2.02 | R-454B | 650
215936601 | KEEPRITE | C5H3V36*K*AAA* | EVD5X60M21A*+WALLCON | *80CTL0701716B* | Split System | 35400 | 21.5 | 8.5 | 2.02 | R-454B | 650
215935851 | KEEPRITE | C5H3V36*K*AAA* | EVD5X38M17A*+WALLCON | *80CTL0701716B* | Split System | 35400 | 21.5 | 8.5 | 2.02 | R-454B | 650
215936401 | KEEPRITE | C5H3V36*K*AAA* | EVD5X48M24A*+WALLCON | *97CMN1202422B* | Split System | 35000 | 21.5 | 8.5 | 2.04 | R-454B | 650
215940471 | KEEPRITE | C5H3V36*K*AAA* | EVM5X60M24A*+WALLCON | *96CTN0802120B* | Split System | 35400 | 21.5 | 8.5 | 2.04 | R-454B | 650
215940701 | KEEPRITE | C5H3V36*K*AAA* | EVD5X42M24A*+WALLCON | *97CTN0802120A* | Split System | 35400 | 21.5 | 8.5 | 2.04 | R-454B | 650
215940481 | KEEPRITE | C5H3V36*K*AAA* | EVM5X60M24A*+WALLCON | *97CTN0802120A* | Split System | 35400 | 21.5 | 8.5 | 2.04 | R-454B | 650
215940691 | KEEPRITE | C5H3V36*K*AAA* | EVD5X42M24A*+WALLCON | *96CTN0802120B* | Split System | 35400 | 21.5 | 8.5 | 2.04 | R-454B | 650
215936751 | KEEPRITE | C5H3V36*K*AAA* | EVD5X60M24A*+WALLCON | *80CTL0702120B* | Split System | 35400 | 21.5 | 8.5 | 2.04 | R-454B | 650
215940771 | KEEPRITE | C5H3V36*K*AAA* | EVD5X49M24A*+WALLCON | *96CTN0802120B* | Split System | 35400 | 21.5 | 8.5 | 2.04 | R-454B | 650
215940781 | KEEPRITE | C5H3V36*K*AAA* | EVD5X49M24A*+WALLCON | *97CTN0802120A* | Split System | 35400 | 21.5 | 8.5 | 2.04 | R-454B | 650
215936441 | KEEPRITE | C5H3V36*K*AAA* | EVD5X49M24A*+WALLCON | *80CTL0702120B* | Split System | 35400 | 21.5 | 8.5 | 2.04 | R-454B | 650
215940921 | KEEPRITE | C5H3V36*K*AAA* | EVD5X61M21A*+WALLCON | *97CTN0801716A* | Split System | 35600 | 21.5 | 8.5 | 2.04 | R-454B | 650
215940261 | KEEPRITE | C5H3V36*K*AAA* | EVM5X44M21A*+WALLCON | *96CTN0802120B* | Split System | 35600 | 21.5 | 8.5 | 2.04 | R-454B | 650
215940331 | KEEPRITE | C5H3V36*K*AAA* | EVM5X49M21A*+WALLCON | *96CTN0802120B* | Split System | 35600 | 21.5 | 8.5 | 2.04 | R-454B | 650
215940311 | KEEPRITE | C5H3V36*K*AAA* | EVM5X44M21A*+WALLCON | *97CTN0802120A* | Split System | 35600 | 21.5 | 8.5 | 2.04 | R-454B | 650
215940381 | KEEPRITE | C5H3V36*K*AAA* | EVM5X49M21A*+WALLCON | *97CTN0802120A* | Split System | 35600 | 21.5 | 8.5 | 2.04 | R-454B | 650
215940401 | KEEPRITE | C5H3V36*K*AAA* | EVM5X60M21A*+WALLCON | *96CTN0802120B* | Split System | 35600 | 21.5 | 8.5 | 2.04 | R-454B | 650
215940451 | KEEPRITE | C5H3V36*K*AAA* | EVM5X60M21A*+WALLCON | *97CTN0802120A* | Split System | 35600 | 21.5 | 8.5 | 2.04 | R-454B | 650
215936661 | KEEPRITE | C5H3V36*K*AAA* | EVD5X60M21A*+WALLCON | *95CSU0802120B* | Split System | 35600 | 21.5 | 8.5 | 2.04 | R-454B | 650
215936923 | TEMPSTAR | T5H3V36*K*AAA* | EVD5X61M21A*+WALLCON | *96CTN0601714B* | Split System | 35600 | 21.5 | 8.5 | 2 | R-454B | 650
215940753 | TEMPSTAR | T5H3V36*K*AAA* | EVD5X48M24A*+WALLCON | *97CTN1002122A* | Split System | 35000 | 21.5 | 8.5 | 2.02 | R-454B | 650
215940763 | TEMPSTAR | T5H3V36*K*AAA* | EVD5X48M24A*+WALLCON | *97CTN1202422A* | Split System | 35000 | 21.5 | 8.5 | 2.02 | R-454B | 650
215935313 | TEMPSTAR | T5H3V36*K*AAA* | EVM5X60M21A*+WALLCON | *96CTN0801714B* | Split System | 35400 | 21.5 | 8.5 | 2.02 | R-454B | 650
215936603 | TEMPSTAR | T5H3V36*K*AAA* | EVD5X60M21A*+WALLCON | *80CTL0701716B* | Split System | 35400 | 21.5 | 8.5 | 2.02 | R-454B | 650
215936723 | TEMPSTAR | T5H3V36*K*AAA* | EVD5X60M21A*+WALLCON | *96CTN0801714B* | Split System | 35400 | 21.5 | 8.5 | 2.02 | R-454B | 650
215934913 | TEMPSTAR | T5H3V36*K*AAA* | EVM5X44M21A*+WALLCON | *97CMN0801714B* | Split System | 35400 | 21.5 | 8.5 | 2.02 | R-454B | 650
215935063 | TEMPSTAR | T5H3V36*K*AAA* | EVM5X49M21A*+WALLCON | *95CSU0601716B* | Split System | 35400 | 21.5 | 8.5 | 2.02 | R-454B | 650
215936653 | TEMPSTAR | T5H3V36*K*AAA* | EVD5X60M21A*+WALLCON | *95CSU0601716B* | Split System | 35400 | 21.5 | 8.5 | 2.02 | R-454B | 650
215940863 | TEMPSTAR | T5H3V36*K*AAA* | EVD5X60M21A*+WALLCON | *97CTN0802120A* | Split System | 35600 | 21.5 | 8.5 | 2.02 | R-454B | 650
215936343 | TEMPSTAR | T5H3V36*K*AAA* | EVD5X48M24A*+WALLCON | *80CTL1352422B* | Split System | 35200 | 21.5 | 8.5 | 2.04 | R-454B | 650
215936483 | TEMPSTAR | T5H3V36*K*AAA* | EVD5X49M24A*+WALLCON | *95CSU0802120B* | Split System | 35400 | 21.5 | 8.5 | 2.04 | R-454B | 650
215940783 | TEMPSTAR | T5H3V36*K*AAA* | EVD5X49M24A*+WALLCON | *97CTN0802120A* | Split System | 35400 | 21.5 | 8.5 | 2.04 | R-454B | 650
215940883 | TEMPSTAR | T5H3V36*K*AAA* | EVD5X60M24A*+WALLCON | *96CTN0802120B* | Split System | 35400 | 21.5 | 8.5 | 2.04 | R-454B | 650
215940773 | TEMPSTAR | T5H3V36*K*AAA* | EVD5X49M24A*+WALLCON | *96CTN0802120B* | Split System | 35400 | 21.5 | 8.5 | 2.04 | R-454B | 650
215940693 | TEMPSTAR | T5H3V36*K*AAA* | EVD5X42M24A*+WALLCON | *96CTN0802120B* | Split System | 35400 | 21.5 | 8.5 | 2.04 | R-454B | 650
215936753 | TEMPSTAR | T5H3V36*K*AAA* | EVD5X60M24A*+WALLCON | *80CTL0702120B* | Split System | 35400 | 21.5 | 8.5 | 2.04 | R-454B | 650
215940703 | TEMPSTAR | T5H3V36*K*AAA* | EVD5X42M24A*+WALLCON | *97CTN0802120A* | Split System | 35400 | 21.5 | 8.5 | 2.04 | R-454B | 650
215936443 | TEMPSTAR | T5H3V36*K*AAA* | EVD5X49M24A*+WALLCON | *80CTL0702120B* | Split System | 35400 | 21.5 | 8.5 | 2.04 | R-454B | 650
215940923 | TEMPSTAR | T5H3V36*K*AAA* | EVD5X61M21A*+WALLCON | *97CTN0801716A* | Split System | 35600 | 21.5 | 8.5 | 2.04 | R-454B | 650
215940453 | TEMPSTAR | T5H3V36*K*AAA* | EVM5X60M21A*+WALLCON | *97CTN0802120A* | Split System | 35600 | 21.5 | 8.5 | 2.04 | R-454B | 650
215940263 | TEMPSTAR | T5H3V36*K*AAA* | EVM5X44M21A*+WALLCON | *96CTN0802120B* | Split System | 35600 | 21.5 | 8.5 | 2.04 | R-454B | 650
215940313 | TEMPSTAR | T5H3V36*K*AAA* | EVM5X44M21A*+WALLCON | *97CTN0802120A* | Split System | 35600 | 21.5 | 8.5 | 2.04 | R-454B | 650
215940383 | TEMPSTAR | T5H3V36*K*AAA* | EVM5X49M21A*+WALLCON | *97CTN0802120A* | Split System | 35600 | 21.5 | 8.5 | 2.04 | R-454B | 650
215936663 | TEMPSTAR | T5H3V36*K*AAA* | EVD5X60M21A*+WALLCON | *95CSU0802120B* | Split System | 35600 | 21.5 | 8.5 | 2.04 | R-454B | 650
215940403 | TEMPSTAR | T5H3V36*K*AAA* | EVM5X60M21A*+WALLCON | *96CTN0802120B* | Split System | 35600 | 21.5 | 8.5 | 2.04 | R-454B | 650
215935207 | AIRQUEST | H5H3V36*K*AAA* | EVM5X60M21A*+WALLCON | *80CTL0901716B* | Split System | 35600 | 22 | 8.5 | 2.02 | R-454B | 650
215940587 | AIRQUEST | H5H3V36*K*AAA* | EVD5X38M17A*+WALLCON | *80CSU0601716B* | Split System | 35600 | 22 | 8.5 | 2.02 | R-454B | 650
215934838 | ARCOAIRE | H5H3V36*K*AAA* | EVM5X44M21A*+WALLCON | *80CTL0901716B* | Split System | 35600 | 22 | 8.5 | 2.02 | R-454B | 650
215935208 | ARCOAIRE | H5H3V36*K*AAA* | EVM5X60M21A*+WALLCON | *80CTL0901716B* | Split System | 35600 | 22 | 8.5 | 2.02 | R-454B | 650
215936618 | ARCOAIRE | H5H3V36*K*AAA* | EVD5X60M21A*+WALLCON | *80CTL0901716B* | Split System | 35600 | 22 | 8.5 | 2.02 | R-454B | 650
215940588 | ARCOAIRE | H5H3V36*K*AAA* | EVD5X38M17A*+WALLCON | *80CSU0601716B* | Split System | 35600 | 22 | 8.5 | 2.02 | R-454B | 650
215940585 | BRYANT HEATING AND COOLING SYSTEMS | 293VAN036**AA* | CVAVA3817XMA*+UI | 83*CB48060C17*** | Split System | 35600 | 22 | 8.5 | 2.04 | R-454B | 650
215940589 | COMFORTMAKER | C5H3V36*K*AAA* | EVD5X38M17A*+WALLCON | *80CSU0601716B* | Split System | 35600 | 22 | 8.5 | 2.02 | R-454B | 650
215935030 | DAY & NIGHT | C5H3V36*K*AAA* | EVM5X49M21A*+WALLCON | *80CTL0901716B* | Split System | 35600 | 22 | 8.5 | 2.02 | R-454B | 650
215936620 | DAY & NIGHT | C5H3V36*K*AAA* | EVD5X60M21A*+WALLCON | *80CTL0901716B* | Split System | 35600 | 22 | 8.5 | 2.02 | R-454B | 650
215940590 | DAY & NIGHT | C5H3V36*K*AAA* | EVD5X38M17A*+WALLCON | *80CSU0601716B* | Split System | 35600 | 22 | 8.5 | 2.02 | R-454B | 650
215935206 | HEIL | H5H3V36*K*AAA* | EVM5X60M21A*+WALLCON | *80CTL0901716B* | Split System | 35600 | 22 | 8.5 | 2.02 | R-454B | 650
215940586 | HEIL | H5H3V36*K*AAA* | EVD5X38M17A*+WALLCON | *80CSU0601716B* | Split System | 35600 | 22 | 8.5 | 2.02 | R-454B | 650
215940591 | KEEPRITE | C5H3V36*K*AAA* | EVD5X38M17A*+WALLCON | *80CSU0601716B* | Split System | 35600 | 22 | 8.5 | 2.02 | R-454B | 650
215935213 | TEMPSTAR | T5H3V36*K*AAA* | EVM5X60M21A*+WALLCON | *80CTL0901716B* | Split System | 35600 | 22 | 8.5 | 2.02 | R-454B | 650
215936623 | TEMPSTAR | T5H3V36*K*AAA* | EVD5X60M21A*+WALLCON | *80CTL0901716B* | Split System | 35600 | 22 | 8.5 | 2.02 | R-454B | 650
216776020 | LENNOX | SL22KLV-024-230A** | CK40[C,U]T-36B-**+TDR | SL297UH060NV36B* | Split System | 22600 | 18.5 | 8.5 | 2.06 | R-454B | 650
216765901 | AMERICAN STANDARD | 5A6H7024A1 | 5PX*BD06AS3 | S9X2B080D4PSB | Split System | 23600 | 17 | 8.5 | 1.9 | R-454B | 650
216769883 | AMERICAN STANDARD | 5A6H7024A1 | 5PX*CD07AS3 | *DHMC100CCV4 | Split System | 23400 | 17.1 | 8.5 | 1.9 | R-454B | 650
216769882 | TRANE | 5TWR7024A1 | 5PX*CD07AS3 | *DHMC100CCV4 | Split System | 23400 | 17.1 | 8.5 | 1.9 | R-454B | 650
216766837 | TRANE | 5TWX7024A1 | 5PX*BD06AS3+P0V0A000M30SD |  | Split System | 23800 | 17.1 | 8.5 | 1.9 | R-454B | 650
215936817 | AIRQUEST | H5H3V36*K*AAA* | EVD5X60M24A*+WALLCON | *97CMN0802120B* | Split System | 35400 | 21.5 | 8.5 | 2.04 | R-454B | 650
215936818 | ARCOAIRE | H5H3V36*K*AAA* | EVD5X60M24A*+WALLCON | *97CMN0802120B* | Split System | 35400 | 21.5 | 8.5 | 2.04 | R-454B | 650
215935405 | BRYANT HEATING AND COOLING SYSTEMS | 293VAN036**AA* | CVAMA6024XMA*+UI | 987MC60080C21*** | Split System | 35400 | 21.5 | 8.5 | 2.06 | R-454B | 650
215936819 | COMFORTMAKER | C5H3V36*K*AAA* | EVD5X60M24A*+WALLCON | *97CMN0802120B* | Split System | 35400 | 21.5 | 8.5 | 2.04 | R-454B | 650
215936820 | DAY & NIGHT | C5H3V36*K*AAA* | EVD5X60M24A*+WALLCON | *97CMN0802120B* | Split System | 35400 | 21.5 | 8.5 | 2.04 | R-454B | 650
215936696 | HEIL | H5H3V36*K*AAA* | EVD5X60M21A*+WALLCON | *97CMN0802120B* | Split System | 35600 | 21.5 | 8.5 | 2.02 | R-454B | 650
215935406 | HEIL | H5H3V36*K*AAA* | EVM5X60M24A*+WALLCON | *97CMN0802120B* | Split System | 35400 | 21.5 | 8.5 | 2.04 | R-454B | 650
215936816 | HEIL | H5H3V36*K*AAA* | EVD5X60M24A*+WALLCON | *97CMN0802120B* | Split System | 35400 | 21.5 | 8.5 | 2.04 | R-454B | 650
215936701 | KEEPRITE | C5H3V36*K*AAA* | EVD5X60M21A*+WALLCON | *97CMN0802120B* | Split System | 35600 | 21.5 | 8.5 | 2.02 | R-454B | 650
215936703 | TEMPSTAR | T5H3V36*K*AAA* | EVD5X60M21A*+WALLCON | *97CMN0802120B* | Split System | 35600 | 21.5 | 8.5 | 2.02 | R-454B | 650
215936637 | AIRQUEST | H5H3V36*K*AAA* | EVD5X60M21A*+WALLCON | *80CTL1102120B* | Split System | 35600 | 22 | 8.5 | 2.02 | R-454B | 650
215940277 | AIRQUEST | H5H3V36*K*AAA* | EVM5X44M21A*+WALLCON | *80CSU0601716B* | Split System | 35600 | 22 | 8.5 | 2.02 | R-454B | 650
215940827 | AIRQUEST | H5H3V36*K*AAA* | EVD5X60M21A*+WALLCON | *80CSU0601716B* | Split System | 35600 | 22 | 8.5 | 2.02 | R-454B | 650
215940417 | AIRQUEST | H5H3V36*K*AAA* | EVM5X60M21A*+WALLCON | *80CSU0601716B* | Split System | 35600 | 22 | 8.5 | 2.02 | R-454B | 650
215940867 | AIRQUEST | H5H3V36*K*AAA* | EVD5X60M21A*+WALLCON | *97CTN1002122A* | Split System | 35600 | 22 | 8.5 | 2.02 | R-454B | 650
215940347 | AIRQUEST | H5H3V36*K*AAA* | EVM5X49M21A*+WALLCON | *80CSU0601716B* | Split System | 35600 | 22 | 8.5 | 2.02 | R-454B | 650
215940267 | AIRQUEST | H5H3V36*K*AAA* | EVM5X44M21A*+WALLCON | *80CSU0401712B* | Split System | 35600 | 22 | 8.5 | 2.02 | R-454B | 650
215940317 | AIRQUEST | H5H3V36*K*AAA* | EVM5X44M21A*+WALLCON | *97CTN1002122A* | Split System | 35600 | 22 | 8.5 | 2.02 | R-454B | 650
215940407 | AIRQUEST | H5H3V36*K*AAA* | EVM5X60M21A*+WALLCON | *80CSU0401712B* | Split System | 35600 | 22 | 8.5 | 2.02 | R-454B | 650
215940457 | AIRQUEST | H5H3V36*K*AAA* | EVM5X60M21A*+WALLCON | *97CTN1002122A* | Split System | 35600 | 22 | 8.5 | 2.02 | R-454B | 650
215940387 | AIRQUEST | H5H3V36*K*AAA* | EVM5X49M21A*+WALLCON | *97CTN1002122A* | Split System | 35600 | 22 | 8.5 | 2.02 | R-454B | 650
215942493 | AIRQUEST | H5H3V36*K*AAA* | EVD5X61M21A*+WALLCON | *80CTL0901716B* | Split System | 35800 | 22 | 8.5 | 2.02 | R-454B | 650
215940817 | AIRQUEST | H5H3V36*K*AAA* | EVD5X60M21A*+WALLCON | *80CSU0401712B* | Split System | 35800 | 22 | 8.5 | 2.02 | R-454B | 650
215940787 | AIRQUEST | H5H3V36*K*AAA* | EVD5X49M24A*+WALLCON | *97CTN1002122A* | Split System | 35400 | 22 | 8.5 | 2.04 | R-454B | 650
215936537 | AIRQUEST | H5H3V36*K*AAA* | EVD5X49M24A*+WALLCON | *96CTN1002122B* | Split System | 35400 | 22 | 8.5 | 2.04 | R-454B | 650
215936837 | AIRQUEST | H5H3V36*K*AAA* | EVD5X60M24A*+WALLCON | *97CMN1202422B* | Split System | 35400 | 22 | 8.5 | 2.04 | R-454B | 650
215936767 | AIRQUEST | H5H3V36*K*AAA* | EVD5X60M24A*+WALLCON | *80CTL1102120B* | Split System | 35600 | 22 | 8.5 | 2.04 | R-454B | 650
215935357 | AIRQUEST | H5H3V36*K*AAA* | EVM5X60M24A*+WALLCON | *80CTL1102120B* | Split System | 35600 | 22 | 8.5 | 2.04 | R-454B | 650
215936467 | AIRQUEST | H5H3V36*K*AAA* | EVD5X49M24A*+WALLCON | *80CTL1352422B* | Split System | 35600 | 22 | 8.5 | 2.04 | R-454B | 650
215940717 | AIRQUEST | H5H3V36*K*AAA* | EVD5X42M24A*+WALLCON | *97CTN1202422A* | Split System | 35600 | 22 | 8.5 | 2.04 | R-454B | 650
215940487 | AIRQUEST | H5H3V36*K*AAA* | EVM5X60M24A*+WALLCON | *97CTN1002122A* | Split System | 35600 | 22 | 8.5 | 2.04 | R-454B | 650
215940907 | AIRQUEST | H5H3V36*K*AAA* | EVD5X60M24A*+WALLCON | *97CTN1202422A* | Split System | 35600 | 22 | 8.5 | 2.04 | R-454B | 650
215940497 | AIRQUEST | H5H3V36*K*AAA* | EVM5X60M24A*+WALLCON | *97CTN1202422A* | Split System | 35600 | 22 | 8.5 | 2.04 | R-454B | 650
215940897 | AIRQUEST | H5H3V36*K*AAA* | EVD5X60M24A*+WALLCON | *97CTN1002122A* | Split System | 35600 | 22 | 8.5 | 2.04 | R-454B | 650
215940577 | AIRQUEST | H5H3V36*K*AAA* | EVD5X38M17A*+WALLCON | *80CSU0401712B* | Split System | 35600 | 22 | 8.5 | 2.04 | R-454B | 650
215940337 | AIRQUEST | H5H3V36*K*AAA* | EVM5X49M21A*+WALLCON | *80CSU0401712B* | Split System | 35600 | 22 | 8.5 | 2.04 | R-454B | 650
215940797 | AIRQUEST | H5H3V36*K*AAA* | EVD5X49M24A*+WALLCON | *97CTN1202422A* | Split System | 35600 | 22 | 8.5 | 2.04 | R-454B | 650
215942623 | AIRQUEST | H5H3V36*K*AAA* | EVD5X61M21A*+WALLCON | *96CTN0802120B* | Split System | 35800 | 22 | 8.5 | 2.04 | R-454B | 650
215942523 | AIRQUEST | H5H3V36*K*AAA* | EVD5X61M21A*+WALLCON | *97CMN0802120B* | Split System | 35800 | 22 | 8.5 | 2.04 | R-454B | 650
215942433 | AIRQUEST | H5H3V36*K*AAA* | EVM5X61M24A*+WALLCON | *80CTL0702120B* | Split System | 35800 | 22 | 8.5 | 2.04 | R-454B | 650
215942663 | AIRQUEST | H5H3V36*K*AAA* | EVD5X61M24A*+WALLCON | *97CTN0802120A* | Split System | 36000 | 22 | 8.5 | 2.04 | R-454B | 650
215942613 | AIRQUEST | H5H3V36*K*AAA* | EVM5X61M24A*+WALLCON | *97CTN0802120A* | Split System | 36000 | 22 | 8.5 | 2.04 | R-454B | 650
215942443 | AIRQUEST | H5H3V36*K*AAA* | EVM5X61M24A*+WALLCON | *97CMN0802120B* | Split System | 36000 | 22 | 8.5 | 2.04 | R-454B | 650
215942653 | AIRQUEST | H5H3V36*K*AAA* | EVD5X61M24A*+WALLCON | *96CTN0802120B* | Split System | 36000 | 22 | 8.5 | 2.04 | R-454B | 650
215942533 | AIRQUEST | H5H3V36*K*AAA* | EVD5X61M21A*+WALLCON | *97CMN1002122B* | Split System | 36000 | 22 | 8.5 | 2.04 | R-454B | 650
215942603 | AIRQUEST | H5H3V36*K*AAA* | EVM5X61M24A*+WALLCON | *96CTN0802120B* | Split System | 36000 | 22 | 8.5 | 2.04 | R-454B | 650
215942573 | AIRQUEST | H5H3V36*K*AAA* | EVD5X61M24A*+WALLCON | *95CSU0802120B* | Split System | 36000 | 22 | 8.5 | 2.04 | R-454B | 650
215942643 | AIRQUEST | H5H3V36*K*AAA* | EVD5X61M21A*+WALLCON | *97CTN1002122A* | Split System | 36000 | 22 | 8.5 | 2.04 | R-454B | 650
215942543 | AIRQUEST | H5H3V36*K*AAA* | EVD5X61M21A*+WALLCON | *96CTN1002122B* | Split System | 36000 | 22 | 8.5 | 2.04 | R-454B | 650
215935048 | ARCOAIRE | H5H3V36*K*AAA* | EVM5X49M21A*+WALLCON | *80CTL1102120B* | Split System | 35600 | 22 | 8.5 | 2.02 | R-454B | 650
215935298 | ARCOAIRE | H5H3V36*K*AAA* | EVM5X60M21A*+WALLCON | *97CMN1002122B* | Split System | 35600 | 22 | 8.5 | 2.02 | R-454B | 650
215935258 | ARCOAIRE | H5H3V36*K*AAA* | EVM5X60M21A*+WALLCON | *95CSU1002122B* | Split System | 35600 | 22 | 8.5 | 2.02 | R-454B | 650
215936728 | ARCOAIRE | H5H3V36*K*AAA* | EVD5X60M21A*+WALLCON | *96CTN1002122B* | Split System | 35600 | 22 | 8.5 | 2.02 | R-454B | 650
215940388 | ARCOAIRE | H5H3V36*K*AAA* | EVM5X49M21A*+WALLCON | *97CTN1002122A* | Split System | 35600 | 22 | 8.5 | 2.02 | R-454B | 650
215940828 | ARCOAIRE | H5H3V36*K*AAA* | EVD5X60M21A*+WALLCON | *80CSU0601716B* | Split System | 35600 | 22 | 8.5 | 2.02 | R-454B | 650
215940458 | ARCOAIRE | H5H3V36*K*AAA* | EVM5X60M21A*+WALLCON | *97CTN1002122A* | Split System | 35600 | 22 | 8.5 | 2.02 | R-454B | 650
215940268 | ARCOAIRE | H5H3V36*K*AAA* | EVM5X44M21A*+WALLCON | *80CSU0401712B* | Split System | 35600 | 22 | 8.5 | 2.02 | R-454B | 650
215940318 | ARCOAIRE | H5H3V36*K*AAA* | EVM5X44M21A*+WALLCON | *97CTN1002122A* | Split System | 35600 | 22 | 8.5 | 2.02 | R-454B | 650
215940348 | ARCOAIRE | H5H3V36*K*AAA* | EVM5X49M21A*+WALLCON | *80CSU0601716B* | Split System | 35600 | 22 | 8.5 | 2.02 | R-454B | 650
215940868 | ARCOAIRE | H5H3V36*K*AAA* | EVD5X60M21A*+WALLCON | *97CTN1002122A* | Split System | 35600 | 22 | 8.5 | 2.02 | R-454B | 650
215940278 | ARCOAIRE | H5H3V36*K*AAA* | EVM5X44M21A*+WALLCON | *80CSU0601716B* | Split System | 35600 | 22 | 8.5 | 2.02 | R-454B | 650
215942494 | ARCOAIRE | H5H3V36*K*AAA* | EVD5X61M21A*+WALLCON | *80CTL0901716B* | Split System | 35800 | 22 | 8.5 | 2.02 | R-454B | 650
215942484 | ARCOAIRE | H5H3V36*K*AAA* | EVD5X61M21A*+WALLCON | *80CTL0702120B* | Split System | 35800 | 22 | 8.5 | 2.02 | R-454B | 650
215936518 | ARCOAIRE | H5H3V36*K*AAA* | EVD5X49M24A*+WALLCON | *97CMN1002122B* | Split System | 35400 | 22 | 8.5 | 2.04 | R-454B | 650
215940788 | ARCOAIRE | H5H3V36*K*AAA* | EVD5X49M24A*+WALLCON | *97CTN1002122A* | Split System | 35400 | 22 | 8.5 | 2.04 | R-454B | 650
215936258 | ARCOAIRE | H5H3V36*K*AAA* | EVD5X42M24A*+WALLCON | *96CTN1002122B* | Split System | 35600 | 22 | 8.5 | 2.04 | R-454B | 650
215940338 | ARCOAIRE | H5H3V36*K*AAA* | EVM5X49M21A*+WALLCON | *80CSU0401712B* | Split System | 35600 | 22 | 8.5 | 2.04 | R-454B | 650
215940498 | ARCOAIRE | H5H3V36*K*AAA* | EVM5X60M24A*+WALLCON | *97CTN1202422A* | Split System | 35600 | 22 | 8.5 | 2.04 | R-454B | 650
215940708 | ARCOAIRE | H5H3V36*K*AAA* | EVD5X42M24A*+WALLCON | *97CTN1002122A* | Split System | 35600 | 22 | 8.5 | 2.04 | R-454B | 650
215940908 | ARCOAIRE | H5H3V36*K*AAA* | EVD5X60M24A*+WALLCON | *97CTN1202422A* | Split System | 35600 | 22 | 8.5 | 2.04 | R-454B | 650
215940898 | ARCOAIRE | H5H3V36*K*AAA* | EVD5X60M24A*+WALLCON | *97CTN1002122A* | Split System | 35600 | 22 | 8.5 | 2.04 | R-454B | 650
215940718 | ARCOAIRE | H5H3V36*K*AAA* | EVD5X42M24A*+WALLCON | *97CTN1202422A* | Split System | 35600 | 22 | 8.5 | 2.04 | R-454B | 650
215940488 | ARCOAIRE | H5H3V36*K*AAA* | EVM5X60M24A*+WALLCON | *97CTN1002122A* | Split System | 35600 | 22 | 8.5 | 2.04 | R-454B | 650
215936768 | ARCOAIRE | H5H3V36*K*AAA* | EVD5X60M24A*+WALLCON | *80CTL1102120B* | Split System | 35600 | 22 | 8.5 | 2.04 | R-454B | 650
215942624 | ARCOAIRE | H5H3V36*K*AAA* | EVD5X61M21A*+WALLCON | *96CTN0802120B* | Split System | 35800 | 22 | 8.5 | 2.04 | R-454B | 650
215942634 | ARCOAIRE | H5H3V36*K*AAA* | EVD5X61M21A*+WALLCON | *97CTN0802120A* | Split System | 35800 | 22 | 8.5 | 2.04 | R-454B | 650
215942524 | ARCOAIRE | H5H3V36*K*AAA* | EVD5X61M21A*+WALLCON | *97CMN0802120B* | Split System | 35800 | 22 | 8.5 | 2.04 | R-454B | 650
215942544 | ARCOAIRE | H5H3V36*K*AAA* | EVD5X61M21A*+WALLCON | *96CTN1002122B* | Split System | 36000 | 22 | 8.5 | 2.04 | R-454B | 650
215942654 | ARCOAIRE | H5H3V36*K*AAA* | EVD5X61M24A*+WALLCON | *96CTN0802120B* | Split System | 36000 | 22 | 8.5 | 2.04 | R-454B | 650
215942444 | ARCOAIRE | H5H3V36*K*AAA* | EVM5X61M24A*+WALLCON | *97CMN0802120B* | Split System | 36000 | 22 | 8.5 | 2.04 | R-454B | 650
215942534 | ARCOAIRE | H5H3V36*K*AAA* | EVD5X61M21A*+WALLCON | *97CMN1002122B* | Split System | 36000 | 22 | 8.5 | 2.04 | R-454B | 650
215942584 | ARCOAIRE | H5H3V36*K*AAA* | EVD5X61M24A*+WALLCON | *97CMN0802120B* | Split System | 36000 | 22 | 8.5 | 2.04 | R-454B | 650
215940928 | ARCOAIRE | H5H3V36*K*AAA* | EVD5X61M24A*+WALLCON | *97CTN1202422A* | Split System | 36000 | 22 | 8.5 | 2.04 | R-454B | 650
215936888 | ARCOAIRE | H5H3V36*K*AAA* | EVD5X61M21A*+WALLCON | *95CSU1002122B* | Split System | 36000 | 22 | 8.5 | 2.04 | R-454B | 650
215936625 | BRYANT HEATING AND COOLING SYSTEMS | 293VAN036**AA* | CVAVA6021XMA*+UI | 88*TB60090C21*** | Split System | 35600 | 22 | 8.5 | 2.04 | R-454B | 650
215936775 | BRYANT HEATING AND COOLING SYSTEMS | 293VAN036**AA* | CVAVA6024XMA*+UI | 88*TB66135C24*** | Split System | 35600 | 22 | 8.5 | 2.04 | R-454B | 650
215940315 | BRYANT HEATING AND COOLING SYSTEMS | 293VAN036**AA* | CVAMA4421XMA*+UI | 987TA66100C21*** | Split System | 35600 | 22 | 8.5 | 2.04 | R-454B | 650
215940455 | BRYANT HEATING AND COOLING SYSTEMS | 293VAN036**AA* | CVAMA6021XMA*+UI | 987TA66100C21*** | Split System | 35600 | 22 | 8.5 | 2.04 | R-454B | 650
215940575 | BRYANT HEATING AND COOLING SYSTEMS | 293VAN036**AA* | CVAVA3817XMA*+UI | 83*CB36040C17*** | Split System | 35600 | 22 | 8.5 | 2.04 | R-454B | 650
215940265 | BRYANT HEATING AND COOLING SYSTEMS | 293VAN036**AA* | CVAMA4421XMA*+UI | 83*CB36040C17*** | Split System | 35600 | 22 | 8.5 | 2.04 | R-454B | 650
215940385 | BRYANT HEATING AND COOLING SYSTEMS | 293VAN036**AA* | CVAMA4921XMA*+UI | 987TA66100C21*** | Split System | 35600 | 22 | 8.5 | 2.04 | R-454B | 650
215940415 | BRYANT HEATING AND COOLING SYSTEMS | 293VAN036**AA* | CVAMA6021XMA*+UI | 83*CB48060C17*** | Split System | 35600 | 22 | 8.5 | 2.04 | R-454B | 650
215940825 | BRYANT HEATING AND COOLING SYSTEMS | 293VAN036**AA* | CVAVA6021XMA*+UI | 83*CB48060C17*** | Split System | 35600 | 22 | 8.5 | 2.04 | R-454B | 650
215940405 | BRYANT HEATING AND COOLING SYSTEMS | 293VAN036**AA* | CVAMA6021XMA*+UI | 83*CB36040C17*** | Split System | 35600 | 22 | 8.5 | 2.04 | R-454B | 650
215940865 | BRYANT HEATING AND COOLING SYSTEMS | 293VAN036**AA* | CVAVA6021XMA*+UI | 987TA66100C21*** | Split System | 35600 | 22 | 8.5 | 2.04 | R-454B | 650
215936175 | BRYANT HEATING AND COOLING SYSTEMS | 293VAN036**AA* | CVAVA4224XMA*+UI | 88*TB60110C21*** | Split System | 35600 | 22 | 8.5 | 2.04 | R-454B | 650
215940815 | BRYANT HEATING AND COOLING SYSTEMS | 293VAN036**AA* | CVAVA6021XMA*+UI | 83*CB36040C17*** | Split System | 35800 | 22 | 8.5 | 2.04 | R-454B | 650
215936885 | BRYANT HEATING AND COOLING SYSTEMS | 293VAN036**AA* | CVAVA6121XMA*+UI | 935CB66100C21*** | Split System | 36000 | 22 | 8.5 | 2.04 | R-454B | 650
215936535 | BRYANT HEATING AND COOLING SYSTEMS | 293VAN036**AA* | CVAVA4924XMA*+UI | 986TD66100C21*** | Split System | 35400 | 22 | 8.5 | 2.06 | R-454B | 650
215936525 | BRYANT HEATING AND COOLING SYSTEMS | 293VAN036**AA* | CVAVA4924XMA*+UI | 987MC66120C24*** | Split System | 35400 | 22 | 8.5 | 2.06 | R-454B | 650
215940785 | BRYANT HEATING AND COOLING SYSTEMS | 293VAN036**AA* | CVAVA4924XMA*+UI | 987TA66100C21*** | Split System | 35400 | 22 | 8.5 | 2.06 | R-454B | 650
215936245 | BRYANT HEATING AND COOLING SYSTEMS | 293VAN036**AA* | CVAVA4224XMA*+UI | 987MC66120C24*** | Split System | 35400 | 22 | 8.5 | 2.06 | R-454B | 650
215936235 | BRYANT HEATING AND COOLING SYSTEMS | 293VAN036**AA* | CVAVA4224XMA*+UI | 987MC66100C21*** | Split System | 35600 | 22 | 8.5 | 2.06 | R-454B | 650
215940335 | BRYANT HEATING AND COOLING SYSTEMS | 293VAN036**AA* | CVAMA4921XMA*+UI | 83*CB36040C17*** | Split System | 35600 | 22 | 8.5 | 2.06 | R-454B | 650
215936205 | BRYANT HEATING AND COOLING SYSTEMS | 293VAN036**AA* | CVAVA4224XMA*+UI | 935CB66100C21*** | Split System | 35600 | 22 | 8.5 | 2.06 | R-454B | 650
215940705 | BRYANT HEATING AND COOLING SYSTEMS | 293VAN036**AA* | CVAVA4224XMA*+UI | 987TA66100C21*** | Split System | 35600 | 22 | 8.5 | 2.06 | R-454B | 650
215940485 | BRYANT HEATING AND COOLING SYSTEMS | 293VAN036**AA* | CVAMA6024XMA*+UI | 987TA66100C21*** | Split System | 35600 | 22 | 8.5 | 2.06 | R-454B | 650
215940715 | BRYANT HEATING AND COOLING SYSTEMS | 293VAN036**AA* | CVAVA4224XMA*+UI | 987TA66120C24*** | Split System | 35600 | 22 | 8.5 | 2.06 | R-454B | 650
215936265 | BRYANT HEATING AND COOLING SYSTEMS | 293VAN036**AA* | CVAVA4224XMA*+UI | 986TD66120C24*** | Split System | 35600 | 22 | 8.5 | 2.06 | R-454B | 650
215940905 | BRYANT HEATING AND COOLING SYSTEMS | 293VAN036**AA* | CVAVA6024XMA*+UI | 987TA66120C24*** | Split System | 35600 | 22 | 8.5 | 2.06 | R-454B | 650
215940795 | BRYANT HEATING AND COOLING SYSTEMS | 293VAN036**AA* | CVAVA4924XMA*+UI | 987TA66120C24*** | Split System | 35600 | 22 | 8.5 | 2.06 | R-454B | 650
215942491 | BRYANT HEATING AND COOLING SYSTEMS | 293VAN036**AA* | CVAVA6121XMA*+UI | 88*TB48090C17*** | Split System | 35800 | 22 | 8.5 | 2.06 | R-454B | 650
215942431 | BRYANT HEATING AND COOLING SYSTEMS | 293VAN036**AA* | CVAMA6124XMA*+UI | 88*TB60070C21*** | Split System | 35800 | 22 | 8.5 | 2.06 | R-454B | 650
215942561 | BRYANT HEATING AND COOLING SYSTEMS | 293VAN036**AA* | CVAVA6124XMA*+UI | 88*TB60070C21*** | Split System | 35800 | 22 | 8.5 | 2.06 | R-454B | 650
215942581 | BRYANT HEATING AND COOLING SYSTEMS | 293VAN036**AA* | CVAVA6124XMA*+UI | 987MC60080C21*** | Split System | 36000 | 22 | 8.5 | 2.06 | R-454B | 650
215942611 | BRYANT HEATING AND COOLING SYSTEMS | 293VAN036**AA* | CVAMA6124XMA*+UI | 987TA60080C21*** | Split System | 36000 | 22 | 8.5 | 2.06 | R-454B | 650
215942571 | BRYANT HEATING AND COOLING SYSTEMS | 293VAN036**AA* | CVAVA6124XMA*+UI | 935CB60080C21*** | Split System | 36000 | 22 | 8.5 | 2.06 | R-454B | 650
215942641 | BRYANT HEATING AND COOLING SYSTEMS | 293VAN036**AA* | CVAVA6121XMA*+UI | 987TA66100C21*** | Split System | 36000 | 22 | 8.5 | 2.06 | R-454B | 650
215942531 | BRYANT HEATING AND COOLING SYSTEMS | 293VAN036**AA* | CVAVA6121XMA*+UI | 987MC66100C21*** | Split System | 36000 | 22 | 8.5 | 2.06 | R-454B | 650
215942661 | BRYANT HEATING AND COOLING SYSTEMS | 293VAN036**AA* | CVAVA6124XMA*+UI | 987TA60080C21*** | Split System | 36000 | 22 | 8.5 | 2.06 | R-454B | 650
215942441 | BRYANT HEATING AND COOLING SYSTEMS | 293VAN036**AA* | CVAMA6124XMA*+UI | 987MC60080C21*** | Split System | 36000 | 22 | 8.5 | 2.06 | R-454B | 650
215942541 | BRYANT HEATING AND COOLING SYSTEMS | 293VAN036**AA* | CVAVA6121XMA*+UI | 986TD66100C21*** | Split System | 36000 | 22 | 8.5 | 2.06 | R-454B | 650
215942601 | BRYANT HEATING AND COOLING SYSTEMS | 293VAN036**AA* | CVAMA6124XMA*+UI | 986TD60080C21*** | Split System | 36000 | 22 | 8.5 | 2.06 | R-454B | 650
215942521 | BRYANT HEATING AND COOLING SYSTEMS | 293VAN036**AA* | CVAVA6121XMA*+UI | 987MC60080C21*** | Split System | 35800 | 22 | 8.5 | 2.08 | R-454B | 650
215942621 | BRYANT HEATING AND COOLING SYSTEMS | 293VAN036**AA* | CVAVA6121XMA*+UI | 986TD60080C21*** | Split System | 35800 | 22 | 8.5 | 2.08 | R-454B | 650
215942631 | BRYANT HEATING AND COOLING SYSTEMS | 293VAN036**AA* | CVAVA6121XMA*+UI | 987TA60080C21*** | Split System | 35800 | 22 | 8.5 | 2.08 | R-454B | 650
215935214 | CARRIER | 27VNA336A*030* | CVAMA6021XMA*+UI | 58TN*B090C21**20 | Split System | 35600 | 22 | 8.5 | 2.04 | R-454B | 650
215934854 | CARRIER | 27VNA336A*030* | CVAMA4421XMA*+UI | 58TN*B110C21**20 | Split System | 35600 | 22 | 8.5 | 2.04 | R-454B | 650
215934924 | CARRIER | 27VNA336A*030* | CVAMA4421XMA*+UI | 59MN7C100C21**22 | Split System | 35600 | 22 | 8.5 | 2.04 | R-454B | 650
215940404 | CARRIER | 27VNA336A*030* | CVAMA6021XMA*+UI | 58CU*B040C17**12 | Split System | 35600 | 22 | 8.5 | 2.04 | R-454B | 650
215936754 | CARRIER | 27VNA336A*030* | CVAVA6024XMA*+UI | 58TN*B090C21**20 | Split System | 35600 | 22 | 8.5 | 2.04 | R-454B | 650
215936164 | CARRIER | 27VNA336A*030* | CVAVA4224XMA*+UI | 58TN*B090C21**20 | Split System | 35600 | 22 | 8.5 | 2.04 | R-454B | 650
215940274 | CARRIER | 27VNA336A*030* | CVAMA4421XMA*+UI | 58CU*B060C17**16 | Split System | 35600 | 22 | 8.5 | 2.04 | R-454B | 650
215940574 | CARRIER | 27VNA336A*030* | CVAVA3817XMA*+UI | 58CU*B040C17**12 | Split System | 35600 | 22 | 8.5 | 2.04 | R-454B | 650
215940264 | CARRIER | 27VNA336A*030* | CVAMA4421XMA*+UI | 58CU*B040C17**12 | Split System | 35600 | 22 | 8.5 | 2.04 | R-454B | 650
215940344 | CARRIER | 27VNA336A*030* | CVAMA4921XMA*+UI | 58CU*B060C17**16 | Split System | 35600 | 22 | 8.5 | 2.04 | R-454B | 650
215936454 | CARRIER | 27VNA336A*030* | CVAVA4924XMA*+UI | 58TN*B110C21**20 | Split System | 35600 | 22 | 8.5 | 2.04 | R-454B | 650
215936624 | CARRIER | 27VNA336A*030* | CVAVA6021XMA*+UI | 58TN*B090C21**20 | Split System | 35600 | 22 | 8.5 | 2.04 | R-454B | 650
215936724 | CARRIER | 27VNA336A*030* | CVAVA6021XMA*+UI | 59TN6C100C21**22 | Split System | 35600 | 22 | 8.5 | 2.04 | R-454B | 650
215940454 | CARRIER | 27VNA336A*030* | CVAMA6021XMA*+UI | 59TN7A100C21**22 | Split System | 35600 | 22 | 8.5 | 2.04 | R-454B | 650
215940314 | CARRIER | 27VNA336A*030* | CVAMA4421XMA*+UI | 59TN7A100C21**22 | Split System | 35600 | 22 | 8.5 | 2.04 | R-454B | 650
215940414 | CARRIER | 27VNA336A*030* | CVAMA6021XMA*+UI | 58CU*B060C17**16 | Split System | 35600 | 22 | 8.5 | 2.04 | R-454B | 650
215936884 | CARRIER | 27VNA336A*030* | CVAVA6121XMA*+UI | 59CU5B100C21**22 | Split System | 36000 | 22 | 8.5 | 2.04 | R-454B | 650
215936834 | CARRIER | 27VNA336A*030* | CVAVA6024XMA*+UI | 59MN7C120C24**22 | Split System | 35400 | 22 | 8.5 | 2.06 | R-454B | 650
215940784 | CARRIER | 27VNA336A*030* | CVAVA4924XMA*+UI | 59TN7A100C21**22 | Split System | 35400 | 22 | 8.5 | 2.06 | R-454B | 650
215936244 | CARRIER | 27VNA336A*030* | CVAVA4224XMA*+UI | 59MN7C120C24**22 | Split System | 35400 | 22 | 8.5 | 2.06 | R-454B | 650
215940704 | CARRIER | 27VNA336A*030* | CVAVA4224XMA*+UI | 59TN7A100C21**22 | Split System | 35600 | 22 | 8.5 | 2.06 | R-454B | 650
215936854 | CARRIER | 27VNA336A*030* | CVAVA6024XMA*+UI | 59TN6C120C24**22 | Split System | 35600 | 22 | 8.5 | 2.06 | R-454B | 650
215936264 | CARRIER | 27VNA336A*030* | CVAVA4224XMA*+UI | 59TN6C120C24**22 | Split System | 35600 | 22 | 8.5 | 2.06 | R-454B | 650
215940484 | CARRIER | 27VNA336A*030* | CVAMA6024XMA*+UI | 59TN7A100C21**22 | Split System | 35600 | 22 | 8.5 | 2.06 | R-454B | 650
215940904 | CARRIER | 27VNA336A*030* | CVAVA6024XMA*+UI | 59TN7A120C24**22 | Split System | 35600 | 22 | 8.5 | 2.06 | R-454B | 650
215940494 | CARRIER | 27VNA336A*030* | CVAMA6024XMA*+UI | 59TN7A120C24**22 | Split System | 35600 | 22 | 8.5 | 2.06 | R-454B | 650
215940714 | CARRIER | 27VNA336A*030* | CVAVA4224XMA*+UI | 59TN7A120C24**22 | Split System | 35600 | 22 | 8.5 | 2.06 | R-454B | 650
215940334 | CARRIER | 27VNA336A*030* | CVAMA4921XMA*+UI | 58CU*B040C17**12 | Split System | 35600 | 22 | 8.5 | 2.06 | R-454B | 650
215936794 | CARRIER | 27VNA336A*030* | CVAVA6024XMA*+UI | 59CU5B100C21**22 | Split System | 35600 | 22 | 8.5 | 2.06 | R-454B | 650
215936844 | CARRIER | 27VNA336A*030* | CVAVA6024XMA*+UI | 59TN6C100C21**22 | Split System | 35600 | 22 | 8.5 | 2.06 | R-454B | 650
215940794 | CARRIER | 27VNA336A*030* | CVAVA4924XMA*+UI | 59TN7A120C24**22 | Split System | 35600 | 22 | 8.5 | 2.06 | R-454B | 650
215942560 | CARRIER | 27VNA336A*030* | CVAVA6124XMA*+UI | 58TN*B070C21**20 | Split System | 35800 | 22 | 8.5 | 2.06 | R-454B | 650
215942430 | CARRIER | 27VNA336A*030* | CVAMA6124XMA*+UI | 58TN*B070C21**20 | Split System | 35800 | 22 | 8.5 | 2.06 | R-454B | 650
215942440 | CARRIER | 27VNA336A*030* | CVAMA6124XMA*+UI | 59MN7C080C21**20 | Split System | 36000 | 22 | 8.5 | 2.06 | R-454B | 650
215942540 | CARRIER | 27VNA336A*030* | CVAVA6121XMA*+UI | 59TN6C100C21**22 | Split System | 36000 | 22 | 8.5 | 2.06 | R-454B | 650
215942580 | CARRIER | 27VNA336A*030* | CVAVA6124XMA*+UI | 59MN7C080C21**20 | Split System | 36000 | 22 | 8.5 | 2.06 | R-454B | 650
215942500 | CARRIER | 27VNA336A*030* | CVAVA6121XMA*+UI | 58TN*B110C21**20 | Split System | 36000 | 22 | 8.5 | 2.06 | R-454B | 650
215942530 | CARRIER | 27VNA336A*030* | CVAVA6121XMA*+UI | 59MN7C100C21**22 | Split System | 36000 | 22 | 8.5 | 2.06 | R-454B | 650
215942640 | CARRIER | 27VNA336A*030* | CVAVA6121XMA*+UI | 59TN7A100C21**22 | Split System | 36000 | 22 | 8.5 | 2.06 | R-454B | 650
215942610 | CARRIER | 27VNA336A*030* | CVAMA6124XMA*+UI | 59TN7A080C21**20 | Split System | 36000 | 22 | 8.5 | 2.06 | R-454B | 650
215940924 | CARRIER | 27VNA336A*030* | CVAVA6124XMA*+UI | 59TN7A120C24**22 | Split System | 36000 | 22 | 8.5 | 2.06 | R-454B | 650
215936954 | CARRIER | 27VNA336A*030* | CVAVA6124XMA*+UI | 59TN6C120C24**22 | Split System | 36000 | 22 | 8.5 | 2.06 | R-454B | 650
215942620 | CARRIER | 27VNA336A*030* | CVAVA6121XMA*+UI | 59TN6C080C21**20 | Split System | 35800 | 22 | 8.5 | 2.08 | R-454B | 650
215934929 | COMFORTMAKER | C5H3V36*K*AAA* | EVM5X44M21A*+WALLCON | *97CMN1002122B* | Split System | 35600 | 22 | 8.5 | 2.02 | R-454B | 650
215935049 | COMFORTMAKER | C5H3V36*K*AAA* | EVM5X49M21A*+WALLCON | *80CTL1102120B* | Split System | 35600 | 22 | 8.5 | 2.02 | R-454B | 650
215935299 | COMFORTMAKER | C5H3V36*K*AAA* | EVM5X60M21A*+WALLCON | *97CMN1002122B* | Split System | 35600 | 22 | 8.5 | 2.02 | R-454B | 650
215936709 | COMFORTMAKER | C5H3V36*K*AAA* | EVD5X60M21A*+WALLCON | *97CMN1002122B* | Split System | 35600 | 22 | 8.5 | 2.02 | R-454B | 650
215936639 | COMFORTMAKER | C5H3V36*K*AAA* | EVD5X60M21A*+WALLCON | *80CTL1102120B* | Split System | 35600 | 22 | 8.5 | 2.02 | R-454B | 650
215940269 | COMFORTMAKER | C5H3V36*K*AAA* | EVM5X44M21A*+WALLCON | *80CSU0401712B* | Split System | 35600 | 22 | 8.5 | 2.02 | R-454B | 650
215940459 | COMFORTMAKER | C5H3V36*K*AAA* | EVM5X60M21A*+WALLCON | *97CTN1002122A* | Split System | 35600 | 22 | 8.5 | 2.02 | R-454B | 650
215940869 | COMFORTMAKER | C5H3V36*K*AAA* | EVD5X60M21A*+WALLCON | *97CTN1002122A* | Split System | 35600 | 22 | 8.5 | 2.02 | R-454B | 650
215940829 | COMFORTMAKER | C5H3V36*K*AAA* | EVD5X60M21A*+WALLCON | *80CSU0601716B* | Split System | 35600 | 22 | 8.5 | 2.02 | R-454B | 650
215940349 | COMFORTMAKER | C5H3V36*K*AAA* | EVM5X49M21A*+WALLCON | *80CSU0601716B* | Split System | 35600 | 22 | 8.5 | 2.02 | R-454B | 650
215940319 | COMFORTMAKER | C5H3V36*K*AAA* | EVM5X44M21A*+WALLCON | *97CTN1002122A* | Split System | 35600 | 22 | 8.5 | 2.02 | R-454B | 650
215940389 | COMFORTMAKER | C5H3V36*K*AAA* | EVM5X49M21A*+WALLCON | *97CTN1002122A* | Split System | 35600 | 22 | 8.5 | 2.02 | R-454B | 650
215940419 | COMFORTMAKER | C5H3V36*K*AAA* | EVM5X60M21A*+WALLCON | *80CSU0601716B* | Split System | 35600 | 22 | 8.5 | 2.02 | R-454B | 650
215942495 | COMFORTMAKER | C5H3V36*K*AAA* | EVD5X61M21A*+WALLCON | *80CTL0901716B* | Split System | 35800 | 22 | 8.5 | 2.02 | R-454B | 650
215940819 | COMFORTMAKER | C5H3V36*K*AAA* | EVD5X60M21A*+WALLCON | *80CSU0401712B* | Split System | 35800 | 22 | 8.5 | 2.02 | R-454B | 650
215936249 | COMFORTMAKER | C5H3V36*K*AAA* | EVD5X42M24A*+WALLCON | *97CMN1202422B* | Split System | 35400 | 22 | 8.5 | 2.04 | R-454B | 650
215940789 | COMFORTMAKER | C5H3V36*K*AAA* | EVD5X49M24A*+WALLCON | *97CTN1002122A* | Split System | 35400 | 22 | 8.5 | 2.04 | R-454B | 650
215936539 | COMFORTMAKER | C5H3V36*K*AAA* | EVD5X49M24A*+WALLCON | *96CTN1002122B* | Split System | 35400 | 22 | 8.5 | 2.04 | R-454B | 650
215936769 | COMFORTMAKER | C5H3V36*K*AAA* | EVD5X60M24A*+WALLCON | *80CTL1102120B* | Split System | 35600 | 22 | 8.5 | 2.04 | R-454B | 650
215935439 | COMFORTMAKER | C5H3V36*K*AAA* | EVM5X60M24A*+WALLCON | *96CTN1002122B* | Split System | 35600 | 22 | 8.5 | 2.04 | R-454B | 650
215936259 | COMFORTMAKER | C5H3V36*K*AAA* | EVD5X42M24A*+WALLCON | *96CTN1002122B* | Split System | 35600 | 22 | 8.5 | 2.04 | R-454B | 650
215936759 | COMFORTMAKER | C5H3V36*K*AAA* | EVD5X60M24A*+WALLCON | *80CTL0902120B* | Split System | 35600 | 22 | 8.5 | 2.04 | R-454B | 650
215936829 | COMFORTMAKER | C5H3V36*K*AAA* | EVD5X60M24A*+WALLCON | *97CMN1002122B* | Split System | 35600 | 22 | 8.5 | 2.04 | R-454B | 650
215936859 | COMFORTMAKER | C5H3V36*K*AAA* | EVD5X60M24A*+WALLCON | *96CTN1202422B* | Split System | 35600 | 22 | 8.5 | 2.04 | R-454B | 650
215940499 | COMFORTMAKER | C5H3V36*K*AAA* | EVM5X60M24A*+WALLCON | *97CTN1202422A* | Split System | 35600 | 22 | 8.5 | 2.04 | R-454B | 650
215940719 | COMFORTMAKER | C5H3V36*K*AAA* | EVD5X42M24A*+WALLCON | *97CTN1202422A* | Split System | 35600 | 22 | 8.5 | 2.04 | R-454B | 650
215940339 | COMFORTMAKER | C5H3V36*K*AAA* | EVM5X49M21A*+WALLCON | *80CSU0401712B* | Split System | 35600 | 22 | 8.5 | 2.04 | R-454B | 650
215940909 | COMFORTMAKER | C5H3V36*K*AAA* | EVD5X60M24A*+WALLCON | *97CTN1202422A* | Split System | 35600 | 22 | 8.5 | 2.04 | R-454B | 650
215940579 | COMFORTMAKER | C5H3V36*K*AAA* | EVD5X38M17A*+WALLCON | *80CSU0401712B* | Split System | 35600 | 22 | 8.5 | 2.04 | R-454B | 650
215940489 | COMFORTMAKER | C5H3V36*K*AAA* | EVM5X60M24A*+WALLCON | *97CTN1002122A* | Split System | 35600 | 22 | 8.5 | 2.04 | R-454B | 650
215940799 | COMFORTMAKER | C5H3V36*K*AAA* | EVD5X49M24A*+WALLCON | *97CTN1202422A* | Split System | 35600 | 22 | 8.5 | 2.04 | R-454B | 650
215942525 | COMFORTMAKER | C5H3V36*K*AAA* | EVD5X61M21A*+WALLCON | *97CMN0802120B* | Split System | 35800 | 22 | 8.5 | 2.04 | R-454B | 650
215942625 | COMFORTMAKER | C5H3V36*K*AAA* | EVD5X61M21A*+WALLCON | *96CTN0802120B* | Split System | 35800 | 22 | 8.5 | 2.04 | R-454B | 650
215942435 | COMFORTMAKER | C5H3V36*K*AAA* | EVM5X61M24A*+WALLCON | *80CTL0702120B* | Split System | 35800 | 22 | 8.5 | 2.04 | R-454B | 650
215942565 | COMFORTMAKER | C5H3V36*K*AAA* | EVD5X61M24A*+WALLCON | *80CTL0702120B* | Split System | 35800 | 22 | 8.5 | 2.04 | R-454B | 650
215942545 | COMFORTMAKER | C5H3V36*K*AAA* | EVD5X61M21A*+WALLCON | *96CTN1002122B* | Split System | 36000 | 22 | 8.5 | 2.04 | R-454B | 650
215942605 | COMFORTMAKER | C5H3V36*K*AAA* | EVM5X61M24A*+WALLCON | *96CTN0802120B* | Split System | 36000 | 22 | 8.5 | 2.04 | R-454B | 650
215942505 | COMFORTMAKER | C5H3V36*K*AAA* | EVD5X61M21A*+WALLCON | *80CTL1102120B* | Split System | 36000 | 22 | 8.5 | 2.04 | R-454B | 650
215942445 | COMFORTMAKER | C5H3V36*K*AAA* | EVM5X61M24A*+WALLCON | *97CMN0802120B* | Split System | 36000 | 22 | 8.5 | 2.04 | R-454B | 650
215942645 | COMFORTMAKER | C5H3V36*K*AAA* | EVD5X61M21A*+WALLCON | *97CTN1002122A* | Split System | 36000 | 22 | 8.5 | 2.04 | R-454B | 650
215942535 | COMFORTMAKER | C5H3V36*K*AAA* | EVD5X61M21A*+WALLCON | *97CMN1002122B* | Split System | 36000 | 22 | 8.5 | 2.04 | R-454B | 650
215942655 | COMFORTMAKER | C5H3V36*K*AAA* | EVD5X61M24A*+WALLCON | *96CTN0802120B* | Split System | 36000 | 22 | 8.5 | 2.04 | R-454B | 650
215942615 | COMFORTMAKER | C5H3V36*K*AAA* | EVM5X61M24A*+WALLCON | *97CTN0802120A* | Split System | 36000 | 22 | 8.5 | 2.04 | R-454B | 650
215942575 | COMFORTMAKER | C5H3V36*K*AAA* | EVD5X61M24A*+WALLCON | *95CSU0802120B* | Split System | 36000 | 22 | 8.5 | 2.04 | R-454B | 650
215936889 | COMFORTMAKER | C5H3V36*K*AAA* | EVD5X61M21A*+WALLCON | *95CSU1002122B* | Split System | 36000 | 22 | 8.5 | 2.04 | R-454B | 650
215940929 | COMFORTMAKER | C5H3V36*K*AAA* | EVD5X61M24A*+WALLCON | *97CTN1202422A* | Split System | 36000 | 22 | 8.5 | 2.04 | R-454B | 650
215936959 | COMFORTMAKER | C5H3V36*K*AAA* | EVD5X61M24A*+WALLCON | *96CTN1202422B* | Split System | 36000 | 22 | 8.5 | 2.04 | R-454B | 650
215935300 | DAY & NIGHT | C5H3V36*K*AAA* | EVM5X60M21A*+WALLCON | *97CMN1002122B* | Split System | 35600 | 22 | 8.5 | 2.02 | R-454B | 650
215940410 | DAY & NIGHT | C5H3V36*K*AAA* | EVM5X60M21A*+WALLCON | *80CSU0401712B* | Split System | 35600 | 22 | 8.5 | 2.02 | R-454B | 650
215940270 | DAY & NIGHT | C5H3V36*K*AAA* | EVM5X44M21A*+WALLCON | *80CSU0401712B* | Split System | 35600 | 22 | 8.5 | 2.02 | R-454B | 650
215940420 | DAY & NIGHT | C5H3V36*K*AAA* | EVM5X60M21A*+WALLCON | *80CSU0601716B* | Split System | 35600 | 22 | 8.5 | 2.02 | R-454B | 650
215940830 | DAY & NIGHT | C5H3V36*K*AAA* | EVD5X60M21A*+WALLCON | *80CSU0601716B* | Split System | 35600 | 22 | 8.5 | 2.02 | R-454B | 650
215940350 | DAY & NIGHT | C5H3V36*K*AAA* | EVM5X49M21A*+WALLCON | *80CSU0601716B* | Split System | 35600 | 22 | 8.5 | 2.02 | R-454B | 650
215940460 | DAY & NIGHT | C5H3V36*K*AAA* | EVM5X60M21A*+WALLCON | *97CTN1002122A* | Split System | 35600 | 22 | 8.5 | 2.02 | R-454B | 650
215936640 | DAY & NIGHT | C5H3V36*K*AAA* | EVD5X60M21A*+WALLCON | *80CTL1102120B* | Split System | 35600 | 22 | 8.5 | 2.02 | R-454B | 650
215940320 | DAY & NIGHT | C5H3V36*K*AAA* | EVM5X44M21A*+WALLCON | *97CTN1002122A* | Split System | 35600 | 22 | 8.5 | 2.02 | R-454B | 650
215940870 | DAY & NIGHT | C5H3V36*K*AAA* | EVD5X60M21A*+WALLCON | *97CTN1002122A* | Split System | 35600 | 22 | 8.5 | 2.02 | R-454B | 650
215942486 | DAY & NIGHT | C5H3V36*K*AAA* | EVD5X61M21A*+WALLCON | *80CTL0702120B* | Split System | 35800 | 22 | 8.5 | 2.02 | R-454B | 650
215940820 | DAY & NIGHT | C5H3V36*K*AAA* | EVD5X60M21A*+WALLCON | *80CSU0401712B* | Split System | 35800 | 22 | 8.5 | 2.02 | R-454B | 650
215940790 | DAY & NIGHT | C5H3V36*K*AAA* | EVD5X49M24A*+WALLCON | *97CTN1002122A* | Split System | 35400 | 22 | 8.5 | 2.04 | R-454B | 650
215936530 | DAY & NIGHT | C5H3V36*K*AAA* | EVD5X49M24A*+WALLCON | *97CMN1202422B* | Split System | 35400 | 22 | 8.5 | 2.04 | R-454B | 650
215936840 | DAY & NIGHT | C5H3V36*K*AAA* | EVD5X60M24A*+WALLCON | *97CMN1202422B* | Split System | 35400 | 22 | 8.5 | 2.04 | R-454B | 650
215935350 | DAY & NIGHT | C5H3V36*K*AAA* | EVM5X60M24A*+WALLCON | *80CTL0902120B* | Split System | 35600 | 22 | 8.5 | 2.04 | R-454B | 650
215936450 | DAY & NIGHT | C5H3V36*K*AAA* | EVD5X49M24A*+WALLCON | *80CTL0902120B* | Split System | 35600 | 22 | 8.5 | 2.04 | R-454B | 650
215936470 | DAY & NIGHT | C5H3V36*K*AAA* | EVD5X49M24A*+WALLCON | *80CTL1352422B* | Split System | 35600 | 22 | 8.5 | 2.04 | R-454B | 650
215936780 | DAY & NIGHT | C5H3V36*K*AAA* | EVD5X60M24A*+WALLCON | *80CTL1352422B* | Split System | 35600 | 22 | 8.5 | 2.04 | R-454B | 650
215936830 | DAY & NIGHT | C5H3V36*K*AAA* | EVD5X60M24A*+WALLCON | *97CMN1002122B* | Split System | 35600 | 22 | 8.5 | 2.04 | R-454B | 650
215936850 | DAY & NIGHT | C5H3V36*K*AAA* | EVD5X60M24A*+WALLCON | *96CTN1002122B* | Split System | 35600 | 22 | 8.5 | 2.04 | R-454B | 650
215940710 | DAY & NIGHT | C5H3V36*K*AAA* | EVD5X42M24A*+WALLCON | *97CTN1002122A* | Split System | 35600 | 22 | 8.5 | 2.04 | R-454B | 650
215940720 | DAY & NIGHT | C5H3V36*K*AAA* | EVD5X42M24A*+WALLCON | *97CTN1202422A* | Split System | 35600 | 22 | 8.5 | 2.04 | R-454B | 650
215940910 | DAY & NIGHT | C5H3V36*K*AAA* | EVD5X60M24A*+WALLCON | *97CTN1202422A* | Split System | 35600 | 22 | 8.5 | 2.04 | R-454B | 650
215940340 | DAY & NIGHT | C5H3V36*K*AAA* | EVM5X49M21A*+WALLCON | *80CSU0401712B* | Split System | 35600 | 22 | 8.5 | 2.04 | R-454B | 650
215936770 | DAY & NIGHT | C5H3V36*K*AAA* | EVD5X60M24A*+WALLCON | *80CTL1102120B* | Split System | 35600 | 22 | 8.5 | 2.04 | R-454B | 650
215936550 | DAY & NIGHT | C5H3V36*K*AAA* | EVD5X49M24A*+WALLCON | *96CTN1202422B* | Split System | 35600 | 22 | 8.5 | 2.04 | R-454B | 650
215942526 | DAY & NIGHT | C5H3V36*K*AAA* | EVD5X61M21A*+WALLCON | *97CMN0802120B* | Split System | 35800 | 22 | 8.5 | 2.04 | R-454B | 650
215942626 | DAY & NIGHT | C5H3V36*K*AAA* | EVD5X61M21A*+WALLCON | *96CTN0802120B* | Split System | 35800 | 22 | 8.5 | 2.04 | R-454B | 650
215942436 | DAY & NIGHT | C5H3V36*K*AAA* | EVM5X61M24A*+WALLCON | *80CTL0702120B* | Split System | 35800 | 22 | 8.5 | 2.04 | R-454B | 650
215942546 | DAY & NIGHT | C5H3V36*K*AAA* | EVD5X61M21A*+WALLCON | *96CTN1002122B* | Split System | 36000 | 22 | 8.5 | 2.04 | R-454B | 650
215942666 | DAY & NIGHT | C5H3V36*K*AAA* | EVD5X61M24A*+WALLCON | *97CTN0802120A* | Split System | 36000 | 22 | 8.5 | 2.04 | R-454B | 650
215942646 | DAY & NIGHT | C5H3V36*K*AAA* | EVD5X61M21A*+WALLCON | *97CTN1002122A* | Split System | 36000 | 22 | 8.5 | 2.04 | R-454B | 650
215942576 | DAY & NIGHT | C5H3V36*K*AAA* | EVD5X61M24A*+WALLCON | *95CSU0802120B* | Split System | 36000 | 22 | 8.5 | 2.04 | R-454B | 650
215942536 | DAY & NIGHT | C5H3V36*K*AAA* | EVD5X61M21A*+WALLCON | *97CMN1002122B* | Split System | 36000 | 22 | 8.5 | 2.04 | R-454B | 650
215942586 | DAY & NIGHT | C5H3V36*K*AAA* | EVD5X61M24A*+WALLCON | *97CMN0802120B* | Split System | 36000 | 22 | 8.5 | 2.04 | R-454B | 650
215942616 | DAY & NIGHT | C5H3V36*K*AAA* | EVM5X61M24A*+WALLCON | *97CTN0802120A* | Split System | 36000 | 22 | 8.5 | 2.04 | R-454B | 650
215940930 | DAY & NIGHT | C5H3V36*K*AAA* | EVD5X61M24A*+WALLCON | *97CTN1202422A* | Split System | 36000 | 22 | 8.5 | 2.04 | R-454B | 650
215935390 | DAY & NIGHT | C5H3V36*K*AAA* | EVM5X60M24A*+WALLCON | *95CSU1002122B* | Split System | 35600 | 22 | 8.5 | 2.06 | R-454B | 650
215936210 | DAY & NIGHT | C5H3V36*K*AAA* | EVD5X42M24A*+WALLCON | *95CSU1002122B* | Split System | 35600 | 22 | 8.5 | 2.06 | R-454B | 650
215936490 | DAY & NIGHT | C5H3V36*K*AAA* | EVD5X49M24A*+WALLCON | *95CSU1002122B* | Split System | 35600 | 22 | 8.5 | 2.06 | R-454B | 650
215935046 | HEIL | H5H3V36*K*AAA* | EVM5X49M21A*+WALLCON | *80CTL1102120B* | Split System | 35600 | 22 | 8.5 | 2.02 | R-454B | 650
215934856 | HEIL | H5H3V36*K*AAA* | EVM5X44M21A*+WALLCON | *80CTL1102120B* | Split System | 35600 | 22 | 8.5 | 2.02 | R-454B | 650
215935256 | HEIL | H5H3V36*K*AAA* | EVM5X60M21A*+WALLCON | *95CSU1002122B* | Split System | 35600 | 22 | 8.5 | 2.02 | R-454B | 650
215940826 | HEIL | H5H3V36*K*AAA* | EVD5X60M21A*+WALLCON | *80CSU0601716B* | Split System | 35600 | 22 | 8.5 | 2.02 | R-454B | 650
215940866 | HEIL | H5H3V36*K*AAA* | EVD5X60M21A*+WALLCON | *97CTN1002122A* | Split System | 35600 | 22 | 8.5 | 2.02 | R-454B | 650
215940406 | HEIL | H5H3V36*K*AAA* | EVM5X60M21A*+WALLCON | *80CSU0401712B* | Split System | 35600 | 22 | 8.5 | 2.02 | R-454B | 650
215940266 | HEIL | H5H3V36*K*AAA* | EVM5X44M21A*+WALLCON | *80CSU0401712B* | Split System | 35600 | 22 | 8.5 | 2.02 | R-454B | 650
215940316 | HEIL | H5H3V36*K*AAA* | EVM5X44M21A*+WALLCON | *97CTN1002122A* | Split System | 35600 | 22 | 8.5 | 2.02 | R-454B | 650
215940386 | HEIL | H5H3V36*K*AAA* | EVM5X49M21A*+WALLCON | *97CTN1002122A* | Split System | 35600 | 22 | 8.5 | 2.02 | R-454B | 650
215940276 | HEIL | H5H3V36*K*AAA* | EVM5X44M21A*+WALLCON | *80CSU0601716B* | Split System | 35600 | 22 | 8.5 | 2.02 | R-454B | 650
215940416 | HEIL | H5H3V36*K*AAA* | EVM5X60M21A*+WALLCON | *80CSU0601716B* | Split System | 35600 | 22 | 8.5 | 2.02 | R-454B | 650
215940456 | HEIL | H5H3V36*K*AAA* | EVM5X60M21A*+WALLCON | *97CTN1002122A* | Split System | 35600 | 22 | 8.5 | 2.02 | R-454B | 650
215936726 | HEIL | H5H3V36*K*AAA* | EVD5X60M21A*+WALLCON | *96CTN1002122B* | Split System | 35600 | 22 | 8.5 | 2.02 | R-454B | 650
215940346 | HEIL | H5H3V36*K*AAA* | EVM5X49M21A*+WALLCON | *80CSU0601716B* | Split System | 35600 | 22 | 8.5 | 2.02 | R-454B | 650
215942492 | HEIL | H5H3V36*K*AAA* | EVD5X61M21A*+WALLCON | *80CTL0901716B* | Split System | 35800 | 22 | 8.5 | 2.02 | R-454B | 650
215942482 | HEIL | H5H3V36*K*AAA* | EVD5X61M21A*+WALLCON | *80CTL0702120B* | Split System | 35800 | 22 | 8.5 | 2.02 | R-454B | 650
215936836 | HEIL | H5H3V36*K*AAA* | EVD5X60M24A*+WALLCON | *97CMN1202422B* | Split System | 35400 | 22 | 8.5 | 2.04 | R-454B | 650
215936536 | HEIL | H5H3V36*K*AAA* | EVD5X49M24A*+WALLCON | *96CTN1002122B* | Split System | 35400 | 22 | 8.5 | 2.04 | R-454B | 650
215936246 | HEIL | H5H3V36*K*AAA* | EVD5X42M24A*+WALLCON | *97CMN1202422B* | Split System | 35400 | 22 | 8.5 | 2.04 | R-454B | 650
215936526 | HEIL | H5H3V36*K*AAA* | EVD5X49M24A*+WALLCON | *97CMN1202422B* | Split System | 35400 | 22 | 8.5 | 2.04 | R-454B | 650
215935416 | HEIL | H5H3V36*K*AAA* | EVM5X60M24A*+WALLCON | *97CMN1002122B* | Split System | 35600 | 22 | 8.5 | 2.04 | R-454B | 650
215936466 | HEIL | H5H3V36*K*AAA* | EVD5X49M24A*+WALLCON | *80CTL1352422B* | Split System | 35600 | 22 | 8.5 | 2.04 | R-454B | 650
215935356 | HEIL | H5H3V36*K*AAA* | EVM5X60M24A*+WALLCON | *80CTL1102120B* | Split System | 35600 | 22 | 8.5 | 2.04 | R-454B | 650
215940896 | HEIL | H5H3V36*K*AAA* | EVD5X60M24A*+WALLCON | *97CTN1002122A* | Split System | 35600 | 22 | 8.5 | 2.04 | R-454B | 650
215940716 | HEIL | H5H3V36*K*AAA* | EVD5X42M24A*+WALLCON | *97CTN1202422A* | Split System | 35600 | 22 | 8.5 | 2.04 | R-454B | 650
215936856 | HEIL | H5H3V36*K*AAA* | EVD5X60M24A*+WALLCON | *96CTN1202422B* | Split System | 35600 | 22 | 8.5 | 2.04 | R-454B | 650
215940336 | HEIL | H5H3V36*K*AAA* | EVM5X49M21A*+WALLCON | *80CSU0401712B* | Split System | 35600 | 22 | 8.5 | 2.04 | R-454B | 650
215940486 | HEIL | H5H3V36*K*AAA* | EVM5X60M24A*+WALLCON | *97CTN1002122A* | Split System | 35600 | 22 | 8.5 | 2.04 | R-454B | 650
215940706 | HEIL | H5H3V36*K*AAA* | EVD5X42M24A*+WALLCON | *97CTN1002122A* | Split System | 35600 | 22 | 8.5 | 2.04 | R-454B | 650
215940906 | HEIL | H5H3V36*K*AAA* | EVD5X60M24A*+WALLCON | *97CTN1202422A* | Split System | 35600 | 22 | 8.5 | 2.04 | R-454B | 650
215940796 | HEIL | H5H3V36*K*AAA* | EVD5X49M24A*+WALLCON | *97CTN1202422A* | Split System | 35600 | 22 | 8.5 | 2.04 | R-454B | 650
215942562 | HEIL | H5H3V36*K*AAA* | EVD5X61M24A*+WALLCON | *80CTL0702120B* | Split System | 35800 | 22 | 8.5 | 2.04 | R-454B | 650
215942632 | HEIL | H5H3V36*K*AAA* | EVD5X61M21A*+WALLCON | *97CTN0802120A* | Split System | 35800 | 22 | 8.5 | 2.04 | R-454B | 650
215942442 | HEIL | H5H3V36*K*AAA* | EVM5X61M24A*+WALLCON | *97CMN0802120B* | Split System | 36000 | 22 | 8.5 | 2.04 | R-454B | 650
215942542 | HEIL | H5H3V36*K*AAA* | EVD5X61M21A*+WALLCON | *96CTN1002122B* | Split System | 36000 | 22 | 8.5 | 2.04 | R-454B | 650
215942532 | HEIL | H5H3V36*K*AAA* | EVD5X61M21A*+WALLCON | *97CMN1002122B* | Split System | 36000 | 22 | 8.5 | 2.04 | R-454B | 650
215942582 | HEIL | H5H3V36*K*AAA* | EVD5X61M24A*+WALLCON | *97CMN0802120B* | Split System | 36000 | 22 | 8.5 | 2.04 | R-454B | 650
215942502 | HEIL | H5H3V36*K*AAA* | EVD5X61M21A*+WALLCON | *80CTL1102120B* | Split System | 36000 | 22 | 8.5 | 2.04 | R-454B | 650
215942602 | HEIL | H5H3V36*K*AAA* | EVM5X61M24A*+WALLCON | *96CTN0802120B* | Split System | 36000 | 22 | 8.5 | 2.04 | R-454B | 650
215942612 | HEIL | H5H3V36*K*AAA* | EVM5X61M24A*+WALLCON | *97CTN0802120A* | Split System | 36000 | 22 | 8.5 | 2.04 | R-454B | 650
215942572 | HEIL | H5H3V36*K*AAA* | EVD5X61M24A*+WALLCON | *95CSU0802120B* | Split System | 36000 | 22 | 8.5 | 2.04 | R-454B | 650
215942642 | HEIL | H5H3V36*K*AAA* | EVD5X61M21A*+WALLCON | *97CTN1002122A* | Split System | 36000 | 22 | 8.5 | 2.04 | R-454B | 650
215942662 | HEIL | H5H3V36*K*AAA* | EVD5X61M24A*+WALLCON | *97CTN0802120A* | Split System | 36000 | 22 | 8.5 | 2.04 | R-454B | 650
215936886 | HEIL | H5H3V36*K*AAA* | EVD5X61M21A*+WALLCON | *95CSU1002122B* | Split System | 36000 | 22 | 8.5 | 2.04 | R-454B | 650
215936796 | HEIL | H5H3V36*K*AAA* | EVD5X60M24A*+WALLCON | *95CSU1002122B* | Split System | 35600 | 22 | 8.5 | 2.06 | R-454B | 650
215935141 | KEEPRITE | C5H3V36*K*AAA* | EVM5X49M21A*+WALLCON | *96CTN1002122B* | Split System | 35600 | 22 | 8.5 | 2.02 | R-454B | 650
215940871 | KEEPRITE | C5H3V36*K*AAA* | EVD5X60M21A*+WALLCON | *97CTN1002122A* | Split System | 35600 | 22 | 8.5 | 2.02 | R-454B | 650
215940271 | KEEPRITE | C5H3V36*K*AAA* | EVM5X44M21A*+WALLCON | *80CSU0401712B* | Split System | 35600 | 22 | 8.5 | 2.02 | R-454B | 650
215940351 | KEEPRITE | C5H3V36*K*AAA* | EVM5X49M21A*+WALLCON | *80CSU0601716B* | Split System | 35600 | 22 | 8.5 | 2.02 | R-454B | 650
215940281 | KEEPRITE | C5H3V36*K*AAA* | EVM5X44M21A*+WALLCON | *80CSU0601716B* | Split System | 35600 | 22 | 8.5 | 2.02 | R-454B | 650
215940831 | KEEPRITE | C5H3V36*K*AAA* | EVD5X60M21A*+WALLCON | *80CSU0601716B* | Split System | 35600 | 22 | 8.5 | 2.02 | R-454B | 650
215936731 | KEEPRITE | C5H3V36*K*AAA* | EVD5X60M21A*+WALLCON | *96CTN1002122B* | Split System | 35600 | 22 | 8.5 | 2.02 | R-454B | 650
215940321 | KEEPRITE | C5H3V36*K*AAA* | EVM5X44M21A*+WALLCON | *97CTN1002122A* | Split System | 35600 | 22 | 8.5 | 2.02 | R-454B | 650
215940421 | KEEPRITE | C5H3V36*K*AAA* | EVM5X60M21A*+WALLCON | *80CSU0601716B* | Split System | 35600 | 22 | 8.5 | 2.02 | R-454B | 650
215942487 | KEEPRITE | C5H3V36*K*AAA* | EVD5X61M21A*+WALLCON | *80CTL0702120B* | Split System | 35800 | 22 | 8.5 | 2.02 | R-454B | 650
215942497 | KEEPRITE | C5H3V36*K*AAA* | EVD5X61M21A*+WALLCON | *80CTL0901716B* | Split System | 35800 | 22 | 8.5 | 2.02 | R-454B | 650
215940821 | KEEPRITE | C5H3V36*K*AAA* | EVD5X60M21A*+WALLCON | *80CSU0401712B* | Split System | 35800 | 22 | 8.5 | 2.02 | R-454B | 650
215940791 | KEEPRITE | C5H3V36*K*AAA* | EVD5X49M24A*+WALLCON | *97CTN1002122A* | Split System | 35400 | 22 | 8.5 | 2.04 | R-454B | 650
215935081 | KEEPRITE | C5H3V36*K*AAA* | EVM5X49M21A*+WALLCON | *95CSU1002122B* | Split System | 35600 | 22 | 8.5 | 2.04 | R-454B | 650
215936191 | KEEPRITE | C5H3V36*K*AAA* | EVD5X42M24A*+WALLCON | *80CTL1352422B* | Split System | 35600 | 22 | 8.5 | 2.04 | R-454B | 650
215936261 | KEEPRITE | C5H3V36*K*AAA* | EVD5X42M24A*+WALLCON | *96CTN1002122B* | Split System | 35600 | 22 | 8.5 | 2.04 | R-454B | 650
215936851 | KEEPRITE | C5H3V36*K*AAA* | EVD5X60M24A*+WALLCON | *96CTN1002122B* | Split System | 35600 | 22 | 8.5 | 2.04 | R-454B | 650
215940901 | KEEPRITE | C5H3V36*K*AAA* | EVD5X60M24A*+WALLCON | *97CTN1002122A* | Split System | 35600 | 22 | 8.5 | 2.04 | R-454B | 650
215940711 | KEEPRITE | C5H3V36*K*AAA* | EVD5X42M24A*+WALLCON | *97CTN1002122A* | Split System | 35600 | 22 | 8.5 | 2.04 | R-454B | 650
215940501 | KEEPRITE | C5H3V36*K*AAA* | EVM5X60M24A*+WALLCON | *97CTN1202422A* | Split System | 35600 | 22 | 8.5 | 2.04 | R-454B | 650
215940911 | KEEPRITE | C5H3V36*K*AAA* | EVD5X60M24A*+WALLCON | *97CTN1202422A* | Split System | 35600 | 22 | 8.5 | 2.04 | R-454B | 650
215936241 | KEEPRITE | C5H3V36*K*AAA* | EVD5X42M24A*+WALLCON | *97CMN1002122B* | Split System | 35600 | 22 | 8.5 | 2.04 | R-454B | 650
215940721 | KEEPRITE | C5H3V36*K*AAA* | EVD5X42M24A*+WALLCON | *97CTN1202422A* | Split System | 35600 | 22 | 8.5 | 2.04 | R-454B | 650
215936551 | KEEPRITE | C5H3V36*K*AAA* | EVD5X49M24A*+WALLCON | *96CTN1202422B* | Split System | 35600 | 22 | 8.5 | 2.04 | R-454B | 650
215940801 | KEEPRITE | C5H3V36*K*AAA* | EVD5X49M24A*+WALLCON | *97CTN1202422A* | Split System | 35600 | 22 | 8.5 | 2.04 | R-454B | 650
215942437 | KEEPRITE | C5H3V36*K*AAA* | EVM5X61M24A*+WALLCON | *80CTL0702120B* | Split System | 35800 | 22 | 8.5 | 2.04 | R-454B | 650
215942527 | KEEPRITE | C5H3V36*K*AAA* | EVD5X61M21A*+WALLCON | *97CMN0802120B* | Split System | 35800 | 22 | 8.5 | 2.04 | R-454B | 650
215942567 | KEEPRITE | C5H3V36*K*AAA* | EVD5X61M24A*+WALLCON | *80CTL0702120B* | Split System | 35800 | 22 | 8.5 | 2.04 | R-454B | 650
215942587 | KEEPRITE | C5H3V36*K*AAA* | EVD5X61M24A*+WALLCON | *97CMN0802120B* | Split System | 36000 | 22 | 8.5 | 2.04 | R-454B | 650
215942657 | KEEPRITE | C5H3V36*K*AAA* | EVD5X61M24A*+WALLCON | *96CTN0802120B* | Split System | 36000 | 22 | 8.5 | 2.04 | R-454B | 650
215942547 | KEEPRITE | C5H3V36*K*AAA* | EVD5X61M21A*+WALLCON | *96CTN1002122B* | Split System | 36000 | 22 | 8.5 | 2.04 | R-454B | 650
215942447 | KEEPRITE | C5H3V36*K*AAA* | EVM5X61M24A*+WALLCON | *97CMN0802120B* | Split System | 36000 | 22 | 8.5 | 2.04 | R-454B | 650
215942537 | KEEPRITE | C5H3V36*K*AAA* | EVD5X61M21A*+WALLCON | *97CMN1002122B* | Split System | 36000 | 22 | 8.5 | 2.04 | R-454B | 650
215942607 | KEEPRITE | C5H3V36*K*AAA* | EVM5X61M24A*+WALLCON | *96CTN0802120B* | Split System | 36000 | 22 | 8.5 | 2.04 | R-454B | 650
215942507 | KEEPRITE | C5H3V36*K*AAA* | EVD5X61M21A*+WALLCON | *80CTL1102120B* | Split System | 36000 | 22 | 8.5 | 2.04 | R-454B | 650
215942667 | KEEPRITE | C5H3V36*K*AAA* | EVD5X61M24A*+WALLCON | *97CTN0802120A* | Split System | 36000 | 22 | 8.5 | 2.04 | R-454B | 650
215942647 | KEEPRITE | C5H3V36*K*AAA* | EVD5X61M21A*+WALLCON | *97CTN1002122A* | Split System | 36000 | 22 | 8.5 | 2.04 | R-454B | 650
215936961 | KEEPRITE | C5H3V36*K*AAA* | EVD5X61M24A*+WALLCON | *96CTN1202422B* | Split System | 36000 | 22 | 8.5 | 2.04 | R-454B | 650
215936491 | KEEPRITE | C5H3V36*K*AAA* | EVD5X49M24A*+WALLCON | *95CSU1002122B* | Split System | 35600 | 22 | 8.5 | 2.06 | R-454B | 650
215936801 | KEEPRITE | C5H3V36*K*AAA* | EVD5X60M24A*+WALLCON | *95CSU1002122B* | Split System | 35600 | 22 | 8.5 | 2.06 | R-454B | 650
215935391 | KEEPRITE | C5H3V36*K*AAA* | EVM5X60M24A*+WALLCON | *95CSU1002122B* | Split System | 35600 | 22 | 8.5 | 2.06 | R-454B | 650
215934863 | TEMPSTAR | T5H3V36*K*AAA* | EVM5X44M21A*+WALLCON | *80CTL1102120B* | Split System | 35600 | 22 | 8.5 | 2.02 | R-454B | 650
215940413 | TEMPSTAR | T5H3V36*K*AAA* | EVM5X60M21A*+WALLCON | *80CSU0401712B* | Split System | 35600 | 22 | 8.5 | 2.02 | R-454B | 650
215940423 | TEMPSTAR | T5H3V36*K*AAA* | EVM5X60M21A*+WALLCON | *80CSU0601716B* | Split System | 35600 | 22 | 8.5 | 2.02 | R-454B | 650
215940273 | TEMPSTAR | T5H3V36*K*AAA* | EVM5X44M21A*+WALLCON | *80CSU0401712B* | Split System | 35600 | 22 | 8.5 | 2.02 | R-454B | 650
215940353 | TEMPSTAR | T5H3V36*K*AAA* | EVM5X49M21A*+WALLCON | *80CSU0601716B* | Split System | 35600 | 22 | 8.5 | 2.02 | R-454B | 650
215940283 | TEMPSTAR | T5H3V36*K*AAA* | EVM5X44M21A*+WALLCON | *80CSU0601716B* | Split System | 35600 | 22 | 8.5 | 2.02 | R-454B | 650
215940873 | TEMPSTAR | T5H3V36*K*AAA* | EVD5X60M21A*+WALLCON | *97CTN1002122A* | Split System | 35600 | 22 | 8.5 | 2.02 | R-454B | 650
215936633 | TEMPSTAR | T5H3V36*K*AAA* | EVD5X60M21A*+WALLCON | *80CTL0902120B* | Split System | 35600 | 22 | 8.5 | 2.02 | R-454B | 650
215942489 | TEMPSTAR | T5H3V36*K*AAA* | EVD5X61M21A*+WALLCON | *80CTL0702120B* | Split System | 35800 | 22 | 8.5 | 2.02 | R-454B | 650
215940823 | TEMPSTAR | T5H3V36*K*AAA* | EVD5X60M21A*+WALLCON | *80CSU0401712B* | Split System | 35800 | 22 | 8.5 | 2.02 | R-454B | 650
215936543 | TEMPSTAR | T5H3V36*K*AAA* | EVD5X49M24A*+WALLCON | *96CTN1002122B* | Split System | 35400 | 22 | 8.5 | 2.04 | R-454B | 650
215936533 | TEMPSTAR | T5H3V36*K*AAA* | EVD5X49M24A*+WALLCON | *97CMN1202422B* | Split System | 35400 | 22 | 8.5 | 2.04 | R-454B | 650
215936523 | TEMPSTAR | T5H3V36*K*AAA* | EVD5X49M24A*+WALLCON | *97CMN1002122B* | Split System | 35400 | 22 | 8.5 | 2.04 | R-454B | 650
215940793 | TEMPSTAR | T5H3V36*K*AAA* | EVD5X49M24A*+WALLCON | *97CTN1002122A* | Split System | 35400 | 22 | 8.5 | 2.04 | R-454B | 650
215940503 | TEMPSTAR | T5H3V36*K*AAA* | EVM5X60M24A*+WALLCON | *97CTN1202422A* | Split System | 35600 | 22 | 8.5 | 2.04 | R-454B | 650
215940723 | TEMPSTAR | T5H3V36*K*AAA* | EVD5X42M24A*+WALLCON | *97CTN1202422A* | Split System | 35600 | 22 | 8.5 | 2.04 | R-454B | 650
215940343 | TEMPSTAR | T5H3V36*K*AAA* | EVM5X49M21A*+WALLCON | *80CSU0401712B* | Split System | 35600 | 22 | 8.5 | 2.04 | R-454B | 650
215936853 | TEMPSTAR | T5H3V36*K*AAA* | EVD5X60M24A*+WALLCON | *96CTN1002122B* | Split System | 35600 | 22 | 8.5 | 2.04 | R-454B | 650
215940713 | TEMPSTAR | T5H3V36*K*AAA* | EVD5X42M24A*+WALLCON | *97CTN1002122A* | Split System | 35600 | 22 | 8.5 | 2.04 | R-454B | 650
215940583 | TEMPSTAR | T5H3V36*K*AAA* | EVD5X38M17A*+WALLCON | *80CSU0401712B* | Split System | 35600 | 22 | 8.5 | 2.04 | R-454B | 650
215940903 | TEMPSTAR | T5H3V36*K*AAA* | EVD5X60M24A*+WALLCON | *97CTN1002122A* | Split System | 35600 | 22 | 8.5 | 2.04 | R-454B | 650
215936463 | TEMPSTAR | T5H3V36*K*AAA* | EVD5X49M24A*+WALLCON | *80CTL1102120B* | Split System | 35600 | 22 | 8.5 | 2.04 | R-454B | 650
215935373 | TEMPSTAR | T5H3V36*K*AAA* | EVM5X60M24A*+WALLCON | *80CTL1352422B* | Split System | 35600 | 22 | 8.5 | 2.04 | R-454B | 650
215936193 | TEMPSTAR | T5H3V36*K*AAA* | EVD5X42M24A*+WALLCON | *80CTL1352422B* | Split System | 35600 | 22 | 8.5 | 2.04 | R-454B | 650
215940803 | TEMPSTAR | T5H3V36*K*AAA* | EVD5X49M24A*+WALLCON | *97CTN1202422A* | Split System | 35600 | 22 | 8.5 | 2.04 | R-454B | 650
215942439 | TEMPSTAR | T5H3V36*K*AAA* | EVM5X61M24A*+WALLCON | *80CTL0702120B* | Split System | 35800 | 22 | 8.5 | 2.04 | R-454B | 650
215942639 | TEMPSTAR | T5H3V36*K*AAA* | EVD5X61M21A*+WALLCON | *97CTN0802120A* | Split System | 35800 | 22 | 8.5 | 2.04 | R-454B | 650
215942569 | TEMPSTAR | T5H3V36*K*AAA* | EVD5X61M24A*+WALLCON | *80CTL0702120B* | Split System | 35800 | 22 | 8.5 | 2.04 | R-454B | 650
215942629 | TEMPSTAR | T5H3V36*K*AAA* | EVD5X61M21A*+WALLCON | *96CTN0802120B* | Split System | 35800 | 22 | 8.5 | 2.04 | R-454B | 650
215942589 | TEMPSTAR | T5H3V36*K*AAA* | EVD5X61M24A*+WALLCON | *97CMN0802120B* | Split System | 36000 | 22 | 8.5 | 2.04 | R-454B | 650
215942539 | TEMPSTAR | T5H3V36*K*AAA* | EVD5X61M21A*+WALLCON | *97CMN1002122B* | Split System | 36000 | 22 | 8.5 | 2.04 | R-454B | 650
215942609 | TEMPSTAR | T5H3V36*K*AAA* | EVM5X61M24A*+WALLCON | *96CTN0802120B* | Split System | 36000 | 22 | 8.5 | 2.04 | R-454B | 650
215942619 | TEMPSTAR | T5H3V36*K*AAA* | EVM5X61M24A*+WALLCON | *97CTN0802120A* | Split System | 36000 | 22 | 8.5 | 2.04 | R-454B | 650
215942659 | TEMPSTAR | T5H3V36*K*AAA* | EVD5X61M24A*+WALLCON | *96CTN0802120B* | Split System | 36000 | 22 | 8.5 | 2.04 | R-454B | 650
215942509 | TEMPSTAR | T5H3V36*K*AAA* | EVD5X61M21A*+WALLCON | *80CTL1102120B* | Split System | 36000 | 22 | 8.5 | 2.04 | R-454B | 650
215936963 | TEMPSTAR | T5H3V36*K*AAA* | EVD5X61M24A*+WALLCON | *96CTN1202422B* | Split System | 36000 | 22 | 8.5 | 2.04 | R-454B | 650
215936493 | TEMPSTAR | T5H3V36*K*AAA* | EVD5X49M24A*+WALLCON | *95CSU1002122B* | Split System | 35600 | 22 | 8.5 | 2.06 | R-454B | 650
215936803 | TEMPSTAR | T5H3V36*K*AAA* | EVD5X60M24A*+WALLCON | *95CSU1002122B* | Split System | 35600 | 22 | 8.5 | 2.06 | R-454B | 650
215935467 | AIRQUEST | H5H3V36*K*AAA* | EVM5X61M24A*+WALLCON | *80CTL1102120B* | Split System | 36000 | 22.5 | 8.5 | 2.06 | R-454B | 650
215936938 | ARCOAIRE | H5H3V36*K*AAA* | EVD5X61M24A*+WALLCON | *80CTL1102120B* | Split System | 36000 | 22.5 | 8.5 | 2.06 | R-454B | 650
215935458 | ARCOAIRE | H5H3V36*K*AAA* | EVM5X61M24A*+WALLCON | *80CTL0902120B* | Split System | 36000 | 22.5 | 8.5 | 2.06 | R-454B | 650
215936935 | BRYANT HEATING AND COOLING SYSTEMS | 293VAN036**AA* | CVAVA6124XMA*+UI | 88*TB60110C21*** | Split System | 36000 | 22.5 | 8.5 | 2.06 | R-454B | 650
215936934 | CARRIER | 27VNA336A*030* | CVAVA6124XMA*+UI | 58TN*B110C21**20 | Split System | 36000 | 22.5 | 8.5 | 2.06 | R-454B | 650
215935480 | DAY & NIGHT | C5H3V36*K*AAA* | EVM5X61M24A*+WALLCON | *80CTL1352422B* | Split System | 36000 | 22.5 | 8.5 | 2.04 | R-454B | 650
215936930 | DAY & NIGHT | C5H3V36*K*AAA* | EVD5X61M24A*+WALLCON | *80CTL0902120B* | Split System | 36000 | 22.5 | 8.5 | 2.06 | R-454B | 650
215936940 | DAY & NIGHT | C5H3V36*K*AAA* | EVD5X61M24A*+WALLCON | *80CTL1102120B* | Split System | 36000 | 22.5 | 8.5 | 2.06 | R-454B | 650
215935490 | DAY & NIGHT | C5H3V36*K*AAA* | EVM5X61M24A*+WALLCON | *95CSU1002122B* | Split System | 36000 | 22.5 | 8.5 | 2.06 | R-454B | 650
215935491 | KEEPRITE | C5H3V36*K*AAA* | EVM5X61M24A*+WALLCON | *95CSU1002122B* | Split System | 36000 | 22.5 | 8.5 | 2.06 | R-454B | 650
215936943 | TEMPSTAR | T5H3V36*K*AAA* | EVD5X61M24A*+WALLCON | *80CTL1102120B* | Split System | 36000 | 22.5 | 8.5 | 2.06 | R-454B | 650
215936953 | TEMPSTAR | T5H3V36*K*AAA* | EVD5X61M24A*+WALLCON | *95CSU1002122B* | Split System | 36000 | 22.5 | 8.5 | 2.06 | R-454B | 650
215935473 | TEMPSTAR | T5H3V36*K*AAA* | EVM5X61M24A*+WALLCON | *80CTL1102120B* | Split System | 36000 | 22.5 | 8.5 | 2.06 | R-454B | 650
217493318 | AIREASE | A7CP21V24P-**A | 7EH30BX-**+TDR | EFV08BCA* | Split System | 23400 | 18.5 | 8.5 | 2 | R-454B | 650
217493317 | ARMSTRONG AIR | A7CP21V24P-**A | 7EH30BX-**+TDR | EFV08BCA* | Split System | 23400 | 18.5 | 8.5 | 2 | R-454B | 650
217493342 | AIREASE | A7CP21V48P-**A | 7ED50/60CX-**+TDR | EFV16CCA* | Split System | 48000 | 20.2 | 8.5 | 2.06 | R-454B | 650
217493341 | ARMSTRONG AIR | A7CP21V48P-**A | 7ED50/60CX-**+TDR | EFV16CCA* | Split System | 48000 | 20.2 | 8.5 | 2.06 | R-454B | 650
216051015 | FRIEDRICH | FRP19AY24AJVC | TCFY2421HEAAM | FR97MV0603A17DH | Split System | 22800 | 21 | 8.5 | 1.8 | R-454B | 650
216051012 | FRIEDRICH | FRP19AY24AJVC | TCFY2421HEAAM | FR98MV1005A21UP | Split System | 22800 | 21 | 8.5 | 1.8 | R-454B | 650
216051033 | FRIEDRICH | FRP19AY24AJVC | TCFY2421HEAAM | FR98MV0855A21UP | Split System | 22800 | 21 | 8.5 | 1.8 | R-454B | 650
216051025 | FRIEDRICH | FRP19AY24AJVC | TCFY2421HEAAM | FR98MV0603A17UP | Split System | 22800 | 21 | 8.5 | 1.8 | R-454B | 650
216051014 | FRIEDRICH | FRP19AY24AJVC | TCFY2421HEAAM | FR962V0603A17M4 | Split System | 22800 | 21 | 8.5 | 1.8 | R-454B | 650
216051031 | FRIEDRICH | FRP19AY24AJVC | TCFY2421HEAAM | FR97MV0703A17DH | Split System | 22800 | 21 | 8.5 | 1.8 | R-454B | 650
216051028 | FRIEDRICH | FRP19AY24AJVC | TCFY2421HEAAM | FR962V0403A17M4 | Split System | 22800 | 21 | 8.5 | 1.8 | R-454B | 650
216050999 | FRIEDRICH | FRP19AY24AJVC | TCFY2421HEAAM | FR951V0603A17M4 | Split System | 22800 | 21 | 8.5 | 1.8 | R-454B | 650
216050986 | FRIEDRICH | FRP19AY24AJVC | TCFY2421HEAAM | FR951V0403A17M4 | Split System | 22800 | 21 | 8.5 | 1.8 | R-454B | 650
216684926 | MAINLINE | MLP19AY24AJVC | TCFY2421HEAAM | ML97MV0703A17DH | Split System | 22800 | 21 | 8.5 | 1.8 | R-454B | 650
216684914 | MAINLINE | MLP19AY24AJVC | TCFY2421HEAAM | ML951V0603A17M4 | Split System | 22800 | 21 | 8.5 | 1.8 | R-454B | 650
216684923 | MAINLINE | MLP19AY24AJVC | TCFY2421HEAAM | ML97MV0603A17DH | Split System | 22800 | 21 | 8.5 | 1.8 | R-454B | 650
216684925 | MAINLINE | MLP19AY24AJVC | TCFY2421HEAAM | ML97MV0855A21DH | Split System | 22800 | 21 | 8.5 | 1.8 | R-454B | 650
216684922 | MAINLINE | MLP19AY24AJVC | TCFY2421HEAAM | ML962V0603A17M4 | Split System | 22800 | 21 | 8.5 | 1.8 | R-454B | 650
216684921 | MAINLINE | MLP19AY24AJVC | TCFY2421HEAAM | ML98MV1005A21UP | Split System | 22800 | 21 | 8.5 | 1.8 | R-454B | 650
216051195 | RUSSELL | SP19AY24AJVC | TCFY2421HEAAM | S97MV0855A21DH | Split System | 22800 | 21 | 8.5 | 1.8 | R-454B | 650
216051182 | RUSSELL | SP19AY24AJVC | TCFY2421HEAAM | S951V0403A17M4 | Split System | 22800 | 21 | 8.5 | 1.8 | R-454B | 650
216051188 | RUSSELL | SP19AY24AJVC | TCFY2421HEAAM | S951V0603A17M4 | Split System | 22800 | 21 | 8.5 | 1.8 | R-454B | 650
216051196 | RUSSELL | SP19AY24AJVC | TCFY2421HEAAM | S962V0603A17M4 | Split System | 22800 | 21 | 8.5 | 1.8 | R-454B | 650
216051207 | RUSSELL | SP19AY24AJVC | TCFY2421HEAAM | S962V0403A17M4 | Split System | 22800 | 21 | 8.5 | 1.8 | R-454B | 650
216051209 | RUSSELL | SP19AY24AJVC | TCFY2421HEAAM | S98MV1005A21UP | Split System | 22800 | 21 | 8.5 | 1.8 | R-454B | 650
216051198 | SURE | SP19AY24AJVC | TCFY2421HEAAM | S97MV0603A17DH | Split System | 22800 | 21 | 8.5 | 1.8 | R-454B | 650
216051208 | SURE | SP19AY24AJVC | TCFY2421HEAAM | S962V0403A17M4 | Split System | 22800 | 21 | 8.5 | 1.8 | R-454B | 650
216051199 | SURE | SP19AY24AJVC | TCFY2421HEAAM | S98MV0603A17UP | Split System | 22800 | 21 | 8.5 | 1.8 | R-454B | 650
216051185 | SURE | SP19AY24AJVC | TCFY2421HEAAM | S951V0403A17M4 | Split System | 22800 | 21 | 8.5 | 1.8 | R-454B | 650
216051194 | SURE | SP19AY24AJVC | TCFY2421HEAAM | S98MV1005A21UP | Split System | 22800 | 21 | 8.5 | 1.8 | R-454B | 650
216051200 | SURE | SP19AY24AJVC | TCFY2421HEAAM | S97MV0855A21DH | Split System | 22800 | 21 | 8.5 | 1.8 | R-454B | 650
216051197 | SURE | SP19AY24AJVC | TCFY2421HEAAM | S962V0603A17M4 | Split System | 22800 | 21 | 8.5 | 1.8 | R-454B | 650
216051202 | SURE | SP19AY24AJVC | TCFY2421HEAAM | S98MV0855A21UP | Split System | 22800 | 21 | 8.5 | 1.8 | R-454B | 650
216051177 | SURE | SP19AY24AJVC | TCFY2421HEAAM | S951V0603A17M4 | Split System | 22800 | 21 | 8.5 | 1.8 | R-454B | 650
216051201 | SURE | SP19AY24AJVC | TCFY2421HEAAM | S97MV0703A17DH | Split System | 22800 | 21 | 8.5 | 1.8 | R-454B | 650
216766035 | AMERICAN STANDARD | 5A6H7036A1 | 5PX*B006AS3 | S9X2B060D3PSB | Split System | 31400 | 15.2 | 8.7 | 2.1 | R-454B | 650
216766713 | AMERICAN STANDARD | 5A6H7060A1 | 5PX*DD10AS3 | S9V2D120D5VSB | Split System | 51000 | 15.2 | 8.7 | 2.1 | R-454B | 650
216766715 | AMERICAN STANDARD | 5A6H7060A1 | 5PX*DD10AS3 | S8V2D120M5PCB | Split System | 51000 | 15.2 | 8.7 | 2.1 | R-454B | 650
216766657 | AMERICAN STANDARD | 5A6H7060A1 | 5PX*D008AS3 | S8V2C080M5PDB | Split System | 51000 | 15.2 | 8.7 | 2.1 | R-454B | 650
216766729 | AMERICAN STANDARD | 5A6H7060A1 | 5TXCD008AS3 | S9V2C080U5VSB | Split System | 51000 | 15.2 | 8.7 | 2.1 | R-454B | 650
216766733 | AMERICAN STANDARD | 5A6H7060A1 | 5TXCD008AS3 | S8V2C100M5PCB | Split System | 51500 | 15.2 | 8.7 | 2.1 | R-454B | 650
216766751 | AMERICAN STANDARD | 5A6H7060A1 | 5TXCD010AS3 | S9X1C100U5PSB | Split System | 52500 | 15.2 | 8.7 | 2.2 | R-454B | 650
216766640 | TRANE | 5TWR7060A1 | 5PX*D008AS3 | S8V2C080M5PCB | Split System | 51000 | 15.2 | 8.7 | 2.1 | R-454B | 650
216766656 | TRANE | 5TWR7060A1 | 5PX*D008AS3 | S8V2C080M5PDB | Split System | 51000 | 15.2 | 8.7 | 2.1 | R-454B | 650
216767241 | TRANE | 5TWX7060A1 | 5PX*DD10AS3+P0V0C000M50SD |  | Split System | 51500 | 15.2 | 8.7 | 2.1 | R-454B | 650
216770082 | TRANE | 5TWR7060A1 | 5TXCD008AS3 | L8V1C100U5VSB | Split System | 51500 | 15.2 | 8.7 | 2.1 | R-454B | 650
216766764 | TRANE | 5TWR7060A1 | 5TXCD010AS3 | S9X2C100U5PSB | Split System | 52500 | 15.2 | 8.7 | 2.2 | R-454B | 650
216766903 | TRANE | 5TWX7036A1 | 5PX*B006AS3 | S9X1B060D3PSB | Split System | 31400 | 15.5 | 8.7 | 2.1 | R-454B | 650
216767045 | TRANE | 5TWX7036A1 | 5TXCB006AS3 | S9X1B040D3PSB | Split System | 31600 | 15.5 | 8.7 | 2.1 | R-454B | 650
216767204 | TRANE | 5TWX7060A1 | 5PX*D008AS3 | S8V2D120M5PCB | Split System | 51000 | 15.5 | 8.7 | 2.1 | R-454B | 650
216767245 | TRANE | 5TWX7060A1 | 5TXCD008AS3 | S8V2D120M5PDB | Split System | 51000 | 15.5 | 8.7 | 2.1 | R-454B | 650
216767240 | TRANE | 5TWX7060A1 | 5PX*DD10AS3+P0V0D000M50SD |  | Split System | 51500 | 15.5 | 8.7 | 2.1 | R-454B | 650
216767229 | TRANE | 5TWX7060A1 | 5PX*D010AS3 | S8V2C080M5PDB | Split System | 52000 | 15.5 | 8.7 | 2.1 | R-454B | 650
216767265 | TRANE | 5TWX7060A1 | 5TXCD010AS3 | S8V2C080M5PCB | Split System | 52000 | 15.5 | 8.7 | 2.1 | R-454B | 650
216767258 | TRANE | 5TWX7060A1 | 5TXCD010AS3 | S8V2C080M5PDB | Split System | 52000 | 15.5 | 8.7 | 2.1 | R-454B | 650
216767272 | TRANE | 5TWX7060A1 | 5TXCD010AS3 | S8V2C100M5PDB | Split System | 52500 | 15.5 | 8.7 | 2.2 | R-454B | 650
216766305 | AMERICAN STANDARD | 5A6H7036A1 | 5TXCB006AS3 | S9X2B040D3PSB | Split System | 31600 | 16 | 8.7 | 2.1 | R-454B | 650
216770077 | AMERICAN STANDARD | 5A6H7060A1 | 5TXCD008AS3 | S8X2D120M5PTC | Split System | 51500 | 16 | 8.7 | 2.1 | R-454B | 650
216770073 | AMERICAN STANDARD | 5A6H7060A1 | 5TXCD008AS3 | S8X1D120M5PTC | Split System | 51500 | 16 | 8.7 | 2.1 | R-454B | 650
216770075 | AMERICAN STANDARD | 5A6H7060A1 | 5TXCD008AS3 | S8X2D120M5PSC | Split System | 51500 | 16 | 8.7 | 2.1 | R-454B | 650
216766767 | AMERICAN STANDARD | 5A6H7060A1 | 5TXCD010AS3 | S9X2C080U5PSB | Split System | 52500 | 16 | 8.7 | 2.2 | R-454B | 650
216766304 | TRANE | 5TWR7036A1 | 5TXCB006AS3 | S9X2B040D3PSB | Split System | 31600 | 16 | 8.7 | 2.1 | R-454B | 650
216770076 | TRANE | 5TWR7060A1 | 5TXCD008AS3 | S8X2D120M5PTC | Split System | 51500 | 16 | 8.7 | 2.1 | R-454B | 650
216766672 | TRANE | 5TWR7060A1 | 5PX*D010AS3 | S9X1C080U5PSB | Split System | 52500 | 16 | 8.7 | 2.2 | R-454B | 650
216770071 | AMERICAN STANDARD | 5A6H7060A1 | 5TAMXD07AV51 |  | Split System | 51000 | 15.2 | 8.7 | 2.1 | R-454B | 650
216766731 | AMERICAN STANDARD | 5A6H7060A1 | 5TXCD008AS3 | S8V2D120M5PCB | Split System | 51000 | 15.2 | 8.7 | 2.1 | R-454B | 650
216766150 | TRANE | 5TWR7036A1 | 5PX*C007AS3 | S9V2C100D5VSB | Split System | 31400 | 15.2 | 8.7 | 2.1 | R-454B | 650
216766334 | TRANE | 5TWR7036A1 | 5TXCB006AS3 | S9X2B080D4PSB | Split System | 31600 | 15.2 | 8.7 | 2.1 | R-454B | 650
216767043 | TRANE | 5TWX7036A1 | 5TXCB006AS3 | S9X1B080D4PSB | Split System | 31600 | 15.2 | 8.7 | 2.1 | R-454B | 650
216770070 | TRANE | 5TWR7060A1 | 5TAMXD07AV51 |  | Split System | 51000 | 15.2 | 8.7 | 2.1 | R-454B | 650
216766654 | TRANE | 5TWR7060A1 | 5PX*D008AS3 | S9X1D120U5PSB | Split System | 51000 | 15.2 | 8.7 | 2.1 | R-454B | 650
216766702 | TRANE | 5TWR7060A1 | 5PX*DD10AS3+P0V0C000M50SD |  | Split System | 51500 | 15.2 | 8.7 | 2.2 | R-454B | 650
216766770 | TRANE | 5TWR7060A1 | 5TXCD010AS3 | S8V2C080M5PDB | Split System | 52000 | 15.2 | 8.7 | 2.2 | R-454B | 650
216766756 | TRANE | 5TWR7060A1 | 5TXCD010AS3 | S8V2C080M5PCB | Split System | 52000 | 15.2 | 8.7 | 2.2 | R-454B | 650
216767046 | TRANE | 5TWX7036A1 | 5TXCB006AS3 | S9V2B040D3VSB | Split System | 31400 | 15.5 | 8.7 | 2.1 | R-454B | 650
216767044 | TRANE | 5TWX7036A1 | 5TXCB006AS3 | S9X1B060D3PSB | Split System | 31400 | 15.5 | 8.7 | 2.1 | R-454B | 650
216767216 | TRANE | 5TWX7060A1 | 5PX*D010AS3 | S8V2D120M5PDB | Split System | 52500 | 15.5 | 8.7 | 2.2 | R-454B | 650
216767222 | TRANE | 5TWX7060A1 | 5PX*D010AS3+P0V0C000M50SD |  | Split System | 52500 | 15.5 | 8.7 | 2.2 | R-454B | 650
216767260 | TRANE | 5TWX7060A1 | 5TXCD010AS3 | S8V2D120M5PDB | Split System | 52500 | 15.5 | 8.7 | 2.2 | R-454B | 650
216767263 | TRANE | 5TWX7060A1 | 5TXCD010AS3 | S8V2D120M5PCB | Split System | 52500 | 15.5 | 8.7 | 2.2 | R-454B | 650
216770011 | AMERICAN STANDARD | 5A6H7048A1 | 5PX*D008AS3 | *UHMD120CCV5 | Split System | 43500 | 15.2 | 8.7 | 2.2 | R-454B | 650
216770010 | TRANE | 5TWR7048A1 | 5PX*D008AS3 | *UHMD120CCV5 | Split System | 43500 | 15.2 | 8.7 | 2.2 | R-454B | 650
216767073 | TRANE | 5TWX7036A1 | 5TXCC007AS3 | S9V2C100D5VSB | Split System | 31800 | 15.5 | 8.7 | 2.1 | R-454B | 650
216767177 | TRANE | 5TWX7048A1 | 5TXCD008AS3 | S9X2C080U5PSB | Split System | 43500 | 16 | 8.7 | 2.1 | R-454B | 650
216766379 | AMERICAN STANDARD | 5A6H7036A1 | 5TXCC007AS3 | S9V2C100D5VSB | Split System | 31800 | 15.2 | 8.7 | 2.1 | R-454B | 650
216766991 | TRANE | 5TWX7036A1 | 5PX*CD07AS3 | S9X2C100D5PSB | Split System | 33800 | 15.5 | 8.7 | 2.1 | R-454B | 650
216767109 | TRANE | 5TWX7048A1 | 5PX*C009AS3 | S9V2C100U5VSB | Split System | 43000 | 15.5 | 8.7 | 2.1 | R-454B | 650
216767173 | TRANE | 5TWX7048A1 | 5TXCD008AS3 | S8V2C080M5PCB | Split System | 43500 | 15.5 | 8.7 | 2.1 | R-454B | 650
216769959 | AMERICAN STANDARD | 5A6H7036A1 | 5TXCC005AS3 | S8X2C100M5PTC | Split System | 32200 | 16 | 8.7 | 2.1 | R-454B | 650
216769967 | AMERICAN STANDARD | 5A6H7036A1 | 5TXCC005AS3 | S8X1C100M5PTC | Split System | 32200 | 16 | 8.7 | 2.1 | R-454B | 650
216769969 | AMERICAN STANDARD | 5A6H7036A1 | 5TXCC005AS3 | S8X1C100M5PSC | Split System | 32200 | 16 | 8.7 | 2.1 | R-454B | 650
216766279 | AMERICAN STANDARD | 5A6H7036A1 | 5TXCB004AS3 | S9X1B040U3PSB | Split System | 32200 | 16 | 8.7 | 2.1 | R-454B | 650
216766029 | AMERICAN STANDARD | 5A6H7036A1 | 5PX*B004AS3 | S9X2B060U4PSB | Split System | 32400 | 16 | 8.7 | 2.1 | R-454B | 650
216766013 | AMERICAN STANDARD | 5A6H7036A1 | 5PX*B004AS3 | S9X1B060U4PSB | Split System | 32400 | 16 | 8.7 | 2.1 | R-454B | 650
216769947 | AMERICAN STANDARD | 5A6H7036A1 | 5TXCC005AS3 | L8V1C100U5VSB | Split System | 32800 | 16 | 8.7 | 2.1 | R-454B | 650
216769958 | TRANE | 5TWR7036A1 | 5TXCC005AS3 | S8X2C100M5PTC | Split System | 32200 | 16 | 8.7 | 2.1 | R-454B | 650
216766014 | TRANE | 5TWR7036A1 | 5PX*B004AS3 | S9X1B040U3PSB | Split System | 32200 | 16 | 8.7 | 2.1 | R-454B | 650
216766952 | TRANE | 5TWX7036A1 | 5PX*C005AS3 | S9X1C080U5PSB | Split System | 32600 | 16 | 8.7 | 2.1 | R-454B | 650
216767065 | TRANE | 5TWX7036A1 | 5TXCC005AS3 | S9X1C080U5PSB | Split System | 32600 | 16 | 8.7 | 2.1 | R-454B | 650
216766917 | TRANE | 5TWX7036A1 | 5PX*B006AS3 | S8V2A040M3PDB | Split System | 32800 | 16 | 8.7 | 2.1 | R-454B | 650
216767055 | TRANE | 5TWX7036A1 | 5TXCB006AS3 | S8V2A040M3PCB | Split System | 32800 | 16 | 8.7 | 2.1 | R-454B | 650
216769946 | TRANE | 5TWR7036A1 | 5TXCC005AS3 | L8V1C100U5VSB | Split System | 32800 | 16 | 8.7 | 2.1 | R-454B | 650
216767038 | TRANE | 5TWX7036A1 | 5TXCB006AS3 | S8V2A040M3PDB | Split System | 32800 | 16 | 8.7 | 2.1 | R-454B | 650
216769963 | AMERICAN STANDARD | 5A6H7036A1 | 5TXCC005AS3 | S8X2C080M5PTC | Split System | 32600 | 16.5 | 8.7 | 2.1 | R-454B | 650
216769951 | AMERICAN STANDARD | 5A6H7036A1 | 5TXCC005AS3 | S8X1C080M5PTC | Split System | 32600 | 16.5 | 8.7 | 2.1 | R-454B | 650
216766585 | AMERICAN STANDARD | 5A6H7048A1 | 5TXCD008AS3 | S9X1C080U5PSB | Split System | 43500 | 16.5 | 8.7 | 2.2 | R-454B | 650
216770047 | AMERICAN STANDARD | 5A6H7048A1 | 5TXCD008AS3 | S8X2C100M5PSC | Split System | 43500 | 16.5 | 8.7 | 2.2 | R-454B | 650
216770049 | AMERICAN STANDARD | 5A6H7048A1 | 5TXCD008AS3 | S8X2C100M5PTC | Split System | 43500 | 16.5 | 8.7 | 2.2 | R-454B | 650
216770041 | AMERICAN STANDARD | 5A6H7048A1 | 5TXCD008AS3 | S8X1C100M5PTC | Split System | 43500 | 16.5 | 8.7 | 2.2 | R-454B | 650
216769942 | TRANE | 5TWR7036A1 | 5TXCC005AS3 | S8X1C080M5PSC | Split System | 32600 | 16.5 | 8.7 | 2.1 | R-454B | 650
216769962 | TRANE | 5TWR7036A1 | 5TXCC005AS3 | S8X2C080M5PTC | Split System | 32600 | 16.5 | 8.7 | 2.1 | R-454B | 650
216769950 | TRANE | 5TWR7036A1 | 5TXCC005AS3 | S8X1C080M5PTC | Split System | 32600 | 16.5 | 8.7 | 2.1 | R-454B | 650
216764481 | TRANE | 5TWX7048A1 | 5TXCD010AS3 | L9X1C100U5VSA | Split System | 43000 | 16.5 | 8.7 | 2.1 | R-454B | 650
216766584 | TRANE | 5TWR7048A1 | 5TXCD008AS3 | S9X1C080U5PSB | Split System | 43500 | 16.5 | 8.7 | 2.2 | R-454B | 650
216766602 | TRANE | 5TWR7048A1 | 5TXCD008AS3 | S9X2C080U5PSB | Split System | 43500 | 16.5 | 8.7 | 2.2 | R-454B | 650
216770048 | TRANE | 5TWR7048A1 | 5TXCD008AS3 | S8X2C100M5PTC | Split System | 43500 | 16.5 | 8.7 | 2.2 | R-454B | 650
216764358 | TRANE | 5TWX7036A1 | 5TXCB004AS3 | S9V2B080U4VSB | Split System | 32200 | 17 | 8.7 | 2.1 | R-454B | 650
216766900 | TRANE | 5TWX7036A1 | 5PX*B006AS3 | S9X2B040U3PSB | Split System | 33800 | 17 | 8.7 | 2.1 | R-454B | 650
216764646 | AMERICAN STANDARD | 5A6H7036A1 | 5PX*BD06AS3 | S8X1A040M3PTC | Split System | 33200 | 17.1 | 8.7 | 2 | R-454B | 650
216764590 | AMERICAN STANDARD | 5A6H7036A1 | 5PX*B004AS3 | S8X2B060M4PTC | Split System | 32400 | 17.1 | 8.7 | 2.1 | R-454B | 650
216764267 | TRANE | 5TWX7036A1 | 5PX*BD06AS3 | *DHMB060CCV3 | Split System | 33000 | 17.1 | 8.7 | 2 | R-454B | 650
216764635 | TRANE | 5TWR7036A1 | 5PX*BD06AS3 | S8X1B080M4PTC | Split System | 33600 | 17.1 | 8.7 | 2.1 | R-454B | 650
216766453 | AMERICAN STANDARD | 5A6H7048A1 | 5PX*C009AS3 | S9X2C100U5PSB | Split System | 43500 | 15.2 | 8.7 | 2.2 | R-454B | 650
216766565 | AMERICAN STANDARD | 5A6H7048A1 | 5TXCC009AS3 | S9X1C100U5PSB | Split System | 43500 | 15.2 | 8.7 | 2.2 | R-454B | 650
216766867 | TRANE | 5TWX7024A1 | 5TXCB006AS3 | S9X1B080D4PSB | Split System | 22400 | 15.2 | 8.7 | 2 | R-454B | 650
216767072 | TRANE | 5TWX7036A1 | 5TXCC007AS3 | S9X1C100U5PSB | Split System | 33600 | 15.2 | 8.7 | 2.1 | R-454B | 650
216767163 | TRANE | 5TWX7048A1 | 5TXCC009AS3 | S8V2C080M5PDB | Split System | 43500 | 15.5 | 8.7 | 2.1 | R-454B | 650
216767106 | TRANE | 5TWX7048A1 | 5PX*C009AS3 | S8V2C080M5PCB | Split System | 43500 | 15.5 | 8.7 | 2.1 | R-454B | 650
216767018 | TRANE | 5TWX7036A1 | 5PX*DD10AS3 | S9X1D120D5PSB | Split System | 33800 | 15.5 | 8.7 | 2.2 | R-454B | 650
216766970 | TRANE | 5TWX7036A1 | 5PX*C009AS3 | S9X2C100U5PSB | Split System | 34000 | 15.5 | 8.7 | 2.2 | R-454B | 650
216767086 | TRANE | 5TWX7036A1 | 5TXCC009AS3 | S9X1C100U5PSB | Split System | 34000 | 15.5 | 8.7 | 2.2 | R-454B | 650
216767139 | TRANE | 5TWX7048A1 | 5PX*D010AS3 | S9X2D120U5PSB | Split System | 44000 | 15.5 | 8.7 | 2.2 | R-454B | 650
216765967 | AMERICAN STANDARD | 5A6H7024A1 | 5TXCB006AS3 | S9X2B060D3PSB | Split System | 22200 | 16 | 8.7 | 2 | R-454B | 650
216766017 | AMERICAN STANDARD | 5A6H7036A1 | 5PX*B004AS3 | S9V2B060U4VSB | Split System | 32200 | 16 | 8.7 | 2.1 | R-454B | 650
216766137 | AMERICAN STANDARD | 5A6H7036A1 | 5PX*C005AS3 | S9V2C100U5VSB | Split System | 32200 | 16 | 8.7 | 2.1 | R-454B | 650
216766011 | AMERICAN STANDARD | 5A6H7036A1 | 5PX*B004AS3 | S8V2B080M4PDB | Split System | 32200 | 16 | 8.7 | 2.1 | R-454B | 650
216766133 | AMERICAN STANDARD | 5A6H7036A1 | 5PX*C005AS3 | S8V2C100M5PDB | Split System | 32600 | 16 | 8.7 | 2.1 | R-454B | 650
216766347 | AMERICAN STANDARD | 5A6H7036A1 | 5TXCC005AS3 | S8V2C100M5PCB | Split System | 32600 | 16 | 8.7 | 2.1 | R-454B | 650
216766365 | AMERICAN STANDARD | 5A6H7036A1 | 5TXCC005AS3 | S9X2C080U5PSB | Split System | 32600 | 16 | 8.7 | 2.1 | R-454B | 650
216766237 | AMERICAN STANDARD | 5A6H7036A1 | 5PX*CD09AS3 | S9X2C100D5PSB | Split System | 34400 | 16 | 8.7 | 2.1 | R-454B | 650
216766555 | AMERICAN STANDARD | 5A6H7048A1 | 5TXCC007AS3 | S8V2C100M5PDB | Split System | 43000 | 16 | 8.7 | 2.2 | R-454B | 650
216766884 | TRANE | 5TWX7024A1 | 5TXCB006AS3 | S9X1B060D3PSB | Split System | 22200 | 16 | 8.7 | 2 | R-454B | 650
216766872 | TRANE | 5TWX7024A1 | 5TXCB006AS3 | S9X2B060D3PSB | Split System | 22200 | 16 | 8.7 | 2 | R-454B | 650
216769948 | TRANE | 5TWR7036A1 | 5TXCC005AS3 | *UHMC100CCV4 | Split System | 32200 | 16 | 8.7 | 2.1 | R-454B | 650
216766298 | TRANE | 5TWR7036A1 | 5TXCB004AS3 | S8V2B080M4PDB | Split System | 32200 | 16 | 8.7 | 2.1 | R-454B | 650
216766004 | TRANE | 5TWR7036A1 | 5PX*B004AS3 | S9X1B080U4PSB | Split System | 32200 | 16 | 8.7 | 2.1 | R-454B | 650
216766272 | TRANE | 5TWR7036A1 | 5TXCB004AS3+P0V0B000M40SD |  | Split System | 32400 | 16 | 8.7 | 2.1 | R-454B | 650
216766122 | TRANE | 5TWR7036A1 | 5PX*C005AS3 | S8V2C100M5PCB | Split System | 32600 | 16 | 8.7 | 2.1 | R-454B | 650
216766906 | TRANE | 5TWX7036A1 | 5PX*B006AS3 | S9X1B060U4PSB | Split System | 33000 | 16 | 8.7 | 2.1 | R-454B | 650
216766322 | TRANE | 5TWR7036A1 | 5TXCB006AS3+P0V0A000M30SD |  | Split System | 33000 | 16 | 8.7 | 2.1 | R-454B | 650
216769914 | TRANE | 5TWR7036A1 | 5PX*C009AS3 | L9X1C100U5VSA | Split System | 33200 | 16 | 8.7 | 2.1 | R-454B | 650
216766214 | TRANE | 5TWR7036A1 | 5PX*CD07AS3 | S9X1C100D5PSB | Split System | 33800 | 16 | 8.7 | 2.1 | R-454B | 650
216766498 | TRANE | 5TWR7048A1 | 5PX*D008AS3 | S8V2C080M5PCB | Split System | 43500 | 16 | 8.7 | 2.2 | R-454B | 650
216765979 | AMERICAN STANDARD | 5A6H7024A1 | 5TXCB006AS3 | S9X1B040D3PSB | Split System | 22400 | 16.5 | 8.7 | 2 | R-454B | 650
216765981 | AMERICAN STANDARD | 5A6H7024A1 | 5TXCB006AS3 | S9V2B040D3VSB | Split System | 22600 | 16.5 | 8.7 | 2 | R-454B | 650
216766033 | AMERICAN STANDARD | 5A6H7036A1 | 5PX*B006AS3 | S8V2B060M4PDB | Split System | 33400 | 16.5 | 8.7 | 2.1 | R-454B | 650
216766055 | AMERICAN STANDARD | 5A6H7036A1 | 5PX*B006AS3 | S8V2B080M4PDB | Split System | 33400 | 16.5 | 8.7 | 2.1 | R-454B | 650
216766315 | AMERICAN STANDARD | 5A6H7036A1 | 5TXCB006AS3 | S8V2B080M4PCB | Split System | 33400 | 16.5 | 8.7 | 2.1 | R-454B | 650
216766223 | AMERICAN STANDARD | 5A6H7036A1 | 5PX*CD07AS3 | S8V2C080M5PCB | Split System | 33800 | 16.5 | 8.7 | 2.1 | R-454B | 650
216766449 | AMERICAN STANDARD | 5A6H7048A1 | 5PX*C009AS3 | S8V2C080M5PCB | Split System | 43500 | 16.5 | 8.7 | 2.2 | R-454B | 650
216770035 | AMERICAN STANDARD | 5A6H7048A1 | 5TXCC009AS3 | S8X2C100M5PTC | Split System | 43500 | 16.5 | 8.7 | 2.2 | R-454B | 650
216770033 | AMERICAN STANDARD | 5A6H7048A1 | 5TXCC009AS3 | S8X2C100M5PSC | Split System | 43500 | 16.5 | 8.7 | 2.2 | R-454B | 650
216770025 | AMERICAN STANDARD | 5A6H7048A1 | 5TXCC009AS3 | S8X1C100M5PSC | Split System | 43500 | 16.5 | 8.7 | 2.2 | R-454B | 650
216765978 | TRANE | 5TWR7024A1 | 5TXCB006AS3 | S9X1B040D3PSB | Split System | 22400 | 16.5 | 8.7 | 2 | R-454B | 650
216765980 | TRANE | 5TWR7024A1 | 5TXCB006AS3 | S9V2B040D3VSB | Split System | 22600 | 16.5 | 8.7 | 2 | R-454B | 650
216766848 | TRANE | 5TWX7024A1 | 5TXCB004AS3 | S9X1B040U3PSB | Split System | 23200 | 16.5 | 8.7 | 2 | R-454B | 650
216766786 | TRANE | 5TWX7024A1 | 5PX*B004AS3 | S8V2A040M3PCB | Split System | 23200 | 16.5 | 8.7 | 2 | R-454B | 650
216766850 | TRANE | 5TWX7024A1 | 5TXCB004AS3 | S9X2B040U3PSB | Split System | 23200 | 16.5 | 8.7 | 2 | R-454B | 650
216766901 | TRANE | 5TWX7036A1 | 5PX*B006AS3 | S8V2B060M4PCB | Split System | 33200 | 16.5 | 8.7 | 2.1 | R-454B | 650
216766908 | TRANE | 5TWX7036A1 | 5PX*B006AS3 | S9V2B060U4VSB | Split System | 33200 | 16.5 | 8.7 | 2.1 | R-454B | 650
216767049 | TRANE | 5TWX7036A1 | 5TXCB006AS3 | S9X1B040U3PSB | Split System | 33200 | 16.5 | 8.7 | 2.1 | R-454B | 650
216766902 | TRANE | 5TWX7036A1 | 5PX*B006AS3 | S8V2B080M4PCB | Split System | 33400 | 16.5 | 8.7 | 2.1 | R-454B | 650
216766314 | TRANE | 5TWR7036A1 | 5TXCB006AS3 | S8V2B080M4PCB | Split System | 33400 | 16.5 | 8.7 | 2.1 | R-454B | 650
216767051 | TRANE | 5TWX7036A1 | 5TXCB006AS3 | S8V2B080M4PCB | Split System | 33400 | 16.5 | 8.7 | 2.1 | R-454B | 650
216766054 | TRANE | 5TWR7036A1 | 5PX*B006AS3 | S8V2B080M4PDB | Split System | 33400 | 16.5 | 8.7 | 2.1 | R-454B | 650
216766338 | TRANE | 5TWR7036A1 | 5TXCB006AS3 | S8V2B080M4PDB | Split System | 33400 | 16.5 | 8.7 | 2.1 | R-454B | 650
216767068 | TRANE | 5TWX7036A1 | 5TXCC007AS3 | S8V2C100M5PCB | Split System | 33800 | 16.5 | 8.7 | 2.1 | R-454B | 650
216766958 | TRANE | 5TWX7036A1 | 5PX*C007AS3 | S8V2C080M5PDB | Split System | 33800 | 16.5 | 8.7 | 2.1 | R-454B | 650
216766212 | TRANE | 5TWR7036A1 | 5PX*CD07AS3 | S8V2C080M5PDB | Split System | 33800 | 16.5 | 8.7 | 2.1 | R-454B | 650
216766218 | TRANE | 5TWR7036A1 | 5PX*CD07AS3 | S8V2C100M5PCB | Split System | 33800 | 16.5 | 8.7 | 2.1 | R-454B | 650
216770102 | TRANE | 5TWX7036A1 | 5PX*CD09AS3 | S8X2C100M5PSC | Split System | 34400 | 16.5 | 8.7 | 2.1 | R-454B | 650
216770104 | TRANE | 5TWX7036A1 | 5PX*CD09AS3 | S8X1C100M5PSC | Split System | 34400 | 16.5 | 8.7 | 2.1 | R-454B | 650
216767088 | TRANE | 5TWX7036A1 | 5TXCC009AS3 | S8V2C080M5PCB | Split System | 34200 | 16.5 | 8.7 | 2.2 | R-454B | 650
216770111 | TRANE | 5TWX7036A1 | 5TXCC009AS3 | S8X1C100M5PTC | Split System | 34400 | 16.5 | 8.7 | 2.2 | R-454B | 650
216770112 | TRANE | 5TWX7036A1 | 5TXCC009AS3 | S8X1C100M5PSC | Split System | 34400 | 16.5 | 8.7 | 2.2 | R-454B | 650
216770114 | TRANE | 5TWX7036A1 | 5TXCC009AS3 | S8X2C100M5PSC | Split System | 34400 | 16.5 | 8.7 | 2.2 | R-454B | 650
216770099 | TRANE | 5TWX7036A1 | 5PX*C009AS3 | S8X2C100M5PTC | Split System | 34400 | 16.5 | 8.7 | 2.2 | R-454B | 650
216770115 | TRANE | 5TWX7036A1 | 5TXCC009AS3 | S8X2C100M5PTC | Split System | 34400 | 16.5 | 8.7 | 2.2 | R-454B | 650
216770098 | TRANE | 5TWX7036A1 | 5PX*C009AS3 | S8X1C100M5PSC | Split System | 34400 | 16.5 | 8.7 | 2.2 | R-454B | 650
216770100 | TRANE | 5TWX7036A1 | 5PX*C009AS3 | S8X2C100M5PSC | Split System | 34400 | 16.5 | 8.7 | 2.2 | R-454B | 650
216770024 | TRANE | 5TWR7048A1 | 5TXCC009AS3 | S8X1C100M5PSC | Split System | 43500 | 16.5 | 8.7 | 2.2 | R-454B | 650
216770026 | TRANE | 5TWR7048A1 | 5TXCC009AS3 | S8X1C100M5PTC | Split System | 43500 | 16.5 | 8.7 | 2.2 | R-454B | 650
216769999 | AMERICAN STANDARD | 5A6H7036A1 | 5TXCD008AS3 | S8X2D120M5PTC | Split System | 33000 | 17 | 8.7 | 2.1 | R-454B | 650
216770001 | AMERICAN STANDARD | 5A6H7036A1 | 5TXCD008AS3 | S8X1D120M5PSC | Split System | 33000 | 17 | 8.7 | 2.1 | R-454B | 650
216770003 | AMERICAN STANDARD | 5A6H7036A1 | 5TXCD008AS3 | S8X1D120M5PTC | Split System | 33000 | 17 | 8.7 | 2.1 | R-454B | 650
216769997 | AMERICAN STANDARD | 5A6H7036A1 | 5TXCD008AS3 | S8X2D120M5PSC | Split System | 33000 | 17 | 8.7 | 2.1 | R-454B | 650
216769905 | AMERICAN STANDARD | 5A6H7036A1 | 5PX*B006AS3 | *UHMB080CCV3 | Split System | 33200 | 17 | 8.7 | 2.1 | R-454B | 650
216766331 | AMERICAN STANDARD | 5A6H7036A1 | 5TXCB006AS3 | S9X1B040U3PSB | Split System | 33200 | 17 | 8.7 | 2.1 | R-454B | 650
216769933 | AMERICAN STANDARD | 5A6H7036A1 | 5PX*CD09AS3 | S8X2C100M5PSC | Split System | 34400 | 17 | 8.7 | 2.1 | R-454B | 650
216766784 | TRANE | 5TWX7024A1 | 5PX*B004AS3 | S8V2B080M4PCB | Split System | 23200 | 17 | 8.7 | 2 | R-454B | 650
216766857 | TRANE | 5TWX7024A1 | 5TXCB004AS3 | S8V2B080M4PDB | Split System | 23200 | 17 | 8.7 | 2 | R-454B | 650
216766788 | TRANE | 5TWX7024A1 | 5PX*B004AS3 | S8V2B060M4PDB | Split System | 23200 | 17 | 8.7 | 2 | R-454B | 650
216766865 | TRANE | 5TWX7024A1 | 5TXCB004AS3 | S8V2B080M4PCB | Split System | 23200 | 17 | 8.7 | 2 | R-454B | 650
216766856 | TRANE | 5TWX7024A1 | 5TXCB004AS3 | S8V2B060M4PDB | Split System | 23200 | 17 | 8.7 | 2 | R-454B | 650
216769998 | TRANE | 5TWR7036A1 | 5TXCD008AS3 | S8X2D120M5PTC | Split System | 33000 | 17 | 8.7 | 2.1 | R-454B | 650
216766062 | TRANE | 5TWR7036A1 | 5PX*B006AS3 | S9X2B040U3PSB | Split System | 33200 | 17 | 8.7 | 2.1 | R-454B | 650
216766170 | TRANE | 5TWR7036A1 | 5PX*C007AS3 | S8V2C080M5PDB | Split System | 33800 | 17 | 8.7 | 2.1 | R-454B | 650
216767071 | TRANE | 5TWX7036A1 | 5TXCC007AS3 | S9X1C080U5PSB | Split System | 34200 | 17 | 8.7 | 2.1 | R-454B | 650
216766965 | TRANE | 5TWX7036A1 | 5PX*C007AS3 | S9X1C080U5PSB | Split System | 34200 | 17 | 8.7 | 2.1 | R-454B | 650
216769930 | TRANE | 5TWR7036A1 | 5PX*CD09AS3 | S8X1C100M5PTC | Split System | 34400 | 17 | 8.7 | 2.1 | R-454B | 650
216767015 | TRANE | 5TWX7036A1 | 5PX*DD10AS3 | S8V2D120M5PCB | Split System | 34000 | 17 | 8.7 | 2.2 | R-454B | 650
216767017 | TRANE | 5TWX7036A1 | 5PX*DD10AS3 | S8V2D120M5PDB | Split System | 34000 | 17 | 8.7 | 2.2 | R-454B | 650
216767089 | TRANE | 5TWX7036A1 | 5TXCC009AS3 | S8V2C100M5PCB | Split System | 34200 | 17 | 8.7 | 2.2 | R-454B | 650
216766971 | TRANE | 5TWX7036A1 | 5PX*C009AS3 | S8V2C100M5PDB | Split System | 34200 | 17 | 8.7 | 2.2 | R-454B | 650
216764744 | AMERICAN STANDARD | 5A6H7036A1 | 5TXCB006AS3 | S8X1A040M3PTC | Split System | 32800 | 17.1 | 8.7 | 2.1 | R-454B | 650
216764690 | AMERICAN STANDARD | 5A6H7036A1 | 5PX*CD07AS3 | S8X2C080M5PSC | Split System | 33800 | 17.1 | 8.7 | 2.1 | R-454B | 650
216766231 | AMERICAN STANDARD | 5A6H7036A1 | 5PX*CD09AS3 | S8V2C100M5PCB | Split System | 34200 | 17.1 | 8.7 | 2.1 | R-454B | 650
216764676 | AMERICAN STANDARD | 5A6H7036A1 | 5PX*C009AS3 | S8X2C080M5PSC | Split System | 34200 | 17.1 | 8.7 | 2.2 | R-454B | 650
216769983 | AMERICAN STANDARD | 5A6H7036A1 | 5TXCC009AS3 | S8X1C080M5PSC | Split System | 34200 | 17.1 | 8.7 | 2.2 | R-454B | 650
216769991 | AMERICAN STANDARD | 5A6H7036A1 | 5TXCC009AS3 | S8X2C080M5PSC | Split System | 34200 | 17.1 | 8.7 | 2.2 | R-454B | 650
216765922 | TRANE | 5TWR7024A1 | 5TXCB004AS3 | S8V2A040M3PDB | Split System | 23200 | 17.1 | 8.7 | 2 | R-454B | 650
216766783 | TRANE | 5TWX7024A1 | 5PX*B004AS3 | S9V2B060U4VSB | Split System | 23200 | 17.1 | 8.7 | 2 | R-454B | 650
216766847 | TRANE | 5TWX7024A1 | 5TXCB004AS3 | S9V2B060U4VSB | Split System | 23200 | 17.1 | 8.7 | 2.01 | R-454B | 650
216764685 | TRANE | 5TWR7036A1 | 5PX*CD07AS3 | S8X2C080M5PTC | Split System | 33800 | 17.1 | 8.7 | 2.1 | R-454B | 650
216766997 | TRANE | 5TWX7036A1 | 5PX*CD09AS3 | S9V2C100D5VSB | Split System | 34000 | 17.1 | 8.7 | 2.1 | R-454B | 650
216766232 | TRANE | 5TWR7036A1 | 5PX*CD09AS3 | S8V2C080M5PCB | Split System | 34200 | 17.1 | 8.7 | 2.1 | R-454B | 650
216766220 | TRANE | 5TWR7036A1 | 5PX*CD07AS3+P0V0C000M50SD |  | Split System | 34200 | 17.1 | 8.7 | 2.1 | R-454B | 650
216769984 | TRANE | 5TWR7036A1 | 5TXCC009AS3 | S8X1C080M5PTC | Split System | 34200 | 17.1 | 8.7 | 2.2 | R-454B | 650
216769982 | TRANE | 5TWR7036A1 | 5TXCC009AS3 | S8X1C080M5PSC | Split System | 34200 | 17.1 | 8.7 | 2.2 | R-454B | 650
216766980 | TRANE | 5TWX7036A1 | 5PX*C009AS3 | S9X2C080U5PSB | Split System | 34400 | 17.1 | 8.7 | 2.2 | R-454B | 650
216767090 | TRANE | 5TWX7036A1 | 5TXCC009AS3 | S9X1C080U5PSB | Split System | 34400 | 17.1 | 8.7 | 2.2 | R-454B | 650
216767083 | TRANE | 5TWX7036A1 | 5TXCC009AS3 | S9X2C080U5PSB | Split System | 34400 | 17.1 | 8.7 | 2.2 | R-454B | 650
216764913 | TRANE | 5TWX7024A1 | 5PX*B004AS3 | S8X1B080M4PTC | Split System | 22600 | 17.5 | 8.7 | 1.9 | R-454B | 650
216764974 | TRANE | 5TWX7036A1 | 5PX*C009AS3 | S8X2C080M5PSC | Split System | 34200 | 18 | 8.7 | 2.2 | R-454B | 650
216766851 | TRANE | 5TWX7024A1 | 5TXCB004AS3 | S9X2B060U4PSB | Split System | 23200 | 16 | 8.7 | 2 | R-454B | 650
216765937 | AMERICAN STANDARD | 5A6H7024A1 | 5TXCB004AS3 | S9X2B060U4PSB | Split System | 23200 | 16.5 | 8.7 | 2 | R-454B | 650
216765899 | AMERICAN STANDARD | 5A6H7024A1 | 5PX*BD06AS3 | S9X1B060D3PSB | Split System | 23800 | 17.1 | 8.7 | 1.9 | R-454B | 650
216765913 | AMERICAN STANDARD | 5A6H7024A1 | 5PX*BD06AS3+P0V0A000M30SD |  | Split System | 23800 | 17.1 | 8.7 | 1.9 | R-454B | 650
216765895 | AMERICAN STANDARD | 5A6H7024A1 | 5PX*BD06AS3 | S8V2A040M3PDB | Split System | 23800 | 17.1 | 8.7 | 1.9 | R-454B | 650
216769877 | AMERICAN STANDARD | 5A6H7024A1 | 5PX*C005AS3 | *UHMC100CCV4 | Split System | 23000 | 17.1 | 8.7 | 2 | R-454B | 650
216769889 | AMERICAN STANDARD | 5A6H7024A1 | 5TXCC005AS3 | *UHMC100CCV4 | Split System | 23000 | 17.1 | 8.7 | 2 | R-454B | 650
216765949 | AMERICAN STANDARD | 5A6H7024A1 | 5TXCB004AS3 | S8V2B080M4PCB | Split System | 23200 | 17.1 | 8.7 | 2 | R-454B | 650
216765951 | AMERICAN STANDARD | 5A6H7024A1 | 5TXCB004AS3 | S9V2B060U4VSB | Split System | 23200 | 17.1 | 8.7 | 2 | R-454B | 650
216765947 | AMERICAN STANDARD | 5A6H7024A1 | 5TXCB004AS3 | S8V2B060M4PCB | Split System | 23200 | 17.1 | 8.7 | 2 | R-454B | 650
216765995 | AMERICAN STANDARD | 5A6H7024A1 | 5TXCB006AS3+P0V0B000M40SD |  | Split System | 23400 | 17.1 | 8.7 | 2 | R-454B | 650
216769885 | AMERICAN STANDARD | 5A6H7024A1 | 5PX*CD09AS3 | *DHMC100CCV4 | Split System | 23600 | 17.1 | 8.7 | 2 | R-454B | 650
216765961 | AMERICAN STANDARD | 5A6H7024A1 | 5TXCB006AS3 | S8V2B060M4PDB | Split System | 23600 | 17.1 | 8.7 | 2 | R-454B | 650
216766229 | AMERICAN STANDARD | 5A6H7036A1 | 5PX*CD09AS3 | S9V2C100D5VSB | Split System | 33600 | 17.1 | 8.7 | 2.1 | R-454B | 650
216764567 | TRANE | 5TWR7024A1 | 5TXCB004AS3 | S8X2B080M4PSC | Split System | 22600 | 17.1 | 8.7 | 1.9 | R-454B | 650
216765902 | TRANE | 5TWR7024A1 | 5PX*BD06AS3 | S9V2B040D3VSB | Split System | 23800 | 17.1 | 8.7 | 1.9 | R-454B | 650
216769888 | TRANE | 5TWR7024A1 | 5TXCC005AS3 | *UHMC100CCV4 | Split System | 23000 | 17.1 | 8.7 | 2 | R-454B | 650
216769876 | TRANE | 5TWR7024A1 | 5PX*C005AS3 | *UHMC100CCV4 | Split System | 23000 | 17.1 | 8.7 | 2 | R-454B | 650
216765798 | TRANE | 5TWR7024A1 | 5PX*B004AS3+P0V0A000M30SD |  | Split System | 23200 | 17.1 | 8.7 | 2 | R-454B | 650
216765800 | TRANE | 5TWR7024A1 | 5PX*B004AS3 | S8V2B060M4PDB | Split System | 23200 | 17.1 | 8.7 | 2 | R-454B | 650
216765950 | TRANE | 5TWR7024A1 | 5TXCB004AS3 | S9V2B060U4VSB | Split System | 23200 | 17.1 | 8.7 | 2 | R-454B | 650
216765796 | TRANE | 5TWR7024A1 | 5PX*B004AS3 | S8V2A040M3PCB | Split System | 23200 | 17.1 | 8.7 | 2 | R-454B | 650
216765786 | TRANE | 5TWR7024A1 | 5PX*B004AS3 | S9X1B040U3PSB | Split System | 23200 | 17.1 | 8.7 | 2 | R-454B | 650
216765938 | TRANE | 5TWR7024A1 | 5TXCB004AS3 | S9X2B040U3PSB | Split System | 23200 | 17.1 | 8.7 | 2 | R-454B | 650
216765920 | TRANE | 5TWR7024A1 | 5TXCB004AS3 | S8V2B060M4PDB | Split System | 23200 | 17.1 | 8.7 | 2 | R-454B | 650
216764912 | TRANE | 5TWX7024A1 | 5PX*B004AS3 | S8X2B060M4PTC | Split System | 23000 | 17.5 | 8.7 | 1.9 | R-454B | 650
216770086 | TRANE | 5TWX7024A1 | 5PX*C005AS3 | *UHMC100CCV4 | Split System | 23000 | 17.1 | 8.7 | 1.9 | R-454B | 650
216766818 | TRANE | 5TWX7024A1 | 5PX*B006AS3+P0V0B000M40SD |  | Split System | 23400 | 17.1 | 8.7 | 2 | R-454B | 650
216770090 | TRANE | 5TWX7024A1 | 5PX*CD09AS3 | *DHMC100CCV4 | Split System | 23600 | 17.1 | 8.7 | 2 | R-454B | 650
217666260 | MRCOOL | CENTRAL-30-HP-C-230B00-O | **AECMPT36D2AA | MGM96EE080C4NB | Split System | 29000 | 15.8 | 9 | 1.8 | R-454B | 650
217509380 | ALLIED | 7SCP18V24P-**A | 7ED24AX-**+TDR | 80G1DF070AE12* | Split System | 23600 | 15.9 | 9 | 1.8 | R-454B | 650
217189099 | ARMSTRONG AIR | A7SCP18V24P-**A | 7ED24AX-**+TDR | A80DF1E070A12* | Split System | 23600 | 15.9 | 9 | 1.8 | R-454B | 650
217189621 | DUCANE | 7SCP18V24P-**A | 7ED24AX-**+TDR | 80G1DF070AE12* | Split System | 23600 | 15.9 | 9 | 1.8 | R-454B | 650
217189984 | LENNOX | EL18KSLV-024-230A** | CK40DT-24A-**+TDR | ML180DF070E36A* | Split System | 23600 | 15.9 | 9 | 1.8 | R-454B | 650
217509439 | ALLIED | 7SCP18V24P-**A | 7ED24BX-**+TDR | 97G2DF045BE12* | Split System | 23800 | 16 | 9 | 1.8 | R-454B | 650
217188687 | AIREASE | A7SCP18V24P-**A | 7ED24BX-**+TDR | A80DF1E070B12* | Split System | 23800 | 16.1 | 9 | 1.8 | R-454B | 650
217509220 | ALLIED | 7SCP18V24P-**A | 7ED24BX-**+TDR | 80G1DF070BE12* | Split System | 23800 | 16.1 | 9 | 1.8 | R-454B | 650
217188937 | ARMSTRONG AIR | A7SCP18V24P-**A | 7ED24BX-**+TDR | A80DF1E070B12* | Split System | 23800 | 16.1 | 9 | 1.8 | R-454B | 650
217189201 | CONCORD | 7SCP18V24P-**A | 7ED24BX-**+TDR | 80G1DF070BE12* | Split System | 23800 | 16.1 | 9 | 1.8 | R-454B | 650
217189461 | DUCANE | 7SCP18V24P-**A | 7ED24BX-**+TDR | 80G1DF070BE12* | Split System | 23800 | 16.1 | 9 | 1.8 | R-454B | 650
217509410 | ALLIED | 7SCP18V24P-**A | 7E[C,U]30BX-**+TDR | 97G2UH070BE12* | Split System | 23800 | 16.15 | 9 | 1.8 | R-454B | 650
217509170 | ALLIED | 7SCP18V24P-**A | 7E[C,U]30BX-**+TDR | 95G1UH060BE12X* | Split System | 23800 | 16.25 | 9 | 1.8 | R-454B | 650
217189142 | CONCORD | 7SCP18V24P-**A | 7E[C,U]30BX-**+TDR | 95G1UH060BE12X* | Split System | 23800 | 16.25 | 9 | 1.8 | R-454B | 650
217189402 | DUCANE | 7SCP18V24P-**A | 7E[C,U]30BX-**+TDR | 95G1UH060BE12X* | Split System | 23800 | 16.25 | 9 | 1.8 | R-454B | 650
217189724 | LENNOX | EL18KSLV-024-230A** | CK40[C,U]T-30B-**+TDR | EL195UH060NE36B* | Split System | 23800 | 16.25 | 9 | 1.8 | R-454B | 650
217509409 | ALLIED | 7SCP18V24P-**A | 7E[C,U]30BX-**+TDR | 97G2UH045BE12* | Split System | 23800 | 16.3 | 9 | 1.8 | R-454B | 650
217188672 | AIREASE | A7SCP18V24P-**A | 7EH24BX-**+TDR | A96UH1E045B12S* | Split System | 24000 | 16.4 | 9 | 1.8 | R-454B | 650
217509201 | ALLIED | 7SCP18V24P-**A | 7EH24BX-**+TDR | 96G1UH045BE12* | Split System | 24000 | 16.4 | 9 | 1.8 | R-454B | 650
217188922 | ARMSTRONG AIR | A7SCP18V24P-**A | 7EH24BX-**+TDR | A96UH1E045B12S* | Split System | 24000 | 16.4 | 9 | 1.8 | R-454B | 650
217189442 | DUCANE | 7SCP18V24P-**A | 7EH24BX-**+TDR | 96G1UH045BE12* | Split System | 24000 | 16.4 | 9 | 1.8 | R-454B | 650
217509333 | ALLIED | 7SCP18V60P-**A | 7E[C,U]49CX-**+TDR | 80G2UH110CE20L* | Split System | 45500 | 16.55 | 9 | 1.85 | R-454B | 650
217509334 | ALLIED | 7SCP18V60P-**A | 7E[C,U]49CX-**+TDR | 80G2UH110CE20* | Split System | 45500 | 16.55 | 9 | 1.85 | R-454B | 650
217189314 | CONCORD | 7SCP18V60P-**A | 7E[C,U]49CX-**+TDR | 80G2UH110CE20L* | Split System | 45500 | 16.55 | 9 | 1.85 | R-454B | 650
217189574 | DUCANE | 7SCP18V60P-**A | 7E[C,U]49CX-**+TDR | 80G2UH110CE20L* | Split System | 45500 | 16.55 | 9 | 1.85 | R-454B | 650
217189575 | DUCANE | 7SCP18V60P-**A | 7E[C,U]49CX-**+TDR | 80G2UH110CE20* | Split System | 45500 | 16.55 | 9 | 1.85 | R-454B | 650
217189915 | LENNOX | EL18KSLV-060-230A** | CK40[C,U]T-49C-**+TDR | EL280UH110E60C* | Split System | 45500 | 16.55 | 9 | 1.85 | R-454B | 650
217189914 | LENNOX | EL18KSLV-060-230A** | CK40[C,U]T-49C-**+TDR | EL280UH110XE60C* | Split System | 45500 | 16.55 | 9 | 1.85 | R-454B | 650
217509498 | ALLIED | 7SCP18V60P-**A | 7E[C,U]49CX-**+TDR | 80G2UH110CE16* | Split System | 45500 | 16.6 | 9 | 1.85 | R-454B | 650
217509219 | ALLIED | 7SCP18V24P-**A | 7ED24AX-**+TDR | 80G1DF045AE12* | Split System | 23600 | 16.65 | 9 | 1.8 | R-454B | 650
217188936 | ARMSTRONG AIR | A7SCP18V24P-**A | 7ED24AX-**+TDR | A80DF1E045A12* | Split System | 23600 | 16.65 | 9 | 1.8 | R-454B | 650
217189200 | CONCORD | 7SCP18V24P-**A | 7ED24AX-**+TDR | 80G1DF045AE12* | Split System | 23600 | 16.65 | 9 | 1.8 | R-454B | 650
217189460 | DUCANE | 7SCP18V24P-**A | 7ED24AX-**+TDR | 80G1DF045AE12* | Split System | 23600 | 16.65 | 9 | 1.8 | R-454B | 650
217509412 | ALLIED | 7SCP18V24P-**A | 7E[C,U]30BX-**+TDR | 92G1UH030BE12* | Split System | 23800 | 16.85 | 9 | 1.8 | R-454B | 650
214720041 | CHAMPION HEATING AND COOLING | HH860E2S11 | CTU60C5XGS1+TXV | TP9C080C16MP13 | Split System | 43500 | 17 | 9 | 2 | R-454B | 650
217509329 | ALLIED | 7SCP18V60P-**A | 7E[C,U]49CX-**+TDR | 95G1UH080CE16X* | Split System | 45000 | 17.05 | 9 | 1.85 | R-454B | 650
217509306 | ALLIED | 7SCP18V36P-**A | 7EH36CX-**+TDR | 95G1UH080CE16X* | Split System | 34800 | 17.05 | 9 | 1.9 | R-454B | 650
217189310 | CONCORD | 7SCP18V60P-**A | 7E[C,U]49CX-**+TDR | 95G1UH080CE16X* | Split System | 45000 | 17.05 | 9 | 1.85 | R-454B | 650
217189287 | CONCORD | 7SCP18V36P-**A | 7EH36CX-**+TDR | 95G1UH080CE16X* | Split System | 34800 | 17.05 | 9 | 1.9 | R-454B | 650
217189570 | DUCANE | 7SCP18V60P-**A | 7E[C,U]49CX-**+TDR | 95G1UH080CE16X* | Split System | 45000 | 17.05 | 9 | 1.85 | R-454B | 650
217189547 | DUCANE | 7SCP18V36P-**A | 7EH36CX-**+TDR | 95G1UH080CE16X* | Split System | 34800 | 17.05 | 9 | 1.9 | R-454B | 650
217188823 | AIREASE | A7SCP18V60P-**A | 7ED48CX-**+TDR | A80DF1E110C20* | Split System | 45000 | 17.15 | 9 | 1.9 | R-454B | 650
217509362 | ALLIED | 7SCP18V60P-**A | 7ED48CX-**+TDR | 80G1DF110CE20* | Split System | 45000 | 17.15 | 9 | 1.9 | R-454B | 650
217189073 | ARMSTRONG AIR | A7SCP18V60P-**A | 7ED48CX-**+TDR | A80DF1E110C20* | Split System | 45000 | 17.15 | 9 | 1.9 | R-454B | 650
217189343 | CONCORD | 7SCP18V60P-**A | 7ED48CX-**+TDR | 80G1DF110CE20* | Split System | 45000 | 17.15 | 9 | 1.9 | R-454B | 650
217189603 | DUCANE | 7SCP18V60P-**A | 7ED48CX-**+TDR | 80G1DF110CE20* | Split System | 45000 | 17.15 | 9 | 1.9 | R-454B | 650
217189954 | LENNOX | EL18KSLV-060-230A** | CK40DT-48C-**+TDR | ML180DF110E60C* | Split System | 45000 | 17.15 | 9 | 1.9 | R-454B | 650
217188791 | AIREASE | A7SCP18V60P-**A | 7E[C,U]49CX-**+TDR | A80UH1E090C20* | Split System | 46000 | 17.2 | 9 | 1.85 | R-454B | 650
217188760 | AIREASE | A7SCP18V36P-**A | 7EH36CX-**+TDR | A96UH1E090C16S* | Split System | 34800 | 17.2 | 9 | 1.9 | R-454B | 650
217509499 | ALLIED | 7SCP18V60P-**A | 7E[C,U]49CX-**+TDR | 97G2UH090CE16* | Split System | 45000 | 17.2 | 9 | 1.85 | R-454B | 650
217509335 | ALLIED | 7SCP18V60P-**A | 7E[C,U]49CX-**+TDR | 80G1UH090CE20* | Split System | 46000 | 17.2 | 9 | 1.85 | R-454B | 650
217509479 | ALLIED | 7SCP18V36P-**A | 7EH36CX-**+TDR | 97G2UH090CE16* | Split System | 34600 | 17.2 | 9 | 1.9 | R-454B | 650
217509307 | ALLIED | 7SCP18V36P-**A | 7EH36CX-**+TDR | 96G1UH090CE16* | Split System | 34800 | 17.2 | 9 | 1.9 | R-454B | 650
217189316 | CONCORD | 7SCP18V60P-**A | 7E[C,U]49CX-**+TDR | 80G1UH090CE20* | Split System | 46000 | 17.2 | 9 | 1.85 | R-454B | 650
217189916 | LENNOX | EL18KSLV-060-230A** | CK40[C,U]T-49C-**+TDR | ML180UH090E60C* | Split System | 46000 | 17.2 | 9 | 1.85 | R-454B | 650
217189878 | LENNOX | EL18KSLV-036-230A** | CK40HT-36C-**+TDR | ML196UH090XE48C* | Split System | 34800 | 17.2 | 9 | 1.9 | R-454B | 650
216769746 | ARMSTRONG AIR | A7SCP18V60P-**A | 7E[C,U]49CX-**+TDR | A97US2V080C20X* | Split System | 45500 | 17.25 | 9 | 1.85 | R-454B | 650
217509500 | ALLIED | 7SCP18V60P-**A | 7E[C,U]49CX-**+TDR | 92G1UH090CE16* | Split System | 45500 | 17.3 | 9 | 1.85 | R-454B | 650
217509480 | ALLIED | 7SCP18V36P-**A | 7EH36CX-**+TDR | 92G1UH090CE16* | Split System | 35000 | 17.35 | 9 | 1.9 | R-454B | 650
217188793 | AIREASE | A7SCP18V60P-**A | 7E[C,U]49CX-**+TDR | A98USMV110C20S* | Split System | 45500 | 17.4 | 9 | 1.85 | R-454B | 650
217509264 | ALLIED | 7SCP18V36P-**A | 7EH30AX-**+TDR | 80G2UH070AV12* | Split System | 34200 | 17.4 | 9 | 1.9 | R-454B | 650
217189043 | ARMSTRONG AIR | A7SCP18V60P-**A | 7E[C,U]49CX-**+TDR | A98USMV110C20S* | Split System | 45500 | 17.4 | 9 | 1.85 | R-454B | 650
217188974 | ARMSTRONG AIR | A7SCP18V36P-**A | 7EH30AX-**+TDR | A80US2V070A12* | Split System | 34200 | 17.4 | 9 | 1.9 | R-454B | 650
217189245 | CONCORD | 7SCP18V36P-**A | 7EH30AX-**+TDR | 80G2UH070AV12* | Split System | 34200 | 17.4 | 9 | 1.9 | R-454B | 650
217189505 | DUCANE | 7SCP18V36P-**A | 7EH30AX-**+TDR | 80G2UH070AV12* | Split System | 34200 | 17.4 | 9 | 1.9 | R-454B | 650
217189918 | LENNOX | EL18KSLV-060-230A** | CK40[C,U]T-49C-**+TDR | SLP99UH110XV60C* | Split System | 45500 | 17.4 | 9 | 1.85 | R-454B | 650
217188787 | AIREASE | A7SCP18V60P-**A | 7E[C,U]49CX-**+TDR | A80US2V080C20X* | Split System | 45500 | 17.45 | 9 | 1.85 | R-454B | 650
217188788 | AIREASE | A7SCP18V60P-**A | 7E[C,U]49CX-**+TDR | A80US2V100C20X* | Split System | 45500 | 17.45 | 9 | 1.85 | R-454B | 650
217188766 | AIREASE | A7SCP18V36P-**A | 7ED42BX-**+TDR | A97DSMV070B12S* | Split System | 35000 | 17.45 | 9 | 1.9 | R-454B | 650
217189037 | ARMSTRONG AIR | A7SCP18V60P-**A | 7E[C,U]49CX-**+TDR | A80US2V080C20X* | Split System | 45500 | 17.45 | 9 | 1.85 | R-454B | 650
217189016 | ARMSTRONG AIR | A7SCP18V36P-**A | 7ED42BX-**+TDR | A97DSMV070B12S* | Split System | 35000 | 17.45 | 9 | 1.9 | R-454B | 650
217189911 | LENNOX | EL18KSLV-060-230A** | CK40[C,U]T-49C-**+TDR | SL280UH080NV60C* | Split System | 45500 | 17.45 | 9 | 1.85 | R-454B | 650
217189912 | LENNOX | EL18KSLV-060-230A** | CK40[C,U]T-49C-**+TDR | SL280UH100NV60C* | Split System | 45500 | 17.45 | 9 | 1.85 | R-454B | 650
217189885 | LENNOX | EL18KSLV-036-230A** | CK40DT-42B-**+TDR | SLP99DF070XV36B* | Split System | 35000 | 17.45 | 9 | 1.9 | R-454B | 650
216619029 | AIREASE | A7SCP18V60P-**A | 7AH1AE48PX-** |  | Split System | 46000 | 17.5 | 9 | 1.8 | R-454B | 650
217188768 | AIREASE | A7SCP18V36P-**A | 7ED42BX-**+TDR | A96DF1E070B16S* | Split System | 35200 | 17.5 | 9 | 1.9 | R-454B | 650
217509089 | ALLIED | 7SCP18V60P-**A | 7AH1AE48PX-** |  | Split System | 46000 | 17.5 | 9 | 1.8 | R-454B | 650
217509315 | ALLIED | 7SCP18V36P-**A | 7ED42BX-**+TDR | 96G1DF070BE16* | Split System | 35200 | 17.5 | 9 | 1.9 | R-454B | 650
217189018 | ARMSTRONG AIR | A7SCP18V36P-**A | 7ED42BX-**+TDR | A96DF1E070B16S* | Split System | 35200 | 17.5 | 9 | 1.9 | R-454B | 650
217189296 | CONCORD | 7SCP18V36P-**A | 7ED42BX-**+TDR | 96G1DF070BE16* | Split System | 35200 | 17.5 | 9 | 1.9 | R-454B | 650
216619081 | DUCANE | 7SCP18V60P-**A | 7AH1AE48PX-** |  | Split System | 46000 | 17.5 | 9 | 1.8 | R-454B | 650
216604756 | GE Appliances | NS18H60HA5*** | NAM48E1TA5**** |  | Split System | 46000 | 17.5 | 9 | 1.8 | R-454B | 650
217189888 | LENNOX | EL18KSLV-036-230A** | CK40DT-42B-**+TDR | ML196DF070XE48B* | Split System | 35200 | 17.5 | 9 | 1.9 | R-454B | 650
217563407 | YISO | YOHA2-60CB | YLAN4-4248CB | MGH96M080C4A | Split System | 43000 | 17.5 | 9 | 1.95 | R-454B | 650
217509501 | ALLIED | 7SCP18V60P-**A | 7E[C,U]49CX-**+TDR | 92G1UH110CE16* | Split System | 45500 | 17.55 | 9 | 1.85 | R-454B | 650
217509486 | ALLIED | 7SCP18V36P-**A | 7ED42BX-**+TDR | 97G2DF045BE12* | Split System | 34600 | 17.55 | 9 | 1.9 | R-454B | 650
216619028 | AIREASE | A7SCP18V60P-**A | 7AH1AV42PX-** |  | Split System | 45500 | 17.6 | 9 | 1.8 | R-454B | 650
217509088 | ALLIED | 7SCP18V60P-**A | 7AH1AV42PX-** |  | Split System | 45500 | 17.6 | 9 | 1.8 | R-454B | 650
216618972 | ARMSTRONG AIR | A7SCP18V60P-**A | 7AH1AV42PX-** |  | Split System | 45500 | 17.6 | 9 | 1.8 | R-454B | 650
216619080 | DUCANE | 7SCP18V60P-**A | 7AH1AV42PX-** |  | Split System | 45500 | 17.6 | 9 | 1.8 | R-454B | 650
216604755 | GE Appliances | NS18H60HA5*** | NAM42V1TA5**** |  | Split System | 45500 | 17.6 | 9 | 1.8 | R-454B | 650
216618916 | LENNOX | EL18KSLV-060-230A** | CBK45UHVT-042-230-** |  | Split System | 45500 | 17.6 | 9 | 1.8 | R-454B | 650
217509778 | LENNOX | EL18KSLV-036-230A** | CK40DT-42B-**+TDR | SL280DF090V48B* | Split System | 35200 | 17.6 | 9 | 1.9 | R-454B | 650
217188786 | AIREASE | A7SCP18V60P-**A | 7E[C,U]49CX-**+TDR | A80US2V110C20* | Split System | 45500 | 17.65 | 9 | 1.85 | R-454B | 650
217509331 | ALLIED | 7SCP18V60P-**A | 7E[C,U]49CX-**+TDR | 80G2UH110CV20* | Split System | 45500 | 17.65 | 9 | 1.85 | R-454B | 650
217509489 | ALLIED | 7SCP18V36P-**A | 7ED42BX-**+TDR | 97G2DF070BE16* | Split System | 35000 | 17.65 | 9 | 1.9 | R-454B | 650
217189036 | ARMSTRONG AIR | A7SCP18V60P-**A | 7E[C,U]49CX-**+TDR | A80US2V110C20* | Split System | 45500 | 17.65 | 9 | 1.85 | R-454B | 650
217189312 | CONCORD | 7SCP18V60P-**A | 7E[C,U]49CX-**+TDR | 80G2UH110CV20* | Split System | 45500 | 17.65 | 9 | 1.85 | R-454B | 650
217188728 | AIREASE | A7SCP18V36P-**A | 7EH30AX-**+TDR | A80UH2E070A12* | Split System | 34200 | 17.75 | 9 | 1.9 | R-454B | 650
217509267 | ALLIED | 7SCP18V36P-**A | 7EH30AX-**+TDR | 80G2UH070AE12L* | Split System | 34200 | 17.75 | 9 | 1.9 | R-454B | 650
217188978 | ARMSTRONG AIR | A7SCP18V36P-**A | 7EH30AX-**+TDR | A80UH2E070A12* | Split System | 34200 | 17.75 | 9 | 1.9 | R-454B | 650
217188975 | ARMSTRONG AIR | A7SCP18V36P-**A | 7EH30AX-**+TDR | A80US2V060A12X* | Split System | 34600 | 17.75 | 9 | 1.9 | R-454B | 650
217189248 | CONCORD | 7SCP18V36P-**A | 7EH30AX-**+TDR | 80G2UH070AE12L* | Split System | 34200 | 17.75 | 9 | 1.9 | R-454B | 650
217189509 | DUCANE | 7SCP18V36P-**A | 7EH30AX-**+TDR | 80G2UH070AE12* | Split System | 34200 | 17.75 | 9 | 1.9 | R-454B | 650
217189834 | LENNOX | EL18KSLV-036-230A** | CK40HT-30A-**+TDR | EL280UH070E36A* | Split System | 34200 | 17.75 | 9 | 1.9 | R-454B | 650
217189830 | LENNOX | EL18KSLV-036-230A** | CK40HT-30A-**+TDR | SL280UH060NV36A* | Split System | 34600 | 17.75 | 9 | 1.9 | R-454B | 650
217188767 | AIREASE | A7SCP18V36P-**A | 7ED42BX-**+TDR | A96DF1E045B12S* | Split System | 35000 | 17.85 | 9 | 1.9 | R-454B | 650
217509313 | ALLIED | 7SCP18V36P-**A | 7ED42BX-**+TDR | 96G1DF045BE12* | Split System | 35000 | 17.85 | 9 | 1.9 | R-454B | 650
217189017 | ARMSTRONG AIR | A7SCP18V36P-**A | 7ED42BX-**+TDR | A96DF1E045B12S* | Split System | 35000 | 17.85 | 9 | 1.9 | R-454B | 650
217189886 | LENNOX | EL18KSLV-036-230A** | CK40DT-42B-**+TDR | ML196DF045XE36B* | Split System | 35000 | 17.85 | 9 | 1.9 | R-454B | 650
216769710 | AIREASE | A7SCP18V36P-**A | 7EH36CX-**+TDR | A97US2V080C16X* | Split System | 34800 | 17.9 | 9 | 1.9 | R-454B | 650
217188765 | AIREASE | A7SCP18V36P-**A | 7ED42BX-**+TDR | A80DF1E070B12* | Split System | 35000 | 17.9 | 9 | 1.9 | R-454B | 650
217509312 | ALLIED | 7SCP18V36P-**A | 7ED42BX-**+TDR | 80G1DF070BE12* | Split System | 35000 | 17.9 | 9 | 1.9 | R-454B | 650
217189015 | ARMSTRONG AIR | A7SCP18V36P-**A | 7ED42BX-**+TDR | A80DF1E070B12* | Split System | 35000 | 17.9 | 9 | 1.9 | R-454B | 650
216769597 | LENNOX | EL18KSLV-036-230A** | CK40HT-36C-**+TDR | SL297UH080NV48C* | Split System | 34800 | 17.9 | 9 | 1.9 | R-454B | 650
217188727 | AIREASE | A7SCP18V36P-**A | 7EH30AX-**+TDR | A80UH1E060A12X* | Split System | 34200 | 17.95 | 9 | 1.9 | R-454B | 650
217188759 | AIREASE | A7SCP18V36P-**A | 7EH36CX-**+TDR | A98USMV090C16S* | Split System | 34800 | 17.95 | 9 | 1.9 | R-454B | 650
217509265 | ALLIED | 7SCP18V36P-**A | 7EH30AX-**+TDR | 80G1UH040AE12X* | Split System | 34200 | 17.95 | 9 | 1.9 | R-454B | 650
217509266 | ALLIED | 7SCP18V36P-**A | 7EH30AX-**+TDR | 80G1UH060AE12X* | Split System | 34200 | 17.95 | 9 | 1.9 | R-454B | 650
217509459 | ALLIED | 7SCP18V36P-**A | 7EH30AX-**+TDR | 80G1UH070AE12L* | Split System | 34400 | 17.95 | 9 | 1.9 | R-454B | 650
217509270 | ALLIED | 7SCP18V36P-**A | 7EH30AX-**+TDR | 80G1UH070AE12* | Split System | 34400 | 17.95 | 9 | 1.9 | R-454B | 650
217509488 | ALLIED | 7SCP18V36P-**A | 7ED42BX-**+TDR | 92G1DF070BE12* | Split System | 35200 | 17.95 | 9 | 1.9 | R-454B | 650
217188976 | ARMSTRONG AIR | A7SCP18V36P-**A | 7EH30AX-**+TDR | A80UH1E040A12X* | Split System | 34200 | 17.95 | 9 | 1.9 | R-454B | 650
217189009 | ARMSTRONG AIR | A7SCP18V36P-**A | 7EH36CX-**+TDR | A98USMV090C16S* | Split System | 34800 | 17.95 | 9 | 1.9 | R-454B | 650
217189247 | CONCORD | 7SCP18V36P-**A | 7EH30AX-**+TDR | 80G1UH060AE12X* | Split System | 34200 | 17.95 | 9 | 1.9 | R-454B | 650
217189251 | CONCORD | 7SCP18V36P-**A | 7EH30AX-**+TDR | 80G1UH070AE12* | Split System | 34400 | 17.95 | 9 | 1.9 | R-454B | 650
217189507 | DUCANE | 7SCP18V36P-**A | 7EH30AX-**+TDR | 80G1UH060AE12X* | Split System | 34200 | 17.95 | 9 | 1.9 | R-454B | 650
217189506 | DUCANE | 7SCP18V36P-**A | 7EH30AX-**+TDR | 80G1UH040AE12X* | Split System | 34200 | 17.95 | 9 | 1.9 | R-454B | 650
217189832 | LENNOX | EL18KSLV-036-230A** | CK40HT-30A-**+TDR | EL180UH060NE36A* | Split System | 34200 | 17.95 | 9 | 1.9 | R-454B | 650
217189831 | LENNOX | EL18KSLV-036-230A** | CK40HT-30A-**+TDR | EL180UH040NE36A* | Split System | 34200 | 17.95 | 9 | 1.9 | R-454B | 650
217189836 | LENNOX | EL18KSLV-036-230A** | CK40HT-30A-**+TDR | ML180UH070E36A* | Split System | 34400 | 17.95 | 9 | 1.9 | R-454B | 650
217189876 | LENNOX | EL18KSLV-036-230A** | CK40HT-36C-**+TDR | SLP99UH090XV48C* | Split System | 34800 | 17.95 | 9 | 1.9 | R-454B | 650
217509137 | ALLIED | 7SCP18V36P-**A | 7EH36CX-**+TDR | 97G2UH090CV12* | Split System | 34600 | 18 | 9 | 1.9 | R-454B | 650
216769707 | ARMSTRONG AIR | A7SCP18V36P-**A | 7EH36CX-**+TDR | A97US2V090C12S* | Split System | 34600 | 18 | 9 | 1.9 | R-454B | 650
214720094 | COLEMAN | HH836E2S11 | CTU48C5XFS1+TXV | TL8E080C16UH11 | Split System | 33200 | 18 | 9 | 2 | R-454B | 650
214720011 | COLEMAN | HH836E2S11 | CTU48C5XFS1+TXV | Z9ES100C16SMPS1 | Split System | 35000 | 18 | 9 | 2 | R-454B | 650
216769730 | CONCORD | 7SCP18V36P-**A | 7EH36CX-**+TDR | 97G2UH090CV12* | Split System | 34600 | 18 | 9 | 1.9 | R-454B | 650
214720203 | FRASER-JOHNSTON | HH860E2S11 | CTU60C5XGS1+TXV | TP9C100C20MP13 | Split System | 44000 | 18 | 9 | 2 | R-454B | 650
214720028 | FRASER-JOHNSTON | HH860E2S11 | CTU60C5XGS1+TXV | TL9E080C16UH11 | Split System | 44500 | 18 | 9 | 2 | R-454B | 650
217177714 | GE Appliances | NS18H36HA5*** | NCHC36CT5****+TDR | NF96U090V3C*** | Split System | 34600 | 18 | 9 | 1.9 | R-454B | 650
214720210 | JOHNSON CONTROLS | HH860E2S11 | CTU60C5XGS1+TXV | Z9ES100C16SMPS1 | Split System | 45500 | 18 | 9 | 2 | R-454B | 650
214720195 | LUXAIRE | HH860E2S11 | CTU60C5XGS1+TXV | TM9V100C20MP12 | Split System | 44000 | 18 | 9 | 2 | R-454B | 650
218516913 | MDX | MCHA-36HDCSO2 | MCHA-36HDCNI2 |  | Split System | 34200 | 18 | 9 | 2.1 | R-454B | 650
217563412 | YISO | YOHA2-36CB | YLAN4-3036BB | FG7TC-060D-V24B* | Split System | 33000 | 18 | 9 | 1.95 | R-454B | 650
217563416 | YISO | YOHA2-60CB | YLAN4-4248CB | FG7TC-100D-V35C* | Split System | 45000 | 18 | 9 | 1.95 | R-454B | 650
214719743 | YORK | HH860E2S11 | CTU60C5XGS1+TXV | TL9E080C16UH11 | Split System | 44500 | 18 | 9 | 2 | R-454B | 650
217188731 | AIREASE | A7SCP18V36P-**A | 7EH30AX-**+TDR | A80UH1E045A12* | Split System | 34200 | 18.1 | 9 | 1.9 | R-454B | 650
217509272 | ALLIED | 7SCP18V36P-**A | 7EH30AX-**+TDR | 80G1UH045AE12L* | Split System | 34200 | 18.1 | 9 | 1.9 | R-454B | 650
217189253 | CONCORD | 7SCP18V36P-**A | 7EH30AX-**+TDR | 80G1UH045AE12L* | Split System | 34200 | 18.1 | 9 | 1.9 | R-454B | 650
217189512 | DUCANE | 7SCP18V36P-**A | 7EH30AX-**+TDR | 80G1UH045AE12* | Split System | 34200 | 18.1 | 9 | 1.9 | R-454B | 650
217189837 | LENNOX | EL18KSLV-036-230A** | CK40HT-30A-**+TDR | ML180UH045E36A* | Split System | 34200 | 18.1 | 9 | 1.9 | R-454B | 650
217189008 | ARMSTRONG AIR | A7SCP18V36P-**A | 7EH36CX-**+TDR | A98USMV090C12S* | Split System | 34800 | 18.2 | 9 | 1.9 | R-454B | 650
217189875 | LENNOX | EL18KSLV-036-230A** | CK40HT-36C-**+TDR | SLP99UH090XV36C* | Split System | 34800 | 18.2 | 9 | 1.9 | R-454B | 650
217509487 | ALLIED | 7SCP18V36P-**A | 7ED42BX-**+TDR | 92G1DF045BE12* | Split System | 35200 | 18.3 | 9 | 1.9 | R-454B | 650
215940054 | CARRIER | 27VNA336A*030* | CSAH*4212AM*+UI | 59TN7A080C17**16 | Split System | 33400 | 18.5 | 9 | 1.94 | R-454B | 650
215940204 | CARRIER | 27VNA336A*030* | CSAH*6012AM*+UI | 59TN7A060C17**16 | Split System | 33800 | 18.5 | 9 | 1.96 | R-454B | 650
217509269 | ALLIED | 7SCP18V36P-**A | 7EH30AX-**+TDR | 80G2UH045AE12* | Split System | 34600 | 18.6 | 9 | 1.9 | R-454B | 650
217189250 | CONCORD | 7SCP18V36P-**A | 7EH30AX-**+TDR | 80G2UH045AE12* | Split System | 34600 | 18.6 | 9 | 1.9 | R-454B | 650
217189835 | LENNOX | EL18KSLV-036-230A** | CK40HT-30A-**+TDR | EL280UH045E36A* | Split System | 34600 | 18.6 | 9 | 1.9 | R-454B | 650
217509477 | ALLIED | 7SCP18V36P-**A | 7EH36CX-**+TDR | 92G1UH090CE12* | Split System | 34800 | 18.7 | 9 | 1.9 | R-454B | 650
215939935 | BRYANT HEATING AND COOLING SYSTEMS | 293VAN036**AA* | CSAH*3612AM*+UI | 986TD60080C21*** | Split System | 33200 | 19 | 9 | 1.94 | R-454B | 650
215939985 | BRYANT HEATING AND COOLING SYSTEMS | 293VAN036**AA* | CSAH*3612AM*+UI | 987TA60080C21*** | Split System | 33200 | 19 | 9 | 1.94 | R-454B | 650
215939995 | BRYANT HEATING AND COOLING SYSTEMS | 293VAN036**AA* | CSAH*3612AM*+UI | 987TA66100C21*** | Split System | 33400 | 19 | 9 | 1.94 | R-454B | 650
215933645 | BRYANT HEATING AND COOLING SYSTEMS | 293VAN036**AA* | CSAH*4812AM*+UI | 987MC60060C21*** | Split System | 33600 | 19 | 9 | 1.94 | R-454B | 650
215939744 | CARRIER | 27VNA336A*030* | CAA**4821AM*+UI | 59TN7A060C17**16 | Split System | 33000 | 19 | 9 | 1.94 | R-454B | 650
215939984 | CARRIER | 27VNA336A*030* | CSAH*3612AM*+UI | 59TN7A080C21**20 | Split System | 33200 | 19 | 9 | 1.94 | R-454B | 650
215939934 | CARRIER | 27VNA336A*030* | CSAH*3612AM*+UI | 59TN6C080C21**20 | Split System | 33200 | 19 | 9 | 1.94 | R-454B | 650
215940004 | CARRIER | 27VNA336A*030* | CSAH*3612AM*+UI | 59TN7A120C24**22 | Split System | 33400 | 19 | 9 | 1.94 | R-454B | 650
215939994 | CARRIER | 27VNA336A*030* | CSAH*3612AM*+UI | 59TN7A100C21**22 | Split System | 33400 | 19 | 9 | 1.94 | R-454B | 650
215940214 | CARRIER | 27VNA336A*030* | CSAH*6012AM*+UI | 59TN7A080C17**16 | Split System | 34000 | 19 | 9 | 1.94 | R-454B | 650
216782796 | CHAMPION HEATING AND COOLING | HH836E2S11 | CTM48C5CFS1 | Z8ES100C16LMPS1 | Split System | 34000 | 19 | 9 | 2 | R-454B | 650
214720219 | CHAMPION HEATING AND COOLING | HH836E2S11 | CTU48C5XFS1+TXV | Z8ES080C16SMPS1 | Split System | 34400 | 19 | 9 | 2 | R-454B | 650
216783079 | CHAMPION HEATING AND COOLING | HH860E2S11 | CTF60D5CJS1 | Z8ES130D20LMPS1 | Split System | 53500 | 19 | 9 | 2 | R-454B | 650
214720226 | COLEMAN | HH836E2S11 | CTU48C5XFS1+TXV | Z8ES100C16SMPS1 | Split System | 34000 | 19 | 9 | 2 | R-454B | 650
214720144 | COLEMAN | HH836E2S11 | CTU48C5XFS1+TXV | Z9ES080C16SMPS1 | Split System | 34000 | 19 | 9 | 2 | R-454B | 650
216782142 | FRASER-JOHNSTON | HH836E2S11 | CTU48C5XFS1+TXV | Z8ES100C16LMPS1 | Split System | 34000 | 19 | 9 | 2 | R-454B | 650
216783348 | JOHNSON CONTROLS | HH836E2S11 | CTF48C5CFS1 | Z8ES080C16LMPS1 | Split System | 34400 | 19 | 9 | 2 | R-454B | 650
216780138 | YORK | HH836E2S11 | CTU48C5XFS1+TXV | Y81E120C20LMPS1 | Split System | 34200 | 19 | 9 | 2 | R-454B | 650
216781073 | YORK | HH836E2S11 | CTM48C5CFS1 | Y81E120C20LMPS1 | Split System | 34200 | 19 | 9 | 2 | R-454B | 650
216780524 | YORK | HH836E2S11 | CTF48C5CFS1 | Y81E100C20LMPS1 | Split System | 34400 | 19 | 9 | 2 | R-454B | 650
215932265 | BRYANT HEATING AND COOLING SYSTEMS | 293VAN036**AA* | CAA**4221AM*+UI | 935CB48060C17*** | Split System | 32400 | 19.5 | 9 | 1.92 | R-454B | 650
215939695 | BRYANT HEATING AND COOLING SYSTEMS | 293VAN036**AA* | CAA**4221AM*+UI | 987TA60080C21*** | Split System | 32600 | 19.5 | 9 | 1.94 | R-454B | 650
215939645 | BRYANT HEATING AND COOLING SYSTEMS | 293VAN036**AA* | CAA**4221AM*+UI | 986TD60080C21*** | Split System | 32600 | 19.5 | 9 | 1.94 | R-454B | 650
215932365 | BRYANT HEATING AND COOLING SYSTEMS | 293VAN036**AA* | CAA**4321AM*+UI | 987MC42060C17*** | Split System | 33800 | 19.5 | 9 | 1.98 | R-454B | 650
215939614 | CARRIER | 27VNA336A*030* | CAA**3617AM*+UI | 58CU*B060C17**16 | Split System | 32400 | 19.5 | 9 | 1.92 | R-454B | 650
215939604 | CARRIER | 27VNA336A*030* | CAA**3617AM*+UI | 58CU*B040C17**12 | Split System | 32400 | 19.5 | 9 | 1.92 | R-454B | 650
215939684 | CARRIER | 27VNA336A*030* | CAA**4221AM*+UI | 59TN7A080C17**16 | Split System | 32400 | 19.5 | 9 | 1.92 | R-454B | 650
215939644 | CARRIER | 27VNA336A*030* | CAA**4221AM*+UI | 59TN6C080C21**20 | Split System | 32600 | 19.5 | 9 | 1.94 | R-454B | 650
215939694 | CARRIER | 27VNA336A*030* | CAA**4221AM*+UI | 59TN7A080C21**20 | Split System | 32600 | 19.5 | 9 | 1.94 | R-454B | 650
215939754 | CARRIER | 27VNA336A*030* | CAA**4821AM*+UI | 59TN7A080C17**16 | Split System | 33200 | 19.5 | 9 | 1.94 | R-454B | 650
215933754 | CARRIER | 27VNA336A*030* | CSAH*6012AM*+UI | 58TN*B070C14**12 | Split System | 34000 | 19.5 | 9 | 1.94 | R-454B | 650
215932684 | CARRIER | 27VNA336A*030* | CAA**6121AM*+UI | 58TN*B045C17**12 | Split System | 34000 | 19.5 | 9 | 1.94 | R-454B | 650
215939854 | CARRIER | 27VNA336A*030* | CAA**6121AM*+UI | 59TN7A060C17**16 | Split System | 34000 | 19.5 | 9 | 1.96 | R-454B | 650
215941155 | BRYANT HEATING AND COOLING SYSTEMS | 293VAN048**AA* | CSAH*4812AM*+UI | 83*CB48060C17*** | Split System | 44000 | 20 | 9 | 1.86 | R-454B | 650
215941145 | BRYANT HEATING AND COOLING SYSTEMS | 293VAN048**AA* | CSAH*4812AM*+UI | 83*CB36040C17*** | Split System | 44000 | 20 | 9 | 1.88 | R-454B | 650
215941235 | BRYANT HEATING AND COOLING SYSTEMS | 293VAN048**AA* | CSAH*6012AM*+UI | 987TA60080C21*** | Split System | 45000 | 20 | 9 | 1.88 | R-454B | 650
215941205 | BRYANT HEATING AND COOLING SYSTEMS | 293VAN048**AA* | CSAH*6012AM*+UI | 986TD60080C21*** | Split System | 45000 | 20 | 9 | 1.88 | R-454B | 650
215941154 | CARRIER | 27VNA348A*030* | CSAH*4812AM*+UI | 58CU*B060C17**16 | Split System | 44000 | 20 | 9 | 1.86 | R-454B | 650
215941144 | CARRIER | 27VNA348A*030* | CSAH*4812AM*+UI | 58CU*B040C17**12 | Split System | 44000 | 20 | 9 | 1.88 | R-454B | 650
215941204 | CARRIER | 27VNA348A*030* | CSAH*6012AM*+UI | 59TN6C080C21**20 | Split System | 45000 | 20 | 9 | 1.88 | R-454B | 650
215941234 | CARRIER | 27VNA348A*030* | CSAH*6012AM*+UI | 59TN7A080C21**20 | Split System | 45000 | 20 | 9 | 1.88 | R-454B | 650
215941255 | BRYANT HEATING AND COOLING SYSTEMS | 293VAN048**AA* | CSAH*6012AM*+UI | 987TA66120C24*** | Split System | 45000 | 20.5 | 9 | 1.88 | R-454B | 650
215941245 | BRYANT HEATING AND COOLING SYSTEMS | 293VAN048**AA* | CSAH*6012AM*+UI | 987TA66100C21*** | Split System | 45000 | 20.5 | 9 | 1.88 | R-454B | 650
215934464 | CARRIER | 27VNA348A*030* | CSAH*4812AM*+UI | 58TN*B110C21**20 | Split System | 44500 | 20.5 | 9 | 1.88 | R-454B | 650
215941254 | CARRIER | 27VNA348A*030* | CSAH*6012AM*+UI | 59TN7A120C24**22 | Split System | 45000 | 20.5 | 9 | 1.88 | R-454B | 650
215941244 | CARRIER | 27VNA348A*030* | CSAH*6012AM*+UI | 59TN7A100C21**22 | Split System | 45000 | 20.5 | 9 | 1.88 | R-454B | 650
215940955 | BRYANT HEATING AND COOLING SYSTEMS | 293VAN048**AA* | CAA**4821AM*+UI | 83*CB48060C17*** | Split System | 43500 | 21 | 9 | 1.86 | R-454B | 650
215934255 | BRYANT HEATING AND COOLING SYSTEMS | 293VAN048**AA* | CAA**6121AM*+UI | 987MC60080C21*** | Split System | 45000 | 21 | 9 | 1.86 | R-454B | 650
215941075 | BRYANT HEATING AND COOLING SYSTEMS | 293VAN048**AA* | CAA**6121AM*+UI | 987TA60080C21*** | Split System | 45000 | 21 | 9 | 1.86 | R-454B | 650
215940945 | BRYANT HEATING AND COOLING SYSTEMS | 293VAN048**AA* | CAA**4821AM*+UI | 83*CB36040C17*** | Split System | 43500 | 21 | 9 | 1.88 | R-454B | 650
215941105 | BRYANT HEATING AND COOLING SYSTEMS | 293VAN048**AA* | CAA**6124AM*+UI | 987TA60080C21*** | Split System | 45500 | 21 | 9 | 1.88 | R-454B | 650
215941095 | BRYANT HEATING AND COOLING SYSTEMS | 293VAN048**AA* | CAA**6124AM*+UI | 986TD60080C21*** | Split System | 45500 | 21 | 9 | 1.88 | R-454B | 650
215941015 | BRYANT HEATING AND COOLING SYSTEMS | 293VAN048**AA* | CAA**6024AM*+UI | 987TA66100C21*** | Split System | 44500 | 21 | 9 | 1.9 | R-454B | 650
215940995 | BRYANT HEATING AND COOLING SYSTEMS | 293VAN048**AA* | CAA**6024AM*+UI | 986TD60080C21*** | Split System | 44500 | 21 | 9 | 1.9 | R-454B | 650
215941005 | BRYANT HEATING AND COOLING SYSTEMS | 293VAN048**AA* | CAA**6024AM*+UI | 987TA60080C21*** | Split System | 44500 | 21 | 9 | 1.9 | R-454B | 650
215940954 | CARRIER | 27VNA348A*030* | CAA**4821AM*+UI | 58CU*B060C17**16 | Split System | 43500 | 21 | 9 | 1.86 | R-454B | 650
215941074 | CARRIER | 27VNA348A*030* | CAA**6121AM*+UI | 59TN7A080C21**20 | Split System | 45000 | 21 | 9 | 1.86 | R-454B | 650
215941034 | CARRIER | 27VNA348A*030* | CAA**6121AM*+UI | 59TN6C080C21**20 | Split System | 45000 | 21 | 9 | 1.86 | R-454B | 650
215941024 | CARRIER | 27VNA348A*030* | CAA**6024AM*+UI | 59TN7A120C24**22 | Split System | 44500 | 21 | 9 | 1.88 | R-454B | 650
215934094 | CARRIER | 27VNA348A*030* | CAA**6024AM*+UI | 58TN*B070C21**20 | Split System | 44500 | 21 | 9 | 1.88 | R-454B | 650
215934264 | CARRIER | 27VNA348A*030* | CAA**6121AM*+UI | 59MN7C100C21**22 | Split System | 45500 | 21 | 9 | 1.88 | R-454B | 650
215941104 | CARRIER | 27VNA348A*030* | CAA**6124AM*+UI | 59TN7A080C21**20 | Split System | 45500 | 21 | 9 | 1.88 | R-454B | 650
215941094 | CARRIER | 27VNA348A*030* | CAA**6124AM*+UI | 59TN6C080C21**20 | Split System | 45500 | 21 | 9 | 1.88 | R-454B | 650
215941084 | CARRIER | 27VNA348A*030* | CAA**6121AM*+UI | 59TN7A100C21**22 | Split System | 45500 | 21 | 9 | 1.88 | R-454B | 650
215941014 | CARRIER | 27VNA348A*030* | CAA**6024AM*+UI | 59TN7A100C21**22 | Split System | 44500 | 21 | 9 | 1.9 | R-454B | 650
215940994 | CARRIER | 27VNA348A*030* | CAA**6024AM*+UI | 59TN6C080C21**20 | Split System | 44500 | 21 | 9 | 1.9 | R-454B | 650
215941004 | CARRIER | 27VNA348A*030* | CAA**6024AM*+UI | 59TN7A080C21**20 | Split System | 44500 | 21 | 9 | 1.9 | R-454B | 650
215941115 | BRYANT HEATING AND COOLING SYSTEMS | 293VAN048**AA* | CAA**6124AM*+UI | 987TA66100C21*** | Split System | 45500 | 21.5 | 9 | 1.86 | R-454B | 650
215941114 | CARRIER | 27VNA348A*030* | CAA**6124AM*+UI | 59TN7A100C21**22 | Split System | 45500 | 21.5 | 9 | 1.86 | R-454B | 650
216770079 | AMERICAN STANDARD | 5A6H7060A1 | 5TXCD008AS3 | S9V2D120U5VSB | Split System | 51500 | 15.2 | 9 | 2.2 | R-454B | 650
216766669 | AMERICAN STANDARD | 5A6H7060A1 | 5PX*D010AS3 | S9X1D120U5PSB | Split System | 52000 | 15.2 | 9 | 2.2 | R-454B | 650
216766687 | AMERICAN STANDARD | 5A6H7060A1 | 5PX*D010AS3 | S9X2D120U5PSB | Split System | 52000 | 15.2 | 9 | 2.2 | R-454B | 650
216766769 | AMERICAN STANDARD | 5A6H7060A1 | 5TXCD010AS3 | S8V2C100M5PDB | Split System | 52500 | 15.2 | 9 | 2.2 | R-454B | 650
216766679 | AMERICAN STANDARD | 5A6H7060A1 | 5PX*D010AS3 | S8V2C100M5PCB | Split System | 52500 | 15.2 | 9 | 2.2 | R-454B | 650
216766696 | TRANE | 5TWR7060A1 | 5PX*DD10AS3+P0V0D000M50SD |  | Split System | 51500 | 15.2 | 9 | 2.2 | R-454B | 650
216767277 | TRANE | 5TWR7060A1 | 5PX*D008AS3+P0V0C000M50SD |  | Split System | 51500 | 15.2 | 9 | 2.2 | R-454B | 650
216766752 | TRANE | 5TWR7060A1 | 5TXCD010AS3 | S8V2C100M5PCB | Split System | 52500 | 15.2 | 9 | 2.2 | R-454B | 650
216766763 | AMERICAN STANDARD | 5A6H7060A1 | 5TXCD010AS3 | S8V2D120M5PDB | Split System | 52500 | 16 | 9 | 2.2 | R-454B | 650
216766734 | TRANE | 5TWR7060A1 | 5TXCD008AS3+P0V0D000M50SD |  | Split System | 51500 | 16 | 9 | 2.2 | R-454B | 650
216767223 | TRANE | 5TWX7060A1 | 5PX*D010AS3+P0V0D000M50SD |  | Split System | 53000 | 16 | 9 | 2.2 | R-454B | 650
216767266 | TRANE | 5TWX7060A1 | 5TXCD010AS3+P0V0D000M50SD |  | Split System | 53000 | 16 | 9 | 2.2 | R-454B | 650
217493331 | ARMSTRONG AIR | A7CP21V36P-**A | 7EH42CX-**+TDR | EFV16CCA* | Split System | 32800 | 17.5 | 9 | 1.92 | R-454B | 650
217048499 | PIONEER | YD4860GCSI18RD | DC048GCSICDHRT |  | Split System | 47500 | 17.5 | 9 | 2.1 | R-454B | 650
217048503 | WELLS | WDHP-4860T-G | WDAH-48MOC-G |  | Split System | 47500 | 17.5 | 9 | 2.1 | R-454B | 650
216766689 | AMERICAN STANDARD | 5A6H7060A1 | 5PX*D010AS3+P0V0C000M50SD |  | Split System | 52500 | 16 | 9 | 2.2 | R-454B | 650
216766688 | TRANE | 5TWR7060A1 | 5PX*D010AS3+P0V0C000M50SD |  | Split System | 52500 | 16 | 9 | 2.2 | R-454B | 650
215939945 | BRYANT HEATING AND COOLING SYSTEMS | 293VAN036**AA* | CSAH*3612AM*+UI | 83*CB36040C17*** | Split System | 33400 | 19 | 9 | 1.94 | R-454B | 650
215940065 | BRYANT HEATING AND COOLING SYSTEMS | 293VAN036**AA* | CSAH*4212AM*+UI | 987TA60080C21*** | Split System | 33600 | 19 | 9 | 1.94 | R-454B | 650
215940015 | BRYANT HEATING AND COOLING SYSTEMS | 293VAN036**AA* | CSAH*4212AM*+UI | 986TD60080C21*** | Split System | 33600 | 19 | 9 | 1.94 | R-454B | 650
215933485 | BRYANT HEATING AND COOLING SYSTEMS | 293VAN036**AA* | CSAH*4212AM*+UI | 986TD66100C21*** | Split System | 33600 | 19 | 9 | 1.96 | R-454B | 650
215940085 | BRYANT HEATING AND COOLING SYSTEMS | 293VAN036**AA* | CSAH*4212AM*+UI | 987TA66120C24*** | Split System | 33600 | 19 | 9 | 1.96 | R-454B | 650
215939954 | CARRIER | 27VNA336A*030* | CSAH*3612AM*+UI | 58CU*B060C17**16 | Split System | 33400 | 19 | 9 | 1.94 | R-454B | 650
215939944 | CARRIER | 27VNA336A*030* | CSAH*3612AM*+UI | 58CU*B040C17**12 | Split System | 33400 | 19 | 9 | 1.94 | R-454B | 650
215940014 | CARRIER | 27VNA336A*030* | CSAH*4212AM*+UI | 59TN6C080C21**20 | Split System | 33600 | 19 | 9 | 1.94 | R-454B | 650
215940064 | CARRIER | 27VNA336A*030* | CSAH*4212AM*+UI | 59TN7A080C21**20 | Split System | 33600 | 19 | 9 | 1.94 | R-454B | 650
215940155 | BRYANT HEATING AND COOLING SYSTEMS | 293VAN036**AA* | CSAH*4812AM*+UI | 987TA66100C21*** | Split System | 33800 | 19.5 | 9 | 1.94 | R-454B | 650
215940165 | BRYANT HEATING AND COOLING SYSTEMS | 293VAN036**AA* | CSAH*4812AM*+UI | 987TA66120C24*** | Split System | 33800 | 19.5 | 9 | 1.94 | R-454B | 650
215940115 | BRYANT HEATING AND COOLING SYSTEMS | 293VAN036**AA* | CSAH*4812AM*+UI | 83*CB48060C17*** | Split System | 33800 | 19.5 | 9 | 1.94 | R-454B | 650
215940105 | BRYANT HEATING AND COOLING SYSTEMS | 293VAN036**AA* | CSAH*4812AM*+UI | 83*CB36040C17*** | Split System | 33800 | 19.5 | 9 | 1.94 | R-454B | 650
215940035 | BRYANT HEATING AND COOLING SYSTEMS | 293VAN036**AA* | CSAH*4212AM*+UI | 83*CB48060C17*** | Split System | 33600 | 19.5 | 9 | 1.96 | R-454B | 650
215940095 | BRYANT HEATING AND COOLING SYSTEMS | 293VAN036**AA* | CSAH*4812AM*+UI | 986TD60080C21*** | Split System | 33800 | 19.5 | 9 | 1.96 | R-454B | 650
215940145 | BRYANT HEATING AND COOLING SYSTEMS | 293VAN036**AA* | CSAH*4812AM*+UI | 987TA60080C21*** | Split System | 33800 | 19.5 | 9 | 1.96 | R-454B | 650
215940235 | BRYANT HEATING AND COOLING SYSTEMS | 293VAN036**AA* | CSAH*6012AM*+UI | 987TA66100C21*** | Split System | 34200 | 19.5 | 9 | 1.96 | R-454B | 650
215940185 | BRYANT HEATING AND COOLING SYSTEMS | 293VAN036**AA* | CSAH*6012AM*+UI | 83*CB36040C17*** | Split System | 34200 | 19.5 | 9 | 1.96 | R-454B | 650
215940195 | BRYANT HEATING AND COOLING SYSTEMS | 293VAN036**AA* | CSAH*6012AM*+UI | 83*CB48060C17*** | Split System | 34200 | 19.5 | 9 | 1.96 | R-454B | 650
215933885 | BRYANT HEATING AND COOLING SYSTEMS | 293VAN036**AA* | CSAH*6012AM*+UI | 987MC60080C21*** | Split System | 34200 | 19.5 | 9 | 1.96 | R-454B | 650
215940104 | CARRIER | 27VNA336A*030* | CSAH*4812AM*+UI | 58CU*B040C17**12 | Split System | 33800 | 19.5 | 9 | 1.94 | R-454B | 650
215940154 | CARRIER | 27VNA336A*030* | CSAH*4812AM*+UI | 59TN7A100C21**22 | Split System | 33800 | 19.5 | 9 | 1.94 | R-454B | 650
215940164 | CARRIER | 27VNA336A*030* | CSAH*4812AM*+UI | 59TN7A120C24**22 | Split System | 33800 | 19.5 | 9 | 1.94 | R-454B | 650
215940034 | CARRIER | 27VNA336A*030* | CSAH*4212AM*+UI | 58CU*B060C17**16 | Split System | 33600 | 19.5 | 9 | 1.96 | R-454B | 650
215940184 | CARRIER | 27VNA336A*030* | CSAH*6012AM*+UI | 58CU*B040C17**12 | Split System | 34200 | 19.5 | 9 | 1.96 | R-454B | 650
215940224 | CARRIER | 27VNA336A*030* | CSAH*6012AM*+UI | 59TN7A080C21**20 | Split System | 34200 | 19.5 | 9 | 1.96 | R-454B | 650
215940194 | CARRIER | 27VNA336A*030* | CSAH*6012AM*+UI | 58CU*B060C17**16 | Split System | 34200 | 19.5 | 9 | 1.96 | R-454B | 650
215940244 | CARRIER | 27VNA336A*030* | CSAH*6012AM*+UI | 59TN7A120C24**22 | Split System | 34200 | 19.5 | 9 | 1.96 | R-454B | 650
215939795 | BRYANT HEATING AND COOLING SYSTEMS | 293VAN036**AA* | CAA**6024AM*+UI | 987TA60080C21*** | Split System | 34000 | 20 | 9 | 1.96 | R-454B | 650
215939785 | BRYANT HEATING AND COOLING SYSTEMS | 293VAN036**AA* | CAA**6024AM*+UI | 986TD60080C21*** | Split System | 34000 | 20 | 9 | 1.96 | R-454B | 650
215939794 | CARRIER | 27VNA336A*030* | CAA**6024AM*+UI | 59TN7A080C21**20 | Split System | 34000 | 20 | 9 | 1.96 | R-454B | 650
215939784 | CARRIER | 27VNA336A*030* | CAA**6024AM*+UI | 59TN6C080C21**20 | Split System | 34000 | 20 | 9 | 1.96 | R-454B | 650
215939864 | CARRIER | 27VNA336A*030* | CAA**6121AM*+UI | 59TN7A080C17**16 | Split System | 34200 | 20 | 9 | 1.96 | R-454B | 650
215939874 | CARRIER | 27VNA336A*030* | CAA**6121AM*+UI | 59TN7A080C21**20 | Split System | 34400 | 20 | 9 | 1.96 | R-454B | 650
215941215 | BRYANT HEATING AND COOLING SYSTEMS | 293VAN048**AA* | CSAH*6012AM*+UI | 83*CB48060C17*** | Split System | 45000 | 20.5 | 9 | 1.88 | R-454B | 650
215932715 | BRYANT HEATING AND COOLING SYSTEMS | 293VAN036**AA* | CAA**6121AM*+UI | 88*TB48090C17*** | Split System | 34400 | 20.5 | 9 | 1.96 | R-454B | 650
215941214 | CARRIER | 27VNA348A*030* | CSAH*6012AM*+UI | 58CU*B060C17**16 | Split System | 45000 | 20.5 | 9 | 1.88 | R-454B | 650
215941055 | BRYANT HEATING AND COOLING SYSTEMS | 293VAN048**AA* | CAA**6121AM*+UI | 83*CB48060C17*** | Split System | 45000 | 21 | 9 | 1.86 | R-454B | 650
215941054 | CARRIER | 27VNA348A*030* | CAA**6121AM*+UI | 58CU*B060C17**16 | Split System | 45000 | 21 | 9 | 1.86 | R-454B | 650
215941125 | BRYANT HEATING AND COOLING SYSTEMS | 293VAN048**AA* | CAA**6124AM*+UI | 987TA66120C24*** | Split System | 45500 | 21.5 | 9 | 1.86 | R-454B | 650
215941124 | CARRIER | 27VNA348A*030* | CAA**6124AM*+UI | 59TN7A120C24**22 | Split System | 45500 | 21.5 | 9 | 1.86 | R-454B | 650
215934314 | CARRIER | 27VNA348A*030* | CAA**6124AM*+UI | 58TN*B090C21**20 | Split System | 45500 | 21.5 | 9 | 1.88 | R-454B | 650
215934354 | CARRIER | 27VNA348A*030* | CAA**6124AM*+UI | 59CU5B100C21**22 | Split System | 45500 | 21.5 | 9 | 1.88 | R-454B | 650
216619012 | AIREASE | A7SCP18V24P-**A | 7AH1AC18PX-** |  | Split System | 23200 | 15.2 | 9 | 1.75 | R-454B | 650
217509079 | ALLIED | 7SCP18V24P-**A | 7AH1AC18PX-** |  | Split System | 23200 | 15.2 | 9 | 1.75 | R-454B | 650
216618956 | ARMSTRONG AIR | A7SCP18V24P-**A | 7AH1AC18PX-** |  | Split System | 23200 | 15.2 | 9 | 1.75 | R-454B | 650
216619068 | DUCANE | 7SCP18V24P-**A | 7AH1AC18PX-** |  | Split System | 23200 | 15.2 | 9 | 1.75 | R-454B | 650
216604739 | GE Appliances | NS18H24HA5*** | NAM18P1TA5**** |  | Split System | 23200 | 15.2 | 9 | 1.75 | R-454B | 650
216618900 | LENNOX | EL18KSLV-024-230A** | CBK45UHPT-018-230-** |  | Split System | 23200 | 15.2 | 9 | 1.75 | R-454B | 650
216618891 | BOSCH | BOVA-24RXB-M15S | BIWA-18RXB-M16X |  | Split System | 18000 | 16 | 9 | 1.81 | R-454B | 650
216618893 | BOSCH | BOVA-24RXB-M15S | BICA-18RXB-M16X |  | Split System | 18000 | 16 | 9 | 1.81 | R-454B | 650
216766758 | TRANE | 5TWR7060A1 | 5TXCD010AS3+P0V0D000M50SD |  | Split System | 53000 | 16 | 9 | 2.2 | R-454B | 650
216766690 | TRANE | 5TWR7060A1 | 5PX*D010AS3+P0V0D000M50SD |  | Split System | 53000 | 16 | 9 | 2.2 | R-454B | 650
217509172 | ALLIED | 7SCP18V24P-**A | 7E[C,U]30BX-**+TDR | 96G1UH070BE12* | Split System | 24000 | 16.1 | 9 | 1.8 | R-454B | 650
217189144 | CONCORD | 7SCP18V24P-**A | 7E[C,U]30BX-**+TDR | 96G1UH070BE12* | Split System | 24000 | 16.1 | 9 | 1.8 | R-454B | 650
217189404 | DUCANE | 7SCP18V24P-**A | 7E[C,U]30BX-**+TDR | 96G1UH070BE12* | Split System | 24000 | 16.1 | 9 | 1.8 | R-454B | 650
217189726 | LENNOX | EL18KSLV-024-230A** | CK40[C,U]T-30B-**+TDR | ML196UH070XE36B* | Split System | 24000 | 16.1 | 9 | 1.8 | R-454B | 650
217188689 | AIREASE | A7SCP18V24P-**A | 7ED24BX-**+TDR | A96DF1E045B12S* | Split System | 23800 | 16.3 | 9 | 1.8 | R-454B | 650
217188684 | AIREASE | A7SCP18V24P-**A | 7EH30BX-**+TDR | A96UH1E045B12S* | Split System | 24000 | 16.3 | 9 | 1.8 | R-454B | 650
217188685 | AIREASE | A7SCP18V24P-**A | 7EH30BX-**+TDR | A96UH1E070B12S* | Split System | 24000 | 16.3 | 9 | 1.8 | R-454B | 650
217509221 | ALLIED | 7SCP18V24P-**A | 7ED24BX-**+TDR | 96G1DF045BE12* | Split System | 23800 | 16.3 | 9 | 1.8 | R-454B | 650
217509217 | ALLIED | 7SCP18V24P-**A | 7EH30BX-**+TDR | 96G1UH070BE12* | Split System | 24000 | 16.3 | 9 | 1.8 | R-454B | 650
217509216 | ALLIED | 7SCP18V24P-**A | 7EH30BX-**+TDR | 96G1UH045BE12* | Split System | 24000 | 16.3 | 9 | 1.8 | R-454B | 650
217188939 | ARMSTRONG AIR | A7SCP18V24P-**A | 7ED24BX-**+TDR | A96DF1E045B12S* | Split System | 23800 | 16.3 | 9 | 1.8 | R-454B | 650
217188935 | ARMSTRONG AIR | A7SCP18V24P-**A | 7EH30BX-**+TDR | A96UH1E070B12S* | Split System | 24000 | 16.3 | 9 | 1.8 | R-454B | 650
217189202 | CONCORD | 7SCP18V24P-**A | 7ED24BX-**+TDR | 96G1DF045BE12* | Split System | 23800 | 16.3 | 9 | 1.8 | R-454B | 650
217189198 | CONCORD | 7SCP18V24P-**A | 7EH30BX-**+TDR | 96G1UH070BE12* | Split System | 24000 | 16.3 | 9 | 1.8 | R-454B | 650
217189197 | CONCORD | 7SCP18V24P-**A | 7EH30BX-**+TDR | 96G1UH045BE12* | Split System | 24000 | 16.3 | 9 | 1.8 | R-454B | 650
217189462 | DUCANE | 7SCP18V24P-**A | 7ED24BX-**+TDR | 96G1DF045BE12* | Split System | 23800 | 16.3 | 9 | 1.8 | R-454B | 650
217189458 | DUCANE | 7SCP18V24P-**A | 7EH30BX-**+TDR | 96G1UH070BE12* | Split System | 24000 | 16.3 | 9 | 1.8 | R-454B | 650
217189782 | LENNOX | EL18KSLV-024-230A** | CK40DT-24B-**+TDR | ML196DF045XE36B* | Split System | 23800 | 16.3 | 9 | 1.8 | R-454B | 650
217189776 | LENNOX | EL18KSLV-024-230A** | CK40HT-30B-**+TDR | ML196UH045XE36B* | Split System | 24000 | 16.3 | 9 | 1.8 | R-454B | 650
217188636 | AIREASE | A7SCP18V24P-**A | 7E[C,U]30AX-**+TDR | A80UH1E070A12* | Split System | 23800 | 16.35 | 9 | 1.8 | R-454B | 650
217509164 | ALLIED | 7SCP18V24P-**A | 7E[C,U]30AX-**+TDR | 80G1UH070AE12* | Split System | 23800 | 16.35 | 9 | 1.8 | R-454B | 650
217509407 | ALLIED | 7SCP18V24P-**A | 7E[C,U]30AX-**+TDR | 80G1UH070AE12L* | Split System | 23800 | 16.35 | 9 | 1.8 | R-454B | 650
217509186 | ALLIED | 7SCP18V24P-**A | 7E[C,U]36BX-**+TDR | 96G1UH045BE12* | Split System | 24000 | 16.35 | 9 | 1.8 | R-454B | 650
217509184 | ALLIED | 7SCP18V24P-**A | 7E[C,U]36BX-**+TDR | 95G1UH040BE12X* | Split System | 24000 | 16.35 | 9 | 1.8 | R-454B | 650
217509214 | ALLIED | 7SCP18V24P-**A | 7EH30BX-**+TDR | 95G1UH040BE12X* | Split System | 24000 | 16.35 | 9 | 1.8 | R-454B | 650
217188886 | ARMSTRONG AIR | A7SCP18V24P-**A | 7E[C,U]30AX-**+TDR | A80UH1E070A12* | Split System | 23800 | 16.35 | 9 | 1.8 | R-454B | 650
217189136 | CONCORD | 7SCP18V24P-**A | 7E[C,U]30AX-**+TDR | 80G1UH070AE12* | Split System | 23800 | 16.35 | 9 | 1.8 | R-454B | 650
217189158 | CONCORD | 7SCP18V24P-**A | 7E[C,U]36BX-**+TDR | 96G1UH045BE12* | Split System | 24000 | 16.35 | 9 | 1.8 | R-454B | 650
217189396 | DUCANE | 7SCP18V24P-**A | 7E[C,U]30AX-**+TDR | 80G1UH070AE12* | Split System | 23800 | 16.35 | 9 | 1.8 | R-454B | 650
217189418 | DUCANE | 7SCP18V24P-**A | 7E[C,U]36BX-**+TDR | 96G1UH045BE12* | Split System | 24000 | 16.35 | 9 | 1.8 | R-454B | 650
217189416 | DUCANE | 7SCP18V24P-**A | 7E[C,U]36BX-**+TDR | 95G1UH040BE12X* | Split System | 24000 | 16.35 | 9 | 1.8 | R-454B | 650
217189455 | DUCANE | 7SCP18V24P-**A | 7EH30BX-**+TDR | 95G1UH040BE12X* | Split System | 24000 | 16.35 | 9 | 1.8 | R-454B | 650
217189717 | LENNOX | EL18KSLV-024-230A** | CK40[C,U]T-30A-**+TDR | ML180UH070E36A* | Split System | 23800 | 16.35 | 9 | 1.8 | R-454B | 650
217188653 | AIREASE | A7SCP18V24P-**A | 7E[C,U]36BX-**+TDR | A96UH1E070B12S* | Split System | 24000 | 16.4 | 9 | 1.85 | R-454B | 650
217509434 | ALLIED | 7SCP18V24P-**A | 7EH30BX-**+TDR | 97G2UH070BE12* | Split System | 24000 | 16.4 | 9 | 1.8 | R-454B | 650
217509187 | ALLIED | 7SCP18V24P-**A | 7E[C,U]36BX-**+TDR | 96G1UH070BE12* | Split System | 24000 | 16.4 | 9 | 1.85 | R-454B | 650
217188903 | ARMSTRONG AIR | A7SCP18V24P-**A | 7E[C,U]36BX-**+TDR | A96UH1E070B12S* | Split System | 24000 | 16.4 | 9 | 1.85 | R-454B | 650
217189159 | CONCORD | 7SCP18V24P-**A | 7E[C,U]36BX-**+TDR | 96G1UH070BE12* | Split System | 24000 | 16.4 | 9 | 1.85 | R-454B | 650
217189419 | DUCANE | 7SCP18V24P-**A | 7E[C,U]36BX-**+TDR | 96G1UH070BE12* | Split System | 24000 | 16.4 | 9 | 1.85 | R-454B | 650
217189743 | LENNOX | EL18KSLV-024-230A** | CK40[C,U]T-36B-**+TDR | ML196UH070XE36B* | Split System | 24000 | 16.4 | 9 | 1.85 | R-454B | 650
217509199 | ALLIED | 7SCP18V24P-**A | 7EH24BX-**+TDR | 95G1UH040BE12X* | Split System | 24000 | 16.45 | 9 | 1.8 | R-454B | 650
217189180 | CONCORD | 7SCP18V24P-**A | 7EH24BX-**+TDR | 95G1UH040BE12X* | Split System | 24000 | 16.45 | 9 | 1.8 | R-454B | 650
217189757 | LENNOX | EL18KSLV-024-230A** | CK40HT-24B-**+TDR | EL195UH040NE36B* | Split System | 24000 | 16.45 | 9 | 1.8 | R-454B | 650
217188662 | AIREASE | A7SCP18V24P-**A | 7EH24AX-**+TDR | A80US2V070A12* | Split System | 23600 | 16.5 | 9 | 1.8 | R-454B | 650
217188673 | AIREASE | A7SCP18V24P-**A | 7EH24BX-**+TDR | A96UH1E070B12S* | Split System | 24000 | 16.5 | 9 | 1.8 | R-454B | 650
217509188 | ALLIED | 7SCP18V24P-**A | 7EH24AX-**+TDR | 80G2UH070AV12* | Split System | 23600 | 16.5 | 9 | 1.8 | R-454B | 650
217509185 | ALLIED | 7SCP18V24P-**A | 7E[C,U]36BX-**+TDR | 95G1UH060BE12X* | Split System | 24000 | 16.5 | 9 | 1.8 | R-454B | 650
217509202 | ALLIED | 7SCP18V24P-**A | 7EH24BX-**+TDR | 96G1UH070BE12* | Split System | 24000 | 16.5 | 9 | 1.8 | R-454B | 650
217509418 | ALLIED | 7SCP18V24P-**A | 7E[C,U]36BX-**+TDR | 97G2UH070BE12* | Split System | 24000 | 16.5 | 9 | 1.85 | R-454B | 650
217188912 | ARMSTRONG AIR | A7SCP18V24P-**A | 7EH24AX-**+TDR | A80US2V070A12* | Split System | 23600 | 16.5 | 9 | 1.8 | R-454B | 650
217189169 | CONCORD | 7SCP18V24P-**A | 7EH24AX-**+TDR | 80G2UH070AV12* | Split System | 23600 | 16.5 | 9 | 1.8 | R-454B | 650
217189183 | CONCORD | 7SCP18V24P-**A | 7EH24BX-**+TDR | 96G1UH070BE12* | Split System | 24000 | 16.5 | 9 | 1.8 | R-454B | 650
217189157 | CONCORD | 7SCP18V24P-**A | 7E[C,U]36BX-**+TDR | 95G1UH060BE12X* | Split System | 24000 | 16.5 | 9 | 1.8 | R-454B | 650
217189429 | DUCANE | 7SCP18V24P-**A | 7EH24AX-**+TDR | 80G2UH070AV12* | Split System | 23600 | 16.5 | 9 | 1.8 | R-454B | 650
217189417 | DUCANE | 7SCP18V24P-**A | 7E[C,U]36BX-**+TDR | 95G1UH060BE12X* | Split System | 24000 | 16.5 | 9 | 1.8 | R-454B | 650
217189443 | DUCANE | 7SCP18V24P-**A | 7EH24BX-**+TDR | 96G1UH070BE12* | Split System | 24000 | 16.5 | 9 | 1.8 | R-454B | 650
217189760 | LENNOX | EL18KSLV-024-230A** | CK40HT-24B-**+TDR | ML196UH070XE36B* | Split System | 24000 | 16.5 | 9 | 1.8 | R-454B | 650
217189741 | LENNOX | EL18KSLV-024-230A** | CK40[C,U]T-36B-**+TDR | EL195UH060NE36B* | Split System | 24000 | 16.5 | 9 | 1.8 | R-454B | 650
217509433 | ALLIED | 7SCP18V24P-**A | 7EH30BX-**+TDR | 97G2UH045BE12* | Split System | 24000 | 16.55 | 9 | 1.8 | R-454B | 650
217509215 | ALLIED | 7SCP18V24P-**A | 7EH30BX-**+TDR | 95G1UH060BE12X* | Split System | 24000 | 16.55 | 9 | 1.8 | R-454B | 650
217189196 | CONCORD | 7SCP18V24P-**A | 7EH30BX-**+TDR | 95G1UH060BE12X* | Split System | 24000 | 16.55 | 9 | 1.8 | R-454B | 650
217189456 | DUCANE | 7SCP18V24P-**A | 7EH30BX-**+TDR | 95G1UH060BE12X* | Split System | 24000 | 16.55 | 9 | 1.8 | R-454B | 650
217189775 | LENNOX | EL18KSLV-024-230A** | CK40HT-30B-**+TDR | EL195UH060NE36B* | Split System | 24000 | 16.55 | 9 | 1.8 | R-454B | 650
217509426 | ALLIED | 7SCP18V24P-**A | 7EH24BX-**+TDR | 97G2UH070BE12* | Split System | 24000 | 16.6 | 9 | 1.8 | R-454B | 650
217509417 | ALLIED | 7SCP18V24P-**A | 7E[C,U]36BX-**+TDR | 97G2UH045BE12* | Split System | 24000 | 16.6 | 9 | 1.8 | R-454B | 650
217188666 | AIREASE | A7SCP18V24P-**A | 7EH24AX-**+TDR | A80UH2E070A12* | Split System | 23200 | 16.65 | 9 | 1.8 | R-454B | 650
217509191 | ALLIED | 7SCP18V24P-**A | 7EH24AX-**+TDR | 80G2UH070AE12L* | Split System | 23200 | 16.65 | 9 | 1.8 | R-454B | 650
217509192 | ALLIED | 7SCP18V24P-**A | 7EH24AX-**+TDR | 80G2UH070AE12* | Split System | 23200 | 16.65 | 9 | 1.8 | R-454B | 650
217188916 | ARMSTRONG AIR | A7SCP18V24P-**A | 7EH24AX-**+TDR | A80UH2E070A12* | Split System | 23200 | 16.65 | 9 | 1.8 | R-454B | 650
217189173 | CONCORD | 7SCP18V24P-**A | 7EH24AX-**+TDR | 80G2UH070AE12* | Split System | 23200 | 16.65 | 9 | 1.8 | R-454B | 650
217189172 | CONCORD | 7SCP18V24P-**A | 7EH24AX-**+TDR | 80G2UH070AE12L* | Split System | 23200 | 16.65 | 9 | 1.8 | R-454B | 650
217189432 | DUCANE | 7SCP18V24P-**A | 7EH24AX-**+TDR | 80G2UH070AE12L* | Split System | 23200 | 16.65 | 9 | 1.8 | R-454B | 650
217189433 | DUCANE | 7SCP18V24P-**A | 7EH24AX-**+TDR | 80G2UH070AE12* | Split System | 23200 | 16.65 | 9 | 1.8 | R-454B | 650
217189748 | LENNOX | EL18KSLV-024-230A** | CK40HT-24A-**+TDR | EL280UH070XE36A* | Split System | 23200 | 16.65 | 9 | 1.8 | R-454B | 650
217188630 | AIREASE | A7SCP18V24P-**A | 7E[C,U]30AX-**+TDR | A80US2V070A12* | Split System | 23800 | 16.7 | 9 | 1.8 | R-454B | 650
217509158 | ALLIED | 7SCP18V24P-**A | 7E[C,U]30AX-**+TDR | 80G2UH070AV12* | Split System | 23800 | 16.7 | 9 | 1.8 | R-454B | 650
217509425 | ALLIED | 7SCP18V24P-**A | 7EH24BX-**+TDR | 97G2UH045BE12* | Split System | 24000 | 16.7 | 9 | 1.8 | R-454B | 650
217509200 | ALLIED | 7SCP18V24P-**A | 7EH24BX-**+TDR | 95G1UH060BE12X* | Split System | 24000 | 16.7 | 9 | 1.8 | R-454B | 650
217188880 | ARMSTRONG AIR | A7SCP18V24P-**A | 7E[C,U]30AX-**+TDR | A80US2V070A12* | Split System | 23800 | 16.7 | 9 | 1.8 | R-454B | 650
217189130 | CONCORD | 7SCP18V24P-**A | 7E[C,U]30AX-**+TDR | 80G2UH070AV12* | Split System | 23800 | 16.7 | 9 | 1.8 | R-454B | 650
217189181 | CONCORD | 7SCP18V24P-**A | 7EH24BX-**+TDR | 95G1UH060BE12X* | Split System | 24000 | 16.7 | 9 | 1.8 | R-454B | 650
217189441 | DUCANE | 7SCP18V24P-**A | 7EH24BX-**+TDR | 95G1UH060BE12X* | Split System | 24000 | 16.7 | 9 | 1.8 | R-454B | 650
217189710 | LENNOX | EL18KSLV-024-230A** | CK40[C,U]T-30A-**+TDR | SL280UH070V36A* | Split System | 23800 | 16.7 | 9 | 1.8 | R-454B | 650
217188669 | AIREASE | A7SCP18V24P-**A | 7EH24AX-**+TDR | A80UH1E045A12* | Split System | 23600 | 16.75 | 9 | 1.8 | R-454B | 650
217509195 | ALLIED | 7SCP18V24P-**A | 7EH24AX-**+TDR | 80G1UH045AE12* | Split System | 23600 | 16.75 | 9 | 1.8 | R-454B | 650
217509196 | ALLIED | 7SCP18V24P-**A | 7EH24AX-**+TDR | 80G1UH045AE12L* | Split System | 23600 | 16.75 | 9 | 1.8 | R-454B | 650
217188919 | ARMSTRONG AIR | A7SCP18V24P-**A | 7EH24AX-**+TDR | A80UH1E045A12* | Split System | 23600 | 16.75 | 9 | 1.8 | R-454B | 650
217188913 | ARMSTRONG AIR | A7SCP18V24P-**A | 7EH24AX-**+TDR | A80US2V060A12X* | Split System | 23600 | 16.75 | 9 | 1.8 | R-454B | 650
217189437 | DUCANE | 7SCP18V24P-**A | 7EH24AX-**+TDR | 80G1UH045AE12L* | Split System | 23600 | 16.75 | 9 | 1.8 | R-454B | 650
217189436 | DUCANE | 7SCP18V24P-**A | 7EH24AX-**+TDR | 80G1UH045AE12* | Split System | 23600 | 16.75 | 9 | 1.8 | R-454B | 650
217189752 | LENNOX | EL18KSLV-024-230A** | CK40HT-24A-**+TDR | ML180UH045E36A* | Split System | 23600 | 16.75 | 9 | 1.8 | R-454B | 650
217189753 | LENNOX | EL18KSLV-024-230A** | CK40HT-24A-**+TDR | ML180UH045XE36A* | Split System | 23600 | 16.75 | 9 | 1.8 | R-454B | 650
217189745 | LENNOX | EL18KSLV-024-230A** | CK40HT-24A-**+TDR | SL280UH060NV36A* | Split System | 23600 | 16.75 | 9 | 1.8 | R-454B | 650
217188631 | AIREASE | A7SCP18V24P-**A | 7E[C,U]30AX-**+TDR | A80US2V060A12X* | Split System | 23800 | 16.85 | 9 | 1.8 | R-454B | 650
217188637 | AIREASE | A7SCP18V24P-**A | 7E[C,U]30AX-**+TDR | A80UH1E045A12* | Split System | 24000 | 16.85 | 9 | 1.8 | R-454B | 650
217509413 | ALLIED | 7SCP18V24P-**A | 7E[C,U]30BX-**+TDR | 92G1UH045BE12* | Split System | 23800 | 16.85 | 9 | 1.8 | R-454B | 650
217509166 | ALLIED | 7SCP18V24P-**A | 7E[C,U]30AX-**+TDR | 80G1UH045AE12L* | Split System | 24000 | 16.85 | 9 | 1.8 | R-454B | 650
217509165 | ALLIED | 7SCP18V24P-**A | 7E[C,U]30AX-**+TDR | 80G1UH045AE12* | Split System | 24000 | 16.85 | 9 | 1.8 | R-454B | 650
217188887 | ARMSTRONG AIR | A7SCP18V24P-**A | 7E[C,U]30AX-**+TDR | A80UH1E045A12* | Split System | 24000 | 16.85 | 9 | 1.8 | R-454B | 650
217189137 | CONCORD | 7SCP18V24P-**A | 7E[C,U]30AX-**+TDR | 80G1UH045AE12* | Split System | 24000 | 16.85 | 9 | 1.8 | R-454B | 650
217189138 | CONCORD | 7SCP18V24P-**A | 7E[C,U]30AX-**+TDR | 80G1UH045AE12L* | Split System | 24000 | 16.85 | 9 | 1.8 | R-454B | 650
217189397 | DUCANE | 7SCP18V24P-**A | 7E[C,U]30AX-**+TDR | 80G1UH045AE12* | Split System | 24000 | 16.85 | 9 | 1.8 | R-454B | 650
217189711 | LENNOX | EL18KSLV-024-230A** | CK40[C,U]T-30A-**+TDR | SL280UH060NV36A* | Split System | 23800 | 16.85 | 9 | 1.8 | R-454B | 650
217189718 | LENNOX | EL18KSLV-024-230A** | CK40[C,U]T-30A-**+TDR | ML180UH045E36A* | Split System | 24000 | 16.85 | 9 | 1.8 | R-454B | 650
217189719 | LENNOX | EL18KSLV-024-230A** | CK40[C,U]T-30A-**+TDR | ML180UH045XE36A* | Split System | 24000 | 16.85 | 9 | 1.8 | R-454B | 650
217188665 | AIREASE | A7SCP18V24P-**A | 7EH24AX-**+TDR | A80UH1E060A12X* | Split System | 23600 | 16.95 | 9 | 1.8 | R-454B | 650
216769632 | AIREASE | A7SCP18V24P-**A | 7E[C,U]30BX-**+TDR | A97US2V045B12S* | Split System | 23800 | 16.95 | 9 | 1.8 | R-454B | 650
217509190 | ALLIED | 7SCP18V24P-**A | 7EH24AX-**+TDR | 80G1UH060AE12X* | Split System | 23600 | 16.95 | 9 | 1.8 | R-454B | 650
217509189 | ALLIED | 7SCP18V24P-**A | 7EH24AX-**+TDR | 80G1UH040AE12X* | Split System | 23600 | 16.95 | 9 | 1.8 | R-454B | 650
217509122 | ALLIED | 7SCP18V24P-**A | 7E[C,U]30BX-**+TDR | 97G2UH045BV12* | Split System | 23800 | 16.95 | 9 | 1.8 | R-454B | 650
217188914 | ARMSTRONG AIR | A7SCP18V24P-**A | 7EH24AX-**+TDR | A80UH1E040A12X* | Split System | 23600 | 16.95 | 9 | 1.8 | R-454B | 650
217188915 | ARMSTRONG AIR | A7SCP18V24P-**A | 7EH24AX-**+TDR | A80UH1E060A12X* | Split System | 23600 | 16.95 | 9 | 1.8 | R-454B | 650
217189171 | CONCORD | 7SCP18V24P-**A | 7EH24AX-**+TDR | 80G1UH060AE12X* | Split System | 23600 | 16.95 | 9 | 1.8 | R-454B | 650
216769659 | CONCORD | 7SCP18V24P-**A | 7E[C,U]30BX-**+TDR | 97G2UH045BV12* | Split System | 23800 | 16.95 | 9 | 1.8 | R-454B | 650
217189431 | DUCANE | 7SCP18V24P-**A | 7EH24AX-**+TDR | 80G1UH060AE12X* | Split System | 23600 | 16.95 | 9 | 1.8 | R-454B | 650
217189430 | DUCANE | 7SCP18V24P-**A | 7EH24AX-**+TDR | 80G1UH040AE12X* | Split System | 23600 | 16.95 | 9 | 1.8 | R-454B | 650
216769660 | DUCANE | 7SCP18V24P-**A | 7E[C,U]30BX-**+TDR | 97G2UH045BV12* | Split System | 23800 | 16.95 | 9 | 1.8 | R-454B | 650
217177698 | GE Appliances | NS18H24HA5*** | NCUC30BT5****+TDR | NF96U045V3B*** | Split System | 23800 | 16.95 | 9 | 1.8 | R-454B | 650
217189746 | LENNOX | EL18KSLV-024-230A** | CK40HT-24A-**+TDR | EL180UH040NE36A* | Split System | 23600 | 16.95 | 9 | 1.8 | R-454B | 650
217509411 | ALLIED | 7SCP18V24P-**A | 7E[C,U]30BX-**+TDR | 96G1UH030BE08* | Split System | 23600 | 17 | 9 | 1.8 | R-454B | 650
217509414 | ALLIED | 7SCP18V24P-**A | 7E[C,U]30BX-**+TDR | 92G1UH070BE12* | Split System | 24000 | 17 | 9 | 1.8 | R-454B | 650
216769629 | ARMSTRONG AIR | A7SCP18V24P-**A | 7E[C,U]30BX-**+TDR | A97US2V060B12X* | Split System | 23800 | 17 | 9 | 1.8 | R-454B | 650
217188633 | AIREASE | A7SCP18V24P-**A | 7E[C,U]30AX-**+TDR | A80UH1E060A12X* | Split System | 23800 | 17.05 | 9 | 1.8 | R-454B | 650
217188632 | AIREASE | A7SCP18V24P-**A | 7E[C,U]30AX-**+TDR | A80UH1E040A12X* | Split System | 24000 | 17.05 | 9 | 1.8 | R-454B | 650
217509160 | ALLIED | 7SCP18V24P-**A | 7E[C,U]30AX-**+TDR | 80G1UH060AE12X* | Split System | 23800 | 17.05 | 9 | 1.8 | R-454B | 650
217509159 | ALLIED | 7SCP18V24P-**A | 7E[C,U]30AX-**+TDR | 80G1UH040AE12X* | Split System | 24000 | 17.05 | 9 | 1.8 | R-454B | 650
217188882 | ARMSTRONG AIR | A7SCP18V24P-**A | 7E[C,U]30AX-**+TDR | A80UH1E040A12X* | Split System | 24000 | 17.05 | 9 | 1.8 | R-454B | 650
217189132 | CONCORD | 7SCP18V24P-**A | 7E[C,U]30AX-**+TDR | 80G1UH060AE12X* | Split System | 23800 | 17.05 | 9 | 1.8 | R-454B | 650
217189131 | CONCORD | 7SCP18V24P-**A | 7E[C,U]30AX-**+TDR | 80G1UH040AE12X* | Split System | 24000 | 17.05 | 9 | 1.8 | R-454B | 650
217189392 | DUCANE | 7SCP18V24P-**A | 7E[C,U]30AX-**+TDR | 80G1UH060AE12X* | Split System | 23800 | 17.05 | 9 | 1.8 | R-454B | 650
217189391 | DUCANE | 7SCP18V24P-**A | 7E[C,U]30AX-**+TDR | 80G1UH040AE12X* | Split System | 24000 | 17.05 | 9 | 1.8 | R-454B | 650
217189713 | LENNOX | EL18KSLV-024-230A** | CK40[C,U]T-30A-**+TDR | EL180UH060NE36A* | Split System | 23800 | 17.05 | 9 | 1.8 | R-454B | 650
217189712 | LENNOX | EL18KSLV-024-230A** | CK40[C,U]T-30A-**+TDR | EL180UH040NE36A* | Split System | 24000 | 17.05 | 9 | 1.8 | R-454B | 650
217509436 | ALLIED | 7SCP18V24P-**A | 7EH30BX-**+TDR | 92G1UH030BE12* | Split System | 24000 | 17.1 | 9 | 1.8 | R-454B | 650
217509437 | ALLIED | 7SCP18V24P-**A | 7EH30BX-**+TDR | 92G1UH045BE12* | Split System | 24000 | 17.1 | 9 | 1.8 | R-454B | 650
216764781 | TRANE | 5TWR7048A1 | 5PX*D008AS3 | S8X2C100M5PTC | Split System | 43500 | 17.1 | 9 | 2.2 | R-454B | 650
217188649 | AIREASE | A7SCP18V24P-**A | 7E[C,U]36AX-**+TDR | A80UH1E045A12* | Split System | 24000 | 17.15 | 9 | 1.85 | R-454B | 650
217509421 | ALLIED | 7SCP18V24P-**A | 7E[C,U]36BX-**+TDR | 92G1UH045BE12* | Split System | 24000 | 17.15 | 9 | 1.8 | R-454B | 650
217509181 | ALLIED | 7SCP18V24P-**A | 7E[C,U]36AX-**+TDR | 80G1UH045AE12L* | Split System | 24000 | 17.15 | 9 | 1.85 | R-454B | 650
217509180 | ALLIED | 7SCP18V24P-**A | 7E[C,U]36AX-**+TDR | 80G1UH045AE12* | Split System | 24000 | 17.15 | 9 | 1.85 | R-454B | 650
217188899 | ARMSTRONG AIR | A7SCP18V24P-**A | 7E[C,U]36AX-**+TDR | A80UH1E045A12* | Split System | 24000 | 17.15 | 9 | 1.85 | R-454B | 650
217189152 | CONCORD | 7SCP18V24P-**A | 7E[C,U]36AX-**+TDR | 80G1UH045AE12* | Split System | 24000 | 17.15 | 9 | 1.85 | R-454B | 650
217189412 | DUCANE | 7SCP18V24P-**A | 7E[C,U]36AX-**+TDR | 80G1UH045AE12* | Split System | 24000 | 17.15 | 9 | 1.85 | R-454B | 650
217189413 | DUCANE | 7SCP18V24P-**A | 7E[C,U]36AX-**+TDR | 80G1UH045AE12L* | Split System | 24000 | 17.15 | 9 | 1.85 | R-454B | 650
217189735 | LENNOX | EL18KSLV-024-230A** | CK40[C,U]T-36A-**+TDR | ML180UH045E36A* | Split System | 24000 | 17.15 | 9 | 1.85 | R-454B | 650
217189736 | LENNOX | EL18KSLV-024-230A** | CK40[C,U]T-36A-**+TDR | ML180UH045XE36A* | Split System | 24000 | 17.15 | 9 | 1.85 | R-454B | 650
217509420 | ALLIED | 7SCP18V24P-**A | 7E[C,U]36BX-**+TDR | 92G1UH030BE12* | Split System | 24000 | 17.2 | 9 | 1.8 | R-454B | 650
217509429 | ALLIED | 7SCP18V24P-**A | 7EH24BX-**+TDR | 92G1UH045BE12* | Split System | 24000 | 17.2 | 9 | 1.8 | R-454B | 650
216769656 | AIREASE | A7SCP18V24P-**A | 7EH30BX-**+TDR | A97US2V045B12S* | Split System | 24000 | 17.25 | 9 | 1.8 | R-454B | 650
217509128 | ALLIED | 7SCP18V24P-**A | 7EH30BX-**+TDR | 97G2UH045BV12* | Split System | 24000 | 17.25 | 9 | 1.8 | R-454B | 650
217509428 | ALLIED | 7SCP18V24P-**A | 7EH24BX-**+TDR | 92G1UH030BE12* | Split System | 24000 | 17.25 | 9 | 1.8 | R-454B | 650
216769655 | ARMSTRONG AIR | A7SCP18V24P-**A | 7EH30BX-**+TDR | A97US2V045B12S* | Split System | 24000 | 17.25 | 9 | 1.8 | R-454B | 650
216769671 | CONCORD | 7SCP18V24P-**A | 7EH30BX-**+TDR | 97G2UH045BV12* | Split System | 24000 | 17.25 | 9 | 1.8 | R-454B | 650
216769672 | DUCANE | 7SCP18V24P-**A | 7EH30BX-**+TDR | 97G2UH045BV12* | Split System | 24000 | 17.25 | 9 | 1.8 | R-454B | 650
217177704 | GE Appliances | NS18H24HA5*** | NCHC30BT5****+TDR | NF96U045V3B*** | Split System | 24000 | 17.25 | 9 | 1.8 | R-454B | 650
216769578 | LENNOX | EL18KSLV-024-230A** | CK40HT-30B-**+TDR | EL297UH045XV36B* | Split System | 24000 | 17.25 | 9 | 1.8 | R-454B | 650
216769648 | AIREASE | A7SCP18V24P-**A | 7EH24BX-**+TDR | A97US2V045B12S* | Split System | 24000 | 17.3 | 9 | 1.8 | R-454B | 650
217509126 | ALLIED | 7SCP18V24P-**A | 7EH24BX-**+TDR | 97G2UH045BV12* | Split System | 24000 | 17.3 | 9 | 1.8 | R-454B | 650
217509438 | ALLIED | 7SCP18V24P-**A | 7EH30BX-**+TDR | 92G1UH070BE12* | Split System | 24000 | 17.3 | 9 | 1.8 | R-454B | 650
216769667 | CONCORD | 7SCP18V24P-**A | 7EH24BX-**+TDR | 97G2UH045BV12* | Split System | 24000 | 17.3 | 9 | 1.8 | R-454B | 650
217177702 | GE Appliances | NS18H24HA5*** | NCHC24BT5****+TDR | NF96U045V3B*** | Split System | 24000 | 17.3 | 9 | 1.8 | R-454B | 650
217509430 | ALLIED | 7SCP18V24P-**A | 7EH24BX-**+TDR | 92G1UH070BE12* | Split System | 24000 | 17.35 | 9 | 1.8 | R-454B | 650
217188667 | AIREASE | A7SCP18V24P-**A | 7EH24AX-**+TDR | A80UH2E045A12* | Split System | 23400 | 17.4 | 9 | 1.8 | R-454B | 650
217509193 | ALLIED | 7SCP18V24P-**A | 7EH24AX-**+TDR | 80G2UH045AE12* | Split System | 23400 | 17.4 | 9 | 1.8 | R-454B | 650
217509435 | ALLIED | 7SCP18V24P-**A | 7EH30BX-**+TDR | 96G1UH030BE08* | Split System | 24000 | 17.4 | 9 | 1.8 | R-454B | 650
217188917 | ARMSTRONG AIR | A7SCP18V24P-**A | 7EH24AX-**+TDR | A80UH2E045A12* | Split System | 23400 | 17.4 | 9 | 1.8 | R-454B | 650
217189174 | CONCORD | 7SCP18V24P-**A | 7EH24AX-**+TDR | 80G2UH045AE12* | Split System | 23400 | 17.4 | 9 | 1.8 | R-454B | 650
217189750 | LENNOX | EL18KSLV-024-230A** | CK40HT-24A-**+TDR | EL280UH045E36A* | Split System | 23400 | 17.4 | 9 | 1.8 | R-454B | 650
217188644 | AIREASE | A7SCP18V24P-**A | 7E[C,U]36AX-**+TDR | A80UH1E040A12X* | Split System | 24000 | 17.45 | 9 | 1.85 | R-454B | 650
217188645 | AIREASE | A7SCP18V24P-**A | 7E[C,U]36AX-**+TDR | A80UH1E060A12X* | Split System | 24000 | 17.45 | 9 | 1.85 | R-454B | 650
217509174 | ALLIED | 7SCP18V24P-**A | 7E[C,U]36AX-**+TDR | 80G1UH040AE12X* | Split System | 24000 | 17.45 | 9 | 1.85 | R-454B | 650
217509175 | ALLIED | 7SCP18V24P-**A | 7E[C,U]36AX-**+TDR | 80G1UH060AE12X* | Split System | 24000 | 17.45 | 9 | 1.85 | R-454B | 650
216769627 | ARMSTRONG AIR | A7SCP18V24P-**A | 7E[C,U]30BX-**+TDR | A97US2V040B12X* | Split System | 23800 | 17.45 | 9 | 1.8 | R-454B | 650
217188895 | ARMSTRONG AIR | A7SCP18V24P-**A | 7E[C,U]36AX-**+TDR | A80UH1E060A12X* | Split System | 24000 | 17.45 | 9 | 1.85 | R-454B | 650
217189146 | CONCORD | 7SCP18V24P-**A | 7E[C,U]36AX-**+TDR | 80G1UH040AE12X* | Split System | 24000 | 17.45 | 9 | 1.85 | R-454B | 650
217189147 | CONCORD | 7SCP18V24P-**A | 7E[C,U]36AX-**+TDR | 80G1UH060AE12X* | Split System | 24000 | 17.45 | 9 | 1.85 | R-454B | 650
217189407 | DUCANE | 7SCP18V24P-**A | 7E[C,U]36AX-**+TDR | 80G1UH060AE12X* | Split System | 24000 | 17.45 | 9 | 1.85 | R-454B | 650
217189730 | LENNOX | EL18KSLV-024-230A** | CK40[C,U]T-36A-**+TDR | EL180UH060NE36A* | Split System | 24000 | 17.45 | 9 | 1.85 | R-454B | 650
217678015 | INNOVAIR | SOV24H2BA | SAV24BDU |  | Split System | 24000 | 17.5 | 9 | 2.14 | R-454B | 650
217678014 | MDV | MOX430-24HFN10-M3 | MVBDM-24HWFN10-WA3-D |  | Split System | 24000 | 17.5 | 9 | 2.14 | R-454B | 650
217509481 | ALLIED | 7SCP18V36P-**A | 7EH36CX-**+TDR | 92G1UH110CE16* | Split System | 35000 | 17.7 | 9 | 1.9 | R-454B | 650
216619023 | AIREASE | A7SCP18V36P-**A | 7AH1AE42PX-** |  | Split System | 35800 | 18 | 9 | 1.9 | R-454B | 650
217509085 | ALLIED | 7SCP18V36P-**A | 7AH1AE42PX-** |  | Split System | 35800 | 18 | 9 | 1.9 | R-454B | 650
216618967 | ARMSTRONG AIR | A7SCP18V36P-**A | 7AH1AE42PX-** |  | Split System | 35800 | 18 | 9 | 1.9 | R-454B | 650
216619077 | DUCANE | 7SCP18V36P-**A | 7AH1AE42PX-** |  | Split System | 35800 | 18 | 9 | 1.9 | R-454B | 650
216604750 | GE Appliances | NS18H36HA5*** | NAM42E1TA5**** |  | Split System | 35800 | 18 | 9 | 1.9 | R-454B | 650
216618911 | LENNOX | EL18KSLV-036-230A** | CBK45UHET-042-230-** |  | Split System | 35800 | 18 | 9 | 1.9 | R-454B | 650
217563405 | YISO | YOHA2-60CB | YLAN4-3036BB | MGH96M060B3A | Split System | 33000 | 18 | 9 | 1.95 | R-454B | 650
217563397 | YISO | YOHA2-36CB | YLAN4-2430AB | MGH96M080B3A | Split System | 23800 | 18 | 9 | 2 | R-454B | 650
216619024 | AIREASE | A7SCP18V36P-**A | 7AH1AV42PX-** |  | Split System | 36000 | 18.2 | 9 | 1.9 | R-454B | 650
217509086 | ALLIED | 7SCP18V36P-**A | 7AH1AV42PX-** |  | Split System | 36000 | 18.2 | 9 | 1.9 | R-454B | 650
216618968 | ARMSTRONG AIR | A7SCP18V36P-**A | 7AH1AV42PX-** |  | Split System | 36000 | 18.2 | 9 | 1.9 | R-454B | 650
216619127 | CONCORD | 7SCP18V36P-**A | 7AH1AV42PX-** |  | Split System | 36000 | 18.2 | 9 | 1.9 | R-454B | 650
216604751 | GE Appliances | NS18H36HA5*** | NAM42V1TA5**** |  | Split System | 36000 | 18.2 | 9 | 1.9 | R-454B | 650
216619021 | AIREASE | A7SCP18V36P-**A | 7AH1AE36PX-** |  | Split System | 36000 | 18.5 | 9 | 1.9 | R-454B | 650
217509084 | ALLIED | 7SCP18V36P-**A | 7AH1AE36PX-** |  | Split System | 36000 | 18.5 | 9 | 1.9 | R-454B | 650
216619075 | DUCANE | 7SCP18V36P-**A | 7AH1AE36PX-** |  | Split System | 36000 | 18.5 | 9 | 1.9 | R-454B | 650
216604748 | GE Appliances | NS18H36HA5*** | NAM36E1TA5**** |  | Split System | 36000 | 18.5 | 9 | 1.9 | R-454B | 650
216618909 | LENNOX | EL18KSLV-036-230A** | CBK45UHET-036-230-** |  | Split System | 36000 | 18.5 | 9 | 1.9 | R-454B | 650
217048498 | PIONEER | YD2436GCSI18RD | DC036GCSICDHRT |  | Split System | 34000 | 18.6 | 9 | 2.1 | R-454B | 650
217495955 | Thermal Zone | TZID36H520ZC | TZID36H520ZA |  | Split System | 34000 | 18.6 | 9 | 2.1 | R-454B | 650
217048502 | WELLS | WDHP-2436T-G | WDAH-36MOC-G |  | Split System | 34000 | 18.6 | 9 | 2.1 | R-454B | 650
215933350 | DAY & NIGHT | C5H3V36*K*AAA* | ESH5X42M12A*+WALLCON | *80CTL0902120B* | Split System | 33600 | 19 | 9 | 1.92 | R-454B | 650
215933353 | TEMPSTAR | T5H3V36*K*AAA* | ESH5X42M12A*+WALLCON | *80CTL0902120B* | Split System | 33600 | 19 | 9 | 1.92 | R-454B | 650
215940027 | AIRQUEST | H5H3V36*K*AAA* | ESH5X42M12A*+WALLCON | *80CSU0401712B* | Split System | 33600 | 19.5 | 9 | 1.92 | R-454B | 650
215940117 | AIRQUEST | H5H3V36*K*AAA* | ESH5X48M12A*+WALLCON | *80CSU0601716B* | Split System | 33800 | 19.5 | 9 | 1.92 | R-454B | 650
215940167 | AIRQUEST | H5H3V36*K*AAA* | ESH5X48M12A*+WALLCON | *97CTN1202422A* | Split System | 33800 | 19.5 | 9 | 1.92 | R-454B | 650
215940107 | AIRQUEST | H5H3V36*K*AAA* | ESH5X48M12A*+WALLCON | *80CSU0401712B* | Split System | 33800 | 19.5 | 9 | 1.92 | R-454B | 650
215940037 | AIRQUEST | H5H3V36*K*AAA* | ESH5X42M12A*+WALLCON | *80CSU0601716B* | Split System | 33600 | 19.5 | 9 | 1.94 | R-454B | 650
215933937 | AIRQUEST | H5H3V36*K*AAA* | ESH5X60M12A*+WALLCON | *96CTN1002122B* | Split System | 34200 | 19.5 | 9 | 1.94 | R-454B | 650
215940237 | AIRQUEST | H5H3V36*K*AAA* | ESH5X60M12A*+WALLCON | *97CTN1002122A* | Split System | 34200 | 19.5 | 9 | 1.94 | R-454B | 650
215940197 | AIRQUEST | H5H3V36*K*AAA* | ESH5X60M12A*+WALLCON | *80CSU0601716B* | Split System | 34200 | 19.5 | 9 | 1.94 | R-454B | 650
215940247 | AIRQUEST | H5H3V36*K*AAA* | ESH5X60M12A*+WALLCON | *97CTN1202422A* | Split System | 34200 | 19.5 | 9 | 1.94 | R-454B | 650
215940187 | AIRQUEST | H5H3V36*K*AAA* | ESH5X60M12A*+WALLCON | *80CSU0401712B* | Split System | 34200 | 19.5 | 9 | 1.94 | R-454B | 650
215940227 | AIRQUEST | H5H3V36*K*AAA* | ESH5X60M12A*+WALLCON | *97CTN0802120A* | Split System | 34200 | 19.5 | 9 | 1.96 | R-454B | 650
215940177 | AIRQUEST | H5H3V36*K*AAA* | ESH5X60M12A*+WALLCON | *96CTN0802120B* | Split System | 34200 | 19.5 | 9 | 1.96 | R-454B | 650
215940028 | ARCOAIRE | H5H3V36*K*AAA* | ESH5X42M12A*+WALLCON | *80CSU0401712B* | Split System | 33600 | 19.5 | 9 | 1.92 | R-454B | 650
215940118 | ARCOAIRE | H5H3V36*K*AAA* | ESH5X48M12A*+WALLCON | *80CSU0601716B* | Split System | 33800 | 19.5 | 9 | 1.92 | R-454B | 650
215940168 | ARCOAIRE | H5H3V36*K*AAA* | ESH5X48M12A*+WALLCON | *97CTN1202422A* | Split System | 33800 | 19.5 | 9 | 1.92 | R-454B | 650
215940158 | ARCOAIRE | H5H3V36*K*AAA* | ESH5X48M12A*+WALLCON | *97CTN1002122A* | Split System | 33800 | 19.5 | 9 | 1.92 | R-454B | 650
215940108 | ARCOAIRE | H5H3V36*K*AAA* | ESH5X48M12A*+WALLCON | *80CSU0401712B* | Split System | 33800 | 19.5 | 9 | 1.92 | R-454B | 650
215940038 | ARCOAIRE | H5H3V36*K*AAA* | ESH5X42M12A*+WALLCON | *80CSU0601716B* | Split System | 33600 | 19.5 | 9 | 1.94 | R-454B | 650
215940188 | ARCOAIRE | H5H3V36*K*AAA* | ESH5X60M12A*+WALLCON | *80CSU0401712B* | Split System | 34200 | 19.5 | 9 | 1.94 | R-454B | 650
215940248 | ARCOAIRE | H5H3V36*K*AAA* | ESH5X60M12A*+WALLCON | *97CTN1202422A* | Split System | 34200 | 19.5 | 9 | 1.94 | R-454B | 650
215940238 | ARCOAIRE | H5H3V36*K*AAA* | ESH5X60M12A*+WALLCON | *97CTN1002122A* | Split System | 34200 | 19.5 | 9 | 1.94 | R-454B | 650
215940178 | ARCOAIRE | H5H3V36*K*AAA* | ESH5X60M12A*+WALLCON | *96CTN0802120B* | Split System | 34200 | 19.5 | 9 | 1.96 | R-454B | 650
215940228 | ARCOAIRE | H5H3V36*K*AAA* | ESH5X60M12A*+WALLCON | *97CTN0802120A* | Split System | 34200 | 19.5 | 9 | 1.96 | R-454B | 650
215940025 | BRYANT HEATING AND COOLING SYSTEMS | 293VAN036**AA* | CSAH*4212AM*+UI | 83*CB36040C17*** | Split System | 33600 | 19.5 | 9 | 1.92 | R-454B | 650
215940029 | COMFORTMAKER | C5H3V36*K*AAA* | ESH5X42M12A*+WALLCON | *80CSU0401712B* | Split System | 33600 | 19.5 | 9 | 1.92 | R-454B | 650
215940119 | COMFORTMAKER | C5H3V36*K*AAA* | ESH5X48M12A*+WALLCON | *80CSU0601716B* | Split System | 33800 | 19.5 | 9 | 1.92 | R-454B | 650
215940159 | COMFORTMAKER | C5H3V36*K*AAA* | ESH5X48M12A*+WALLCON | *97CTN1002122A* | Split System | 33800 | 19.5 | 9 | 1.92 | R-454B | 650
215940109 | COMFORTMAKER | C5H3V36*K*AAA* | ESH5X48M12A*+WALLCON | *80CSU0401712B* | Split System | 33800 | 19.5 | 9 | 1.92 | R-454B | 650
215940169 | COMFORTMAKER | C5H3V36*K*AAA* | ESH5X48M12A*+WALLCON | *97CTN1202422A* | Split System | 33800 | 19.5 | 9 | 1.92 | R-454B | 650
215940249 | COMFORTMAKER | C5H3V36*K*AAA* | ESH5X60M12A*+WALLCON | *97CTN1202422A* | Split System | 34200 | 19.5 | 9 | 1.94 | R-454B | 650
215940239 | COMFORTMAKER | C5H3V36*K*AAA* | ESH5X60M12A*+WALLCON | *97CTN1002122A* | Split System | 34200 | 19.5 | 9 | 1.94 | R-454B | 650
215940199 | COMFORTMAKER | C5H3V36*K*AAA* | ESH5X60M12A*+WALLCON | *80CSU0601716B* | Split System | 34200 | 19.5 | 9 | 1.94 | R-454B | 650
215940179 | COMFORTMAKER | C5H3V36*K*AAA* | ESH5X60M12A*+WALLCON | *96CTN0802120B* | Split System | 34200 | 19.5 | 9 | 1.96 | R-454B | 650
215940229 | COMFORTMAKER | C5H3V36*K*AAA* | ESH5X60M12A*+WALLCON | *97CTN0802120A* | Split System | 34200 | 19.5 | 9 | 1.96 | R-454B | 650
215940170 | DAY & NIGHT | C5H3V36*K*AAA* | ESH5X48M12A*+WALLCON | *97CTN1202422A* | Split System | 33800 | 19.5 | 9 | 1.92 | R-454B | 650
215940160 | DAY & NIGHT | C5H3V36*K*AAA* | ESH5X48M12A*+WALLCON | *97CTN1002122A* | Split System | 33800 | 19.5 | 9 | 1.92 | R-454B | 650
215940110 | DAY & NIGHT | C5H3V36*K*AAA* | ESH5X48M12A*+WALLCON | *80CSU0401712B* | Split System | 33800 | 19.5 | 9 | 1.92 | R-454B | 650
215940120 | DAY & NIGHT | C5H3V36*K*AAA* | ESH5X48M12A*+WALLCON | *80CSU0601716B* | Split System | 33800 | 19.5 | 9 | 1.92 | R-454B | 650
215940200 | DAY & NIGHT | C5H3V36*K*AAA* | ESH5X60M12A*+WALLCON | *80CSU0601716B* | Split System | 34200 | 19.5 | 9 | 1.94 | R-454B | 650
215940250 | DAY & NIGHT | C5H3V36*K*AAA* | ESH5X60M12A*+WALLCON | *97CTN1202422A* | Split System | 34200 | 19.5 | 9 | 1.94 | R-454B | 650
215940240 | DAY & NIGHT | C5H3V36*K*AAA* | ESH5X60M12A*+WALLCON | *97CTN1002122A* | Split System | 34200 | 19.5 | 9 | 1.94 | R-454B | 650
215940190 | DAY & NIGHT | C5H3V36*K*AAA* | ESH5X60M12A*+WALLCON | *80CSU0401712B* | Split System | 34200 | 19.5 | 9 | 1.94 | R-454B | 650
215933820 | DAY & NIGHT | C5H3V36*K*AAA* | ESH5X60M12A*+WALLCON | *80CTL1352422B* | Split System | 34200 | 19.5 | 9 | 1.96 | R-454B | 650
215940026 | HEIL | H5H3V36*K*AAA* | ESH5X42M12A*+WALLCON | *80CSU0401712B* | Split System | 33600 | 19.5 | 9 | 1.92 | R-454B | 650
215940116 | HEIL | H5H3V36*K*AAA* | ESH5X48M12A*+WALLCON | *80CSU0601716B* | Split System | 33800 | 19.5 | 9 | 1.92 | R-454B | 650
215940156 | HEIL | H5H3V36*K*AAA* | ESH5X48M12A*+WALLCON | *97CTN1002122A* | Split System | 33800 | 19.5 | 9 | 1.92 | R-454B | 650
215940106 | HEIL | H5H3V36*K*AAA* | ESH5X48M12A*+WALLCON | *80CSU0401712B* | Split System | 33800 | 19.5 | 9 | 1.92 | R-454B | 650
215940166 | HEIL | H5H3V36*K*AAA* | ESH5X48M12A*+WALLCON | *97CTN1202422A* | Split System | 33800 | 19.5 | 9 | 1.92 | R-454B | 650
215940036 | HEIL | H5H3V36*K*AAA* | ESH5X42M12A*+WALLCON | *80CSU0601716B* | Split System | 33600 | 19.5 | 9 | 1.94 | R-454B | 650
215940236 | HEIL | H5H3V36*K*AAA* | ESH5X60M12A*+WALLCON | *97CTN1002122A* | Split System | 34200 | 19.5 | 9 | 1.94 | R-454B | 650
215940196 | HEIL | H5H3V36*K*AAA* | ESH5X60M12A*+WALLCON | *80CSU0601716B* | Split System | 34200 | 19.5 | 9 | 1.94 | R-454B | 650
215940246 | HEIL | H5H3V36*K*AAA* | ESH5X60M12A*+WALLCON | *97CTN1202422A* | Split System | 34200 | 19.5 | 9 | 1.94 | R-454B | 650
215940186 | HEIL | H5H3V36*K*AAA* | ESH5X60M12A*+WALLCON | *80CSU0401712B* | Split System | 34200 | 19.5 | 9 | 1.94 | R-454B | 650
215940176 | HEIL | H5H3V36*K*AAA* | ESH5X60M12A*+WALLCON | *96CTN0802120B* | Split System | 34200 | 19.5 | 9 | 1.96 | R-454B | 650
215940226 | HEIL | H5H3V36*K*AAA* | ESH5X60M12A*+WALLCON | *97CTN0802120A* | Split System | 34200 | 19.5 | 9 | 1.96 | R-454B | 650
215933776 | HEIL | H5H3V36*K*AAA* | ESH5X60M12A*+WALLCON | *80CTL0702120B* | Split System | 34200 | 19.5 | 9 | 1.96 | R-454B | 650
215940161 | KEEPRITE | C5H3V36*K*AAA* | ESH5X48M12A*+WALLCON | *97CTN1002122A* | Split System | 33800 | 19.5 | 9 | 1.92 | R-454B | 650
215940171 | KEEPRITE | C5H3V36*K*AAA* | ESH5X48M12A*+WALLCON | *97CTN1202422A* | Split System | 33800 | 19.5 | 9 | 1.92 | R-454B | 650
215940111 | KEEPRITE | C5H3V36*K*AAA* | ESH5X48M12A*+WALLCON | *80CSU0401712B* | Split System | 33800 | 19.5 | 9 | 1.92 | R-454B | 650
215940121 | KEEPRITE | C5H3V36*K*AAA* | ESH5X48M12A*+WALLCON | *80CSU0601716B* | Split System | 33800 | 19.5 | 9 | 1.92 | R-454B | 650
215940251 | KEEPRITE | C5H3V36*K*AAA* | ESH5X60M12A*+WALLCON | *97CTN1202422A* | Split System | 34200 | 19.5 | 9 | 1.94 | R-454B | 650
215940191 | KEEPRITE | C5H3V36*K*AAA* | ESH5X60M12A*+WALLCON | *80CSU0401712B* | Split System | 34200 | 19.5 | 9 | 1.94 | R-454B | 650
215933851 | KEEPRITE | C5H3V36*K*AAA* | ESH5X60M12A*+WALLCON | *95CSU1002122B* | Split System | 34200 | 19.5 | 9 | 1.96 | R-454B | 650
215940181 | KEEPRITE | C5H3V36*K*AAA* | ESH5X60M12A*+WALLCON | *96CTN0802120B* | Split System | 34200 | 19.5 | 9 | 1.96 | R-454B | 650
215940231 | KEEPRITE | C5H3V36*K*AAA* | ESH5X60M12A*+WALLCON | *97CTN0802120A* | Split System | 34200 | 19.5 | 9 | 1.96 | R-454B | 650
215933821 | KEEPRITE | C5H3V36*K*AAA* | ESH5X60M12A*+WALLCON | *80CTL1352422B* | Split System | 34200 | 19.5 | 9 | 1.96 | R-454B | 650
215940033 | TEMPSTAR | T5H3V36*K*AAA* | ESH5X42M12A*+WALLCON | *80CSU0401712B* | Split System | 33600 | 19.5 | 9 | 1.92 | R-454B | 650
215940163 | TEMPSTAR | T5H3V36*K*AAA* | ESH5X48M12A*+WALLCON | *97CTN1002122A* | Split System | 33800 | 19.5 | 9 | 1.92 | R-454B | 650
215940123 | TEMPSTAR | T5H3V36*K*AAA* | ESH5X48M12A*+WALLCON | *80CSU0601716B* | Split System | 33800 | 19.5 | 9 | 1.92 | R-454B | 650
215933943 | TEMPSTAR | T5H3V36*K*AAA* | ESH5X60M12A*+WALLCON | *96CTN1002122B* | Split System | 34200 | 19.5 | 9 | 1.94 | R-454B | 650
215940253 | TEMPSTAR | T5H3V36*K*AAA* | ESH5X60M12A*+WALLCON | *97CTN1202422A* | Split System | 34200 | 19.5 | 9 | 1.94 | R-454B | 650
215940193 | TEMPSTAR | T5H3V36*K*AAA* | ESH5X60M12A*+WALLCON | *80CSU0401712B* | Split System | 34200 | 19.5 | 9 | 1.94 | R-454B | 650
215940203 | TEMPSTAR | T5H3V36*K*AAA* | ESH5X60M12A*+WALLCON | *80CSU0601716B* | Split System | 34200 | 19.5 | 9 | 1.94 | R-454B | 650
215940233 | TEMPSTAR | T5H3V36*K*AAA* | ESH5X60M12A*+WALLCON | *97CTN0802120A* | Split System | 34200 | 19.5 | 9 | 1.96 | R-454B | 650
215939827 | AIRQUEST | H5H3V36*K*AAA* | EA*5X61M21A*+WALLCON | *96CTN0802120B* | Split System | 34400 | 20 | 9 | 1.95 | R-454B | 650
215939877 | AIRQUEST | H5H3V36*K*AAA* | EA*5X61M21A*+WALLCON | *97CTN0802120A* | Split System | 34400 | 20 | 9 | 1.96 | R-454B | 650
215932698 | ARCOAIRE | H5H3V36*K*AAA* | EA*5X61M21A*+WALLCON | *80CTL0701716B* | Split System | 34200 | 20 | 9 | 1.94 | R-454B | 650
215939828 | ARCOAIRE | H5H3V36*K*AAA* | EA*5X61M21A*+WALLCON | *96CTN0802120B* | Split System | 34400 | 20 | 9 | 1.95 | R-454B | 650
217493335 | ARMSTRONG AIR | A7CP21V48P-**A | 7E[C,U]60CX-**+TDR | EFV16CCA* | Split System | 46500 | 20 | 9 | 2.12 | R-454B | 650
215939829 | COMFORTMAKER | C5H3V36*K*AAA* | EA*5X61M21A*+WALLCON | *96CTN0802120B* | Split System | 34400 | 20 | 9 | 1.95 | R-454B | 650
215939879 | COMFORTMAKER | C5H3V36*K*AAA* | EA*5X61M21A*+WALLCON | *97CTN0802120A* | Split System | 34400 | 20 | 9 | 1.96 | R-454B | 650
215932700 | DAY & NIGHT | C5H3V36*K*AAA* | EA*5X61M21A*+WALLCON | *80CTL0701716B* | Split System | 34200 | 20 | 9 | 1.94 | R-454B | 650
215939830 | DAY & NIGHT | C5H3V36*K*AAA* | EA*5X61M21A*+WALLCON | *96CTN0802120B* | Split System | 34400 | 20 | 9 | 1.95 | R-454B | 650
215939880 | DAY & NIGHT | C5H3V36*K*AAA* | EA*5X61M21A*+WALLCON | *97CTN0802120A* | Split System | 34400 | 20 | 9 | 1.96 | R-454B | 650
215939826 | HEIL | H5H3V36*K*AAA* | EA*5X61M21A*+WALLCON | *96CTN0802120B* | Split System | 34400 | 20 | 9 | 1.95 | R-454B | 650
215939876 | HEIL | H5H3V36*K*AAA* | EA*5X61M21A*+WALLCON | *97CTN0802120A* | Split System | 34400 | 20 | 9 | 1.96 | R-454B | 650
215932581 | KEEPRITE | C5H3V36*K*AAA* | EA*5X60M24A*+WALLCON | *95CSU0802120B* | Split System | 34000 | 20 | 9 | 1.94 | R-454B | 650
215939831 | KEEPRITE | C5H3V36*K*AAA* | EA*5X61M21A*+WALLCON | *96CTN0802120B* | Split System | 34400 | 20 | 9 | 1.95 | R-454B | 650
215939881 | KEEPRITE | C5H3V36*K*AAA* | EA*5X61M21A*+WALLCON | *97CTN0802120A* | Split System | 34400 | 20 | 9 | 1.96 | R-454B | 650
215939883 | TEMPSTAR | T5H3V36*K*AAA* | EA*5X61M21A*+WALLCON | *97CTN0802120A* | Split System | 34400 | 20 | 9 | 1.96 | R-454B | 650
215932717 | AIRQUEST | H5H3V36*K*AAA* | EA*5X61M21A*+WALLCON | *80CTL0901716B* | Split System | 34400 | 20.5 | 9 | 1.96 | R-454B | 650
215932716 | HEIL | H5H3V36*K*AAA* | EA*5X61M21A*+WALLCON | *80CTL0901716B* | Split System | 34400 | 20.5 | 9 | 1.96 | R-454B | 650
216766149 | AMERICAN STANDARD | 5A6H7036A1 | 5PX*C007AS3 | S9X1C100U5PSB | Split System | 33600 | 15.2 | 9 | 2.1 | R-454B | 650
216766381 | AMERICAN STANDARD | 5A6H7036A1 | 5TXCC007AS3 | S9X1C100U5PSB | Split System | 33600 | 15.2 | 9 | 2.1 | R-454B | 650
216766269 | AMERICAN STANDARD | 5A6H7036A1 | 5PX*DD10AS3 | S9X1D120D5PSB | Split System | 33800 | 15.2 | 9 | 2.2 | R-454B | 650
216766401 | AMERICAN STANDARD | 5A6H7036A1 | 5TXCC009AS3 | S9X2C100U5PSB | Split System | 34000 | 15.2 | 9 | 2.2 | R-454B | 650
216766415 | AMERICAN STANDARD | 5A6H7036A1 | 5TXCC009AS3 | S9X1C100U5PSB | Split System | 34000 | 15.2 | 9 | 2.2 | R-454B | 650
216766366 | TRANE | 5TWR7036A1 | 5TXCC007AS3 | S9X2C100U5PSB | Split System | 33600 | 15.2 | 9 | 2.1 | R-454B | 650
216766268 | TRANE | 5TWR7036A1 | 5PX*DD10AS3 | S9X1D120D5PSB | Split System | 33800 | 15.2 | 9 | 2.2 | R-454B | 650
216766414 | TRANE | 5TWR7036A1 | 5TXCC009AS3 | S9X1C100U5PSB | Split System | 34000 | 15.2 | 9 | 2.2 | R-454B | 650
216765845 | AMERICAN STANDARD | 5A6H7024A1 | 5PX*B006AS3 | S9X2B060D3PSB | Split System | 22200 | 16 | 9 | 2 | R-454B | 650
216765828 | TRANE | 5TWR7024A1 | 5PX*B006AS3 | S9X1B060D3PSB | Split System | 22200 | 16 | 9 | 2 | R-454B | 650
216767094 | TRANE | 5TWX7036A1 | 5TXCD008AS3 | S9X1D120U5PSB | Split System | 34000 | 16 | 9 | 2.2 | R-454B | 650
216767006 | TRANE | 5TWX7036A1 | 5PX*D008AS3 | S9X2D120U5PSB | Split System | 34000 | 16 | 9 | 2.2 | R-454B | 650
217188638 | AIREASE | A7SCP18V24P-**A | 7E[C,U]30BX-**+TDR | A80UH1E070B12* | Split System | 23800 | 16.4 | 9 | 1.8 | R-454B | 650
217509167 | ALLIED | 7SCP18V24P-**A | 7E[C,U]30BX-**+TDR | 80G1UH070BE12* | Split System | 23800 | 16.4 | 9 | 1.8 | R-454B | 650
217188888 | ARMSTRONG AIR | A7SCP18V24P-**A | 7E[C,U]30BX-**+TDR | A80UH1E070B12* | Split System | 23800 | 16.4 | 9 | 1.8 | R-454B | 650
217189139 | CONCORD | 7SCP18V24P-**A | 7E[C,U]30BX-**+TDR | 80G1UH070BE12* | Split System | 23800 | 16.4 | 9 | 1.8 | R-454B | 650
217189140 | CONCORD | 7SCP18V24P-**A | 7E[C,U]30BX-**+TDR | 80G1UH070BE12L* | Split System | 23800 | 16.4 | 9 | 1.8 | R-454B | 650
217189400 | DUCANE | 7SCP18V24P-**A | 7E[C,U]30BX-**+TDR | 80G1UH070BE12L* | Split System | 23800 | 16.4 | 9 | 1.8 | R-454B | 650
217189399 | DUCANE | 7SCP18V24P-**A | 7E[C,U]30BX-**+TDR | 80G1UH070BE12* | Split System | 23800 | 16.4 | 9 | 1.8 | R-454B | 650
217189721 | LENNOX | EL18KSLV-024-230A** | CK40[C,U]T-30B-**+TDR | ML180UH070XE36B* | Split System | 23800 | 16.4 | 9 | 1.8 | R-454B | 650
217189720 | LENNOX | EL18KSLV-024-230A** | CK40[C,U]T-30B-**+TDR | ML180UH070E36B* | Split System | 23800 | 16.4 | 9 | 1.8 | R-454B | 650
217509212 | ALLIED | 7SCP18V24P-**A | 7EH30BX-**+TDR | 80G1UH070BE12* | Split System | 24000 | 16.65 | 9 | 1.8 | R-454B | 650
217509213 | ALLIED | 7SCP18V24P-**A | 7EH30BX-**+TDR | 80G1UH070BE12L* | Split System | 24000 | 16.65 | 9 | 1.8 | R-454B | 650
217188932 | ARMSTRONG AIR | A7SCP18V24P-**A | 7EH30BX-**+TDR | A80UH1E070B12* | Split System | 24000 | 16.65 | 9 | 1.8 | R-454B | 650
217189194 | CONCORD | 7SCP18V24P-**A | 7EH30BX-**+TDR | 80G1UH070BE12L* | Split System | 24000 | 16.65 | 9 | 1.8 | R-454B | 650
217189193 | CONCORD | 7SCP18V24P-**A | 7EH30BX-**+TDR | 80G1UH070BE12* | Split System | 24000 | 16.65 | 9 | 1.8 | R-454B | 650
217189453 | DUCANE | 7SCP18V24P-**A | 7EH30BX-**+TDR | 80G1UH070BE12* | Split System | 24000 | 16.65 | 9 | 1.8 | R-454B | 650
217189454 | DUCANE | 7SCP18V24P-**A | 7EH30BX-**+TDR | 80G1UH070BE12L* | Split System | 24000 | 16.65 | 9 | 1.8 | R-454B | 650
217189771 | LENNOX | EL18KSLV-024-230A** | CK40HT-30B-**+TDR | ML180UH070E36B* | Split System | 24000 | 16.65 | 9 | 1.8 | R-454B | 650
217189772 | LENNOX | EL18KSLV-024-230A** | CK40HT-30B-**+TDR | ML180UH070XE36B* | Split System | 24000 | 16.65 | 9 | 1.8 | R-454B | 650
217188634 | AIREASE | A7SCP18V24P-**A | 7E[C,U]30AX-**+TDR | A80UH2E070A12* | Split System | 23400 | 16.7 | 9 | 1.8 | R-454B | 650
217188648 | AIREASE | A7SCP18V24P-**A | 7E[C,U]36AX-**+TDR | A80UH1E070A12* | Split System | 24000 | 16.7 | 9 | 1.85 | R-454B | 650
217188650 | AIREASE | A7SCP18V24P-**A | 7E[C,U]36BX-**+TDR | A80UH1E070B12* | Split System | 24000 | 16.7 | 9 | 1.85 | R-454B | 650
217509161 | ALLIED | 7SCP18V24P-**A | 7E[C,U]30AX-**+TDR | 80G2UH070AE12L* | Split System | 23400 | 16.7 | 9 | 1.8 | R-454B | 650
217509162 | ALLIED | 7SCP18V24P-**A | 7E[C,U]30AX-**+TDR | 80G2UH070AE12* | Split System | 23400 | 16.7 | 9 | 1.8 | R-454B | 650
217509179 | ALLIED | 7SCP18V24P-**A | 7E[C,U]36AX-**+TDR | 80G1UH070AE12* | Split System | 24000 | 16.7 | 9 | 1.85 | R-454B | 650
217509415 | ALLIED | 7SCP18V24P-**A | 7E[C,U]36AX-**+TDR | 80G1UH070AE12L* | Split System | 24000 | 16.7 | 9 | 1.85 | R-454B | 650
217509182 | ALLIED | 7SCP18V24P-**A | 7E[C,U]36BX-**+TDR | 80G1UH070BE12* | Split System | 24000 | 16.7 | 9 | 1.85 | R-454B | 650
217509183 | ALLIED | 7SCP18V24P-**A | 7E[C,U]36BX-**+TDR | 80G1UH070BE12L* | Split System | 24000 | 16.7 | 9 | 1.85 | R-454B | 650
217188884 | ARMSTRONG AIR | A7SCP18V24P-**A | 7E[C,U]30AX-**+TDR | A80UH2E070A12* | Split System | 23400 | 16.7 | 9 | 1.8 | R-454B | 650
217188898 | ARMSTRONG AIR | A7SCP18V24P-**A | 7E[C,U]36AX-**+TDR | A80UH1E070A12* | Split System | 24000 | 16.7 | 9 | 1.85 | R-454B | 650
217188900 | ARMSTRONG AIR | A7SCP18V24P-**A | 7E[C,U]36BX-**+TDR | A80UH1E070B12* | Split System | 24000 | 16.7 | 9 | 1.85 | R-454B | 650
217189133 | CONCORD | 7SCP18V24P-**A | 7E[C,U]30AX-**+TDR | 80G2UH070AE12L* | Split System | 23400 | 16.7 | 9 | 1.8 | R-454B | 650
217189134 | CONCORD | 7SCP18V24P-**A | 7E[C,U]30AX-**+TDR | 80G2UH070AE12* | Split System | 23400 | 16.7 | 9 | 1.8 | R-454B | 650
217189151 | CONCORD | 7SCP18V24P-**A | 7E[C,U]36AX-**+TDR | 80G1UH070AE12* | Split System | 24000 | 16.7 | 9 | 1.85 | R-454B | 650
217189155 | CONCORD | 7SCP18V24P-**A | 7E[C,U]36BX-**+TDR | 80G1UH070BE12L* | Split System | 24000 | 16.7 | 9 | 1.85 | R-454B | 650
217189154 | CONCORD | 7SCP18V24P-**A | 7E[C,U]36BX-**+TDR | 80G1UH070BE12* | Split System | 24000 | 16.7 | 9 | 1.85 | R-454B | 650
217189411 | DUCANE | 7SCP18V24P-**A | 7E[C,U]36AX-**+TDR | 80G1UH070AE12* | Split System | 24000 | 16.7 | 9 | 1.85 | R-454B | 650
217189414 | DUCANE | 7SCP18V24P-**A | 7E[C,U]36BX-**+TDR | 80G1UH070BE12* | Split System | 24000 | 16.7 | 9 | 1.85 | R-454B | 650
217189415 | DUCANE | 7SCP18V24P-**A | 7E[C,U]36BX-**+TDR | 80G1UH070BE12L* | Split System | 24000 | 16.7 | 9 | 1.85 | R-454B | 650
217189714 | LENNOX | EL18KSLV-024-230A** | CK40[C,U]T-30A-**+TDR | EL280UH070XE36A* | Split System | 23400 | 16.7 | 9 | 1.8 | R-454B | 650
217189734 | LENNOX | EL18KSLV-024-230A** | CK40[C,U]T-36A-**+TDR | ML180UH070E36A* | Split System | 24000 | 16.7 | 9 | 1.85 | R-454B | 650
217189738 | LENNOX | EL18KSLV-024-230A** | CK40[C,U]T-36B-**+TDR | ML180UH070XE36B* | Split System | 24000 | 16.7 | 9 | 1.85 | R-454B | 650
217189737 | LENNOX | EL18KSLV-024-230A** | CK40[C,U]T-36B-**+TDR | ML180UH070E36B* | Split System | 24000 | 16.7 | 9 | 1.85 | R-454B | 650
217188670 | AIREASE | A7SCP18V24P-**A | 7EH24BX-**+TDR | A80UH1E070B12* | Split System | 24000 | 16.8 | 9 | 1.8 | R-454B | 650
217509197 | ALLIED | 7SCP18V24P-**A | 7EH24BX-**+TDR | 80G1UH070BE12* | Split System | 24000 | 16.8 | 9 | 1.8 | R-454B | 650
217509198 | ALLIED | 7SCP18V24P-**A | 7EH24BX-**+TDR | 80G1UH070BE12L* | Split System | 24000 | 16.8 | 9 | 1.8 | R-454B | 650
217188920 | ARMSTRONG AIR | A7SCP18V24P-**A | 7EH24BX-**+TDR | A80UH1E070B12* | Split System | 24000 | 16.8 | 9 | 1.8 | R-454B | 650
217189178 | CONCORD | 7SCP18V24P-**A | 7EH24BX-**+TDR | 80G1UH070BE12* | Split System | 24000 | 16.8 | 9 | 1.8 | R-454B | 650
217189439 | DUCANE | 7SCP18V24P-**A | 7EH24BX-**+TDR | 80G1UH070BE12L* | Split System | 24000 | 16.8 | 9 | 1.8 | R-454B | 650
217189755 | LENNOX | EL18KSLV-024-230A** | CK40HT-24B-**+TDR | ML180UH070XE36B* | Split System | 24000 | 16.8 | 9 | 1.8 | R-454B | 650
217189754 | LENNOX | EL18KSLV-024-230A** | CK40HT-24B-**+TDR | ML180UH070E36B* | Split System | 24000 | 16.8 | 9 | 1.8 | R-454B | 650
217509408 | ALLIED | 7SCP18V24P-**A | 7E[C,U]30BX-**+TDR | 80G2UH090BE12* | Split System | 23600 | 16.85 | 9 | 1.8 | R-454B | 650
216766389 | AMERICAN STANDARD | 5A6H7036A1 | 5TXCC007AS3 | S8V2C100M5PCB | Split System | 33800 | 17 | 9 | 2.2 | R-454B | 650
216766161 | AMERICAN STANDARD | 5A6H7036A1 | 5PX*C007AS3 | S8V2C100M5PCB | Split System | 33800 | 17 | 9 | 2.2 | R-454B | 650
216769989 | AMERICAN STANDARD | 5A6H7036A1 | 5TXCC009AS3 | S8X1C100M5PTC | Split System | 34400 | 17 | 9 | 2.2 | R-454B | 650
216769921 | AMERICAN STANDARD | 5A6H7036A1 | 5PX*C009AS3 | S8X2C100M5PTC | Split System | 34400 | 17 | 9 | 2.2 | R-454B | 650
216769919 | AMERICAN STANDARD | 5A6H7036A1 | 5PX*C009AS3 | S8X1C100M5PSC | Split System | 34400 | 17 | 9 | 2.2 | R-454B | 650
216765064 | TRANE | 5TWX7048A1 | 5TXCC009AS3 | S8X2C100M5PSC | Split System | 43500 | 17 | 9 | 2.1 | R-454B | 650
216766154 | TRANE | 5TWR7036A1 | 5PX*C007AS3 | S8V2C100M5PDB | Split System | 33800 | 17 | 9 | 2.2 | R-454B | 650
216766372 | TRANE | 5TWR7036A1 | 5TXCC007AS3 | S8V2C100M5PDB | Split System | 33800 | 17 | 9 | 2.2 | R-454B | 650
216766388 | TRANE | 5TWR7036A1 | 5TXCC007AS3 | S8V2C100M5PCB | Split System | 33800 | 17 | 9 | 2.2 | R-454B | 650
216769924 | TRANE | 5TWR7036A1 | 5PX*C009AS3 | S8X1C100M5PTC | Split System | 34400 | 17 | 9 | 2.2 | R-454B | 650
216769918 | TRANE | 5TWR7036A1 | 5PX*C009AS3 | S8X1C100M5PSC | Split System | 34400 | 17 | 9 | 2.2 | R-454B | 650
216769920 | TRANE | 5TWR7036A1 | 5PX*C009AS3 | S8X2C100M5PTC | Split System | 34400 | 17 | 9 | 2.2 | R-454B | 650
216769986 | TRANE | 5TWR7036A1 | 5TXCC009AS3 | S8X1C100M5PSC | Split System | 34400 | 17 | 9 | 2.2 | R-454B | 650
217509173 | ALLIED | 7SCP18V24P-**A | 7E[C,U]36AX-**+TDR | 80G2UH070AV12* | Split System | 24000 | 17.05 | 9 | 1.85 | R-454B | 650
217189727 | LENNOX | EL18KSLV-024-230A** | CK40[C,U]T-36A-**+TDR | SL280UH070V36A* | Split System | 24000 | 17.05 | 9 | 1.85 | R-454B | 650
217188646 | AIREASE | A7SCP18V24P-**A | 7E[C,U]36AX-**+TDR | A80UH2E070A12* | Split System | 23800 | 17.1 | 9 | 1.85 | R-454B | 650
217509427 | ALLIED | 7SCP18V24P-**A | 7EH24BX-**+TDR | 96G1UH030BE08* | Split System | 23800 | 17.1 | 9 | 1.8 | R-454B | 650
217509177 | ALLIED | 7SCP18V24P-**A | 7E[C,U]36AX-**+TDR | 80G2UH070AE12* | Split System | 23800 | 17.1 | 9 | 1.85 | R-454B | 650
217509176 | ALLIED | 7SCP18V24P-**A | 7E[C,U]36AX-**+TDR | 80G2UH070AE12L* | Split System | 23800 | 17.1 | 9 | 1.85 | R-454B | 650
216764730 | AMERICAN STANDARD | 5A6H7036A1 | 5TXCB006AS3 | S8X2B080M4PTC | Split System | 33400 | 17.1 | 9 | 2.1 | R-454B | 650
216764610 | AMERICAN STANDARD | 5A6H7036A1 | 5PX*B006AS3 | S8X2B060M4PSC | Split System | 33600 | 17.1 | 9 | 2.1 | R-454B | 650
216769911 | AMERICAN STANDARD | 5A6H7036A1 | 5PX*C007AS3 | *UHMC100CCV4 | Split System | 33800 | 17.1 | 9 | 2.2 | R-454B | 650
216766189 | AMERICAN STANDARD | 5A6H7036A1 | 5PX*C009AS3 | S8V2C080M5PDB | Split System | 34200 | 17.1 | 9 | 2.2 | R-454B | 650
216766407 | AMERICAN STANDARD | 5A6H7036A1 | 5TXCC009AS3 | S8V2C100M5PCB | Split System | 34200 | 17.1 | 9 | 2.2 | R-454B | 650
216766397 | AMERICAN STANDARD | 5A6H7036A1 | 5TXCC009AS3 | S8V2C100M5PDB | Split System | 34200 | 17.1 | 9 | 2.2 | R-454B | 650
216766399 | AMERICAN STANDARD | 5A6H7036A1 | 5TXCC009AS3 | S9X2C080U5PSB | Split System | 34400 | 17.1 | 9 | 2.2 | R-454B | 650
216764764 | AMERICAN STANDARD | 5A6H7048A1 | 5PX*C009AS3 | S8X2C100M5PSC | Split System | 43500 | 17.1 | 9 | 2.2 | R-454B | 650
217188896 | ARMSTRONG AIR | A7SCP18V24P-**A | 7E[C,U]36AX-**+TDR | A80UH2E070A12* | Split System | 23800 | 17.1 | 9 | 1.85 | R-454B | 650
217189148 | CONCORD | 7SCP18V24P-**A | 7E[C,U]36AX-**+TDR | 80G2UH070AE12L* | Split System | 23800 | 17.1 | 9 | 1.85 | R-454B | 650
217189149 | CONCORD | 7SCP18V24P-**A | 7E[C,U]36AX-**+TDR | 80G2UH070AE12* | Split System | 23800 | 17.1 | 9 | 1.85 | R-454B | 650
217189732 | LENNOX | EL18KSLV-024-230A** | CK40[C,U]T-36A-**+TDR | EL280UH070E36A* | Split System | 23800 | 17.1 | 9 | 1.85 | R-454B | 650
216764747 | TRANE | 5TWR7036A1 | 5TXCC007AS3 | S8X2C100M5PTC | Split System | 33400 | 17.1 | 9 | 2.1 | R-454B | 650
216765017 | TRANE | 5TWX7036A1 | 5TXCC007AS3 | S8X2C100M5PTC | Split System | 33400 | 17.1 | 9 | 2.1 | R-454B | 650
216764595 | TRANE | 5TWR7036A1 | 5PX*B006AS3 | S8X2B060M4PTC | Split System | 33600 | 17.1 | 9 | 2.1 | R-454B | 650
216769910 | TRANE | 5TWR7036A1 | 5PX*C007AS3 | *UHMC100CCV4 | Split System | 33800 | 17.1 | 9 | 2.2 | R-454B | 650
216766320 | TRANE | 5TWR7036A1 | 5TXCB006AS3+P0V0B000M40SD |  | Split System | 34000 | 17.1 | 9 | 2.2 | R-454B | 650
216767081 | TRANE | 5TWX7036A1 | 5TXCC009AS3 | S9V2C080U5VSB | Split System | 34200 | 17.1 | 9 | 2.2 | R-454B | 650
216766180 | TRANE | 5TWR7036A1 | 5PX*C009AS3 | S8V2C100M5PCB | Split System | 34200 | 17.1 | 9 | 2.2 | R-454B | 650
216766404 | TRANE | 5TWR7036A1 | 5TXCC009AS3 | S8V2C080M5PCB | Split System | 34200 | 17.1 | 9 | 2.2 | R-454B | 650
216764663 | TRANE | 5TWR7036A1 | 5PX*C007AS3 | S8X2C100M5PSC | Split System | 34200 | 17.1 | 9 | 2.2 | R-454B | 650
216766382 | TRANE | 5TWR7036A1 | 5TXCC007AS3 | S9X1C080U5PSB | Split System | 34200 | 17.1 | 9 | 2.2 | R-454B | 650
217188639 | AIREASE | A7SCP18V24P-**A | 7E[C,U]30BX-**+TDR | A98USMV070B12S* | Split System | 23800 | 17.15 | 9 | 1.8 | R-454B | 650
217509424 | ALLIED | 7SCP18V24P-**A | 7EH24BX-**+TDR | 80G2UH090BE12* | Split System | 23800 | 17.15 | 9 | 1.8 | R-454B | 650
217509432 | ALLIED | 7SCP18V24P-**A | 7EH30BX-**+TDR | 80G2UH090BE12* | Split System | 23800 | 17.15 | 9 | 1.8 | R-454B | 650
217509123 | ALLIED | 7SCP18V24P-**A | 7E[C,U]30BX-**+TDR | 97G2UH070BV12* | Split System | 23800 | 17.15 | 9 | 1.8 | R-454B | 650
217509416 | ALLIED | 7SCP18V24P-**A | 7E[C,U]36BX-**+TDR | 80G2UH090BE12* | Split System | 24000 | 17.15 | 9 | 1.85 | R-454B | 650
216769633 | ARMSTRONG AIR | A7SCP18V24P-**A | 7E[C,U]30BX-**+TDR | A97US2V070B12S* | Split System | 23800 | 17.15 | 9 | 1.8 | R-454B | 650
216769662 | DUCANE | 7SCP18V24P-**A | 7E[C,U]30BX-**+TDR | 97G2UH070BV12* | Split System | 23800 | 17.15 | 9 | 1.8 | R-454B | 650
217188643 | AIREASE | A7SCP18V24P-**A | 7E[C,U]36AX-**+TDR | A80US2V060A12X* | Split System | 24000 | 17.25 | 9 | 1.85 | R-454B | 650
217509419 | ALLIED | 7SCP18V24P-**A | 7E[C,U]36BX-**+TDR | 96G1UH030BE08* | Split System | 23800 | 17.25 | 9 | 1.85 | R-454B | 650
216769653 | ARMSTRONG AIR | A7SCP18V24P-**A | 7EH30BX-**+TDR | A97US2V060B12X* | Split System | 24000 | 17.25 | 9 | 1.8 | R-454B | 650
216769577 | LENNOX | EL18KSLV-024-230A** | CK40HT-30B-**+TDR | SL297UH060NV36B* | Split System | 24000 | 17.25 | 9 | 1.8 | R-454B | 650
216769646 | AIREASE | A7SCP18V24P-**A | 7EH24BX-**+TDR | A97US2V060B12X* | Split System | 24000 | 17.3 | 9 | 1.8 | R-454B | 650
216769640 | AIREASE | A7SCP18V24P-**A | 7E[C,U]36BX-**+TDR | A97US2V045B12S* | Split System | 24000 | 17.3 | 9 | 1.85 | R-454B | 650
217509124 | ALLIED | 7SCP18V24P-**A | 7E[C,U]36BX-**+TDR | 97G2UH045BV12* | Split System | 24000 | 17.3 | 9 | 1.85 | R-454B | 650
217509422 | ALLIED | 7SCP18V24P-**A | 7E[C,U]36BX-**+TDR | 92G1UH070BE12* | Split System | 24000 | 17.3 | 9 | 1.85 | R-454B | 650
216769639 | ARMSTRONG AIR | A7SCP18V24P-**A | 7E[C,U]36BX-**+TDR | A97US2V045B12S* | Split System | 24000 | 17.3 | 9 | 1.85 | R-454B | 650
216769664 | DUCANE | 7SCP18V24P-**A | 7E[C,U]36BX-**+TDR | 97G2UH045BV12* | Split System | 24000 | 17.3 | 9 | 1.85 | R-454B | 650
217177700 | GE Appliances | NS18H24HA5*** | NCUC36BT5****+TDR | NF96U045V3B*** | Split System | 24000 | 17.3 | 9 | 1.85 | R-454B | 650
216769573 | LENNOX | EL18KSLV-024-230A** | CK40HT-24B-**+TDR | SL297UH060NV36B* | Split System | 24000 | 17.3 | 9 | 1.8 | R-454B | 650
216769570 | LENNOX | EL18KSLV-024-230A** | CK40[C,U]T-36B-**+TDR | EL297UH045XV36B* | Split System | 24000 | 17.3 | 9 | 1.85 | R-454B | 650
216769637 | ARMSTRONG AIR | A7SCP18V24P-**A | 7E[C,U]36BX-**+TDR | A97US2V060B12X* | Split System | 24000 | 17.35 | 9 | 1.85 | R-454B | 650
217188683 | AIREASE | A7SCP18V24P-**A | 7EH30BX-**+TDR | A98USMV070B12S* | Split System | 24000 | 17.4 | 9 | 1.8 | R-454B | 650
216769658 | AIREASE | A7SCP18V24P-**A | 7EH30BX-**+TDR | A97US2V070B12S* | Split System | 24000 | 17.4 | 9 | 1.8 | R-454B | 650
217509129 | ALLIED | 7SCP18V24P-**A | 7EH30BX-**+TDR | 97G2UH070BV12* | Split System | 24000 | 17.4 | 9 | 1.8 | R-454B | 650
217188933 | ARMSTRONG AIR | A7SCP18V24P-**A | 7EH30BX-**+TDR | A98USMV070B12S* | Split System | 24000 | 17.4 | 9 | 1.8 | R-454B | 650
217177705 | GE Appliances | NS18H24HA5*** | NCHC30BT5****+TDR | NF96U070V3B*** | Split System | 24000 | 17.4 | 9 | 1.8 | R-454B | 650
217189773 | LENNOX | EL18KSLV-024-230A** | CK40HT-30B-**+TDR | SLP99UH070XV36B* | Split System | 24000 | 17.4 | 9 | 1.8 | R-454B | 650
217188635 | AIREASE | A7SCP18V24P-**A | 7E[C,U]30AX-**+TDR | A80UH2E045A12* | Split System | 23800 | 17.45 | 9 | 1.8 | R-454B | 650
217188671 | AIREASE | A7SCP18V24P-**A | 7EH24BX-**+TDR | A98USMV070B12S* | Split System | 24000 | 17.45 | 9 | 1.8 | R-454B | 650
216769650 | AIREASE | A7SCP18V24P-**A | 7EH24BX-**+TDR | A97US2V070B12S* | Split System | 24000 | 17.45 | 9 | 1.8 | R-454B | 650
216769642 | AIREASE | A7SCP18V24P-**A | 7E[C,U]36BX-**+TDR | A97US2V070B12S* | Split System | 24000 | 17.45 | 9 | 1.85 | R-454B | 650
217509127 | ALLIED | 7SCP18V24P-**A | 7EH24BX-**+TDR | 97G2UH070BV12* | Split System | 24000 | 17.45 | 9 | 1.8 | R-454B | 650
217509125 | ALLIED | 7SCP18V24P-**A | 7E[C,U]36BX-**+TDR | 97G2UH070BV12* | Split System | 24000 | 17.45 | 9 | 1.85 | R-454B | 650
217188885 | ARMSTRONG AIR | A7SCP18V24P-**A | 7E[C,U]30AX-**+TDR | A80UH2E045A12* | Split System | 23800 | 17.45 | 9 | 1.8 | R-454B | 650
217188921 | ARMSTRONG AIR | A7SCP18V24P-**A | 7EH24BX-**+TDR | A98USMV070B12S* | Split System | 24000 | 17.45 | 9 | 1.8 | R-454B | 650
216769649 | ARMSTRONG AIR | A7SCP18V24P-**A | 7EH24BX-**+TDR | A97US2V070B12S* | Split System | 24000 | 17.45 | 9 | 1.8 | R-454B | 650
216769641 | ARMSTRONG AIR | A7SCP18V24P-**A | 7E[C,U]36BX-**+TDR | A97US2V070B12S* | Split System | 24000 | 17.45 | 9 | 1.85 | R-454B | 650
217189135 | CONCORD | 7SCP18V24P-**A | 7E[C,U]30AX-**+TDR | 80G2UH045AE12* | Split System | 23800 | 17.45 | 9 | 1.8 | R-454B | 650
216769670 | DUCANE | 7SCP18V24P-**A | 7EH24BX-**+TDR | 97G2UH070BV12* | Split System | 24000 | 17.45 | 9 | 1.8 | R-454B | 650
217177703 | GE Appliances | NS18H24HA5*** | NCHC24BT5****+TDR | NF96U070V3B*** | Split System | 24000 | 17.45 | 9 | 1.8 | R-454B | 650
217177701 | GE Appliances | NS18H24HA5*** | NCUC36BT5****+TDR | NF96U070V3B*** | Split System | 24000 | 17.45 | 9 | 1.85 | R-454B | 650
217189716 | LENNOX | EL18KSLV-024-230A** | CK40[C,U]T-30A-**+TDR | EL280UH045E36A* | Split System | 23800 | 17.45 | 9 | 1.8 | R-454B | 650
216769575 | LENNOX | EL18KSLV-024-230A** | CK40HT-24B-**+TDR | EL297UH070XV36B* | Split System | 24000 | 17.45 | 9 | 1.8 | R-454B | 650
216769571 | LENNOX | EL18KSLV-024-230A** | CK40[C,U]T-36B-**+TDR | EL297UH070XV36B* | Split System | 24000 | 17.45 | 9 | 1.85 | R-454B | 650
217188651 | AIREASE | A7SCP18V24P-**A | 7E[C,U]36BX-**+TDR | A98USMV070B12S* | Split System | 24000 | 17.5 | 9 | 1.85 | R-454B | 650
217188901 | ARMSTRONG AIR | A7SCP18V24P-**A | 7E[C,U]36BX-**+TDR | A98USMV070B12S* | Split System | 24000 | 17.5 | 9 | 1.85 | R-454B | 650
216769652 | AIREASE | A7SCP18V24P-**A | 7EH30BX-**+TDR | A97US2V040B12X* | Split System | 24000 | 17.65 | 9 | 1.8 | R-454B | 650
216769651 | ARMSTRONG AIR | A7SCP18V24P-**A | 7EH30BX-**+TDR | A97US2V040B12X* | Split System | 24000 | 17.65 | 9 | 1.8 | R-454B | 650
216769572 | LENNOX | EL18KSLV-024-230A** | CK40HT-24B-**+TDR | SL297UH040NV36B* | Split System | 24000 | 17.65 | 9 | 1.8 | R-454B | 650
216769636 | AIREASE | A7SCP18V24P-**A | 7E[C,U]36BX-**+TDR | A97US2V040B12X* | Split System | 24000 | 17.75 | 9 | 1.85 | R-454B | 650
216769568 | LENNOX | EL18KSLV-024-230A** | CK40[C,U]T-36B-**+TDR | SL297UH040NV36B* | Split System | 24000 | 17.75 | 9 | 1.85 | R-454B | 650
216782530 | FRASER-JOHNSTON | HH860E2S11 | CTU60C5XGS1+TXV | Z8ES080C16LMPS1 | Split System | 44500 | 18 | 9 | 2 | R-454B | 650
216782829 | JOHNSON CONTROLS | HH860E2S11 | CTM60C5CGS1 | Z8ES100C16LMPS1 | Split System | 44000 | 18 | 9 | 2 | R-454B | 650
216780541 | YORK | HH860E2S11 | CTU60C5XGS1+TXV | Y81E100C16LMPS1 | Split System | 44000 | 18 | 9 | 2 | R-454B | 650
216780656 | YORK | HH860E2S11 | CTM60C5CGS1 | Y81E080C20LMPS1 | Split System | 44000 | 18 | 9 | 2 | R-454B | 650
217493304 | AIREASE | A7CP21V24P-**A | 7E[C,U]30BX-**+TDR | EFV08BCA* | Split System | 22800 | 18.5 | 9 | 2.06 | R-454B | 650
217493303 | ARMSTRONG AIR | A7CP21V24P-**A | 7E[C,U]30BX-**+TDR | EFV08BCA* | Split System | 22800 | 18.5 | 9 | 2.06 | R-454B | 650
216782610 | COLEMAN | HH860E2S11 | CTM60C5CHS1 | Z8ES100C20LMPS1 | Split System | 53500 | 19 | 9 | 2 | R-454B | 650
215278607 | HISENSE | AUWR-4824P | AUH-4824 |  | Split System | 48000 | 19 | 9 | 2.52 | R-454B | 650
217509951 | Multi MFG | MSD-48HD-B | 48HMHP0-M-B |  | Split System | 48000 | 19 | 9 | 2.52 | R-454B | 650
215933803 | TEMPSTAR | T5H3V36*K*AAA* | ESH5X60M12A*+WALLCON | *80CTL0902120B* | Split System | 34200 | 19.5 | 9 | 1.96 | R-454B | 650
215932615 | BRYANT HEATING AND COOLING SYSTEMS | 293VAN036**AA* | CAA**6024AM*+UI | 987MC66100C21*** | Split System | 34000 | 20.5 | 9 | 1.96 | R-454B | 650
215939805 | BRYANT HEATING AND COOLING SYSTEMS | 293VAN036**AA* | CAA**6024AM*+UI | 987TA66100C21*** | Split System | 34000 | 20.5 | 9 | 1.96 | R-454B | 650
215939815 | BRYANT HEATING AND COOLING SYSTEMS | 293VAN036**AA* | CAA**6024AM*+UI | 987TA66120C24*** | Split System | 34000 | 20.5 | 9 | 1.96 | R-454B | 650
215939835 | BRYANT HEATING AND COOLING SYSTEMS | 293VAN036**AA* | CAA**6121AM*+UI | 83*CB36040C17*** | Split System | 34400 | 20.5 | 9 | 1.96 | R-454B | 650
215939885 | BRYANT HEATING AND COOLING SYSTEMS | 293VAN036**AA* | CAA**6121AM*+UI | 987TA66100C21*** | Split System | 34400 | 20.5 | 9 | 1.96 | R-454B | 650
215939895 | BRYANT HEATING AND COOLING SYSTEMS | 293VAN036**AA* | CAA**6124AM*+UI | 986TD60080C21*** | Split System | 34400 | 20.5 | 9 | 1.96 | R-454B | 650
215939905 | BRYANT HEATING AND COOLING SYSTEMS | 293VAN036**AA* | CAA**6124AM*+UI | 987TA60080C21*** | Split System | 34400 | 20.5 | 9 | 1.96 | R-454B | 650
215939845 | BRYANT HEATING AND COOLING SYSTEMS | 293VAN036**AA* | CAA**6121AM*+UI | 83*CB48060C17*** | Split System | 34400 | 20.5 | 9 | 1.96 | R-454B | 650
215939915 | BRYANT HEATING AND COOLING SYSTEMS | 293VAN036**AA* | CAA**6124AM*+UI | 987TA66100C21*** | Split System | 34400 | 20.5 | 9 | 1.98 | R-454B | 650
215939925 | BRYANT HEATING AND COOLING SYSTEMS | 293VAN036**AA* | CAA**6124AM*+UI | 987TA66120C24*** | Split System | 34400 | 20.5 | 9 | 1.98 | R-454B | 650
215932584 | CARRIER | 27VNA336A*030* | CAA**6024AM*+UI | 59CU5B100C21**22 | Split System | 34000 | 20.5 | 9 | 1.96 | R-454B | 650
215932614 | CARRIER | 27VNA336A*030* | CAA**6024AM*+UI | 59MN7C100C21**22 | Split System | 34000 | 20.5 | 9 | 1.96 | R-454B | 650
215939814 | CARRIER | 27VNA336A*030* | CAA**6024AM*+UI | 59TN7A120C24**22 | Split System | 34000 | 20.5 | 9 | 1.96 | R-454B | 650
215939804 | CARRIER | 27VNA336A*030* | CAA**6024AM*+UI | 59TN7A100C21**22 | Split System | 34000 | 20.5 | 9 | 1.96 | R-454B | 650
215932834 | CARRIER | 27VNA336A*030* | CAA**6121AM*+UI | 59TN6C100C21**22 | Split System | 34400 | 20.5 | 9 | 1.96 | R-454B | 650
215939834 | CARRIER | 27VNA336A*030* | CAA**6121AM*+UI | 58CU*B040C17**12 | Split System | 34400 | 20.5 | 9 | 1.96 | R-454B | 650
215939884 | CARRIER | 27VNA336A*030* | CAA**6121AM*+UI | 59TN7A100C21**22 | Split System | 34400 | 20.5 | 9 | 1.96 | R-454B | 650
215939904 | CARRIER | 27VNA336A*030* | CAA**6124AM*+UI | 59TN7A080C21**20 | Split System | 34400 | 20.5 | 9 | 1.96 | R-454B | 650
215939844 | CARRIER | 27VNA336A*030* | CAA**6121AM*+UI | 58CU*B060C17**16 | Split System | 34400 | 20.5 | 9 | 1.96 | R-454B | 650
215939894 | CARRIER | 27VNA336A*030* | CAA**6124AM*+UI | 59TN6C080C21**20 | Split System | 34400 | 20.5 | 9 | 1.96 | R-454B | 650
215939914 | CARRIER | 27VNA336A*030* | CAA**6124AM*+UI | 59TN7A100C21**22 | Split System | 34400 | 20.5 | 9 | 1.98 | R-454B | 650
215939924 | CARRIER | 27VNA336A*030* | CAA**6124AM*+UI | 59TN7A120C24**22 | Split System | 34400 | 20.5 | 9 | 1.98 | R-454B | 650
215936879 | COMFORTMAKER | C5H3V36*K*AAA* | EVD5X61M21A*+WALLCON | *80CTL0701716B* | Split System | 35800 | 22 | 9 | 2.06 | R-454B | 650
216766429 | AMERICAN STANDARD | 5A6H7036A1 | 5TXCD010AS3 | S9X2D120U5PSB | Split System | 34400 | 16 | 9 | 2.2 | R-454B | 650
216766250 | TRANE | 5TWR7036A1 | 5PX*D008AS3 | S9X2D120U5PSB | Split System | 34000 | 16 | 9 | 2.2 | R-454B | 650
216767012 | TRANE | 5TWX7036A1 | 5PX*D010AS3 | S9X1D120U5PSB | Split System | 34400 | 16 | 9 | 2.2 | R-454B | 650
216767013 | TRANE | 5TWX7036A1 | 5PX*D010AS3 | S9X2D120U5PSB | Split System | 34400 | 16 | 9 | 2.2 | R-454B | 650
216767099 | TRANE | 5TWX7036A1 | 5TXCD010AS3 | S9X2D120U5PSB | Split System | 34400 | 16 | 9 | 2.2 | R-454B | 650
216767097 | TRANE | 5TWX7036A1 | 5TXCD010AS3 | S9X1D120U5PSB | Split System | 34400 | 16 | 9 | 2.2 | R-454B | 650
216764562 | AMERICAN STANDARD | 5A6H7024A1 | 5TXCB004AS3 | S8X1B060M4PTC | Split System | 23000 | 17.1 | 9 | 2 | R-454B | 650
216764546 | AMERICAN STANDARD | 5A6H7024A1 | 5PX*B004AS3 | S8X2A040M3PTC | Split System | 23000 | 17.1 | 9 | 2 | R-454B | 650
216769893 | AMERICAN STANDARD | 5A6H7024A1 | 5TXCC007AS3 | *UHMC100CCV4 | Split System | 23600 | 17.1 | 9 | 2 | R-454B | 650
216765971 | AMERICAN STANDARD | 5A6H7024A1 | 5TXCB006AS3 | S9X2B060U4PSB | Split System | 23800 | 17.1 | 9 | 2 | R-454B | 650
216765989 | AMERICAN STANDARD | 5A6H7024A1 | 5TXCB006AS3 | S8V2B080M4PCB | Split System | 23800 | 17.1 | 9 | 2 | R-454B | 650
216765997 | AMERICAN STANDARD | 5A6H7024A1 | 5TXCB006AS3+P0V0A000M30SD |  | Split System | 23800 | 17.1 | 9 | 2 | R-454B | 650
216769971 | AMERICAN STANDARD | 5A6H7036A1 | 5TXCC009AS3 | L8V1C100U5VSB | Split System | 34200 | 17.1 | 9 | 2.2 | R-454B | 650
216766403 | AMERICAN STANDARD | 5A6H7036A1 | 5TXCC009AS3+P0V0C000M50SD |  | Split System | 34400 | 17.1 | 9 | 2.2 | R-454B | 650
216769892 | TRANE | 5TWR7024A1 | 5TXCC007AS3 | *UHMC100CCV4 | Split System | 23600 | 17.1 | 9 | 2 | R-454B | 650
216765838 | TRANE | 5TWR7024A1 | 5PX*B006AS3 | S9X2B040U3PSB | Split System | 23800 | 17.1 | 9 | 2 | R-454B | 650
216765962 | TRANE | 5TWR7024A1 | 5TXCB006AS3 | S8V2A040M3PDB | Split System | 23800 | 17.1 | 9 | 2 | R-454B | 650
216765854 | TRANE | 5TWR7024A1 | 5PX*B006AS3 | S8V2B060M4PCB | Split System | 24000 | 17.1 | 9 | 2 | R-454B | 650
216769894 | TRANE | 5TWR7024A1 | 5TXCC009AS3 | *UHMC100CCV4 | Split System | 23800 | 17.1 | 9 | 2.1 | R-454B | 650
216769880 | TRANE | 5TWR7024A1 | 5PX*C009AS3 | *UHMC100CCV4 | Split System | 23800 | 17.1 | 9 | 2.1 | R-454B | 650
216769916 | TRANE | 5TWR7036A1 | 5PX*C009AS3 | *UHMC100CCV4 | Split System | 34000 | 17.1 | 9 | 2.2 | R-454B | 650
216769970 | TRANE | 5TWR7036A1 | 5TXCC009AS3 | L8V1C100U5VSB | Split System | 34200 | 17.1 | 9 | 2.2 | R-454B | 650
216766402 | TRANE | 5TWR7036A1 | 5TXCC009AS3+P0V0C000M50SD |  | Split System | 34400 | 17.1 | 9 | 2.2 | R-454B | 650
216767014 | TRANE | 5TWX7036A1 | 5PX*D010AS3 | S8V2D120M5PCB | Split System | 34600 | 17.1 | 9 | 2.2 | R-454B | 650
216767098 | TRANE | 5TWX7036A1 | 5TXCD010AS3 | S8V2D120M5PDB | Split System | 34600 | 17.1 | 9 | 2.2 | R-454B | 650
216766254 | TRANE | 5TWR7036A1 | 5PX*D010AS3 | S8V2D120M5PDB | Split System | 34600 | 17.1 | 9 | 2.2 | R-454B | 650
218588162 | COLEMAN | XH936E2C11 | CTM30B5ACS2+CC | TM9V080B12MP12 | Split System | 23000 | 19 | 9 | 2 | R-454B | 650
218587225 | LUXAIRE | XH936E2C11 | CTF30B5ACS2+CC | LP9C080B12MP13 | Split System | 23000 | 19 | 9 | 2 | R-454B | 650
218587540 | LUXAIRE | XH936E2C11 | CTM30B5ACS2+CC | TM8V080B12MP12 | Split System | 23000 | 19 | 9 | 2 | R-454B | 650
218585721 | YORK | YH936E2C11 | CTM30B5ACS2+CC | TM9V060B12MP12 | Split System | 23000 | 19 | 9 | 2 | R-454B | 650
215936668 | ARCOAIRE | H5H3V36*K*AAA* | EVD5X60M21A*+WALLCON | *95CSU1002122B* | Split System | 35600 | 22 | 9 | 2.14 | R-454B | 650
216766800 | TRANE | 5TWX7024A1 | 5PX*B006AS3 | S9X2B040U3PSB | Split System | 23800 | 17.1 | 9 | 2 | R-454B | 650
216766806 | TRANE | 5TWX7024A1 | 5PX*B006AS3 | S9X2B060U4PSB | Split System | 23800 | 17.1 | 9 | 2 | R-454B | 650
216766814 | TRANE | 5TWX7024A1 | 5PX*B006AS3 | S9V2B060U4VSB | Split System | 23800 | 17.5 | 9 | 2 | R-454B | 650
216766869 | TRANE | 5TWX7024A1 | 5TXCB006AS3 | S9X2B040U3PSB | Split System | 23800 | 17.5 | 9 | 2 | R-454B | 650
216766817 | TRANE | 5TWX7024A1 | 5PX*B006AS3+P0V0A000M30SD |  | Split System | 23800 | 17.5 | 9 | 2 | R-454B | 650
216766819 | TRANE | 5TWX7024A1 | 5PX*B006AS3 | S8V2A040M3PCB | Split System | 23800 | 17.5 | 9 | 2 | R-454B | 650
216776080 | LENNOX | SL22KLV-036-230A** | CK40[C,U]T-49C-**+TDR | EL297UH090XV60C* | Split System | 35200 | 19 | 9 | 2.06 | R-454B | 650
216770088 | TRANE | 5TWX7024A1 | 5PX*C009AS3 | *UHMC100CCV4 | Split System | 23800 | 17.5 | 9 | 2 | R-454B | 650
216776014 | LENNOX | SL22KLV-024-230A** | CBK48MVT-036-230-** |  | Split System | 22400 | 20 | 9 | 2.1 | R-454B | 650
217493320 | AIREASE | A7CP21V24P-**A | 7EH30BX-**+TDR | EFV12BCA* | Split System | 23600 | 19.5 | 9 | 2.04 | R-454B | 650
217493319 | ARMSTRONG AIR | A7CP21V24P-**A | 7EH30BX-**+TDR | EFV12BCA* | Split System | 23600 | 19.5 | 9 | 2.04 | R-454B | 650
216772259 | AMERICAN STANDARD | 5HCL5024A1 | 5TEM5B03AC21 |  | Split System | 23000 | 17 | 9.2 | 1.9 | R-454B | 650
216772255 | TRANE | 5HCL5024A1 | 5TEM5B03AC21 |  | Split System | 23000 | 17 | 9.2 | 1.9 | R-454B | 650
216051342 | MIDEA | MDV-V24WMN10T | MVME24B2MN10TB |  | Split System | 23000 | 17.7 | 9.2 | 1.9 | R-454B | 650
216051341 | MIDEA | MDV-V18WMN10T | MVME24B2MN10TB |  | Split System | 18000 | 17.1 | 9.25 | 1.95 | R-454B | 650
217666265 | MRCOOL | CENTRAL-36-HP-C-230B00-O | **AECMPT36D2AA | MGM96EE100C5NB | Split System | 36000 | 15.2 | 9.3 | 1.9 | R-454B | 650
217666264 | MRCOOL | CENTRAL-36-HP-C-230B00-O | **AECMPT36D2AA | MGM96EE080C4NB | Split System | 36000 | 16 | 9.3 | 1.9 | R-454B | 650
217509218 | ALLIED | 7SCP18V24P-**A | 7ED24AX-**+TDR | 80G2DF070AE12* | Split System | 23800 | 16.8 | 9.4 | 1.8 | R-454B | 650
217189199 | CONCORD | 7SCP18V24P-**A | 7ED24AX-**+TDR | 80G2DF070AE12* | Split System | 23800 | 16.8 | 9.4 | 1.8 | R-454B | 650
217189459 | DUCANE | 7SCP18V24P-**A | 7ED24AX-**+TDR | 80G2DF070AE12* | Split System | 23800 | 16.8 | 9.4 | 1.8 | R-454B | 650
217189778 | LENNOX | EL18KSLV-024-230A** | CK40DT-24A-**+TDR | EL280DF070E36A* | Split System | 23800 | 16.8 | 9.4 | 1.8 | R-454B | 650
217509119 | ALLIED | 7SCP18V60P-**A | 7AH2AE42PX-** |  | Split System | 46000 | 17.5 | 9.4 | 1.85 | R-454B | 650
216619025 | AIREASE | A7SCP18V36P-**A | 7AH2AV36PXC-** |  | Split System | 35000 | 18.5 | 9.4 | 1.9 | R-454B | 650
217509117 | ALLIED | 7SCP18V36P-**A | 7AH2AE36PX-** |  | Split System | 35000 | 18.5 | 9.4 | 1.9 | R-454B | 650
216604752 | GE Appliances | NS18H36HA5*** | NAM36V2TA5**** |  | Split System | 35000 | 18.5 | 9.4 | 1.9 | R-454B | 650
216618913 | LENNOX | EL18KSLV-036-230A** | CBK48MVT-036-230-** |  | Split System | 35000 | 18.5 | 9.4 | 1.9 | R-454B | 650
216776130 | LENNOX | SL22KLV-060-230A** | CK40[C,U]T-60C-**+TDR | EL297UH110XV60C* | Split System | 56000 | 20 | 9.4 | 1.94 | R-454B | 650
217509440 | ALLIED | 7SCP18V24P-**A | 7ED24BX-**+TDR | 92G1DF045BE12* | Split System | 23800 | 16.9 | 9.4 | 1.8 | R-454B | 650
216619018 | AIREASE | A7SCP18V24P-**A | 7AH2AV24PXC-** |  | Split System | 24000 | 17 | 9.4 | 1.8 | R-454B | 650
217509441 | ALLIED | 7SCP18V24P-**A | 7ED24BX-**+TDR | 92G1DF070BE12* | Split System | 23800 | 17 | 9.4 | 1.8 | R-454B | 650
216772260 | AMERICAN STANDARD | 5HCL5036A1 | 5TEM5B04AC31 |  | Split System | 34000 | 17 | 9.4 | 1.9 | R-454B | 650
216618962 | ARMSTRONG AIR | A7SCP18V24P-**A | 7AH2AV24PXC-** |  | Split System | 24000 | 17 | 9.4 | 1.8 | R-454B | 650
216604745 | GE Appliances | NS18H24HA5*** | NAM24V2TA5**** |  | Split System | 24000 | 17 | 9.4 | 1.8 | R-454B | 650
216618906 | LENNOX | EL18KSLV-024-230A** | CBK48MVT-018/024-230-** |  | Split System | 24000 | 17 | 9.4 | 1.8 | R-454B | 650
216772256 | TRANE | 5HCL5036A1 | 5TEM5B04AC31 |  | Split System | 34000 | 17 | 9.4 | 1.9 | R-454B | 650
217188938 | ARMSTRONG AIR | A7SCP18V24P-**A | 7ED24BX-**+TDR | A97DSMV070B12S* | Split System | 23600 | 17.15 | 9.4 | 1.8 | R-454B | 650
216051344 | MIDEA | MDV-V36WMN10T | MVME36B2MN10TB |  | Split System | 34000 | 17.2 | 9.4 | 1.9 | R-454B | 650
216619013 | AIREASE | A7SCP18V24P-**A | 7AH1AV18PX-** |  | Split System | 24000 | 17.5 | 9.4 | 1.75 | R-454B | 650
217509080 | ALLIED | 7SCP18V24P-**A | 7AH1AV18PX-** |  | Split System | 24000 | 17.5 | 9.4 | 1.75 | R-454B | 650
216619118 | CONCORD | 7SCP18V24P-**A | 7AH1AV18PX-** |  | Split System | 24000 | 17.5 | 9.4 | 1.75 | R-454B | 650
216619069 | DUCANE | 7SCP18V24P-**A | 7AH1AV18PX-** |  | Split System | 24000 | 17.5 | 9.4 | 1.75 | R-454B | 650
216604740 | GE Appliances | NS18H24HA5*** | NAM18V1TA5**** |  | Split System | 24000 | 17.5 | 9.4 | 1.75 | R-454B | 650
216618901 | LENNOX | EL18KSLV-024-230A** | CBK45UHVT-018-230-** |  | Split System | 24000 | 17.5 | 9.4 | 1.75 | R-454B | 650
216604753 | GE Appliances | NS18H36HA5*** | NAM42V2TA5**** |  | Split System | 36000 | 19 | 9.4 | 1.95 | R-454B | 650
216618914 | LENNOX | EL18KSLV-036-230A** | CBK48MVT-042-230-** |  | Split System | 36000 | 19 | 9.4 | 1.95 | R-454B | 650
217179486 | AMERICAN STANDARD | 5A6V0X48A1 | 5PX*CD09AS3 | S9V2B080D4VSB+LRP | Split System | 45500 | 19.4 | 9.4 | 2 | R-454B | 650
217188680 | AIREASE | A7SCP18V24P-**A | 7EH30AX-**+TDR | A80UH1E070A12* | Split System | 24000 | 16.85 | 9.4 | 1.85 | R-454B | 650
217509209 | ALLIED | 7SCP18V24P-**A | 7EH30AX-**+TDR | 80G1UH070AE12* | Split System | 24000 | 16.85 | 9.4 | 1.85 | R-454B | 650
217509431 | ALLIED | 7SCP18V24P-**A | 7EH30AX-**+TDR | 80G1UH070AE12L* | Split System | 24000 | 16.85 | 9.4 | 1.85 | R-454B | 650
217188930 | ARMSTRONG AIR | A7SCP18V24P-**A | 7EH30AX-**+TDR | A80UH1E070A12* | Split System | 24000 | 16.85 | 9.4 | 1.85 | R-454B | 650
217189190 | CONCORD | 7SCP18V24P-**A | 7EH30AX-**+TDR | 80G1UH070AE12* | Split System | 24000 | 16.85 | 9.4 | 1.85 | R-454B | 650
217189450 | DUCANE | 7SCP18V24P-**A | 7EH30AX-**+TDR | 80G1UH070AE12* | Split System | 24000 | 16.85 | 9.4 | 1.85 | R-454B | 650
217189768 | LENNOX | EL18KSLV-024-230A** | CK40HT-30A-**+TDR | ML180UH070E36A* | Split System | 24000 | 16.85 | 9.4 | 1.85 | R-454B | 650
217169747 | MDV | MOD30-30HFN10-M3X | MVBC-24HWFN10-MB3E |  | Split System | 24000 | 17 | 9.4 | 1.75 | R-454B | 650
217176413 | Multi MFG | HHS-25HD-B | 24MPHP0-M-B |  | Split System | 24000 | 17 | 9.4 | 1.75 | R-454B | 650
217188678 | AIREASE | A7SCP18V24P-**A | 7EH30AX-**+TDR | A80UH2E070A12* | Split System | 23800 | 17.15 | 9.4 | 1.85 | R-454B | 650
217509206 | ALLIED | 7SCP18V24P-**A | 7EH30AX-**+TDR | 80G2UH070AE12L* | Split System | 23800 | 17.15 | 9.4 | 1.85 | R-454B | 650
217509207 | ALLIED | 7SCP18V24P-**A | 7EH30AX-**+TDR | 80G2UH070AE12* | Split System | 23800 | 17.15 | 9.4 | 1.85 | R-454B | 650
217188928 | ARMSTRONG AIR | A7SCP18V24P-**A | 7EH30AX-**+TDR | A80UH2E070A12* | Split System | 23800 | 17.15 | 9.4 | 1.85 | R-454B | 650
217189187 | CONCORD | 7SCP18V24P-**A | 7EH30AX-**+TDR | 80G2UH070AE12L* | Split System | 23800 | 17.15 | 9.4 | 1.85 | R-454B | 650
217189188 | CONCORD | 7SCP18V24P-**A | 7EH30AX-**+TDR | 80G2UH070AE12* | Split System | 23800 | 17.15 | 9.4 | 1.85 | R-454B | 650
217189447 | DUCANE | 7SCP18V24P-**A | 7EH30AX-**+TDR | 80G2UH070AE12L* | Split System | 23800 | 17.15 | 9.4 | 1.85 | R-454B | 650
217188674 | AIREASE | A7SCP18V24P-**A | 7EH30AX-**+TDR | A80US2V070A12* | Split System | 24000 | 17.2 | 9.4 | 1.85 | R-454B | 650
217509203 | ALLIED | 7SCP18V24P-**A | 7EH30AX-**+TDR | 80G2UH070AV12* | Split System | 24000 | 17.2 | 9.4 | 1.85 | R-454B | 650
217189184 | CONCORD | 7SCP18V24P-**A | 7EH30AX-**+TDR | 80G2UH070AV12* | Split System | 24000 | 17.2 | 9.4 | 1.85 | R-454B | 650
217189761 | LENNOX | EL18KSLV-024-230A** | CK40HT-30A-**+TDR | SL280UH070V36A* | Split System | 24000 | 17.2 | 9.4 | 1.85 | R-454B | 650
216619016 | AIREASE | A7SCP18V24P-**A | 7AH1AE30PX-** |  | Split System | 24000 | 17.5 | 9.4 | 1.75 | R-454B | 650
217509083 | ALLIED | 7SCP18V24P-**A | 7AH1AV30PX-** |  | Split System | 24000 | 17.5 | 9.4 | 1.75 | R-454B | 650
217509082 | ALLIED | 7SCP18V24P-**A | 7AH1AE30PX-** |  | Split System | 24000 | 17.5 | 9.4 | 1.75 | R-454B | 650
216618960 | ARMSTRONG AIR | A7SCP18V24P-**A | 7AH1AE30PX-** |  | Split System | 24000 | 17.5 | 9.4 | 1.75 | R-454B | 650
216619122 | CONCORD | 7SCP18V24P-**A | 7AH1AV30PX-** |  | Split System | 24000 | 17.5 | 9.4 | 1.75 | R-454B | 650
216619073 | DUCANE | 7SCP18V24P-**A | 7AH1AV30PX-** |  | Split System | 24000 | 17.5 | 9.4 | 1.75 | R-454B | 650
216604744 | GE Appliances | NS18H24HA5*** | NAM30V1TA5**** |  | Split System | 24000 | 17.5 | 9.4 | 1.75 | R-454B | 650
216604743 | GE Appliances | NS18H24HA5*** | NAM30E1TA5**** |  | Split System | 24000 | 17.5 | 9.4 | 1.75 | R-454B | 650
217188647 | AIREASE | A7SCP18V24P-**A | 7E[C,U]36AX-**+TDR | A80UH2E045A12* | Split System | 24000 | 17.8 | 9.4 | 1.85 | R-454B | 650
217509178 | ALLIED | 7SCP18V24P-**A | 7E[C,U]36AX-**+TDR | 80G2UH045AE12* | Split System | 24000 | 17.8 | 9.4 | 1.85 | R-454B | 650
217188897 | ARMSTRONG AIR | A7SCP18V24P-**A | 7E[C,U]36AX-**+TDR | A80UH2E045A12* | Split System | 24000 | 17.8 | 9.4 | 1.85 | R-454B | 650
216453158 | AMERICAN STANDARD | 5A6V0X48A1 | 5PX*CD09AS3 | S8V2C100M5PCB | Split System | 44500 | 19.4 | 9.4 | 2.1 | R-454B | 650
216453160 | AMERICAN STANDARD | 5A6V0X48A1 | 5PX*CD09AS3 | S8V2C100M5PDB | Split System | 44500 | 19.4 | 9.4 | 2.1 | R-454B | 650
216453159 | TRANE | 5TWV0X48A1 | 5PX*CD09AS3 | S8V2C100M5PDB | Split System | 44500 | 19.4 | 9.4 | 2.1 | R-454B | 650
216453157 | TRANE | 5TWV0X48A1 | 5PX*CD09AS3 | S8V2C100M5PCB | Split System | 44500 | 19.4 | 9.4 | 2.1 | R-454B | 650
217179484 | AMERICAN STANDARD | 5A6V0X48A1 | 5PX*CD09AS3 | S8V2B060M4PCB | Split System | 45000 | 20 | 9.4 | 2 | R-454B | 650
217179490 | AMERICAN STANDARD | 5A6V0X48A1 | 5PX*CD09AS3 | S8V2B080M4PCB | Split System | 45500 | 20 | 9.4 | 2 | R-454B | 650
217179489 | TRANE | 5TWV0X48A1 | 5PX*CD09AS3 | S8V2B080M4PCB | Split System | 45500 | 20 | 9.4 | 2 | R-454B | 650
217179416 | AMERICAN STANDARD | 5A6V0X36A1 | 5PX*CD09AS3 | *DHMB060CCV3+LRP | Split System | 35600 | 19.6 | 9.4 | 2.1 | R-454B | 650
217179415 | TRANE | 5TWV0X36A1 | 5PX*CD09AS3 | *DHMB060CCV3+LRP | Split System | 35600 | 19.6 | 9.4 | 2.1 | R-454B | 650
217179442 | AMERICAN STANDARD | 5A6V0X36A1 | 5TXCC009AS3 | *DHMB060CCV3+LRP | Split System | 35600 | 20 | 9.4 | 2.1 | R-454B | 650
217179408 | AMERICAN STANDARD | 5A6V0X36A1 | 5PX*CD09AS3 | *DHMB080CCV3+LRP | Split System | 35600 | 20 | 9.4 | 2.1 | R-454B | 650
217179406 | AMERICAN STANDARD | 5A6V0X36A1 | 5PX*C009AS3 | *DHMB060CCV3+LRP | Split System | 35600 | 20 | 9.4 | 2.1 | R-454B | 650
217179407 | TRANE | 5TWV0X36A1 | 5PX*CD09AS3 | *DHMB080CCV3+LRP | Split System | 35600 | 20 | 9.4 | 2.1 | R-454B | 650
217179441 | TRANE | 5TWV0X36A1 | 5TXCC009AS3 | *DHMB060CCV3+LRP | Split System | 35600 | 20 | 9.4 | 2.1 | R-454B | 650
217179410 | AMERICAN STANDARD | 5A6V0X36A1 | 5PX*CD09AS3 | S8V2B060M4PCB | Split System | 35800 | 20 | 9.4 | 2.1 | R-454B | 650
217179412 | AMERICAN STANDARD | 5A6V0X36A1 | 5PX*CD09AS3 | S8V2B080M4PCB | Split System | 35800 | 20 | 9.4 | 2.1 | R-454B | 650
217179409 | TRANE | 5TWV0X36A1 | 5PX*CD09AS3 | S8V2B060M4PCB | Split System | 35800 | 20 | 9.4 | 2.1 | R-454B | 650
217179411 | TRANE | 5TWV0X36A1 | 5PX*CD09AS3 | S8V2B080M4PCB | Split System | 35800 | 20 | 9.4 | 2.1 | R-454B | 650
216776050 | LENNOX | SL22KLV-024-230A** | CK40HT-42C-**+TDR | SLP99UH110XV60C* | Split System | 22800 | 18.5 | 9.4 | 2.06 | R-454B | 650
217179594 | AMERICAN STANDARD | 5A6V0X36A1 | 5PX*CD09AS3+P0V0B000M40SD+LRP |  | Split System | 36000 | 20 | 9.4 | 2.1 | R-454B | 650
217179593 | TRANE | 5TWV0X36A1 | 5PX*CD09AS3+P0V0B000M40SD+LRP |  | Split System | 36000 | 20 | 9.4 | 2.1 | R-454B | 650
218585635 | YORK | YH936E2C11 | CTM36B5ADS2+CC | YPLC080B12MP13 | Split System | 34400 | 17 | 9.5 | 2 | R-454B | 650
217556150 | AC PRO | SPHP-Z-V030BB | SMAH-Y-30EMBB |  | Split System | 30000 | 16.3 | 9.5 | 1.86 | R-454B | 650
217162351 | AI AIR CONDITIONING | AUO19-30N2-M3H | AUP-30N2-JM3 |  | Split System | 30000 | 16.3 | 9.5 | 1.86 | R-454B | 650
216768194 | INNOVAIR | SHV30H2BA | SFV30BDA |  | Split System | 30000 | 16.3 | 9.5 | 1.86 | R-454B | 650
216618974 | ARMSTRONG AIR | A7SCP18V60P-**A | 7AH2AV42PXC-** |  | Split System | 46500 | 18 | 9.5 | 1.85 | R-454B | 650
218587459 | CHAMPION HEATING AND COOLING | XH936E2C11 | CTF36B5ADS2+CC | Z8VT080B12SMPC1 | Split System | 35200 | 18 | 9.5 | 2 | R-454B | 650
218586355 | CHAMPION HEATING AND COOLING | XH936E2C11 | CTF36C5ADS2+CC | Z8VT080C16SMPC1 | Split System | 35400 | 18 | 9.5 | 2 | R-454B | 650
218587473 | COLEMAN | XH936E2C11 | CTF36C5ADS2+CC | TM8V100C20MP12 | Split System | 35400 | 18 | 9.5 | 2 | R-454B | 650
218587994 | COLEMAN | XH936E2C11 | CTF36C5ADS2+CC | Z8VT120C20SMPC1 | Split System | 35400 | 18 | 9.5 | 2 | R-454B | 650
218587174 | COLEMAN | XH936E2C11 | CTM36C5ADS2+CC | Z8VT100C20SMPC1 | Split System | 35400 | 18 | 9.5 | 2 | R-454B | 650
216604757 | GE Appliances | NS18H60HA5*** | NAM42V2TA5**** |  | Split System | 46500 | 18 | 9.5 | 1.85 | R-454B | 650
216618918 | LENNOX | EL18KSLV-060-230A** | CBK48MVT-042-230-** |  | Split System | 46500 | 18 | 9.5 | 1.85 | R-454B | 650
217500308 | American Standard | 5HCL5060B1 | 5TDM5D06AC41 |  | Split System | 48000 | 19 | 9.5 | 1.8 | R-454B | 650
217500300 | TRANE | 5HCL5060B1 | 5TDM5D06AC41 |  | Split System | 48000 | 19 | 9.5 | 1.8 | R-454B | 650
215939665 | BRYANT HEATING AND COOLING SYSTEMS | 293VAN036**AA* | CAA**4221AM*+UI | 83*CB48060C17*** | Split System | 32800 | 20 | 9.5 | 2.04 | R-454B | 650
215939655 | BRYANT HEATING AND COOLING SYSTEMS | 293VAN036**AA* | CAA**4221AM*+UI | 83*CB36040C17*** | Split System | 32800 | 20 | 9.5 | 2.06 | R-454B | 650
215939775 | BRYANT HEATING AND COOLING SYSTEMS | 293VAN036**AA* | CAA**4821AM*+UI | 987TA66100C21*** | Split System | 33400 | 20 | 9.5 | 2.06 | R-454B | 650
215939765 | BRYANT HEATING AND COOLING SYSTEMS | 293VAN036**AA* | CAA**4821AM*+UI | 987TA60080C21*** | Split System | 33400 | 20 | 9.5 | 2.06 | R-454B | 650
215939715 | BRYANT HEATING AND COOLING SYSTEMS | 293VAN036**AA* | CAA**4821AM*+UI | 986TD60080C21*** | Split System | 33400 | 20 | 9.5 | 2.06 | R-454B | 650
215939664 | CARRIER | 27VNA336A*030* | CAA**4221AM*+UI | 58CU*B060C17**16 | Split System | 32800 | 20 | 9.5 | 2.04 | R-454B | 650
215939704 | CARRIER | 27VNA336A*030* | CAA**4221AM*+UI | 59TN7A100C21**22 | Split System | 32800 | 20 | 9.5 | 2.04 | R-454B | 650
215939654 | CARRIER | 27VNA336A*030* | CAA**4221AM*+UI | 58CU*B040C17**12 | Split System | 32800 | 20 | 9.5 | 2.06 | R-454B | 650
215939774 | CARRIER | 27VNA336A*030* | CAA**4821AM*+UI | 59TN7A100C21**22 | Split System | 33400 | 20 | 9.5 | 2.06 | R-454B | 650
215939735 | BRYANT HEATING AND COOLING SYSTEMS | 293VAN036**AA* | CAA**4821AM*+UI | 83*CB48060C17*** | Split System | 33400 | 20.5 | 9.5 | 2.06 | R-454B | 650
215939725 | BRYANT HEATING AND COOLING SYSTEMS | 293VAN036**AA* | CAA**4821AM*+UI | 83*CB36040C17*** | Split System | 33400 | 20.5 | 9.5 | 2.06 | R-454B | 650
215939724 | CARRIER | 27VNA336A*030* | CAA**4821AM*+UI | 58CU*B040C17**12 | Split System | 33400 | 20.5 | 9.5 | 2.06 | R-454B | 650
215939734 | CARRIER | 27VNA336A*030* | CAA**4821AM*+UI | 58CU*B060C17**16 | Split System | 33400 | 20.5 | 9.5 | 2.06 | R-454B | 650
215941047 | AIRQUEST | H5H3V48*K*AAA* | EA*5X61M21A*+WALLCON | *80CSU0401712B* | Split System | 45500 | 21.5 | 9.5 | 1.98 | R-454B | 650
215941048 | ARCOAIRE | H5H3V48*K*AAA* | EA*5X61M21A*+WALLCON | *80CSU0401712B* | Split System | 45500 | 21.5 | 9.5 | 1.98 | R-454B | 650
215941044 | CARRIER | 27VNA348A*030* | CAA**6121AM*+UI | 58CU*B040C17**12 | Split System | 45500 | 21.5 | 9.5 | 1.98 | R-454B | 650
215941049 | COMFORTMAKER | C5H3V48*K*AAA* | EA*5X61M21A*+WALLCON | *80CSU0401712B* | Split System | 45500 | 21.5 | 9.5 | 1.98 | R-454B | 650
215941051 | KEEPRITE | C5H3V48*K*AAA* | EA*5X61M21A*+WALLCON | *80CSU0401712B* | Split System | 45500 | 21.5 | 9.5 | 1.98 | R-454B | 650
215941053 | TEMPSTAR | T5H3V48*K*AAA* | EA*5X61M21A*+WALLCON | *80CSU0401712B* | Split System | 45500 | 21.5 | 9.5 | 1.98 | R-454B | 650
217162463 | Mitsutomo | UHO42-NB-LD-Q | UHM42-DB-LDQ |  | Split System | 42000 | 16.7 | 9.5 | 1.9 | R-454B | 650
217509115 | ALLIED | 7SCP18V24P-**A | 7AH2AE24PX-** |  | Split System | 24000 | 17 | 9.5 | 1.85 | R-454B | 650
217188681 | AIREASE | A7SCP18V24P-**A | 7EH30AX-**+TDR | A80UH1E045A12* | Split System | 24000 | 17.4 | 9.5 | 1.85 | R-454B | 650
217509211 | ALLIED | 7SCP18V24P-**A | 7EH30AX-**+TDR | 80G1UH045AE12L* | Split System | 24000 | 17.4 | 9.5 | 1.85 | R-454B | 650
217509210 | ALLIED | 7SCP18V24P-**A | 7EH30AX-**+TDR | 80G1UH045AE12* | Split System | 24000 | 17.4 | 9.5 | 1.85 | R-454B | 650
217188931 | ARMSTRONG AIR | A7SCP18V24P-**A | 7EH30AX-**+TDR | A80UH1E045A12* | Split System | 24000 | 17.4 | 9.5 | 1.85 | R-454B | 650
217189191 | CONCORD | 7SCP18V24P-**A | 7EH30AX-**+TDR | 80G1UH045AE12* | Split System | 24000 | 17.4 | 9.5 | 1.85 | R-454B | 650
217189452 | DUCANE | 7SCP18V24P-**A | 7EH30AX-**+TDR | 80G1UH045AE12L* | Split System | 24000 | 17.4 | 9.5 | 1.85 | R-454B | 650
217189451 | DUCANE | 7SCP18V24P-**A | 7EH30AX-**+TDR | 80G1UH045AE12* | Split System | 24000 | 17.4 | 9.5 | 1.85 | R-454B | 650
217189769 | LENNOX | EL18KSLV-024-230A** | CK40HT-30A-**+TDR | ML180UH045E36A* | Split System | 24000 | 17.4 | 9.5 | 1.85 | R-454B | 650
217189770 | LENNOX | EL18KSLV-024-230A** | CK40HT-30A-**+TDR | ML180UH045XE36A* | Split System | 24000 | 17.4 | 9.5 | 1.85 | R-454B | 650
217188677 | AIREASE | A7SCP18V24P-**A | 7EH30AX-**+TDR | A80UH1E060A12X* | Split System | 24000 | 17.6 | 9.5 | 1.85 | R-454B | 650
217509204 | ALLIED | 7SCP18V24P-**A | 7EH30AX-**+TDR | 80G1UH040AE12X* | Split System | 24000 | 17.6 | 9.5 | 1.85 | R-454B | 650
217509205 | ALLIED | 7SCP18V24P-**A | 7EH30AX-**+TDR | 80G1UH060AE12X* | Split System | 24000 | 17.6 | 9.5 | 1.85 | R-454B | 650
217189185 | CONCORD | 7SCP18V24P-**A | 7EH30AX-**+TDR | 80G1UH040AE12X* | Split System | 24000 | 17.6 | 9.5 | 1.85 | R-454B | 650
217189186 | CONCORD | 7SCP18V24P-**A | 7EH30AX-**+TDR | 80G1UH060AE12X* | Split System | 24000 | 17.6 | 9.5 | 1.85 | R-454B | 650
217189763 | LENNOX | EL18KSLV-024-230A** | CK40HT-30A-**+TDR | EL180UH040NE36A* | Split System | 24000 | 17.6 | 9.5 | 1.85 | R-454B | 650
217189764 | LENNOX | EL18KSLV-024-230A** | CK40HT-30A-**+TDR | EL180UH060NE36A* | Split System | 24000 | 17.6 | 9.5 | 1.85 | R-454B | 650
215939647 | AIRQUEST | H5H3V36*K*AAA* | EA*5X42M21A*+WALLCON | *96CTN0802120B* | Split System | 32600 | 19.5 | 9.5 | 2.02 | R-454B | 650
215939697 | AIRQUEST | H5H3V36*K*AAA* | EA*5X42M21A*+WALLCON | *97CTN0802120A* | Split System | 32600 | 19.5 | 9.5 | 2.02 | R-454B | 650
215939700 | DAY & NIGHT | C5H3V36*K*AAA* | EA*5X42M21A*+WALLCON | *97CTN0802120A* | Split System | 32600 | 19.5 | 9.5 | 2.02 | R-454B | 650
215939650 | DAY & NIGHT | C5H3V36*K*AAA* | EA*5X42M21A*+WALLCON | *96CTN0802120B* | Split System | 32600 | 19.5 | 9.5 | 2.02 | R-454B | 650
215939646 | HEIL | H5H3V36*K*AAA* | EA*5X42M21A*+WALLCON | *96CTN0802120B* | Split System | 32600 | 19.5 | 9.5 | 2.02 | R-454B | 650
215939651 | KEEPRITE | C5H3V36*K*AAA* | EA*5X42M21A*+WALLCON | *96CTN0802120B* | Split System | 32600 | 19.5 | 9.5 | 2.02 | R-454B | 650
215939701 | KEEPRITE | C5H3V36*K*AAA* | EA*5X42M21A*+WALLCON | *97CTN0802120A* | Split System | 32600 | 19.5 | 9.5 | 2.02 | R-454B | 650
215939703 | TEMPSTAR | T5H3V36*K*AAA* | EA*5X42M21A*+WALLCON | *97CTN0802120A* | Split System | 32600 | 19.5 | 9.5 | 2.02 | R-454B | 650
215939653 | TEMPSTAR | T5H3V36*K*AAA* | EA*5X42M21A*+WALLCON | *96CTN0802120B* | Split System | 32600 | 19.5 | 9.5 | 2.02 | R-454B | 650
215939777 | AIRQUEST | H5H3V36*K*AAA* | EA*5X48M21A*+WALLCON | *97CTN1002122A* | Split System | 33400 | 20 | 9.5 | 2.04 | R-454B | 650
215939787 | AIRQUEST | H5H3V36*K*AAA* | EA*5X60M24A*+WALLCON | *96CTN0802120B* | Split System | 34000 | 20 | 9.5 | 2.06 | R-454B | 650
215939778 | ARCOAIRE | H5H3V36*K*AAA* | EA*5X48M21A*+WALLCON | *97CTN1002122A* | Split System | 33400 | 20 | 9.5 | 2.04 | R-454B | 650
215939799 | COMFORTMAKER | C5H3V36*K*AAA* | EA*5X60M24A*+WALLCON | *97CTN0802120A* | Split System | 34000 | 20 | 9.5 | 2.06 | R-454B | 650
215939780 | DAY & NIGHT | C5H3V36*K*AAA* | EA*5X48M21A*+WALLCON | *97CTN1002122A* | Split System | 33400 | 20 | 9.5 | 2.04 | R-454B | 650
215939790 | DAY & NIGHT | C5H3V36*K*AAA* | EA*5X60M24A*+WALLCON | *96CTN0802120B* | Split System | 34000 | 20 | 9.5 | 2.06 | R-454B | 650
215939776 | HEIL | H5H3V36*K*AAA* | EA*5X48M21A*+WALLCON | *97CTN1002122A* | Split System | 33400 | 20 | 9.5 | 2.04 | R-454B | 650
215939786 | HEIL | H5H3V36*K*AAA* | EA*5X60M24A*+WALLCON | *96CTN0802120B* | Split System | 34000 | 20 | 9.5 | 2.06 | R-454B | 650
215939781 | KEEPRITE | C5H3V36*K*AAA* | EA*5X48M21A*+WALLCON | *97CTN1002122A* | Split System | 33400 | 20 | 9.5 | 2.04 | R-454B | 650
215939801 | KEEPRITE | C5H3V36*K*AAA* | EA*5X60M24A*+WALLCON | *97CTN0802120A* | Split System | 34000 | 20 | 9.5 | 2.06 | R-454B | 650
215939783 | TEMPSTAR | T5H3V36*K*AAA* | EA*5X48M21A*+WALLCON | *97CTN1002122A* | Split System | 33400 | 20 | 9.5 | 2.04 | R-454B | 650
215939803 | TEMPSTAR | T5H3V36*K*AAA* | EA*5X60M24A*+WALLCON | *97CTN0802120A* | Split System | 34000 | 20 | 9.5 | 2.06 | R-454B | 650
215939793 | TEMPSTAR | T5H3V36*K*AAA* | EA*5X60M24A*+WALLCON | *96CTN0802120B* | Split System | 34000 | 20 | 9.5 | 2.06 | R-454B | 650
215939727 | AIRQUEST | H5H3V36*K*AAA* | EA*5X48M21A*+WALLCON | *80CSU0401712B* | Split System | 33400 | 20.5 | 9.5 | 2.04 | R-454B | 650
215939737 | AIRQUEST | H5H3V36*K*AAA* | EA*5X48M21A*+WALLCON | *80CSU0601716B* | Split System | 33400 | 20.5 | 9.5 | 2.04 | R-454B | 650
215939738 | ARCOAIRE | H5H3V36*K*AAA* | EA*5X48M21A*+WALLCON | *80CSU0601716B* | Split System | 33400 | 20.5 | 9.5 | 2.04 | R-454B | 650
215939728 | ARCOAIRE | H5H3V36*K*AAA* | EA*5X48M21A*+WALLCON | *80CSU0401712B* | Split System | 33400 | 20.5 | 9.5 | 2.04 | R-454B | 650
215939729 | COMFORTMAKER | C5H3V36*K*AAA* | EA*5X48M21A*+WALLCON | *80CSU0401712B* | Split System | 33400 | 20.5 | 9.5 | 2.04 | R-454B | 650
215939740 | DAY & NIGHT | C5H3V36*K*AAA* | EA*5X48M21A*+WALLCON | *80CSU0601716B* | Split System | 33400 | 20.5 | 9.5 | 2.04 | R-454B | 650
215939730 | DAY & NIGHT | C5H3V36*K*AAA* | EA*5X48M21A*+WALLCON | *80CSU0401712B* | Split System | 33400 | 20.5 | 9.5 | 2.04 | R-454B | 650
215939736 | HEIL | H5H3V36*K*AAA* | EA*5X48M21A*+WALLCON | *80CSU0601716B* | Split System | 33400 | 20.5 | 9.5 | 2.04 | R-454B | 650
215939726 | HEIL | H5H3V36*K*AAA* | EA*5X48M21A*+WALLCON | *80CSU0401712B* | Split System | 33400 | 20.5 | 9.5 | 2.04 | R-454B | 650
215939731 | KEEPRITE | C5H3V36*K*AAA* | EA*5X48M21A*+WALLCON | *80CSU0401712B* | Split System | 33400 | 20.5 | 9.5 | 2.04 | R-454B | 650
215939741 | KEEPRITE | C5H3V36*K*AAA* | EA*5X48M21A*+WALLCON | *80CSU0601716B* | Split System | 33400 | 20.5 | 9.5 | 2.04 | R-454B | 650
215939733 | TEMPSTAR | T5H3V36*K*AAA* | EA*5X48M21A*+WALLCON | *80CSU0401712B* | Split System | 33400 | 20.5 | 9.5 | 2.04 | R-454B | 650
215939743 | TEMPSTAR | T5H3V36*K*AAA* | EA*5X48M21A*+WALLCON | *80CSU0601716B* | Split System | 33400 | 20.5 | 9.5 | 2.04 | R-454B | 650
217189762 | LENNOX | EL18KSLV-024-230A** | CK40HT-30A-**+TDR | SL280UH060NV36A* | Split System | 24000 | 17.35 | 9.5 | 1.85 | R-454B | 650
217509081 | ALLIED | 7SCP18V24P-**A | 7AH1AE24PX-** |  | Split System | 23600 | 17.5 | 9.5 | 1.8 | R-454B | 650
217557340 | BRYANT | 37MUHAQ60AA3 | D5FUHAH60XAK |  | Split System | 54000 | 17.5 | 9.5 | 1.9 | R-454B | 650
217557338 | BRYANT | 37MUHAQ48AA3 | D5FUHAH60XAK |  | Split System | 48000 | 17.5 | 9.5 | 2 | R-454B | 650
217557349 | CARRIER | 37MUHAQ60AA3 | D5FUHAH60XAK |  | Split System | 54000 | 17.5 | 9.5 | 1.9 | R-454B | 650
217557347 | CARRIER | 37MUHAQ48AA3 | D5FUHAH60XAK |  | Split System | 48000 | 17.5 | 9.5 | 2 | R-454B | 650
216619120 | CONCORD | 7SCP18V24P-**A | 7AH1AE24PX-** |  | Split System | 23600 | 17.5 | 9.5 | 1.8 | R-454B | 650
216604742 | GE Appliances | NS18H24HA5*** | NAM24E1TA5**** |  | Split System | 23600 | 17.5 | 9.5 | 1.8 | R-454B | 650
216618903 | LENNOX | EL18KSLV-024-230A** | CBK45UHET-024-230-** |  | Split System | 23600 | 17.5 | 9.5 | 1.8 | R-454B | 650
215471345 | MIDEA | MO1HE-H60B-2A | MAUSE-H60B-2A |  | Split System | 54000 | 17.5 | 9.5 | 1.9 | R-454B | 650
217162473 | Mitsutomo | UHO60-NB-LA-Q | UHMX3-60-CB-LA-Q |  | Split System | 54000 | 17.5 | 9.5 | 1.9 | R-454B | 650
217162472 | Mitsutomo | UHO48-NB-LA-Q | UHMX3-48-CB-LA-Q |  | Split System | 48000 | 17.5 | 9.5 | 2 | R-454B | 650
217178771 | Viessmann | D5CUHAH60AAK | D5FUHAH60XAK |  | Split System | 54000 | 17.5 | 9.5 | 1.9 | R-454B | 650
217178774 | Viessmann | D5CUHAH48AAK | D5FUHAH60XAK |  | Split System | 48000 | 17.5 | 9.5 | 2 | R-454B | 650
217509208 | ALLIED | 7SCP18V24P-**A | 7EH30AX-**+TDR | 80G2UH045AE12* | Split System | 24000 | 17.85 | 9.5 | 1.85 | R-454B | 650
217188929 | ARMSTRONG AIR | A7SCP18V24P-**A | 7EH30AX-**+TDR | A80UH2E045A12* | Split System | 24000 | 17.85 | 9.5 | 1.85 | R-454B | 650
217189189 | CONCORD | 7SCP18V24P-**A | 7EH30AX-**+TDR | 80G2UH045AE12* | Split System | 24000 | 17.85 | 9.5 | 1.85 | R-454B | 650
217189449 | DUCANE | 7SCP18V24P-**A | 7EH30AX-**+TDR | 80G2UH045AE12* | Split System | 24000 | 17.85 | 9.5 | 1.85 | R-454B | 650
217189767 | LENNOX | EL18KSLV-024-230A** | CK40HT-30A-**+TDR | EL280UH045E36A* | Split System | 24000 | 17.85 | 9.5 | 1.85 | R-454B | 650
216618963 | ARMSTRONG AIR | A7SCP18V24P-**A | 7AH2AV30PXC-** |  | Split System | 24000 | 18 | 9.5 | 1.8 | R-454B | 650
216776009 | COLEMAN | HH824E2S11 | CTM36B5ADS1 | Z8ES060A12SMPS1 | Split System | 23000 | 18 | 9.5 | 2 | R-454B | 650
216782196 | COLEMAN | HH824E2S11 | CTF30A5ADS1 | Z8ES040A12LMPS1 | Split System | 23000 | 18 | 9.5 | 2 | R-454B | 650
216782495 | COLEMAN | HH824E2S11 | CTM30B5ACS1 | Z8ES100B12LMPS1 | Split System | 23000 | 18 | 9.5 | 2 | R-454B | 650
216613177 | FRIEDRICH | RD18AY48AJVC | RH2VY6024STACN |  | Split System | 43500 | 18 | 9.5 | 2.1 | R-454B | 650
216604746 | GE Appliances | NS18H24HA5*** | NAM30V2TA5**** |  | Split System | 24000 | 18 | 9.5 | 1.8 | R-454B | 650
216783098 | JOHNSON CONTROLS | HH824E2S11 | CTM30B5ACS1 | Z8ES080B12LMPS1 | Split System | 23000 | 18 | 9.5 | 2 | R-454B | 650
216782497 | LUXAIRE | HH824E2S11 | CTM30B5ACS1 | Z8ES100B12LMPS1 | Split System | 23000 | 18 | 9.5 | 2 | R-454B | 650
217165993 | RUSSELL | RD18AY48AJVC | SH2CY4821STANN |  | Split System | 41500 | 18 | 9.5 | 2.1 | R-454B | 650
217165987 | SURE | RD18AY48AJVC | SH2CY4821STANN |  | Split System | 41500 | 18 | 9.5 | 2.1 | R-454B | 650
216776004 | YORK | HH824E2S11 | CTM36B5ADS1 | Y81E060A12SMPS1 | Split System | 23000 | 18 | 9.5 | 2 | R-454B | 650
218516912 | MDX | MCHA-24HDCSO2 | MCHA-24HDCNI2 |  | Split System | 24000 | 18.5 | 9.5 | 2.2 | R-454B | 650
216782194 | JOHNSON CONTROLS | HH824E2S11 | CTU36B5XDS1+TXV | Z8ES080B12LMPS1 | Split System | 23000 | 19 | 9.5 | 2 | R-454B | 650
217165992 | RUSSELL | RD18AY48AJVC | SH2CY4824STANN |  | Split System | 41500 | 19 | 9.5 | 2.1 | R-454B | 650
217165986 | SURE | RD18AY48AJVC | SH2CY4824STANN |  | Split System | 41500 | 19 | 9.5 | 2.1 | R-454B | 650
216779888 | YORK | HH824E2S11 | CTU36B5XDS1+TXV | Y81E100B12LMPS1 | Split System | 23000 | 19 | 9.5 | 2 | R-454B | 650
215939817 | AIRQUEST | H5H3V36*K*AAA* | EA*5X60M24A*+WALLCON | *97CTN1202422A* | Split System | 34000 | 20.5 | 9.5 | 2.06 | R-454B | 650
215939807 | AIRQUEST | H5H3V36*K*AAA* | EA*5X60M24A*+WALLCON | *97CTN1002122A* | Split System | 34000 | 20.5 | 9.5 | 2.06 | R-454B | 650
215939887 | AIRQUEST | H5H3V36*K*AAA* | EA*5X61M21A*+WALLCON | *97CTN1002122A* | Split System | 34400 | 20.5 | 9.5 | 2.06 | R-454B | 650
215939917 | AIRQUEST | H5H3V36*K*AAA* | EA*5X61M24A*+WALLCON | *97CTN1002122A* | Split System | 34400 | 20.5 | 9.5 | 2.06 | R-454B | 650
215939837 | AIRQUEST | H5H3V36*K*AAA* | EA*5X61M21A*+WALLCON | *80CSU0401712B* | Split System | 34400 | 20.5 | 9.5 | 2.06 | R-454B | 650
215939897 | AIRQUEST | H5H3V36*K*AAA* | EA*5X61M24A*+WALLCON | *96CTN0802120B* | Split System | 34400 | 20.5 | 9.5 | 2.06 | R-454B | 650
215939907 | AIRQUEST | H5H3V36*K*AAA* | EA*5X61M24A*+WALLCON | *97CTN0802120A* | Split System | 34400 | 20.5 | 9.5 | 2.06 | R-454B | 650
215939847 | AIRQUEST | H5H3V36*K*AAA* | EA*5X61M21A*+WALLCON | *80CSU0601716B* | Split System | 34400 | 20.5 | 9.5 | 2.06 | R-454B | 650
215932767 | AIRQUEST | H5H3V36*K*AAA* | EA*5X61M21A*+WALLCON | *95CSU1002122B* | Split System | 34400 | 20.5 | 9.5 | 2.08 | R-454B | 650
215939927 | AIRQUEST | H5H3V36*K*AAA* | EA*5X61M24A*+WALLCON | *97CTN1202422A* | Split System | 34400 | 20.5 | 9.5 | 2.08 | R-454B | 650
215939808 | ARCOAIRE | H5H3V36*K*AAA* | EA*5X60M24A*+WALLCON | *97CTN1002122A* | Split System | 34000 | 20.5 | 9.5 | 2.06 | R-454B | 650
215939818 | ARCOAIRE | H5H3V36*K*AAA* | EA*5X60M24A*+WALLCON | *97CTN1202422A* | Split System | 34000 | 20.5 | 9.5 | 2.06 | R-454B | 650
215939918 | ARCOAIRE | H5H3V36*K*AAA* | EA*5X61M24A*+WALLCON | *97CTN1002122A* | Split System | 34400 | 20.5 | 9.5 | 2.06 | R-454B | 650
215939838 | ARCOAIRE | H5H3V36*K*AAA* | EA*5X61M21A*+WALLCON | *80CSU0401712B* | Split System | 34400 | 20.5 | 9.5 | 2.06 | R-454B | 650
215939888 | ARCOAIRE | H5H3V36*K*AAA* | EA*5X61M21A*+WALLCON | *97CTN1002122A* | Split System | 34400 | 20.5 | 9.5 | 2.06 | R-454B | 650
215939848 | ARCOAIRE | H5H3V36*K*AAA* | EA*5X61M21A*+WALLCON | *80CSU0601716B* | Split System | 34400 | 20.5 | 9.5 | 2.06 | R-454B | 650
215939898 | ARCOAIRE | H5H3V36*K*AAA* | EA*5X61M24A*+WALLCON | *96CTN0802120B* | Split System | 34400 | 20.5 | 9.5 | 2.06 | R-454B | 650
215939908 | ARCOAIRE | H5H3V36*K*AAA* | EA*5X61M24A*+WALLCON | *97CTN0802120A* | Split System | 34400 | 20.5 | 9.5 | 2.06 | R-454B | 650
215939809 | COMFORTMAKER | C5H3V36*K*AAA* | EA*5X60M24A*+WALLCON | *97CTN1002122A* | Split System | 34000 | 20.5 | 9.5 | 2.06 | R-454B | 650
215932549 | COMFORTMAKER | C5H3V36*K*AAA* | EA*5X60M24A*+WALLCON | *80CTL0902120B* | Split System | 34000 | 20.5 | 9.5 | 2.06 | R-454B | 650
215939819 | COMFORTMAKER | C5H3V36*K*AAA* | EA*5X60M24A*+WALLCON | *97CTN1202422A* | Split System | 34000 | 20.5 | 9.5 | 2.06 | R-454B | 650
215939919 | COMFORTMAKER | C5H3V36*K*AAA* | EA*5X61M24A*+WALLCON | *97CTN1002122A* | Split System | 34400 | 20.5 | 9.5 | 2.06 | R-454B | 650
215939889 | COMFORTMAKER | C5H3V36*K*AAA* | EA*5X61M21A*+WALLCON | *97CTN1002122A* | Split System | 34400 | 20.5 | 9.5 | 2.06 | R-454B | 650
215939899 | COMFORTMAKER | C5H3V36*K*AAA* | EA*5X61M24A*+WALLCON | *96CTN0802120B* | Split System | 34400 | 20.5 | 9.5 | 2.06 | R-454B | 650
215939849 | COMFORTMAKER | C5H3V36*K*AAA* | EA*5X61M21A*+WALLCON | *80CSU0601716B* | Split System | 34400 | 20.5 | 9.5 | 2.06 | R-454B | 650
215939909 | COMFORTMAKER | C5H3V36*K*AAA* | EA*5X61M24A*+WALLCON | *97CTN0802120A* | Split System | 34400 | 20.5 | 9.5 | 2.06 | R-454B | 650
215939810 | DAY & NIGHT | C5H3V36*K*AAA* | EA*5X60M24A*+WALLCON | *97CTN1002122A* | Split System | 34000 | 20.5 | 9.5 | 2.06 | R-454B | 650
215939820 | DAY & NIGHT | C5H3V36*K*AAA* | EA*5X60M24A*+WALLCON | *97CTN1202422A* | Split System | 34000 | 20.5 | 9.5 | 2.06 | R-454B | 650
215939920 | DAY & NIGHT | C5H3V36*K*AAA* | EA*5X61M24A*+WALLCON | *97CTN1002122A* | Split System | 34400 | 20.5 | 9.5 | 2.06 | R-454B | 650
215939840 | DAY & NIGHT | C5H3V36*K*AAA* | EA*5X61M21A*+WALLCON | *80CSU0401712B* | Split System | 34400 | 20.5 | 9.5 | 2.06 | R-454B | 650
215939890 | DAY & NIGHT | C5H3V36*K*AAA* | EA*5X61M21A*+WALLCON | *97CTN1002122A* | Split System | 34400 | 20.5 | 9.5 | 2.06 | R-454B | 650
215939910 | DAY & NIGHT | C5H3V36*K*AAA* | EA*5X61M24A*+WALLCON | *97CTN0802120A* | Split System | 34400 | 20.5 | 9.5 | 2.06 | R-454B | 650
215939930 | DAY & NIGHT | C5H3V36*K*AAA* | EA*5X61M24A*+WALLCON | *97CTN1202422A* | Split System | 34400 | 20.5 | 9.5 | 2.08 | R-454B | 650
215939836 | HEIL | H5H3V36*K*AAA* | EA*5X61M21A*+WALLCON | *80CSU0401712B* | Split System | 34400 | 20.5 | 9.5 | 2.06 | R-454B | 650
215939886 | HEIL | H5H3V36*K*AAA* | EA*5X61M21A*+WALLCON | *97CTN1002122A* | Split System | 34400 | 20.5 | 9.5 | 2.06 | R-454B | 650
215932916 | HEIL | H5H3V36*K*AAA* | EA*5X61M24A*+WALLCON | *97CMN0802120B* | Split System | 34400 | 20.5 | 9.5 | 2.06 | R-454B | 650
215939896 | HEIL | H5H3V36*K*AAA* | EA*5X61M24A*+WALLCON | *96CTN0802120B* | Split System | 34400 | 20.5 | 9.5 | 2.06 | R-454B | 650
215939906 | HEIL | H5H3V36*K*AAA* | EA*5X61M24A*+WALLCON | *97CTN0802120A* | Split System | 34400 | 20.5 | 9.5 | 2.06 | R-454B | 650
215939846 | HEIL | H5H3V36*K*AAA* | EA*5X61M21A*+WALLCON | *80CSU0601716B* | Split System | 34400 | 20.5 | 9.5 | 2.06 | R-454B | 650
215939926 | HEIL | H5H3V36*K*AAA* | EA*5X61M24A*+WALLCON | *97CTN1202422A* | Split System | 34400 | 20.5 | 9.5 | 2.08 | R-454B | 650
215939821 | KEEPRITE | C5H3V36*K*AAA* | EA*5X60M24A*+WALLCON | *97CTN1202422A* | Split System | 34000 | 20.5 | 9.5 | 2.06 | R-454B | 650
215939811 | KEEPRITE | C5H3V36*K*AAA* | EA*5X60M24A*+WALLCON | *97CTN1002122A* | Split System | 34000 | 20.5 | 9.5 | 2.06 | R-454B | 650
215939921 | KEEPRITE | C5H3V36*K*AAA* | EA*5X61M24A*+WALLCON | *97CTN1002122A* | Split System | 34400 | 20.5 | 9.5 | 2.06 | R-454B | 650
215939891 | KEEPRITE | C5H3V36*K*AAA* | EA*5X61M21A*+WALLCON | *97CTN1002122A* | Split System | 34400 | 20.5 | 9.5 | 2.06 | R-454B | 650
215939841 | KEEPRITE | C5H3V36*K*AAA* | EA*5X61M21A*+WALLCON | *80CSU0401712B* | Split System | 34400 | 20.5 | 9.5 | 2.06 | R-454B | 650
215932941 | KEEPRITE | C5H3V36*K*AAA* | EA*5X61M24A*+WALLCON | *97CMN1202422B* | Split System | 34400 | 20.5 | 9.5 | 2.06 | R-454B | 650
215939851 | KEEPRITE | C5H3V36*K*AAA* | EA*5X61M21A*+WALLCON | *80CSU0601716B* | Split System | 34400 | 20.5 | 9.5 | 2.06 | R-454B | 650
215939901 | KEEPRITE | C5H3V36*K*AAA* | EA*5X61M24A*+WALLCON | *96CTN0802120B* | Split System | 34400 | 20.5 | 9.5 | 2.06 | R-454B | 650
215939911 | KEEPRITE | C5H3V36*K*AAA* | EA*5X61M24A*+WALLCON | *97CTN0802120A* | Split System | 34400 | 20.5 | 9.5 | 2.06 | R-454B | 650
215932951 | KEEPRITE | C5H3V36*K*AAA* | EA*5X61M24A*+WALLCON | *96CTN1002122B* | Split System | 34400 | 20.5 | 9.5 | 2.08 | R-454B | 650
215939931 | KEEPRITE | C5H3V36*K*AAA* | EA*5X61M24A*+WALLCON | *97CTN1202422A* | Split System | 34400 | 20.5 | 9.5 | 2.08 | R-454B | 650
215939823 | TEMPSTAR | T5H3V36*K*AAA* | EA*5X60M24A*+WALLCON | *97CTN1202422A* | Split System | 34000 | 20.5 | 9.5 | 2.06 | R-454B | 650
215939923 | TEMPSTAR | T5H3V36*K*AAA* | EA*5X61M24A*+WALLCON | *97CTN1002122A* | Split System | 34400 | 20.5 | 9.5 | 2.06 | R-454B | 650
215939893 | TEMPSTAR | T5H3V36*K*AAA* | EA*5X61M21A*+WALLCON | *97CTN1002122A* | Split System | 34400 | 20.5 | 9.5 | 2.06 | R-454B | 650
215939853 | TEMPSTAR | T5H3V36*K*AAA* | EA*5X61M21A*+WALLCON | *80CSU0601716B* | Split System | 34400 | 20.5 | 9.5 | 2.06 | R-454B | 650
215939903 | TEMPSTAR | T5H3V36*K*AAA* | EA*5X61M24A*+WALLCON | *96CTN0802120B* | Split System | 34400 | 20.5 | 9.5 | 2.06 | R-454B | 650
215939913 | TEMPSTAR | T5H3V36*K*AAA* | EA*5X61M24A*+WALLCON | *97CTN0802120A* | Split System | 34400 | 20.5 | 9.5 | 2.06 | R-454B | 650
215934621 | KEEPRITE | C5H3V48*K*AAA* | FCMA5B48L0C*+WALLCON |  | Split System | 45500 | 22 | 9.5 | 1.96 | R-454B | 650
215934623 | TEMPSTAR | T5H3V48*K*AAA* | FCMA5B48L0C*+WALLCON |  | Split System | 45500 | 22 | 9.5 | 1.96 | R-454B | 650
216776044 | LENNOX | SL22KLV-024-230A** | CK40HT-42C-**+TDR | EL297UH045XV36B* | Split System | 22800 | 20.5 | 9.5 | 2.06 | R-454B | 650
217179398 | AMERICAN STANDARD | 5A6V0X36A1 | 5PX*C009AS3 | L8V1B080U4VSB+LRP | Split System | 35600 | 20 | 9.5 | 2.1 | R-454B | 650
217179464 | AMERICAN STANDARD | 5A6V0X36A1 | 5TXCC009AS3 | L8V1B080U4VSB+LRP | Split System | 35600 | 20 | 9.5 | 2.1 | R-454B | 650
217179404 | AMERICAN STANDARD | 5A6V0X36A1 | 5PX*C009AS3 | *DHMB080CCV3+LRP | Split System | 35600 | 20 | 9.5 | 2.2 | R-454B | 650
217179440 | AMERICAN STANDARD | 5A6V0X36A1 | 5TXCC009AS3 | *DHMB080CCV3+LRP | Split System | 35600 | 20 | 9.5 | 2.2 | R-454B | 650
217179463 | TRANE | 5TWV0X36A1 | 5TXCC009AS3 | L8V1B080U4VSB+LRP | Split System | 35600 | 20 | 9.5 | 2.1 | R-454B | 650
217179397 | TRANE | 5TWV0X36A1 | 5PX*C009AS3 | L8V1B080U4VSB+LRP | Split System | 35600 | 20 | 9.5 | 2.1 | R-454B | 650
217179439 | TRANE | 5TWV0X36A1 | 5TXCC009AS3 | *DHMB080CCV3+LRP | Split System | 35600 | 20 | 9.5 | 2.2 | R-454B | 650
217179403 | TRANE | 5TWV0X36A1 | 5PX*C009AS3 | *DHMB080CCV3+LRP | Split System | 35600 | 20 | 9.5 | 2.2 | R-454B | 650
216776043 | LENNOX | SL22KLV-024-230A** | CK40HT-42C-**+TDR | SL297UH060NV36B* | Split System | 22800 | 20 | 9.5 | 2.06 | R-454B | 650
217179376 | AMERICAN STANDARD | 5A6V0X36A1 | 5PX*C009AS3 | S9V2B080D4VSB+LRP | Split System | 35800 | 20 | 9.5 | 2.1 | R-454B | 650
217179446 | AMERICAN STANDARD | 5A6V0X36A1 | 5TXCC009AS3 | S9V2B080D4VSB+LRP | Split System | 35800 | 20 | 9.5 | 2.1 | R-454B | 650
217179380 | AMERICAN STANDARD | 5A6V0X36A1 | 5PX*C009AS3 | S9V2B080U4VSB+LRP | Split System | 35800 | 20 | 9.5 | 2.1 | R-454B | 650
217179386 | AMERICAN STANDARD | 5A6V0X36A1 | 5PX*C009AS3 | S9V2B040U3VSB+LRP | Split System | 35800 | 20 | 9.5 | 2.1 | R-454B | 650
217179454 | AMERICAN STANDARD | 5A6V0X36A1 | 5TXCC009AS3 | S9V2B040D3VSB+LRP | Split System | 35800 | 20 | 9.5 | 2.1 | R-454B | 650
217179396 | AMERICAN STANDARD | 5A6V0X36A1 | 5PX*C009AS3 | S8V2B060M4PCB | Split System | 35600 | 20 | 9.5 | 2.2 | R-454B | 650
217179375 | TRANE | 5TWV0X36A1 | 5PX*C009AS3 | S9V2B080D4VSB+LRP | Split System | 35800 | 20 | 9.5 | 2.1 | R-454B | 650
217179445 | TRANE | 5TWV0X36A1 | 5TXCC009AS3 | S9V2B080D4VSB+LRP | Split System | 35800 | 20 | 9.5 | 2.1 | R-454B | 650
217179379 | TRANE | 5TWV0X36A1 | 5PX*C009AS3 | S9V2B080U4VSB+LRP | Split System | 35800 | 20 | 9.5 | 2.1 | R-454B | 650
217179453 | TRANE | 5TWV0X36A1 | 5TXCC009AS3 | S9V2B040D3VSB+LRP | Split System | 35800 | 20 | 9.5 | 2.1 | R-454B | 650
217179459 | TRANE | 5TWV0X36A1 | 5TXCC009AS3 | S8V2B060M4PCB | Split System | 35600 | 20 | 9.5 | 2.2 | R-454B | 650
217179395 | TRANE | 5TWV0X36A1 | 5PX*C009AS3 | S8V2B060M4PCB | Split System | 35600 | 20 | 9.5 | 2.2 | R-454B | 650
217179390 | AMERICAN STANDARD | 5A6V0X36A1 | 5PX*C009AS3 | S9V2B040D3VSB+LRP | Split System | 35800 | 20.2 | 9.5 | 2.1 | R-454B | 650
217179389 | TRANE | 5TWV0X36A1 | 5PX*C009AS3 | S9V2B040D3VSB+LRP | Split System | 35800 | 20.2 | 9.5 | 2.1 | R-454B | 650
217179449 | TRANE | 5TWV0X36A1 | 5TXCC009AS3 | S9V2B040U3VSB+LRP | Split System | 35800 | 20.2 | 9.5 | 2.1 | R-454B | 650
217179447 | TRANE | 5TWV0X36A1 | 5TXCC009AS3 | S9V2B060U4VSB+LRP | Split System | 36000 | 20.2 | 9.5 | 2.1 | R-454B | 650
217179432 | AMERICAN STANDARD | 5A6V0X36A1 | 5TXCC009AS3 | S9V2B060D3VSB+LRP | Split System | 35600 | 20.6 | 9.5 | 2.1 | R-454B | 650
216776048 | LENNOX | SL22KLV-024-230A** | CK40HT-42C-**+TDR | EL297UH110XV48C* | Split System | 22800 | 19.5 | 9.5 | 2.06 | R-454B | 650
217551304 | LENNOX | EL21KLV-036-230A** | CK40HT-42C-**+TDR | SL297UH040NV36B* | Split System | 32600 | 18 | 9.6 | 1.9 | R-454B | 650
217551306 | LENNOX | EL21KLV-036-230A** | CK40HT-42C-**+TDR | SL297UH060NV36B* | Split System | 32600 | 18 | 9.6 | 1.9 | R-454B | 650
217162344 | AI AIR CONDITIONING | AUO19-36N2-M3H-S | AUE-36N2-LM3E |  | Split System | 36000 | 16.8 | 9.6 | 1.8 | R-454B | 650
217678216 | COMFORTSTAR | CPH3H-36CD(O) | CWM3-36-SG3 |  | Split System | 36000 | 16.8 | 9.6 | 1.8 | R-454B | 650
216607264 | MIDEA | MO1SE-H36B-2A | MAWHE-H36B-2A |  | Split System | 36000 | 16.8 | 9.6 | 1.8 | R-454B | 650
217493306 | AIREASE | A7CP21V24P-**A | 7E[C,U]30BX-**+TDR | EFV12BCA* | Split System | 23000 | 19.5 | 9.6 | 2.1 | R-454B | 650
217493305 | ARMSTRONG AIR | A7CP21V24P-**A | 7E[C,U]30BX-**+TDR | EFV12BCA* | Split System | 23000 | 19.5 | 9.6 | 2.1 | R-454B | 650
216776046 | LENNOX | SL22KLV-024-230A** | CK40HT-42C-**+TDR | EL297UH090XV48C* | Split System | 23000 | 20 | 9.6 | 2.08 | R-454B | 650
216776052 | LENNOX | SL22KLV-024-230A** | CK40HT-42C-**+TDR | SLP99UH090XV48C* | Split System | 23000 | 20 | 9.6 | 2.08 | R-454B | 650
216776053 | LENNOX | SL22KLV-024-230A** | CK40HT-42C-**+TDR | SLP99UH090XV36C* | Split System | 22800 | 20.5 | 9.6 | 2.06 | R-454B | 650
217162453 | Mitsutomo | RHO24-NB-LA-Q | UHM24-BB-LA-Q |  | Split System | 24000 | 18.1 | 9.7 | 1.87 | R-454B | 650
217179328 | AMERICAN STANDARD | 5A6V0X24A1 | 5PX*BD04AS3 | S9V2B060D3VSB+LRP | Split System | 21600 | 18.4 | 9.7 | 2.1 | R-454B | 650
217179327 | TRANE | 5TWV0X24A1 | 5PX*BD04AS3 | S9V2B060D3VSB+LRP | Split System | 21600 | 18.4 | 9.7 | 2.1 | R-454B | 650
217179474 | AMERICAN STANDARD | 5A6V0X48A1 | 5PX*C009AS3 | S9V2B080D4VSB+LRP | Split System | 45000 | 19.6 | 9.7 | 2.1 | R-454B | 650
217179504 | AMERICAN STANDARD | 5A6V0X48A1 | 5TXCC009AS3 | S9V2B080D4VSB+LRP | Split System | 45000 | 19.6 | 9.7 | 2.1 | R-454B | 650
217179492 | AMERICAN STANDARD | 5A6V0X48A1 | 5TXCC009AS3 | L8V1B080U4VSB+LRP | Split System | 45000 | 19.6 | 9.7 | 2.1 | R-454B | 650
217179478 | AMERICAN STANDARD | 5A6V0X48A1 | 5PX*C009AS3 | L8V1B080U4VSB+LRP | Split System | 45000 | 19.6 | 9.7 | 2.1 | R-454B | 650
217179480 | AMERICAN STANDARD | 5A6V0X48A1 | 5PX*C009AS3 | S9V2B080U4VSB+LRP | Split System | 45000 | 19.6 | 9.7 | 2.1 | R-454B | 650
217179508 | AMERICAN STANDARD | 5A6V0X48A1 | 5TXCC009AS3 | S9V2B080U4VSB+LRP | Split System | 45000 | 19.6 | 9.7 | 2.1 | R-454B | 650
217179473 | TRANE | 5TWV0X48A1 | 5PX*C009AS3 | S9V2B080D4VSB+LRP | Split System | 45000 | 19.6 | 9.7 | 2.1 | R-454B | 650
217179507 | TRANE | 5TWV0X48A1 | 5TXCC009AS3 | S9V2B080U4VSB+LRP | Split System | 45000 | 19.6 | 9.7 | 2.1 | R-454B | 650
217179477 | TRANE | 5TWV0X48A1 | 5PX*C009AS3 | L8V1B080U4VSB+LRP | Split System | 45000 | 19.6 | 9.7 | 2.1 | R-454B | 650
217179479 | TRANE | 5TWV0X48A1 | 5PX*C009AS3 | S9V2B080U4VSB+LRP | Split System | 45000 | 19.6 | 9.7 | 2.1 | R-454B | 650
217179491 | TRANE | 5TWV0X48A1 | 5TXCC009AS3 | L8V1B080U4VSB+LRP | Split System | 45000 | 19.6 | 9.7 | 2.1 | R-454B | 650
217179503 | TRANE | 5TWV0X48A1 | 5TXCC009AS3 | S9V2B080D4VSB+LRP | Split System | 45000 | 19.6 | 9.7 | 2.1 | R-454B | 650
216453178 | AMERICAN STANDARD | 5A6V0X48A1 | 5PX*DD10AS3 | S8V2C100M5PCB | Split System | 44500 | 20 | 9.7 | 2.1 | R-454B | 650
216453180 | AMERICAN STANDARD | 5A6V0X48A1 | 5PX*DD10AS3 | S8V2C100M5PDB | Split System | 44500 | 20 | 9.7 | 2.1 | R-454B | 650
216453184 | AMERICAN STANDARD | 5A6V0X48A1 | 5PX*DD10AS3 | S8V2D120M5PCB | Split System | 45000 | 20 | 9.7 | 2.1 | R-454B | 650
216453182 | AMERICAN STANDARD | 5A6V0X48A1 | 5PX*DD10AS3 | S8V2D120M5PDB | Split System | 45000 | 20 | 9.7 | 2.1 | R-454B | 650
217179470 | AMERICAN STANDARD | 5A6V0X48A1 | 5PX*C009AS3 | S9V2B060U4VSB+LRP | Split System | 45500 | 20 | 9.7 | 2.1 | R-454B | 650
217179500 | AMERICAN STANDARD | 5A6V0X48A1 | 5TXCC009AS3 | S9V2B060U4VSB+LRP | Split System | 45500 | 20 | 9.7 | 2.1 | R-454B | 650
216453177 | TRANE | 5TWV0X48A1 | 5PX*DD10AS3 | S8V2C100M5PCB | Split System | 44500 | 20 | 9.7 | 2.1 | R-454B | 650
216453179 | TRANE | 5TWV0X48A1 | 5PX*DD10AS3 | S8V2C100M5PDB | Split System | 44500 | 20 | 9.7 | 2.1 | R-454B | 650
216453183 | TRANE | 5TWV0X48A1 | 5PX*DD10AS3 | S8V2D120M5PCB | Split System | 45000 | 20 | 9.7 | 2.1 | R-454B | 650
216453181 | TRANE | 5TWV0X48A1 | 5PX*DD10AS3 | S8V2D120M5PDB | Split System | 45000 | 20 | 9.7 | 2.1 | R-454B | 650
217179499 | TRANE | 5TWV0X48A1 | 5TXCC009AS3 | S9V2B060U4VSB+LRP | Split System | 45500 | 20 | 9.7 | 2.1 | R-454B | 650
217179469 | TRANE | 5TWV0X48A1 | 5PX*C009AS3 | S9V2B060U4VSB+LRP | Split System | 45500 | 20 | 9.7 | 2.1 | R-454B | 650
217179348 | AMERICAN STANDARD | 5A6V0X24A1 | 5TXCB004AS3 | S9V2B060U4VSB+LRP | Split System | 21600 | 20.6 | 9.7 | 2.2 | R-454B | 650
216612202 | AMERICAN STANDARD | 5A6V0X24A1 | 5PX*BD04AS3 | S9V2B080D4VSB+LRP | Split System | 21600 | 20.6 | 9.7 | 2.2 | R-454B | 650
217179347 | TRANE | 5TWV0X24A1 | 5TXCB004AS3 | S9V2B060U4VSB+LRP | Split System | 21600 | 20.6 | 9.7 | 2.2 | R-454B | 650
216612201 | TRANE | 5TWV0X24A1 | 5PX*BD04AS3 | S9V2B080D4VSB+LRP | Split System | 21600 | 20.6 | 9.7 | 2.2 | R-454B | 650
217179334 | AMERICAN STANDARD | 5A6V0X24A1 | 5PX*BD04AS3 | *DHMB060CCV3+LRP | Split System | 21600 | 20.8 | 9.7 | 2.1 | R-454B | 650
216612204 | AMERICAN STANDARD | 5A6V0X24A1 | 5PX*BD04AS3 | S8V2B060M4PDB | Split System | 21600 | 20.8 | 9.7 | 2.2 | R-454B | 650
216612205 | TRANE | 5TWV0X24A1 | 5PX*BD04AS3 | S8V2B060M4PCB | Split System | 21600 | 20.8 | 9.7 | 2.2 | R-454B | 650
217179340 | AMERICAN STANDARD | 5A6V0X24A1 | 5PX*BD04AS3 | S8V2A040M3PCB | Split System | 21600 | 21 | 9.7 | 2.1 | R-454B | 650
217179326 | AMERICAN STANDARD | 5A6V0X24A1 | 5PX*BD04AS3 | *DHMB080CCV3+LRP | Split System | 21600 | 21 | 9.7 | 2.1 | R-454B | 650
217179339 | TRANE | 5TWV0X24A1 | 5PX*BD04AS3 | S8V2A040M3PCB | Split System | 21600 | 21 | 9.7 | 2.1 | R-454B | 650
217179325 | TRANE | 5TWV0X24A1 | 5PX*BD04AS3 | *DHMB080CCV3+LRP | Split System | 21600 | 21 | 9.7 | 2.1 | R-454B | 650
217179342 | AMERICAN STANDARD | 5A6V0X24A1 | 5PX*BD04AS3+P0V0A000M30SD+LRP |  | Split System | 21600 | 21.2 | 9.7 | 2.1 | R-454B | 650
217179336 | AMERICAN STANDARD | 5A6V0X24A1 | 5PX*BD04AS3 | S9V2B040D3VSB+LRP | Split System | 21600 | 21.2 | 9.7 | 2.1 | R-454B | 650
216612208 | AMERICAN STANDARD | 5A6V0X24A1 | 5PX*BD04AS3 | S8V2B080M4PCB | Split System | 21800 | 21.2 | 9.7 | 2.1 | R-454B | 650
217179341 | TRANE | 5TWV0X24A1 | 5PX*BD04AS3+P0V0A000M30SD+LRP |  | Split System | 21600 | 21.2 | 9.7 | 2.1 | R-454B | 650
217179335 | TRANE | 5TWV0X24A1 | 5PX*BD04AS3 | S9V2B040D3VSB+LRP | Split System | 21600 | 21.2 | 9.7 | 2.1 | R-454B | 650
216612207 | TRANE | 5TWV0X24A1 | 5PX*BD04AS3 | S8V2B080M4PCB | Split System | 21800 | 21.2 | 9.7 | 2.1 | R-454B | 650
217179364 | AMERICAN STANDARD | 5A6V0X24A1 | 5TXCB006AS3 | L8V1A040U3VSB+LRP | Split System | 22000 | 21.4 | 9.7 | 2.2 | R-454B | 650
217179363 | TRANE | 5TWV0X24A1 | 5TXCB006AS3 | L8V1A040U3VSB+LRP | Split System | 22000 | 21.4 | 9.7 | 2.2 | R-454B | 650
217179360 | AMERICAN STANDARD | 5A6V0X24A1 | 5TXCB006AS3 | L8V1A060U3VSB+LRP | Split System | 22000 | 21.6 | 9.7 | 2.2 | R-454B | 650
217179359 | TRANE | 5TWV0X24A1 | 5TXCB006AS3 | L8V1A060U3VSB+LRP | Split System | 22000 | 21.6 | 9.7 | 2.2 | R-454B | 650
217179344 | AMERICAN STANDARD | 5A6V0X24A1 | 5PX*BD06AS3 | S9V2B060D3VSB+LRP | Split System | 22000 | 18.4 | 9.7 | 2.2 | R-454B | 650
217179343 | TRANE | 5TWV0X24A1 | 5PX*BD06AS3 | S9V2B060D3VSB+LRP | Split System | 22000 | 18.4 | 9.7 | 2.2 | R-454B | 650
217179468 | AMERICAN STANDARD | 5A6V0X48A1 | 5PX*C009AS3 | S8V2B060M4PCB | Split System | 45000 | 20 | 9.7 | 2.1 | R-454B | 650
217179466 | AMERICAN STANDARD | 5A6V0X48A1 | 5PX*C009AS3 | S8V2B080M4PCB | Split System | 45000 | 20 | 9.7 | 2.1 | R-454B | 650
217179600 | AMERICAN STANDARD | 5A6V0X48A1 | 5PX*CD09AS3+P0V0B000M40SD+LRP |  | Split System | 45500 | 20 | 9.7 | 2.1 | R-454B | 650
217179602 | AMERICAN STANDARD | 5A6V0X48A1 | 5TXCC009AS3+P0V0B000M40SD+LRP |  | Split System | 45500 | 20 | 9.7 | 2.1 | R-454B | 650
217179598 | AMERICAN STANDARD | 5A6V0X48A1 | 5PX*C009AS3+P0V0B000M40SD+LRP |  | Split System | 45500 | 20 | 9.7 | 2.1 | R-454B | 650
216453198 | AMERICAN STANDARD | 5A6V0X48A1 | 5TXCC009AS3 | S8V2C100M5PCB | Split System | 45500 | 20 | 9.7 | 2.1 | R-454B | 650
216453156 | AMERICAN STANDARD | 5A6V0X48A1 | 5PX*C009AS3 | S8V2C100M5PCB | Split System | 45500 | 20 | 9.7 | 2.1 | R-454B | 650
216453214 | AMERICAN STANDARD | 5A6V0X48A1 | 5TXCD010AS3 | S8V2C100M5PCB | Split System | 45500 | 20 | 9.7 | 2.1 | R-454B | 650
216453174 | AMERICAN STANDARD | 5A6V0X48A1 | 5PX*D010AS3 | S8V2C100M5PCB | Split System | 45500 | 20 | 9.7 | 2.1 | R-454B | 650
216453154 | AMERICAN STANDARD | 5A6V0X48A1 | 5PX*C009AS3 | S8V2C100M5PDB | Split System | 45500 | 20 | 9.7 | 2.1 | R-454B | 650
216453210 | AMERICAN STANDARD | 5A6V0X48A1 | 5TXCD010AS3 | S8V2C100M5PDB | Split System | 45500 | 20 | 9.7 | 2.1 | R-454B | 650
216453200 | AMERICAN STANDARD | 5A6V0X48A1 | 5TXCC009AS3 | S8V2C100M5PDB | Split System | 45500 | 20 | 9.7 | 2.1 | R-454B | 650
216453170 | AMERICAN STANDARD | 5A6V0X48A1 | 5PX*D010AS3 | S8V2C100M5PDB | Split System | 45500 | 20 | 9.7 | 2.1 | R-454B | 650
217179493 | TRANE | 5TWV0X48A1 | 5TXCC009AS3 | S8V2B060M4PCB | Split System | 45000 | 20 | 9.7 | 2.1 | R-454B | 650
217179465 | TRANE | 5TWV0X48A1 | 5PX*C009AS3 | S8V2B080M4PCB | Split System | 45000 | 20 | 9.7 | 2.1 | R-454B | 650
217179495 | TRANE | 5TWV0X48A1 | 5TXCC009AS3 | S8V2B080M4PCB | Split System | 45000 | 20 | 9.7 | 2.1 | R-454B | 650
217179601 | TRANE | 5TWV0X48A1 | 5TXCC009AS3+P0V0B000M40SD+LRP |  | Split System | 45500 | 20 | 9.7 | 2.1 | R-454B | 650
217179597 | TRANE | 5TWV0X48A1 | 5PX*C009AS3+P0V0B000M40SD+LRP |  | Split System | 45500 | 20 | 9.7 | 2.1 | R-454B | 650
216453197 | TRANE | 5TWV0X48A1 | 5TXCC009AS3 | S8V2C100M5PCB | Split System | 45500 | 20 | 9.7 | 2.1 | R-454B | 650
216453213 | TRANE | 5TWV0X48A1 | 5TXCD010AS3 | S8V2C100M5PCB | Split System | 45500 | 20 | 9.7 | 2.1 | R-454B | 650
216453173 | TRANE | 5TWV0X48A1 | 5PX*D010AS3 | S8V2C100M5PCB | Split System | 45500 | 20 | 9.7 | 2.1 | R-454B | 650
216453155 | TRANE | 5TWV0X48A1 | 5PX*C009AS3 | S8V2C100M5PCB | Split System | 45500 | 20 | 9.7 | 2.1 | R-454B | 650
216453153 | TRANE | 5TWV0X48A1 | 5PX*C009AS3 | S8V2C100M5PDB | Split System | 45500 | 20 | 9.7 | 2.1 | R-454B | 650
216453209 | TRANE | 5TWV0X48A1 | 5TXCD010AS3 | S8V2C100M5PDB | Split System | 45500 | 20 | 9.7 | 2.1 | R-454B | 650
216453169 | TRANE | 5TWV0X48A1 | 5PX*D010AS3 | S8V2C100M5PDB | Split System | 45500 | 20 | 9.7 | 2.1 | R-454B | 650
216453199 | TRANE | 5TWV0X48A1 | 5TXCC009AS3 | S8V2C100M5PDB | Split System | 45500 | 20 | 9.7 | 2.1 | R-454B | 650
217179352 | AMERICAN STANDARD | 5A6V0X24A1 | 5TXCB006AS3 | S8V2A040M3PCB | Split System | 22000 | 21.4 | 9.7 | 2.2 | R-454B | 650
217179351 | TRANE | 5TWV0X24A1 | 5TXCB006AS3 | S8V2A040M3PCB | Split System | 22000 | 21.4 | 9.7 | 2.2 | R-454B | 650
217179324 | AMERICAN STANDARD | 5A6V0X24A1 | 5PX*B006AS3+P0V0A000M30SD+LRP |  | Split System | 22000 | 21.6 | 9.7 | 2.2 | R-454B | 650
217179350 | AMERICAN STANDARD | 5A6V0X24A1 | 5TXCB006AS3+P0V0A000M30SD+LRP |  | Split System | 22000 | 21.6 | 9.7 | 2.2 | R-454B | 650
217179349 | TRANE | 5TWV0X24A1 | 5TXCB006AS3+P0V0A000M30SD+LRP |  | Split System | 22000 | 21.6 | 9.7 | 2.2 | R-454B | 650
217179323 | TRANE | 5TWV0X24A1 | 5PX*B006AS3+P0V0A000M30SD+LRP |  | Split System | 22000 | 21.6 | 9.7 | 2.2 | R-454B | 650
217169704 | CENTURY | A-VXP18SA-1 | B-VXP18SA-1 |  | Split System | 18000 | 19 | 9.7 | 2 | R-454B | 650
217169698 | Comfort Aire | A-VXP18SA-1 | B-VXP18SA-1 |  | Split System | 18000 | 19 | 9.7 | 2 | R-454B | 650
217169710 | Kerr | A-KXP18SA-1 | B-KXP18SA-1 |  | Split System | 18000 | 19 | 9.7 | 2 | R-454B | 650
217162458 | Mitsutomo | UHO18-NB-LA-Q | UHM18-BB-LA-Q |  | Split System | 18000 | 19 | 9.7 | 2 | R-454B | 650
217179424 | AMERICAN STANDARD | 5A6V0X36A1 | 5PX*CD09AS3 | S9V2B080D4VSB+LRP | Split System | 35800 | 20 | 9.7 | 2.1 | R-454B | 650
217179426 | AMERICAN STANDARD | 5A6V0X36A1 | 5PX*CD09AS3 | S9V2B040D3VSB+LRP | Split System | 35800 | 20 | 9.7 | 2.1 | R-454B | 650
217179423 | TRANE | 5TWV0X36A1 | 5PX*CD09AS3 | S9V2B080D4VSB+LRP | Split System | 35800 | 20 | 9.7 | 2.1 | R-454B | 650
217179425 | TRANE | 5TWV0X36A1 | 5PX*CD09AS3 | S9V2B040D3VSB+LRP | Split System | 35800 | 20 | 9.7 | 2.1 | R-454B | 650
217179420 | AMERICAN STANDARD | 5A6V0X36A1 | 5PX*CD09AS3 | S9V2B060D3VSB+LRP | Split System | 35600 | 20.2 | 9.7 | 2.1 | R-454B | 650
217179458 | AMERICAN STANDARD | 5A6V0X36A1 | 5TXCC009AS3 | S8V2B080M4PCB | Split System | 35800 | 20.2 | 9.7 | 2.1 | R-454B | 650
217179394 | AMERICAN STANDARD | 5A6V0X36A1 | 5PX*C009AS3 | S8V2B080M4PCB | Split System | 35800 | 20.2 | 9.7 | 2.1 | R-454B | 650
217179372 | AMERICAN STANDARD | 5A6V0X36A1 | 5PX*C009AS3 | S9V2B060U4VSB+LRP | Split System | 36000 | 20.2 | 9.7 | 2.1 | R-454B | 650
217179419 | TRANE | 5TWV0X36A1 | 5PX*CD09AS3 | S9V2B060D3VSB+LRP | Split System | 35600 | 20.2 | 9.7 | 2.1 | R-454B | 650
217179457 | TRANE | 5TWV0X36A1 | 5TXCC009AS3 | S8V2B080M4PCB | Split System | 35800 | 20.2 | 9.7 | 2.1 | R-454B | 650
217179393 | TRANE | 5TWV0X36A1 | 5PX*C009AS3 | S8V2B080M4PCB | Split System | 35800 | 20.2 | 9.7 | 2.1 | R-454B | 650
217179371 | TRANE | 5TWV0X36A1 | 5PX*C009AS3 | S9V2B060U4VSB+LRP | Split System | 36000 | 20.2 | 9.7 | 2.1 | R-454B | 650
216453116 | AMERICAN STANDARD | 5A6V0X36A1 | 5PX*DD10AS3 | S8V2D120M5PCB | Split System | 35400 | 20.4 | 9.7 | 2.1 | R-454B | 650
216453114 | AMERICAN STANDARD | 5A6V0X36A1 | 5PX*DD10AS3 | S8V2D120M5PDB | Split System | 35400 | 20.4 | 9.7 | 2.1 | R-454B | 650
217179402 | AMERICAN STANDARD | 5A6V0X36A1 | 5PX*C009AS3 | *UHMB060CCV3+LRP | Split System | 35600 | 20.4 | 9.7 | 2.1 | R-454B | 650
217179438 | AMERICAN STANDARD | 5A6V0X36A1 | 5TXCC009AS3 | *UHMB060CCV3+LRP | Split System | 35600 | 20.4 | 9.7 | 2.1 | R-454B | 650
217179400 | AMERICAN STANDARD | 5A6V0X36A1 | 5PX*C009AS3 | *UHMB080CCV3+LRP | Split System | 35600 | 20.4 | 9.7 | 2.2 | R-454B | 650
217179462 | AMERICAN STANDARD | 5A6V0X36A1 | 5TXCC009AS3 | *UHMB080CCV3+LRP | Split System | 35600 | 20.4 | 9.7 | 2.2 | R-454B | 650
216453115 | TRANE | 5TWV0X36A1 | 5PX*DD10AS3 | S8V2D120M5PCB | Split System | 35400 | 20.4 | 9.7 | 2.1 | R-454B | 650
216453113 | TRANE | 5TWV0X36A1 | 5PX*DD10AS3 | S8V2D120M5PDB | Split System | 35400 | 20.4 | 9.7 | 2.1 | R-454B | 650
217179401 | TRANE | 5TWV0X36A1 | 5PX*C009AS3 | *UHMB060CCV3+LRP | Split System | 35600 | 20.4 | 9.7 | 2.1 | R-454B | 650
217179399 | TRANE | 5TWV0X36A1 | 5PX*C009AS3 | *UHMB080CCV3+LRP | Split System | 35600 | 20.4 | 9.7 | 2.2 | R-454B | 650
217179461 | TRANE | 5TWV0X36A1 | 5TXCC009AS3 | *UHMB080CCV3+LRP | Split System | 35600 | 20.4 | 9.7 | 2.2 | R-454B | 650
217179370 | AMERICAN STANDARD | 5A6V0X36A1 | 5PX*C009AS3 | S9V2B060D3VSB+LRP | Split System | 35600 | 20.6 | 9.7 | 2.1 | R-454B | 650
217179369 | TRANE | 5TWV0X36A1 | 5PX*C009AS3 | S9V2B060D3VSB+LRP | Split System | 35600 | 20.6 | 9.7 | 2.1 | R-454B | 650
217179592 | AMERICAN STANDARD | 5A6V0X36A1 | 5PX*C009AS3+P0V0B000M40SD+LRP |  | Split System | 36000 | 20.2 | 9.7 | 2.2 | R-454B | 650
217179596 | AMERICAN STANDARD | 5A6V0X36A1 | 5TXCC009AS3+P0V0B000M40SD+LRP |  | Split System | 36000 | 20.2 | 9.7 | 2.2 | R-454B | 650
217179595 | TRANE | 5TWV0X36A1 | 5TXCC009AS3+P0V0B000M40SD+LRP |  | Split System | 36000 | 20.2 | 9.7 | 2.2 | R-454B | 650
217179591 | TRANE | 5TWV0X36A1 | 5PX*C009AS3+P0V0B000M40SD+LRP |  | Split System | 36000 | 20.2 | 9.7 | 2.2 | R-454B | 650
218516914 | MDX | MCHA-48HDCSO2 | MCHA-48HDCNI2 |  | Split System | 48000 | 17.5 | 9.8 | 2.25 | R-454B | 650
217501223 | AIREASE | A7CP21V36P-**A | 7EH42CX-**+TDR | A97US2V110C16S* | Split System | 32800 | 18 | 9.8 | 1.94 | R-454B | 650
217501220 | ARMSTRONG AIR | A7CP21V36P-**A | 7EH42CX-**+TDR | A97US2V110C16S* | Split System | 32800 | 18 | 9.8 | 1.94 | R-454B | 650
217509116 | ALLIED | 7SCP18V24P-**A | 7AH2AE30PX-** |  | Split System | 24000 | 18.5 | 9.8 | 1.8 | R-454B | 650
217178763 | Viessmann | D5CUHAH18AAK | D5FUAAH18XAK |  | Split System | 18000 | 19 | 9.8 | 2 | R-454B | 650
215494739 | GREE | GUD36W2/NXF-D(U) | GUD36AH2/F-D(U) |  | Split System | 34000 | 18.5 | 10 | 2 | R-454B | 650
217178757 | Viessmann | D5CSHAH33AAK | D5FSAAH36XBK |  | Split System | 33000 | 16.7 | 10 | 2 | R-454B | 650
217169706 | CENTURY | A-VXP30SA-1 | B-VXP30SA-1 |  | Split System | 30000 | 16.8 | 10 | 1.96 | R-454B | 650
217169700 | Comfort Aire | A-VXP30SA-1 | B-VXP30SA-1 |  | Split System | 30000 | 16.8 | 10 | 1.96 | R-454B | 650
216046598 | ELIOS | ESHMA30R2AN1 | EAHMA30R4AS1 |  | Split System | 30000 | 16.8 | 10 | 1.96 | R-454B | 650
217169712 | Kerr | A-KXP30SA-1 | B-KXP30SA-1 |  | Split System | 30000 | 16.8 | 10 | 1.96 | R-454B | 650
217162460 | Mitsutomo | UHO30-NB-LA-Q | UHM30-CB-LA-Q |  | Split System | 30000 | 16.8 | 10 | 1.96 | R-454B | 650
216082174 | Stelpro | SDB1-H30A-O | SAHB1-H30A-I |  | Split System | 30000 | 16.8 | 10 | 1.96 | R-454B | 650
217178766 | Viessmann | D5CUHAH30AAK | D5FUAAH30XAK |  | Split System | 30000 | 16.9 | 10 | 1.96 | R-454B | 650
217176027 | FRIEDRICH | RD18AY24AJVC | RCFY2417STANM | FR801V1004A17UH | Split System | 21200 | 18 | 10 | 2 | R-454B | 650
217166003 | FRIEDRICH | RD18AY60AJVC | FRHMVY6024SEACN |  | Split System | 52000 | 18 | 10 | 2 | R-454B | 650
217166008 | FRIEDRICH | RD18AY48AJVC | FRH2VY4821STACN |  | Split System | 41500 | 18 | 10 | 2.1 | R-454B | 650
217176029 | RHEEM | RD18AY24AJVC | RCFY2417STANM | R801V1004A17UH | Split System | 21200 | 18 | 10 | 2 | R-454B | 650
216891868 | RHEEM | RD18AY48AJVC | RH2VY4821STACN |  | Split System | 41500 | 18 | 10 | 2.1 | R-454B | 650
217166000 | RUSSELL | RD18AY60AJVC | SHMVY6024SEACN |  | Split System | 52000 | 18 | 10 | 2 | R-454B | 650
216892275 | RUSSELL | RD18AY48AJVC | SH2VY4821STACN |  | Split System | 41500 | 18 | 10 | 2.1 | R-454B | 650
216891869 | RUUD | RD18AY48AJVC | RH2VY4821STACN |  | Split System | 41500 | 18 | 10 | 2.1 | R-454B | 650
217165997 | SURE | RD18AY60AJVC | SHMVY6024SEACN |  | Split System | 52000 | 18 | 10 | 2 | R-454B | 650
216892072 | SURE | RD18AY48AJVC | SH2VY4821STACN |  | Split System | 41500 | 18 | 10 | 2.1 | R-454B | 650
217178764 | Viessmann | D5CUHAH24AAK | D5FUAAH24XAK |  | Split System | 23000 | 18.4 | 10 | 1.87 | R-454B | 650
217176035 | FRIEDRICH | RD18AY24AJVC | RCFY2417STANM | FR802V0754A17UH | Split System | 21200 | 19 | 10 | 2 | R-454B | 650
217176024 | FRIEDRICH | RD18AY24AJVC | RCFY2417STANM | FR802V0503A14DZ | Split System | 21200 | 19 | 10 | 2 | R-454B | 650
217176014 | FRIEDRICH | RD18AY24AJVC | RCFY2417STANM | FR801V0754A17UH | Split System | 21200 | 19 | 10 | 2 | R-454B | 650
217176028 | FRIEDRICH | RD18AY24AJVC | RCFY2417STANM | FR801V0503A14DZ | Split System | 21200 | 19 | 10 | 2 | R-454B | 650
217562060 | FRIEDRICH | RD18AY24AJVC | TCFY2417STANM | FR802V0754A17UH | Split System | 21200 | 19 | 10 | 2 | R-454B | 650
217562055 | FRIEDRICH | RD18AY24AJVC | TCFY2417STANM | FR802V0503A14DZ | Split System | 21200 | 19 | 10 | 2 | R-454B | 650
217562057 | FRIEDRICH | RD18AY24AJVC | TCFY2417STANM | FR801V0503A14DZ | Split System | 21200 | 19 | 10 | 2 | R-454B | 650
217176000 | RHEEM | RD18AY24AJVC | RCFY2417STANM | R801V0754A17UH | Split System | 21200 | 19 | 10 | 2 | R-454B | 650
217176001 | RHEEM | RD18AY24AJVC | RCFY2417STANM | R801V0503A14DZ | Split System | 21200 | 19 | 10 | 2 | R-454B | 650
217176025 | RHEEM | RD18AY24AJVC | RCFY2417STANM | R802V0754A17UH | Split System | 21200 | 19 | 10 | 2 | R-454B | 650
217176020 | RHEEM | RD18AY24AJVC | RCFY2417STANM | R802V0503A14DZ | Split System | 21200 | 19 | 10 | 2 | R-454B | 650
217176030 | RUUD | RD18AY24AJVC | RCFY2417STANM | R802V0754A17UH | Split System | 21200 | 19 | 10 | 2 | R-454B | 650
217176016 | RUUD | RD18AY24AJVC | RCFY2417STANM | R801V0754A17UH | Split System | 21200 | 19 | 10 | 2 | R-454B | 650
217176017 | RUUD | RD18AY24AJVC | RCFY2417STANM | R801V0503A14DZ | Split System | 21200 | 19 | 10 | 2 | R-454B | 650
216612212 | AMERICAN STANDARD | 5A6V0X24A1 | 5PX*BD06AS3 | S9V2B080D4VSB+LRP | Split System | 22000 | 20.6 | 10 | 2.2 | R-454B | 650
216612226 | AMERICAN STANDARD | 5A6V0X24A1 | 5TXCB006AS3 | L8V1B080U4VSB+LRP | Split System | 22000 | 21 | 10 | 2.2 | R-454B | 650
216453082 | AMERICAN STANDARD | 5A6V0X24A1 | 5PX*BD06AS3 | S8V2B080M4PCB | Split System | 22000 | 21.4 | 10 | 2.2 | R-454B | 650
216453084 | AMERICAN STANDARD | 5A6V0X24A1 | 5PX*BD06AS3 | S8V2B080M4PDB | Split System | 22000 | 21.4 | 10 | 2.2 | R-454B | 650
216453081 | TRANE | 5TWV0X24A1 | 5PX*BD06AS3 | S8V2B080M4PCB | Split System | 22000 | 21.4 | 10 | 2.2 | R-454B | 650
216453083 | TRANE | 5TWV0X24A1 | 5PX*BD06AS3 | S8V2B080M4PDB | Split System | 22000 | 21.4 | 10 | 2.2 | R-454B | 650
216051343 | MIDEA | MDV-V30WMN10T | MVME36B2MN10TB |  | Split System | 30000 | 18 | 10 | 1.95 | R-454B | 650
217169746 | MDV | MOD30-30HFN10-M3X | MVBE-24HWFN10-WM3E |  | Split System | 24000 | 17.5 | 10 | 1.8 | R-454B | 650
217176414 | Multi MFG | HHS-25HD-B | 24MUC0-HP-B |  | Split System | 24000 | 17.5 | 10 | 1.8 | R-454B | 650
217162470 | Mitsutomo | UHO36-NB-LD-Q | UHMX3-36-BB-LA-Q |  | Split System | 36000 | 17.7 | 10 | 2.06 | R-454B | 650
217500304 | American Standard | 5HCL5036B1 | 5TDM5B03AC21 |  | Split System | 24000 | 18 | 10 | 2 | R-454B | 650
217557337 | BRYANT | 37MUHAQ36AA3 | D5FUHAH36XAK |  | Split System | 36000 | 18 | 10 | 1.9 | R-454B | 650
217557346 | CARRIER | 37MUHAQ36AA3 | D5FUHAH36XAK |  | Split System | 36000 | 18 | 10 | 1.9 | R-454B | 650
217176043 | FRIEDRICH | RD18AY24AJVC | FRH2TY2417STANN |  | Split System | 21200 | 18 | 10 | 2 | R-454B | 650
216891248 | FRIEDRICH | RD18AY36AJVC | RCFY3621MTANM | FR97MV0703A17DH | Split System | 32200 | 18 | 10 | 2.1 | R-454B | 650
216891317 | FRIEDRICH | RD18AY36AJVC | RCFY3621MTANM | FR951V0603A17M4 | Split System | 32200 | 18 | 10 | 2.1 | R-454B | 650
216891285 | FRIEDRICH | RD18AY36AJVC | RCFY3621MTANM | FR921V0603A17M4 | Split System | 32200 | 18 | 10 | 2.1 | R-454B | 650
217562271 | FRIEDRICH | RD18AY36AJVC | TCFY3621MTANM | FR921V0603A17M4S | Split System | 32200 | 18 | 10 | 2.1 | R-454B | 650
216891374 | FRIEDRICH | RD18AY36AJVC | RCFY3621MTANM | FR962V0603A17M4 | Split System | 32200 | 18 | 10 | 2.1 | R-454B | 650
217562301 | FRIEDRICH | RD18AY36AJVC | TCFY3621MTANM | FR962V0603A17M4S | Split System | 32200 | 18 | 10 | 2.1 | R-454B | 650
216891339 | FRIEDRICH | RD18AY36AJVC | RCFY3621MTANM | FR962V0403A17M4 | Split System | 32400 | 18 | 10 | 2.1 | R-454B | 650
216891344 | FRIEDRICH | RD18AY36AJVC | RCFY3621MTANM | FR921V0705A21M4 | Split System | 32400 | 18 | 10 | 2.1 | R-454B | 650
216891824 | FRIEDRICH | RD18AY36AJVC | RCFY3624MTANM | FR951V0705A21M4 | Split System | 32400 | 18 | 10 | 2.1 | R-454B | 650
216891832 | FRIEDRICH | RD18AY36AJVC | RCFY3624MTANM | FR921V0705A21M4 | Split System | 32400 | 18 | 10 | 2.1 | R-454B | 650
216891364 | FRIEDRICH | RD18AY36AJVC | RCFY3621MTANM | FR962V0703A17M4 | Split System | 32400 | 18 | 10 | 2.1 | R-454B | 650
216891821 | FRIEDRICH | RD18AY36AJVC | RCFY3624MTANM | FR962V0705A21M4 | Split System | 32400 | 18 | 10 | 2.1 | R-454B | 650
216891332 | FRIEDRICH | RD18AY36AJVC | RCFY3621MTANM | FR951V0703A17M4 | Split System | 32400 | 18 | 10 | 2.1 | R-454B | 650
216891296 | FRIEDRICH | RD18AY36AJVC | RCFY3621MTANM | FR962V0705A21M4 | Split System | 32400 | 18 | 10 | 2.1 | R-454B | 650
216891312 | FRIEDRICH | RD18AY36AJVC | RCFY3621MTANM | FR921V0703A17M4 | Split System | 32400 | 18 | 10 | 2.1 | R-454B | 650
216891297 | FRIEDRICH | RD18AY36AJVC | RCFY3621MTANM | FR951V1005A21M4 | Split System | 32400 | 18 | 10 | 2.1 | R-454B | 650
216891372 | FRIEDRICH | RD18AY36AJVC | RCFY3621MTANM | FR921V0403A17M4 | Split System | 32400 | 18 | 10 | 2.1 | R-454B | 650
216891792 | FRIEDRICH | RD18AY36AJVC | RCFY3624MTANM | FR962V1005A21M4 | Split System | 32400 | 18 | 10 | 2.1 | R-454B | 650
216891301 | FRIEDRICH | RD18AY36AJVC | RCFY3621MTANM | FR951V0705A21M4 | Split System | 32400 | 18 | 10 | 2.1 | R-454B | 650
216891336 | FRIEDRICH | RD18AY36AJVC | RCFY3621MTANM | FR962V1005A21M4 | Split System | 32400 | 18 | 10 | 2.1 | R-454B | 650
216891808 | FRIEDRICH | RD18AY36AJVC | RCFY3624MTANM | FR951V1005A21M4 | Split System | 32400 | 18 | 10 | 2.1 | R-454B | 650
217562287 | FRIEDRICH | RD18AY36AJVC | TCFY3621MTANM | FR962V1005A21M4S | Split System | 32400 | 18 | 10 | 2.1 | R-454B | 650
217562276 | FRIEDRICH | RD18AY36AJVC | TCFY3621MTANM | FR951V0705A21M4S | Split System | 32400 | 18 | 10 | 2.1 | R-454B | 650
217562277 | FRIEDRICH | RD18AY36AJVC | TCFY3621MTANM | FR951V0403A17M4S | Split System | 32400 | 18 | 10 | 2.1 | R-454B | 650
217562279 | FRIEDRICH | RD18AY36AJVC | TCFY3621MTANM | FR921V0703A17M4S | Split System | 32400 | 18 | 10 | 2.1 | R-454B | 650
217562286 | FRIEDRICH | RD18AY36AJVC | TCFY3621MTANM | FR951V0703A17M4S | Split System | 32400 | 18 | 10 | 2.1 | R-454B | 650
216891788 | FRIEDRICH | RD18AY36AJVC | RCFY3624MTANM | FR921V1005A21M4 | Split System | 32400 | 18 | 10 | 2.1 | R-454B | 650
216891304 | FRIEDRICH | RD18AY36AJVC | RCFY3621MTANM | FR951V0403A17M4 | Split System | 32400 | 18 | 10 | 2.1 | R-454B | 650
216891340 | FRIEDRICH | RD18AY36AJVC | RCFY3621MTANM | FR921V1005A21M4 | Split System | 32400 | 18 | 10 | 2.1 | R-454B | 650
217562428 | FRIEDRICH | RD18AY36AJVC | TCFY3624MTANM | FR951V1005A21M4S | Split System | 32400 | 18 | 10 | 2.1 | R-454B | 650
217562291 | FRIEDRICH | RD18AY36AJVC | TCFY3621MTANM | FR921V0705A21M4S | Split System | 32400 | 18 | 10 | 2.1 | R-454B | 650
217562288 | FRIEDRICH | RD18AY36AJVC | TCFY3621MTANM | FR962V0403A17M4S | Split System | 32400 | 18 | 10 | 2.1 | R-454B | 650
217562438 | FRIEDRICH | RD18AY36AJVC | TCFY3624MTANM | FR921V0705A21M4S | Split System | 32400 | 18 | 10 | 2.1 | R-454B | 650
217562436 | FRIEDRICH | RD18AY36AJVC | TCFY3624MTANM | FR951V0705A21M4S | Split System | 32400 | 18 | 10 | 2.1 | R-454B | 650
215471343 | MIDEA | MO1SE-H36B-2A | MAUSE-H36B-2A |  | Split System | 36000 | 18 | 10 | 1.9 | R-454B | 650
217176041 | RHEEM | RD18AY24AJVC | RH2TY2417STANN |  | Split System | 21200 | 18 | 10 | 2 | R-454B | 650
216891362 | RHEEM | RD18AY36AJVC | RCFY3621MTANM | R962V0603A17M4 | Split System | 32200 | 18 | 10 | 2.1 | R-454B | 650
216891395 | RHEEM | RD18AY36AJVC | RCFY3621MTANM | R97MV0703A17DH | Split System | 32200 | 18 | 10 | 2.1 | R-454B | 650
216891327 | RHEEM | RD18AY36AJVC | RCFY3621MTANM | R951V0603A17M4 | Split System | 32200 | 18 | 10 | 2.1 | R-454B | 650
216891302 | RHEEM | RD18AY36AJVC | RCFY3621MTANM | R921V0603A17M4 | Split System | 32200 | 18 | 10 | 2.1 | R-454B | 650
216891343 | RHEEM | RD18AY36AJVC | RCFY3621MTANM | R962V1005A21M4 | Split System | 32400 | 18 | 10 | 2.1 | R-454B | 650
216891321 | RHEEM | RD18AY36AJVC | RCFY3621MTANM | R962V0703A17M4 | Split System | 32400 | 18 | 10 | 2.1 | R-454B | 650
216891778 | RHEEM | RD18AY36AJVC | RCFY3624MTANM | R962V0705A21M4 | Split System | 32400 | 18 | 10 | 2.1 | R-454B | 650
216891763 | RHEEM | RD18AY36AJVC | RCFY3624MTANM | R951V1005A21M4 | Split System | 32400 | 18 | 10 | 2.1 | R-454B | 650
216891259 | RHEEM | RD18AY36AJVC | RCFY3621MTANM | R962V0705A21M4 | Split System | 32400 | 18 | 10 | 2.1 | R-454B | 650
216891361 | RHEEM | RD18AY36AJVC | RCFY3621MTANM | R921V0705A21M4 | Split System | 32400 | 18 | 10 | 2.1 | R-454B | 650
216891376 | RHEEM | RD18AY36AJVC | RCFY3621MTANM | R951V0705A21M4 | Split System | 32400 | 18 | 10 | 2.1 | R-454B | 650
216891744 | RHEEM | RD18AY36AJVC | RCFY3624MTANM | R951V0705A21M4 | Split System | 32400 | 18 | 10 | 2.1 | R-454B | 650
216891844 | RHEEM | RD18AY36AJVC | RCFY3624MTANM | R921V1005A21M4 | Split System | 32400 | 18 | 10 | 2.1 | R-454B | 650
216891785 | RHEEM | RD18AY36AJVC | RCFY3624MTANM | R962V1005A21M4 | Split System | 32400 | 18 | 10 | 2.1 | R-454B | 650
216891268 | RHEEM | RD18AY36AJVC | RCFY3621MTANM | R921V1005A21M4 | Split System | 32400 | 18 | 10 | 2.1 | R-454B | 650
216891352 | RHEEM | RD18AY36AJVC | RCFY3621MTANM | R962V0403A17M4 | Split System | 32400 | 18 | 10 | 2.1 | R-454B | 650
216891255 | RHEEM | RD18AY36AJVC | RCFY3621MTANM | R921V0703A17M4 | Split System | 32400 | 18 | 10 | 2.1 | R-454B | 650
216891305 | RHEEM | RD18AY36AJVC | RCFY3621MTANM | R951V0403A17M4 | Split System | 32400 | 18 | 10 | 2.1 | R-454B | 650
216891802 | RHEEM | RD18AY36AJVC | RCFY3624MTANM | R921V0705A21M4 | Split System | 32400 | 18 | 10 | 2.1 | R-454B | 650
216891292 | RHEEM | RD18AY36AJVC | RCFY3621MTANM | R921V0403A17M4 | Split System | 32400 | 18 | 10 | 2.1 | R-454B | 650
216891342 | RHEEM | RD18AY36AJVC | RCFY3621MTANM | R951V0703A17M4 | Split System | 32400 | 18 | 10 | 2.1 | R-454B | 650
216891313 | RHEEM | RD18AY36AJVC | RCFY3621MTANM | R951V1005A21M4 | Split System | 32400 | 18 | 10 | 2.1 | R-454B | 650
216892114 | RUSSELL | RD18AY36AJVC | TCFY3621MTANM | S962V0603A17M4 | Split System | 32200 | 18 | 10 | 2.1 | R-454B | 650
216892102 | RUSSELL | RD18AY36AJVC | TCFY3621MTANM | S951V0603A17M4 | Split System | 32200 | 18 | 10 | 2.1 | R-454B | 650
216892126 | RUSSELL | RD18AY36AJVC | TCFY3621MTANM | S97MV0703A17DH | Split System | 32200 | 18 | 10 | 2.1 | R-454B | 650
216892094 | RUSSELL | RD18AY36AJVC | TCFY3621MTANM | S921V0603A17M4 | Split System | 32200 | 18 | 10 | 2.1 | R-454B | 650
216892080 | RUSSELL | RD18AY36AJVC | TCFY3621MTANM | S921V0703A17M4 | Split System | 32400 | 18 | 10 | 2.1 | R-454B | 650
216892084 | RUSSELL | RD18AY36AJVC | TCFY3621MTANM | S921V1005A21M4 | Split System | 32400 | 18 | 10 | 2.1 | R-454B | 650
216892081 | RUSSELL | RD18AY36AJVC | TCFY3621MTANM | S962V0705A21M4 | Split System | 32400 | 18 | 10 | 2.1 | R-454B | 650
216892118 | RUSSELL | RD18AY36AJVC | TCFY3621MTANM | S951V0705A21M4 | Split System | 32400 | 18 | 10 | 2.1 | R-454B | 650
216892239 | RUSSELL | RD18AY36AJVC | TCFY3624MTANM | S951V1005A21M4 | Split System | 32400 | 18 | 10 | 2.1 | R-454B | 650
216892232 | RUSSELL | RD18AY36AJVC | TCFY3624MTANM | S951V0705A21M4 | Split System | 32400 | 18 | 10 | 2.1 | R-454B | 650
216892243 | RUSSELL | RD18AY36AJVC | TCFY3624MTANM | S962V0705A21M4 | Split System | 32400 | 18 | 10 | 2.1 | R-454B | 650
216892091 | RUSSELL | RD18AY36AJVC | TCFY3621MTANM | S921V0403A17M4 | Split System | 32400 | 18 | 10 | 2.1 | R-454B | 650
216892100 | RUSSELL | RD18AY36AJVC | TCFY3621MTANM | S962V0703A17M4 | Split System | 32400 | 18 | 10 | 2.1 | R-454B | 650
216892106 | RUSSELL | RD18AY36AJVC | TCFY3621MTANM | S962V1005A21M4 | Split System | 32400 | 18 | 10 | 2.1 | R-454B | 650
216892108 | RUSSELL | RD18AY36AJVC | TCFY3621MTANM | S962V0403A17M4 | Split System | 32400 | 18 | 10 | 2.1 | R-454B | 650
216892105 | RUSSELL | RD18AY36AJVC | TCFY3621MTANM | S951V0703A17M4 | Split System | 32400 | 18 | 10 | 2.1 | R-454B | 650
216892096 | RUSSELL | RD18AY36AJVC | TCFY3621MTANM | S951V0403A17M4 | Split System | 32400 | 18 | 10 | 2.1 | R-454B | 650
216892113 | RUSSELL | RD18AY36AJVC | TCFY3621MTANM | S921V0705A21M4 | Split System | 32400 | 18 | 10 | 2.1 | R-454B | 650
216892247 | RUSSELL | RD18AY36AJVC | TCFY3624MTANM | S962V1005A21M4 | Split System | 32400 | 18 | 10 | 2.1 | R-454B | 650
216892251 | RUSSELL | RD18AY36AJVC | TCFY3624MTANM | S921V0705A21M4 | Split System | 32400 | 18 | 10 | 2.1 | R-454B | 650
216892265 | RUSSELL | RD18AY36AJVC | TCFY3624MTANM | S921V1005A21M4 | Split System | 32400 | 18 | 10 | 2.1 | R-454B | 650
217176042 | RUUD | RD18AY24AJVC | RH2TY2417STANN |  | Split System | 21200 | 18 | 10 | 2 | R-454B | 650
216891322 | RUUD | RD18AY36AJVC | RCFY3621MTANM | R951V0603A17M4 | Split System | 32200 | 18 | 10 | 2.1 | R-454B | 650
216891282 | RUUD | RD18AY36AJVC | RCFY3621MTANM | R921V0603A17M4 | Split System | 32200 | 18 | 10 | 2.1 | R-454B | 650
216891283 | RUUD | RD18AY36AJVC | RCFY3621MTANM | U97MV0703A17DHS | Split System | 32200 | 18 | 10 | 2.1 | R-454B | 650
216891330 | RUUD | RD18AY36AJVC | RCFY3621MTANM | R962V0703A17M4 | Split System | 32400 | 18 | 10 | 2.1 | R-454B | 650
216891338 | RUUD | RD18AY36AJVC | RCFY3621MTANM | R921V0705A21M4 | Split System | 32400 | 18 | 10 | 2.1 | R-454B | 650
216891356 | RUUD | RD18AY36AJVC | RCFY3621MTANM | R921V0403A17M4 | Split System | 32400 | 18 | 10 | 2.1 | R-454B | 650
216891307 | RUUD | RD18AY36AJVC | RCFY3621MTANM | R951V0403A17M4 | Split System | 32400 | 18 | 10 | 2.1 | R-454B | 650
216891323 | RUUD | RD18AY36AJVC | RCFY3621MTANM | R962V0403A17M4 | Split System | 32400 | 18 | 10 | 2.1 | R-454B | 650
216891784 | RUUD | RD18AY36AJVC | RCFY3624MTANM | R962V0705A21M4 | Split System | 32400 | 18 | 10 | 2.1 | R-454B | 650
216891773 | RUUD | RD18AY36AJVC | RCFY3624MTANM | R921V1005A21M4 | Split System | 32400 | 18 | 10 | 2.1 | R-454B | 650
216891253 | RUUD | RD18AY36AJVC | RCFY3621MTANM | R962V0705A21M4 | Split System | 32400 | 18 | 10 | 2.1 | R-454B | 650
216891804 | RUUD | RD18AY36AJVC | RCFY3624MTANM | R962V1005A21M4 | Split System | 32400 | 18 | 10 | 2.1 | R-454B | 650
216891837 | RUUD | RD18AY36AJVC | RCFY3624MTANM | R921V0705A21M4 | Split System | 32400 | 18 | 10 | 2.1 | R-454B | 650
216891353 | RUUD | RD18AY36AJVC | RCFY3621MTANM | R951V0705A21M4 | Split System | 32400 | 18 | 10 | 2.1 | R-454B | 650
216891334 | RUUD | RD18AY36AJVC | RCFY3621MTANM | R962V1005A21M4 | Split System | 32400 | 18 | 10 | 2.1 | R-454B | 650
216891771 | RUUD | RD18AY36AJVC | RCFY3624MTANM | R951V1005A21M4 | Split System | 32400 | 18 | 10 | 2.1 | R-454B | 650
216891287 | RUUD | RD18AY36AJVC | RCFY3621MTANM | R951V1005A21M4 | Split System | 32400 | 18 | 10 | 2.1 | R-454B | 650
216891748 | RUUD | RD18AY36AJVC | RCFY3624MTANM | R951V0705A21M4 | Split System | 32400 | 18 | 10 | 2.1 | R-454B | 650
216891350 | RUUD | RD18AY36AJVC | RCFY3621MTANM | R921V1005A21M4 | Split System | 32400 | 18 | 10 | 2.1 | R-454B | 650
216891274 | RUUD | RD18AY36AJVC | RCFY3621MTANM | R921V0703A17M4 | Split System | 32400 | 18 | 10 | 2.1 | R-454B | 650
216891390 | RUUD | RD18AY36AJVC | RCFY3621MTANM | R951V0703A17M4 | Split System | 32400 | 18 | 10 | 2.1 | R-454B | 650
216891911 | SURE | RD18AY36AJVC | TCFY3621MTANM | S962V0603A17M4 | Split System | 32200 | 18 | 10 | 2.1 | R-454B | 650
216891923 | SURE | RD18AY36AJVC | TCFY3621MTANM | S97MV0703A17DH | Split System | 32200 | 18 | 10 | 2.1 | R-454B | 650
216891891 | SURE | RD18AY36AJVC | TCFY3621MTANM | S921V0603A17M4 | Split System | 32200 | 18 | 10 | 2.1 | R-454B | 650
216891899 | SURE | RD18AY36AJVC | TCFY3621MTANM | S951V0603A17M4 | Split System | 32200 | 18 | 10 | 2.1 | R-454B | 650
216891878 | SURE | RD18AY36AJVC | TCFY3621MTANM | S962V0705A21M4 | Split System | 32400 | 18 | 10 | 2.1 | R-454B | 650
216891910 | SURE | RD18AY36AJVC | TCFY3621MTANM | S921V0705A21M4 | Split System | 32400 | 18 | 10 | 2.1 | R-454B | 650
216892029 | SURE | RD18AY36AJVC | TCFY3624MTANM | S951V0705A21M4 | Split System | 32400 | 18 | 10 | 2.1 | R-454B | 650
216891881 | SURE | RD18AY36AJVC | TCFY3621MTANM | S921V1005A21M4 | Split System | 32400 | 18 | 10 | 2.1 | R-454B | 650
216892040 | SURE | RD18AY36AJVC | TCFY3624MTANM | S962V0705A21M4 | Split System | 32400 | 18 | 10 | 2.1 | R-454B | 650
216891877 | SURE | RD18AY36AJVC | TCFY3621MTANM | S921V0703A17M4 | Split System | 32400 | 18 | 10 | 2.1 | R-454B | 650
216892044 | SURE | RD18AY36AJVC | TCFY3624MTANM | S962V1005A21M4 | Split System | 32400 | 18 | 10 | 2.1 | R-454B | 650
216892036 | SURE | RD18AY36AJVC | TCFY3624MTANM | S951V1005A21M4 | Split System | 32400 | 18 | 10 | 2.1 | R-454B | 650
216892062 | SURE | RD18AY36AJVC | TCFY3624MTANM | S921V1005A21M4 | Split System | 32400 | 18 | 10 | 2.1 | R-454B | 650
216891888 | SURE | RD18AY36AJVC | TCFY3621MTANM | S921V0403A17M4 | Split System | 32400 | 18 | 10 | 2.1 | R-454B | 650
216891902 | SURE | RD18AY36AJVC | TCFY3621MTANM | S951V0703A17M4 | Split System | 32400 | 18 | 10 | 2.1 | R-454B | 650
216892048 | SURE | RD18AY36AJVC | TCFY3624MTANM | S921V0705A21M4 | Split System | 32400 | 18 | 10 | 2.1 | R-454B | 650
216891897 | SURE | RD18AY36AJVC | TCFY3621MTANM | S962V0703A17M4 | Split System | 32400 | 18 | 10 | 2.1 | R-454B | 650
216891905 | SURE | RD18AY36AJVC | TCFY3621MTANM | S962V0403A17M4 | Split System | 32400 | 18 | 10 | 2.1 | R-454B | 650
216891893 | SURE | RD18AY36AJVC | TCFY3621MTANM | S951V0403A17M4 | Split System | 32400 | 18 | 10 | 2.1 | R-454B | 650
216891894 | SURE | RD18AY36AJVC | TCFY3621MTANM | S951V1005A21M4 | Split System | 32400 | 18 | 10 | 2.1 | R-454B | 650
216891915 | SURE | RD18AY36AJVC | TCFY3621MTANM | S951V0705A21M4 | Split System | 32400 | 18 | 10 | 2.1 | R-454B | 650
216891903 | SURE | RD18AY36AJVC | TCFY3621MTANM | S962V1005A21M4 | Split System | 32400 | 18 | 10 | 2.1 | R-454B | 650
217500296 | TRANE | 5HCL5036B1 | 5TDM5B03AC21 |  | Split System | 24000 | 18 | 10 | 2 | R-454B | 650
217178768 | Viessmann | D5CUHAH36AAK | D5FUHAH36XAK |  | Split System | 36000 | 18 | 10 | 1.9 | R-454B | 650
217557334 | BRYANT | 37MUHAQ24AA3 | D5FUHAH24XAK |  | Split System | 24000 | 18.7 | 10 | 2.14 | R-454B | 650
217178765 | Viessmann | D5CUHAH24AAK | D5FUHAH24XAK |  | Split System | 24000 | 18.7 | 10 | 2.14 | R-454B | 650
217178756 | Viessmann | D5CSHAH24AAK | D5FSAAH24XBK |  | Split System | 23000 | 18.8 | 10 | 2.16 | R-454B | 650
217176083 | FRIEDRICH | RD18AY24AJVC | RHMVY2417SEACN |  | Split System | 21400 | 19 | 10 | 2 | R-454B | 650
216891386 | FRIEDRICH | RD18AY36AJVC | RCFY3621MTANM | FR98MV0603A17UP | Split System | 32200 | 19 | 10 | 2.1 | R-454B | 650
216891347 | FRIEDRICH | RD18AY36AJVC | RCFY3621MTANM | FR98MV0703A17UP | Split System | 32200 | 19 | 10 | 2.1 | R-454B | 650
217562293 | FRIEDRICH | RD18AY36AJVC | TCFY3621MTANM | FR98MV0703A17UP | Split System | 32200 | 19 | 10 | 2.1 | R-454B | 650
216891328 | FRIEDRICH | RD18AY36AJVC | RCFY3621MTANM | FR97MV0603A17DH | Split System | 32400 | 19 | 10 | 2.1 | R-454B | 650
216891276 | FRIEDRICH | RD18AY36AJVC | RCFY3621MTANM | FR962V0855A21M4 | Split System | 32400 | 19 | 10 | 2.1 | R-454B | 650
216891345 | FRIEDRICH | RD18AY36AJVC | RCFY3621MTANM | FR98MV1005A21UP | Split System | 32400 | 19 | 10 | 2.1 | R-454B | 650
216891746 | FRIEDRICH | RD18AY36AJVC | RCFY3624MTANM | FR921V0855A21M4 | Split System | 32400 | 19 | 10 | 2.1 | R-454B | 650
216891798 | FRIEDRICH | RD18AY36AJVC | RCFY3624MTANM | FR951V0855A21M4 | Split System | 32400 | 19 | 10 | 2.1 | R-454B | 650
216891809 | FRIEDRICH | RD18AY36AJVC | RCFY3624MTANM | FR98MV1005A21UP | Split System | 32400 | 19 | 10 | 2.1 | R-454B | 650
216891770 | FRIEDRICH | RD18AY36AJVC | RCFY3624MTANM | FR962V0855A21M4 | Split System | 32400 | 19 | 10 | 2.1 | R-454B | 650
216891325 | FRIEDRICH | RD18AY36AJVC | RCFY3621MTANM | FR921V0855A21M4 | Split System | 32400 | 19 | 10 | 2.1 | R-454B | 650
217562285 | FRIEDRICH | RD18AY36AJVC | TCFY3621MTANM | FR97MV0603A17DH | Split System | 32400 | 19 | 10 | 2.1 | R-454B | 650
217562294 | FRIEDRICH | RD18AY36AJVC | TCFY3621MTANM | FR951V0855A21M4S | Split System | 32400 | 19 | 10 | 2.1 | R-454B | 650
217562268 | FRIEDRICH | RD18AY36AJVC | TCFY3621MTANM | FR962V0855A21M4S | Split System | 32400 | 19 | 10 | 2.1 | R-454B | 650
216891351 | FRIEDRICH | RD18AY36AJVC | RCFY3621MTANM | FR951V0855A21M4 | Split System | 32400 | 19 | 10 | 2.1 | R-454B | 650
217562412 | FRIEDRICH | RD18AY36AJVC | TCFY3624MTANM | FR921V0855A21M4S | Split System | 32400 | 19 | 10 | 2.1 | R-454B | 650
217562292 | FRIEDRICH | RD18AY36AJVC | TCFY3621MTANM | FR98MV1005A21UP | Split System | 32400 | 19 | 10 | 2.1 | R-454B | 650
216891843 | FRIEDRICH | RD18AY36AJVC | RCFY3624MTANM | FR98MV1155A24UP | Split System | 32600 | 19 | 10 | 2.1 | R-454B | 650
216891764 | FRIEDRICH | RD18AY36AJVC | RCFY3624MTANM | FR98MV0855A21UP | Split System | 32600 | 19 | 10 | 2.1 | R-454B | 650
216891839 | FRIEDRICH | RD18AY36AJVC | RCFY3624MTANM | FR97MV0855A21DH | Split System | 32600 | 19 | 10 | 2.1 | R-454B | 650
216891385 | FRIEDRICH | RD18AY36AJVC | RCFY3621MTANM | FR97MV1005A21DH | Split System | 32600 | 19 | 10 | 2.1 | R-454B | 650
216891251 | FRIEDRICH | RD18AY36AJVC | RCFY3621MTANM | FR98MV0855A21UP | Split System | 32600 | 19 | 10 | 2.1 | R-454B | 650
216891289 | FRIEDRICH | RD18AY36AJVC | RCFY3621MTANM | FR97MV0855A21DH | Split System | 32600 | 19 | 10 | 2.1 | R-454B | 650
216891750 | FRIEDRICH | RD18AY36AJVC | RCFY3624MTANM | FR951V0705A21UHU | Split System | 32600 | 19 | 10 | 2.1 | R-454B | 650
216891363 | FRIEDRICH | RD18AY36AJVC | RCFY3621MTANM | FR951V0705A21UHU | Split System | 32600 | 19 | 10 | 2.1 | R-454B | 650
217562260 | FRIEDRICH | RD18AY36AJVC | TCFY3621MTANM | FR98MV0855A21UP | Split System | 32600 | 19 | 10 | 2.1 | R-454B | 650
217562273 | FRIEDRICH | RD18AY36AJVC | TCFY3621MTANM | FR97MV0855A21DH | Split System | 32600 | 19 | 10 | 2.1 | R-454B | 650
217562295 | FRIEDRICH | RD18AY36AJVC | TCFY3621MTANM | FR951V0705A21UHU | Split System | 32600 | 19 | 10 | 2.1 | R-454B | 650
217562443 | FRIEDRICH | RD18AY36AJVC | TCFY3624MTANM | FR98MV1155A24UP | Split System | 32600 | 19 | 10 | 2.1 | R-454B | 650
216891768 | FRIEDRICH | RD18AY36AJVC | RCFY3624MTANM | FR97MV1005A21DH | Split System | 32600 | 19 | 10 | 2.1 | R-454B | 650
216891782 | FRIEDRICH | RD18AY36AJVC | RCFY3624MTANM | FR951V1155A24M4 | Split System | 32800 | 19 | 10 | 2.1 | R-454B | 650
216891847 | FRIEDRICH | RD18AY36AJVC | RCFY3624MTANM | FR962V1155A24M4 | Split System | 32800 | 19 | 10 | 2.1 | R-454B | 650
216891822 | FRIEDRICH | RD18AY36AJVC | RCFY3624MTANM | FR921V1155A24M4 | Split System | 32800 | 19 | 10 | 2.1 | R-454B | 650
217562435 | FRIEDRICH | RD18AY36AJVC | TCFY3624MTANM | FR921V1155A24M4S | Split System | 32800 | 19 | 10 | 2.1 | R-454B | 650
217166007 | FRIEDRICH | RD18AY48AJVC | FRH2VY4824STACN |  | Split System | 41500 | 19 | 10 | 2.1 | R-454B | 650
217176036 | RHEEM | RD18AY24AJVC | SH2VY2417STACN |  | Split System | 21200 | 19 | 10 | 2 | R-454B | 650
217176040 | RHEEM | RD18AY24AJVC | RH2VY2417STACN |  | Split System | 21200 | 19 | 10 | 2 | R-454B | 650
216891295 | RHEEM | RD18AY36AJVC | RCFY3621MTANM | R98MV0603A17UP | Split System | 32200 | 19 | 10 | 2.1 | R-454B | 650
216891348 | RHEEM | RD18AY36AJVC | RCFY3621MTANM | R98MV0703A17UP | Split System | 32200 | 19 | 10 | 2.1 | R-454B | 650
216891315 | RHEEM | RD18AY36AJVC | RCFY3621MTANM | R951V0855A21M4 | Split System | 32400 | 19 | 10 | 2.1 | R-454B | 650
216891790 | RHEEM | RD18AY36AJVC | RCFY3624MTANM | R98MV1005A21UP | Split System | 32400 | 19 | 10 | 2.1 | R-454B | 650
216891752 | RHEEM | RD18AY36AJVC | RCFY3624MTANM | R962V0855A21M4 | Split System | 32400 | 19 | 10 | 2.1 | R-454B | 650
216891780 | RHEEM | RD18AY36AJVC | RCFY3624MTANM | R951V0855A21M4 | Split System | 32400 | 19 | 10 | 2.1 | R-454B | 650
216891319 | RHEEM | RD18AY36AJVC | RCFY3621MTANM | R921V0855A21M4 | Split System | 32400 | 19 | 10 | 2.1 | R-454B | 650
216891335 | RHEEM | RD18AY36AJVC | RCFY3621MTANM | R98MV1005A21UP | Split System | 32400 | 19 | 10 | 2.1 | R-454B | 650
216891291 | RHEEM | RD18AY36AJVC | RCFY3621MTANM | R962V0855A21M4 | Split System | 32400 | 19 | 10 | 2.1 | R-454B | 650
216891377 | RHEEM | RD18AY36AJVC | RCFY3621MTANM | R98MV0855A21UP | Split System | 32600 | 19 | 10 | 2.1 | R-454B | 650
216891807 | RHEEM | RD18AY36AJVC | RCFY3624MTANM | R97MV0855A21DH | Split System | 32600 | 19 | 10 | 2.1 | R-454B | 650
216891252 | RHEEM | RD18AY36AJVC | RCFY3621MTANM | R951V0705A21UHU | Split System | 32600 | 19 | 10 | 2.1 | R-454B | 650
216891373 | RHEEM | RD18AY36AJVC | RCFY3621MTANM | R97MV0855A21DH | Split System | 32600 | 19 | 10 | 2.1 | R-454B | 650
216891814 | RHEEM | RD18AY36AJVC | RCFY3624MTANM | R98MV1155A24UP | Split System | 32600 | 19 | 10 | 2.1 | R-454B | 650
216891842 | RHEEM | RD18AY36AJVC | RCFY3624MTANM | R97MV1155A24DH | Split System | 32600 | 19 | 10 | 2.1 | R-454B | 650
216891781 | RHEEM | RD18AY36AJVC | RCFY3624MTANM | R97MV1005A21DH | Split System | 32600 | 19 | 10 | 2.1 | R-454B | 650
216891806 | RHEEM | RD18AY36AJVC | RCFY3624MTANM | R951V0705A21UHU | Split System | 32600 | 19 | 10 | 2.1 | R-454B | 650
216891269 | RHEEM | RD18AY36AJVC | RCFY3621MTANM | R97MV1005A21DH | Split System | 32600 | 19 | 10 | 2.1 | R-454B | 650
216891745 | RHEEM | RD18AY36AJVC | RCFY3624MTANM | R921V1155A24M4 | Split System | 32800 | 19 | 10 | 2.1 | R-454B | 650
216891848 | RHEEM | RD18AY36AJVC | RCFY3624MTANM | R962V1155A24M4 | Split System | 32800 | 19 | 10 | 2.1 | R-454B | 650
216891831 | RHEEM | RD18AY36AJVC | RCFY3624MTANM | R951V1155A24M4 | Split System | 32800 | 19 | 10 | 2.1 | R-454B | 650
216891867 | RHEEM | RD18AY48AJVC | RH2VY4824STACN |  | Split System | 41500 | 19 | 10 | 2.1 | R-454B | 650
217176037 | RUSSELL | RD18AY24AJVC | SH2VY2417STACN |  | Split System | 21200 | 19 | 10 | 2 | R-454B | 650
217176086 | RUSSELL | RD18AY24AJVC | SHMVY2417SEACN |  | Split System | 21400 | 19 | 10 | 2 | R-454B | 650
216892107 | RUSSELL | RD18AY36AJVC | TCFY3621MTANM | S98MV0703A17UP | Split System | 32200 | 19 | 10 | 2.1 | R-454B | 650
216892092 | RUSSELL | RD18AY36AJVC | TCFY3621MTANM | S98MV0603A17UP | Split System | 32200 | 19 | 10 | 2.1 | R-454B | 650
216892248 | RUSSELL | RD18AY36AJVC | TCFY3624MTANM | S98MV1005A21UP | Split System | 32400 | 19 | 10 | 2.1 | R-454B | 650
216892236 | RUSSELL | RD18AY36AJVC | TCFY3624MTANM | S962V0855A21M4 | Split System | 32400 | 19 | 10 | 2.1 | R-454B | 650
216892103 | RUSSELL | RD18AY36AJVC | TCFY3621MTANM | S98MV1005A21UP | Split System | 32400 | 19 | 10 | 2.1 | R-454B | 650
216892098 | RUSSELL | RD18AY36AJVC | TCFY3621MTANM | S951V0855A21M4 | Split System | 32400 | 19 | 10 | 2.1 | R-454B | 650
216892099 | RUSSELL | RD18AY36AJVC | TCFY3621MTANM | S921V0855A21M4 | Split System | 32400 | 19 | 10 | 2.1 | R-454B | 650
216892124 | RUSSELL | RD18AY36AJVC | TCFY3621MTANM | S97MV0603A17DH | Split System | 32400 | 19 | 10 | 2.1 | R-454B | 650
216892244 | RUSSELL | RD18AY36AJVC | TCFY3624MTANM | S951V0855A21M4 | Split System | 32400 | 19 | 10 | 2.1 | R-454B | 650
216892090 | RUSSELL | RD18AY36AJVC | TCFY3621MTANM | S962V0855A21M4 | Split System | 32400 | 19 | 10 | 2.1 | R-454B | 650
216892249 | RUSSELL | RD18AY36AJVC | TCFY3624MTANM | S921V0855A21M4 | Split System | 32400 | 19 | 10 | 2.1 | R-454B | 650
216892116 | RUSSELL | RD18AY36AJVC | TCFY3621MTANM | S97MV0855A21DH | Split System | 32600 | 19 | 10 | 2.1 | R-454B | 650
216892085 | RUSSELL | RD18AY36AJVC | TCFY3621MTANM | S97MV1005A21DH | Split System | 32600 | 19 | 10 | 2.1 | R-454B | 650
216892256 | RUSSELL | RD18AY36AJVC | TCFY3624MTANM | S98MV1155A24UP | Split System | 32600 | 19 | 10 | 2.1 | R-454B | 650
216892264 | RUSSELL | RD18AY36AJVC | TCFY3624MTANM | S97MV1155A24DH | Split System | 32600 | 19 | 10 | 2.1 | R-454B | 650
216892119 | RUSSELL | RD18AY36AJVC | TCFY3621MTANM | S98MV0855A21UP | Split System | 32600 | 19 | 10 | 2.1 | R-454B | 650
216892259 | RUSSELL | RD18AY36AJVC | TCFY3624MTANM | S98MV0855A21UP | Split System | 32600 | 19 | 10 | 2.1 | R-454B | 650
216892245 | RUSSELL | RD18AY36AJVC | TCFY3624MTANM | S97MV1005A21DH | Split System | 32600 | 19 | 10 | 2.1 | R-454B | 650
216892253 | RUSSELL | RD18AY36AJVC | TCFY3624MTANM | S951V0705A21UHU | Split System | 32600 | 19 | 10 | 2.1 | R-454B | 650
216892254 | RUSSELL | RD18AY36AJVC | TCFY3624MTANM | S97MV0855A21DH | Split System | 32600 | 19 | 10 | 2.1 | R-454B | 650
216892233 | RUSSELL | RD18AY36AJVC | TCFY3624MTANM | S921V1155A24M4 | Split System | 32800 | 19 | 10 | 2.1 | R-454B | 650
216892267 | RUSSELL | RD18AY36AJVC | TCFY3624MTANM | S962V1155A24M4 | Split System | 32800 | 19 | 10 | 2.1 | R-454B | 650
216892261 | RUSSELL | RD18AY36AJVC | TCFY3624MTANM | S951V1155A24M4 | Split System | 32800 | 19 | 10 | 2.1 | R-454B | 650
216892274 | RUSSELL | RD18AY48AJVC | SH2VY4824STACN |  | Split System | 41500 | 19 | 10 | 2.1 | R-454B | 650
217176082 | RUUD | RD18AY24AJVC | RHMVY2417SEACN |  | Split System | 21400 | 19 | 10 | 2 | R-454B | 650
216891288 | RUUD | RD18AY36AJVC | RCFY3621MTANM | U98MV0603A17UPS | Split System | 32200 | 19 | 10 | 2.1 | R-454B | 650
216891379 | RUUD | RD18AY36AJVC | RCFY3621MTANM | U98MV0703A17UPS | Split System | 32200 | 19 | 10 | 2.1 | R-454B | 650
216891277 | RUUD | RD18AY36AJVC | RCFY3621MTANM | U97MV0603A17DHS | Split System | 32400 | 19 | 10 | 2.1 | R-454B | 650
216891320 | RUUD | RD18AY36AJVC | RCFY3621MTANM | R921V0855A21M4 | Split System | 32400 | 19 | 10 | 2.1 | R-454B | 650
216891300 | RUUD | RD18AY36AJVC | RCFY3621MTANM | R962V0855A21M4 | Split System | 32400 | 19 | 10 | 2.1 | R-454B | 650
216891272 | RUUD | RD18AY36AJVC | RCFY3621MTANM | U98MV1005A21UPS | Split System | 32400 | 19 | 10 | 2.1 | R-454B | 650
216891318 | RUUD | RD18AY36AJVC | RCFY3621MTANM | R951V0855A21M4 | Split System | 32400 | 19 | 10 | 2.1 | R-454B | 650
216891786 | RUUD | RD18AY36AJVC | RCFY3624MTANM | R962V0855A21M4 | Split System | 32400 | 19 | 10 | 2.1 | R-454B | 650
216891833 | RUUD | RD18AY36AJVC | RCFY3624MTANM | R921V0855A21M4 | Split System | 32400 | 19 | 10 | 2.1 | R-454B | 650
216891309 | RUUD | RD18AY36AJVC | RCFY3621MTANM | R951V0705A21UHU | Split System | 32600 | 19 | 10 | 2.1 | R-454B | 650
216891346 | RUUD | RD18AY36AJVC | RCFY3621MTANM | U97MV1005A21DHS | Split System | 32600 | 19 | 10 | 2.1 | R-454B | 650
216891823 | RUUD | RD18AY36AJVC | RCFY3624MTANM | U98MV0855A21UPS | Split System | 32600 | 19 | 10 | 2.1 | R-454B | 650
216891384 | RUUD | RD18AY36AJVC | RCFY3621MTANM | U97MV0855A21DHS | Split System | 32600 | 19 | 10 | 2.1 | R-454B | 650
216891791 | RUUD | RD18AY36AJVC | RCFY3624MTANM | U97MV1005A21DHS | Split System | 32600 | 19 | 10 | 2.1 | R-454B | 650
216891793 | RUUD | RD18AY36AJVC | RCFY3624MTANM | U97MV1155A24DHS | Split System | 32600 | 19 | 10 | 2.1 | R-454B | 650
216891799 | RUUD | RD18AY36AJVC | RCFY3624MTANM | U97MV0855A21DHS | Split System | 32600 | 19 | 10 | 2.1 | R-454B | 650
216891247 | RUUD | RD18AY36AJVC | RCFY3621MTANM | U98MV0855A21UPS | Split System | 32600 | 19 | 10 | 2.1 | R-454B | 650
216891801 | RUUD | RD18AY36AJVC | RCFY3624MTANM | R951V0705A21UHU | Split System | 32600 | 19 | 10 | 2.1 | R-454B | 650
216891818 | RUUD | RD18AY36AJVC | RCFY3624MTANM | U98MV1155A24UPS | Split System | 32600 | 19 | 10 | 2.1 | R-454B | 650
216891849 | RUUD | RD18AY36AJVC | RCFY3624MTANM | R962V1155A24M4 | Split System | 32800 | 19 | 10 | 2.1 | R-454B | 650
216891787 | RUUD | RD18AY36AJVC | RCFY3624MTANM | R921V1155A24M4 | Split System | 32800 | 19 | 10 | 2.1 | R-454B | 650
216891767 | RUUD | RD18AY36AJVC | RCFY3624MTANM | R951V1155A24M4 | Split System | 32800 | 19 | 10 | 2.1 | R-454B | 650
216891866 | RUUD | RD18AY48AJVC | RH2VY4824STACN |  | Split System | 41500 | 19 | 10 | 2.1 | R-454B | 650
217176085 | SURE | RD18AY24AJVC | SHMVY2417SEACN |  | Split System | 21400 | 19 | 10 | 2 | R-454B | 650
216891889 | SURE | RD18AY36AJVC | TCFY3621MTANM | S98MV0603A17UP | Split System | 32200 | 19 | 10 | 2.1 | R-454B | 650
216891904 | SURE | RD18AY36AJVC | TCFY3621MTANM | S98MV0703A17UP | Split System | 32200 | 19 | 10 | 2.1 | R-454B | 650
216891895 | SURE | RD18AY36AJVC | TCFY3621MTANM | S951V0855A21M4 | Split System | 32400 | 19 | 10 | 2.1 | R-454B | 650
216891900 | SURE | RD18AY36AJVC | TCFY3621MTANM | S98MV1005A21UP | Split System | 32400 | 19 | 10 | 2.1 | R-454B | 650
216892046 | SURE | RD18AY36AJVC | TCFY3624MTANM | S921V0855A21M4 | Split System | 32400 | 19 | 10 | 2.1 | R-454B | 650
216892045 | SURE | RD18AY36AJVC | TCFY3624MTANM | S98MV1005A21UP | Split System | 32400 | 19 | 10 | 2.1 | R-454B | 650
216892041 | SURE | RD18AY36AJVC | TCFY3624MTANM | S951V0855A21M4 | Split System | 32400 | 19 | 10 | 2.1 | R-454B | 650
216892033 | SURE | RD18AY36AJVC | TCFY3624MTANM | S962V0855A21M4 | Split System | 32400 | 19 | 10 | 2.1 | R-454B | 650
216891887 | SURE | RD18AY36AJVC | TCFY3621MTANM | S962V0855A21M4 | Split System | 32400 | 19 | 10 | 2.1 | R-454B | 650
216891921 | SURE | RD18AY36AJVC | TCFY3621MTANM | S97MV0603A17DH | Split System | 32400 | 19 | 10 | 2.1 | R-454B | 650
216891913 | SURE | RD18AY36AJVC | TCFY3621MTANM | S97MV0855A21DH | Split System | 32600 | 19 | 10 | 2.1 | R-454B | 650
216891876 | SURE | RD18AY36AJVC | TCFY3621MTANM | S951V0705A21UHU | Split System | 32600 | 19 | 10 | 2.1 | R-454B | 650
216892061 | SURE | RD18AY36AJVC | TCFY3624MTANM | S97MV1155A24DH | Split System | 32600 | 19 | 10 | 2.1 | R-454B | 650
216891882 | SURE | RD18AY36AJVC | TCFY3621MTANM | S97MV1005A21DH | Split System | 32600 | 19 | 10 | 2.1 | R-454B | 650
216892053 | SURE | RD18AY36AJVC | TCFY3624MTANM | S98MV1155A24UP | Split System | 32600 | 19 | 10 | 2.1 | R-454B | 650
216891916 | SURE | RD18AY36AJVC | TCFY3621MTANM | S98MV0855A21UP | Split System | 32600 | 19 | 10 | 2.1 | R-454B | 650
216892050 | SURE | RD18AY36AJVC | TCFY3624MTANM | S951V0705A21UHU | Split System | 32600 | 19 | 10 | 2.1 | R-454B | 650
216892056 | SURE | RD18AY36AJVC | TCFY3624MTANM | S98MV0855A21UP | Split System | 32600 | 19 | 10 | 2.1 | R-454B | 650
216892042 | SURE | RD18AY36AJVC | TCFY3624MTANM | S97MV1005A21DH | Split System | 32600 | 19 | 10 | 2.1 | R-454B | 650
216892051 | SURE | RD18AY36AJVC | TCFY3624MTANM | S97MV0855A21DH | Split System | 32600 | 19 | 10 | 2.1 | R-454B | 650
216892030 | SURE | RD18AY36AJVC | TCFY3624MTANM | S921V1155A24M4 | Split System | 32800 | 19 | 10 | 2.1 | R-454B | 650
216892064 | SURE | RD18AY36AJVC | TCFY3624MTANM | S962V1155A24M4 | Split System | 32800 | 19 | 10 | 2.1 | R-454B | 650
216892058 | SURE | RD18AY36AJVC | TCFY3624MTANM | S951V1155A24M4 | Split System | 32800 | 19 | 10 | 2.1 | R-454B | 650
216892071 | SURE | RD18AY48AJVC | SH2VY4824STACN |  | Split System | 41500 | 19 | 10 | 2.1 | R-454B | 650
216050992 | RHEEM | RP19AY24AJVC | RCFY2421HEAAM | R951V0703A17M4 | Split System | 22800 | 20 | 10 | 1.8 | R-454B | 650
216051030 | RHEEM | RP19AY24AJVC | RCFY2421HEAAM | R98MV0703A17UP | Split System | 22800 | 20 | 10 | 1.8 | R-454B | 650
216051027 | RHEEM | RP19AY24AJVC | RCFY2421HEAAM | R97MV1005A21DH | Split System | 22800 | 20 | 10 | 1.8 | R-454B | 650
216051017 | RUUD | UP19AY24AJVC | RCFY2421HEAAM | R962V0703A17M4 | Split System | 22800 | 20 | 10 | 1.8 | R-454B | 650
216050989 | RUUD | UP19AY24AJVC | RCFY2421HEAAM | R951V0703A17M4 | Split System | 22800 | 20 | 10 | 1.8 | R-454B | 650
216051032 | RUUD | UP19AY24AJVC | RCFY2421HEAAM | U98MV0703A17UPS | Split System | 22800 | 20 | 10 | 1.8 | R-454B | 650
216051011 | RUUD | UP19AY24AJVC | RCFY2421HEAAM | U97MV1005A21DHS | Split System | 22800 | 20 | 10 | 1.8 | R-454B | 650
216453172 | AMERICAN STANDARD | 5A6V0X48A1 | 5PX*D010AS3 | S8V2D120M5PCB | Split System | 46000 | 20.4 | 10 | 2.1 | R-454B | 650
216453216 | AMERICAN STANDARD | 5A6V0X48A1 | 5TXCD010AS3 | S8V2D120M5PCB | Split System | 46000 | 20.4 | 10 | 2.1 | R-454B | 650
216453176 | AMERICAN STANDARD | 5A6V0X48A1 | 5PX*D010AS3 | S8V2D120M5PDB | Split System | 46000 | 20.4 | 10 | 2.1 | R-454B | 650
216453212 | AMERICAN STANDARD | 5A6V0X48A1 | 5TXCD010AS3 | S8V2D120M5PDB | Split System | 46000 | 20.4 | 10 | 2.1 | R-454B | 650
216453215 | TRANE | 5TWV0X48A1 | 5TXCD010AS3 | S8V2D120M5PCB | Split System | 46000 | 20.4 | 10 | 2.1 | R-454B | 650
216453171 | TRANE | 5TWV0X48A1 | 5PX*D010AS3 | S8V2D120M5PCB | Split System | 46000 | 20.4 | 10 | 2.1 | R-454B | 650
216453211 | TRANE | 5TWV0X48A1 | 5TXCD010AS3 | S8V2D120M5PDB | Split System | 46000 | 20.4 | 10 | 2.1 | R-454B | 650
216453175 | TRANE | 5TWV0X48A1 | 5PX*D010AS3 | S8V2D120M5PDB | Split System | 46000 | 20.4 | 10 | 2.1 | R-454B | 650
216612200 | AMERICAN STANDARD | 5A6V0X24A1 | 5PX*B006AS3 | S9V2B080U4VSB+LRP | Split System | 22200 | 21 | 10 | 2.2 | R-454B | 650
216612199 | TRANE | 5TWV0X24A1 | 5PX*B006AS3 | S9V2B080U4VSB+LRP | Split System | 22200 | 21 | 10 | 2.2 | R-454B | 650
216612218 | AMERICAN STANDARD | 5A6V0X24A1 | 5TXCB006AS3 | S9V2B080U4VSB+LRP | Split System | 22200 | 21.2 | 10 | 2.2 | R-454B | 650
216612217 | TRANE | 5TWV0X24A1 | 5TXCB006AS3 | S9V2B080U4VSB+LRP | Split System | 22200 | 21.2 | 10 | 2.2 | R-454B | 650
216612220 | AMERICAN STANDARD | 5A6V0X24A1 | 5TXCB006AS3 | S8V2B060M4PCB | Split System | 22000 | 21.4 | 10 | 2.2 | R-454B | 650
216612219 | TRANE | 5TWV0X24A1 | 5TXCB006AS3 | S8V2B060M4PCB | Split System | 22000 | 21.4 | 10 | 2.2 | R-454B | 650
216612213 | TRANE | 5TWV0X24A1 | 5TXCB006AS3 | S9V2B060U4VSB+LRP | Split System | 22200 | 21.4 | 10 | 2.2 | R-454B | 650
217179354 | AMERICAN STANDARD | 5A6V0X24A1 | 5TXCB006AS3 | S9V2B040U3VSB+LRP | Split System | 22200 | 21.8 | 10 | 2.2 | R-454B | 650
216612222 | AMERICAN STANDARD | 5A6V0X24A1 | 5TXCB006AS3 | S8V2B080M4PCB | Split System | 22200 | 21.8 | 10 | 2.2 | R-454B | 650
217179353 | TRANE | 5TWV0X24A1 | 5TXCB006AS3 | S9V2B040U3VSB+LRP | Split System | 22200 | 21.8 | 10 | 2.2 | R-454B | 650
216453080 | AMERICAN STANDARD | 5A6V0X24A1 | 5PX*B006AS3 | S8V2B080M4PCB | Split System | 22200 | 22 | 10 | 2.2 | R-454B | 650
216453078 | AMERICAN STANDARD | 5A6V0X24A1 | 5PX*B006AS3 | S8V2B080M4PDB | Split System | 22200 | 22 | 10 | 2.2 | R-454B | 650
216453079 | TRANE | 5TWV0X24A1 | 5PX*B006AS3 | S8V2B080M4PCB | Split System | 22200 | 22 | 10 | 2.2 | R-454B | 650
216453077 | TRANE | 5TWV0X24A1 | 5PX*B006AS3 | S8V2B080M4PDB | Split System | 22200 | 22 | 10 | 2.2 | R-454B | 650
217179356 | AMERICAN STANDARD | 5A6V0X24A1 | 5TXCB006AS3 | *UHMB080CCV3+LRP | Split System | 22200 | 22.4 | 10 | 2.2 | R-454B | 650
217179358 | AMERICAN STANDARD | 5A6V0X24A1 | 5TXCB006AS3 | *UHMB060CCV3+LRP | Split System | 22200 | 22.4 | 10 | 2.2 | R-454B | 650
217179355 | TRANE | 5TWV0X24A1 | 5TXCB006AS3 | *UHMB080CCV3+LRP | Split System | 22200 | 22.4 | 10 | 2.2 | R-454B | 650
217179357 | TRANE | 5TWV0X24A1 | 5TXCB006AS3 | *UHMB060CCV3+LRP | Split System | 22200 | 22.4 | 10 | 2.2 | R-454B | 650
216620320 | YISO | YOHA2-60CB | YAHA2-36CB |  | Split System | 35200 | 19 | 10 | 1.9 | R-454B | 650
216613170 | FRIEDRICH | RD18AY36AJVC | RH2VY3621MTACN |  | Split System | 32800 | 19 | 10 | 2.1 | R-454B | 650
216453140 | AMERICAN STANDARD | 5A6V0X36A1 | 5TXCD010AS3 | S8V2D120M5PCB | Split System | 36200 | 20.8 | 10 | 2.2 | R-454B | 650
216453138 | AMERICAN STANDARD | 5A6V0X36A1 | 5TXCD010AS3 | S8V2D120M5PDB | Split System | 36200 | 20.8 | 10 | 2.2 | R-454B | 650
216453139 | TRANE | 5TWV0X36A1 | 5TXCD010AS3 | S8V2D120M5PCB | Split System | 36200 | 20.8 | 10 | 2.2 | R-454B | 650
216453137 | TRANE | 5TWV0X36A1 | 5TXCD010AS3 | S8V2D120M5PDB | Split System | 36200 | 20.8 | 10 | 2.2 | R-454B | 650
216453112 | AMERICAN STANDARD | 5A6V0X36A1 | 5PX*D010AS3 | S8V2D120M5PCB | Split System | 36200 | 21 | 10 | 2.2 | R-454B | 650
216453110 | AMERICAN STANDARD | 5A6V0X36A1 | 5PX*D010AS3 | S8V2D120M5PDB | Split System | 36200 | 21 | 10 | 2.2 | R-454B | 650
216051035 | RHEEM | RP19AY24AJVC | RCFY2421HEAAM | R97MV0703A17DH | Split System | 22800 | 21 | 10 | 1.8 | R-454B | 650
216051002 | RHEEM | RP19AY24AJVC | RCFY2421HEAAM | R951V0603A17M4 | Split System | 22800 | 21 | 10 | 1.8 | R-454B | 650
216051038 | RHEEM | RP19AY24AJVC | RCFY2421HEAAM | R97MV0603A17DH | Split System | 22800 | 21 | 10 | 1.8 | R-454B | 650
216051024 | RHEEM | RP19AY24AJVC | RCFY2421HEAAM | R98MV0603A17UP | Split System | 22800 | 21 | 10 | 1.8 | R-454B | 650
216051010 | RHEEM | RP19AY24AJVC | RCFY2421HEAAM | R97MV0855A21DH | Split System | 22800 | 21 | 10 | 1.8 | R-454B | 650
216051037 | RHEEM | RP19AY24AJVC | RCFY2421HEAAM | R962V0403A17M4 | Split System | 22800 | 21 | 10 | 1.8 | R-454B | 650
216051008 | RHEEM | RP19AY24AJVC | RCFY2421HEAAM | R962V0603A17M4 | Split System | 22800 | 21 | 10 | 1.8 | R-454B | 650
216051016 | RHEEM | RP19AY24AJVC | RCFY2421HEAAM | R98MV1005A21UP | Split System | 22800 | 21 | 10 | 1.8 | R-454B | 650
216051009 | RUUD | UP19AY24AJVC | RCFY2421HEAAM | R962V0603A17M4 | Split System | 22800 | 21 | 10 | 1.8 | R-454B | 650
216051018 | RUUD | UP19AY24AJVC | RCFY2421HEAAM | U97MV0703A17DHS | Split System | 22800 | 21 | 10 | 1.8 | R-454B | 650
216051021 | RUUD | UP19AY24AJVC | RCFY2421HEAAM | U98MV1005A21UPS | Split System | 22800 | 21 | 10 | 1.8 | R-454B | 650
216050991 | RUUD | UP19AY24AJVC | RCFY2421HEAAM | R951V0403A17M4 | Split System | 22800 | 21 | 10 | 1.8 | R-454B | 650
216051039 | RUUD | UP19AY24AJVC | RCFY2421HEAAM | U98MV0855A21UPS | Split System | 22800 | 21 | 10 | 1.8 | R-454B | 650
216051029 | RUUD | UP19AY24AJVC | RCFY2421HEAAM | U97MV0855A21DHS | Split System | 22800 | 21 | 10 | 1.8 | R-454B | 650
216453111 | TRANE | 5TWV0X36A1 | 5PX*D010AS3 | S8V2D120M5PCB | Split System | 36200 | 21 | 10 | 2.2 | R-454B | 650
216453109 | TRANE | 5TWV0X36A1 | 5PX*D010AS3 | S8V2D120M5PDB | Split System | 36200 | 21 | 10 | 2.2 | R-454B | 650
217178755 | Viessmann | D5CSHAH18AAK | D5FSAAH18XBK |  | Split System | 18000 | 18.2 | 10.1 | 2.2 | R-454B | 650
215449744 | Breeze33 | BZ33-INV18OUT2-454-G3-J | BZ33-AHU18-454-G3-J |  | Split System | 18000 | 19 | 10.1 | 2.12 | R-454B | 650
217162467 | Mitsutomo | UHO18-NB-LA-Q | UHMX3-18-AB-LA-Q |  | Split System | 18000 | 19 | 10.1 | 2.12 | R-454B | 650
216776109 | LENNOX | SL22KLV-024-230A** | CK40HT-42B-**+TDR | SL297UH060NV36B* | Split System | 23000 | 19.5 | 10.2 | 2.24 | R-454B | 650
217162343 | AI AIR CONDITIONING | AUO19-30N2-M3H | AUE-30N2-LM3E |  | Split System | 30000 | 17.5 | 10.2 | 2 | R-454B | 650
217678215 | COMFORTSTAR | CPH3-30CD(O) | CWM3-30-SG3 |  | Split System | 30000 | 17.5 | 10.2 | 2 | R-454B | 650
216607263 | MIDEA | MO1HE-H30B-2A | MAWHE-H30B-2A |  | Split System | 30000 | 17.5 | 10.2 | 2 | R-454B | 650
217557332 | BRYANT | 37MUHAQ18AA3 | D5FUHAH24XAK |  | Split System | 18000 | 19 | 10.2 | 2.12 | R-454B | 650
217557341 | CARRIER | 37MUHAQ18AA3 | D5FUHAH24XAK |  | Split System | 18000 | 19 | 10.2 | 2.12 | R-454B | 650
217178772 | Viessmann | D5CUHAH18AAK | D5FUHAH24XAK |  | Split System | 18000 | 19 | 10.2 | 2.12 | R-454B | 650
217169707 | CENTURY | A-VXP36SA-1 | B-VXP36SA-1 |  | Split System | 36000 | 17.4 | 10.3 | 1.9 | R-454B | 650
217169701 | Comfort Aire | A-VXP36SA-1 | B-VXP36SA-1 |  | Split System | 36000 | 17.4 | 10.3 | 1.9 | R-454B | 650
216097077 | COMFORT-AIRE | A-VXP36TA-1 | B-VXP36TA-1 |  | Split System | 36000 | 17.4 | 10.3 | 1.9 | R-454B | 650
217169713 | Kerr | A-KXP36SA-1 | B-KXP36SA-1 |  | Split System | 36000 | 17.4 | 10.3 | 1.9 | R-454B | 650
217162462 | Mitsutomo | UHO36-NB-LA-Q | UHM36-CB-LA-Q |  | Split System | 36000 | 17.4 | 10.3 | 1.9 | R-454B | 650
217178767 | Viessmann | D5CUHAH36AAK | D5FUAAH36XAK |  | Split System | 36000 | 17.4 | 10.3 | 1.9 | R-454B | 650
217162349 | AI AIR CONDITIONING | AUO19-18N2-M3H | AUP-18N2-HM3 |  | Split System | 18000 | 16.8 | 10.5 | 1.8 | R-454B | 650
216620291 | MDV | MOX430-18HFN10-M3X | MVBL-18HWFN10-MH3 |  | Split System | 18000 | 16.8 | 10.5 | 1.8 | R-454B | 650
217563474 | ApooDr | AHU3G-30HFN-B | AHU3G-30HFN-A |  | Split System | 30000 | 17.2 | 10.8 | 1.97 | R-454B | 650
217162469 | Mitsutomo | UHO30-NB-LA-Q | UHMX3-30-BB-LA-Q |  | Split System | 30000 | 17.2 | 10.8 | 1.97 | R-454B | 650
217557335 | BRYANT | 37MUHAQ30AA3 | D5FUHAH36XAK |  | Split System | 30000 | 17.2 | 10.8 | 1.97 | R-454B | 650
217178773 | Viessmann | D5CUHAH30AAK | D5FUHAH36XAK |  | Split System | 30000 | 17.2 | 10.8 | 1.97 | R-454B | 650
217162341 | AI AIR CONDITIONING | AUO19-18N2-M3H | AUE-18N2-MM3E |  | Split System | 18000 | 19.3 | 10.8 | 2.1 | R-454B | 650
217678213 | COMFORTSTAR | CPH3-18CD(O) | CWM3-18-SG3 |  | Split System | 18000 | 19.3 | 10.8 | 2.1 | R-454B | 650
216607261 | MIDEA | MO1HE-H18B-2A | MAWHE-H18B-2A |  | Split System | 18000 | 19.3 | 10.8 | 2.1 | R-454B | 650
217504537 | AC PRO | BH719M36P-**A | BC724[C,U]BT-**+TDR |  | Split System | 23000 | 15.5 | 8.5 | 1.98 | R-454B | 650
217504578 | AC PRO | BH719M36P-**A | BC724[C,U]AT-**+TDR |  | Split System | 23000 | 15.5 | 8.5 | 1.98 | R-454B | 650
217505491 | BLUERIDGE | BH719M36P-**A | BC724[C,U]AT-**+TDR |  | Split System | 23000 | 15.5 | 8.5 | 1.98 | R-454B | 650
217505467 | BLUERIDGE | BH719M36P-**A | BC724[C,U]BT-**+TDR |  | Split System | 23000 | 15.5 | 8.5 | 1.98 | R-454B | 650
217493199 | Breeze33 | 7HP19V36P-**A | 7E[C,U]24BX-**+TDR |  | Split System | 23000 | 15.5 | 8.5 | 1.98 | R-454B | 650
217493215 | Breeze33 | 7HP19V36P-**A | 7E[C,U]24AX-**+TDR |  | Split System | 23000 | 15.5 | 8.5 | 1.98 | R-454B | 650
217504262 | Century | HSA1936V1-**A | 7E[C,U]24AX-**+TDR |  | Split System | 23000 | 15.5 | 8.5 | 1.98 | R-454B | 650
217504244 | Century | HSA1936V1-**A | 7E[C,U]24BX-**+TDR |  | Split System | 23000 | 15.5 | 8.5 | 1.98 | R-454B | 650
217504637 | COMFORT-AIRE | HSA1936V1-**A | 7E[C,U]24BX-**+TDR |  | Split System | 23000 | 15.5 | 8.5 | 1.98 | R-454B | 650
217504652 | COMFORT-AIRE | HSA1936V1-**A | 7E[C,U]24AX-**+TDR |  | Split System | 23000 | 15.5 | 8.5 | 1.98 | R-454B | 650
217505027 | SINCLAIR AIR CONDITIONING | BH719M36P-**A | BC724[C,U]BT-**+TDR |  | Split System | 23000 | 15.5 | 8.5 | 1.98 | R-454B | 650
217505043 | SINCLAIR AIR CONDITIONING | BH719M36P-**A | BC724[C,U]AT-**+TDR |  | Split System | 23000 | 15.5 | 8.5 | 1.98 | R-454B | 650
217150233 | AMERICAN STANDARD | 5A6V8X36A1 | 5PXFH005AZ3 | L8V1B080U4VSB+LRP | Split System | 31000 | 18 | 8.5 | 2 | R-454B | 650
217150229 | AMERICAN STANDARD | 5A6V8X36A1 | 5PXFH005AZ3 | *UHMB080CCV3+LRP | Split System | 31000 | 18 | 8.5 | 2 | R-454B | 650
217150249 | AMERICAN STANDARD | 5A6V8X36A1 | 5PXFH005AZ3 | S9V2B040U3VSB+LRP | Split System | 31000 | 18 | 8.5 | 2 | R-454B | 650
217150258 | AMERICAN STANDARD | 5A6V8X36A1 | 5PXFH005AZ3 | S9V2B080U4VSB+LRP | Split System | 31000 | 18 | 8.5 | 2 | R-454B | 650
217150228 | AMERICAN STANDARD | 5A6V8X36A1 | 5PXFH005AZ3 | *UHMB060CCV3+LRP | Split System | 31200 | 18 | 8.5 | 2 | R-454B | 650
217150247 | AMERICAN STANDARD | 5A6V8X36A1 | 5PXFH005AZ3 | S9V2B040D3VSB+LRP | Split System | 31200 | 18 | 8.5 | 2 | R-454B | 650
217150256 | AMERICAN STANDARD | 5A6V8X36A1 | 5PXFH005AZ3 | S9V2B080D4VSB+LRP | Split System | 31200 | 18 | 8.5 | 2 | R-454B | 650
217150237 | AMERICAN STANDARD | 5A6V8X36A1 | 5PXFH005AZ3 | S8V2B060M4PDB | Split System | 31400 | 18 | 8.5 | 2 | R-454B | 650
217150238 | AMERICAN STANDARD | 5A6V8X36A1 | 5PXFH005AZ3 | S8V2B080M4PCB | Split System | 31400 | 18 | 8.5 | 2 | R-454B | 650
217150254 | AMERICAN STANDARD | 5A6V8X36A1 | 5PXFH005AZ3 | S9V2B060U4VSB+LRP | Split System | 31600 | 18 | 8.5 | 2 | R-454B | 650
217150252 | AMERICAN STANDARD | 5A6V8X36A1 | 5PXFH005AZ3 | S9V2B060U3VSB+LRP | Split System | 31600 | 18 | 8.5 | 2 | R-454B | 650
217150239 | AMERICAN STANDARD | 5A6V8X36A1 | 5PXFH005AZ3 | S8V2B080M4PDB | Split System | 31600 | 18 | 8.5 | 2 | R-454B | 650
217150263 | AMERICAN STANDARD | 5A6V8X36A1 | 5PXFH005AZ3 | S9V2C100D5VSB+LRP | Split System | 31800 | 18 | 8.5 | 2 | R-454B | 650
217150261 | AMERICAN STANDARD | 5A6V8X36A1 | 5PXFH005AZ3 | S9V2C100D4VSB+LRP | Split System | 31800 | 18 | 8.5 | 2 | R-454B | 650
217152229 | AMERICAN STANDARD | 5A6V8X60A1 | 5PXFH009AZ3 | S8V2C080M5PDB | Split System | 52000 | 18 | 8.5 | 2 | R-454B | 650
217152228 | AMERICAN STANDARD | 5A6V8X60A1 | 5PXFH009AZ3 | S8V2C080M5PCB | Split System | 52000 | 18 | 8.5 | 2 | R-454B | 650
217152226 | AMERICAN STANDARD | 5A6V8X60A1 | 5PXFH009AZ3 | *UHMD120CCV5+LRP | Split System | 52000 | 18 | 8.5 | 2 | R-454B | 650
217152233 | AMERICAN STANDARD | 5A6V8X60A1 | 5PXFH009AZ3 | S8V2D120M5PDB | Split System | 52500 | 18 | 8.5 | 2 | R-454B | 650
217152232 | AMERICAN STANDARD | 5A6V8X60A1 | 5PXFH009AZ3 | S8V2D120M5PCB | Split System | 52500 | 18 | 8.5 | 2 | R-454B | 650
217152231 | AMERICAN STANDARD | 5A6V8X60A1 | 5PXFH009AZ3 | S8V2C100M5PDB | Split System | 52500 | 18 | 8.5 | 2 | R-454B | 650
217152230 | AMERICAN STANDARD | 5A6V8X60A1 | 5PXFH009AZ3 | S8V2C100M5PCB | Split System | 52500 | 18 | 8.5 | 2 | R-454B | 650
217152235 | AMERICAN STANDARD | 5A6V8X60A1 | 5PXFH009AZ3 | S9V2C080U5VSB+LRP | Split System | 52500 | 18 | 8.5 | 2 | R-454B | 650
217152239 | AMERICAN STANDARD | 5A6V8X60A1 | 5PXFH009AZ3 | S9V2C100U5VSB+LRP | Split System | 52500 | 18 | 8.5 | 2 | R-454B | 650
217150230 | AMERICAN STANDARD | 5A6V8X36A1 | 5PXFH005AZ3 | *UHMC100CCV4+LRP | Split System | 30800 | 18 | 8.5 | 2.1 | R-454B | 650
217150240 | AMERICAN STANDARD | 5A6V8X36A1 | 5PXFH005AZ3 | S8V2C080M5PCB | Split System | 30800 | 18 | 8.5 | 2.1 | R-454B | 650
217150241 | AMERICAN STANDARD | 5A6V8X36A1 | 5PXFH005AZ3 | S8V2C080M5PDB | Split System | 30800 | 18 | 8.5 | 2.1 | R-454B | 650
217150264 | AMERICAN STANDARD | 5A6V8X36A1 | 5PXFH005AZ3 | S9V2C100U4VSB+LRP | Split System | 31200 | 18 | 8.5 | 2.1 | R-454B | 650
217150266 | AMERICAN STANDARD | 5A6V8X36A1 | 5PXFH005AZ3 | S9V2C100U5VSB+LRP | Split System | 31200 | 18 | 8.5 | 2.1 | R-454B | 650
217150260 | AMERICAN STANDARD | 5A6V8X36A1 | 5PXFH005AZ3 | S9V2C080U5VSB+LRP | Split System | 31200 | 18 | 8.5 | 2.1 | R-454B | 650
217152215 | AMERICAN STANDARD | 5A6V8X48A1 | 5PXFH009AZ3 | S9V2B060U4VSB+LRP | Split System | 43500 | 18 | 8.5 | 2.1 | R-454B | 650
217152202 | AMERICAN STANDARD | 5A6V8X48A1 | 5PXFH009AZ3 | L8V1B080U4VSB+LRP | Split System | 43500 | 18 | 8.5 | 2.1 | R-454B | 650
217152204 | AMERICAN STANDARD | 5A6V8X48A1 | 5PXFH009AZ3 | S8V2B060M4PCB | Split System | 43500 | 18 | 8.5 | 2.1 | R-454B | 650
217152205 | AMERICAN STANDARD | 5A6V8X48A1 | 5PXFH009AZ3 | S8V2B060M4PDB | Split System | 43500 | 18 | 8.5 | 2.1 | R-454B | 650
217152206 | AMERICAN STANDARD | 5A6V8X48A1 | 5PXFH009AZ3 | S8V2B080M4PCB | Split System | 43500 | 18 | 8.5 | 2.1 | R-454B | 650
217152207 | AMERICAN STANDARD | 5A6V8X48A1 | 5PXFH009AZ3 | S8V2B080M4PDB | Split System | 43500 | 18 | 8.5 | 2.1 | R-454B | 650
217152219 | AMERICAN STANDARD | 5A6V8X48A1 | 5PXFH009AZ3 | S9V2C080U5VSB+LRP | Split System | 44000 | 18 | 8.5 | 2.1 | R-454B | 650
217152217 | AMERICAN STANDARD | 5A6V8X48A1 | 5PXFH009AZ3 | S9V2B080U4VSB+LRP | Split System | 44000 | 18 | 8.5 | 2.1 | R-454B | 650
217152224 | AMERICAN STANDARD | 5A6V8X48A1 | 5PXFH009AZ3 | S9V2C100U5VSB+LRP | Split System | 44500 | 18 | 8.5 | 2.1 | R-454B | 650
217152227 | AMERICAN STANDARD | 5A6V8X60A1 | 5PXFH009AZ3 | L8V1C100U5VSB+LRP | Split System | 52500 | 18 | 8.5 | 2 | R-454B | 650
217152243 | AMERICAN STANDARD | 5A6V8X60A1 | 5PXFH009AZ3 | S9V2D120U5VSB+LRP | Split System | 52500 | 18 | 8.5 | 2 | R-454B | 650
217150245 | AMERICAN STANDARD | 5A6V8X36A1 | 5PXFH005AZ3 | S8V2D120M5PDB | Split System | 32000 | 18 | 8.5 | 2.1 | R-454B | 650
217150244 | AMERICAN STANDARD | 5A6V8X36A1 | 5PXFH005AZ3 | S8V2D120M5PCB | Split System | 32000 | 18 | 8.5 | 2.1 | R-454B | 650
217152199 | AMERICAN STANDARD | 5A6V8X48A1 | 5PXFH009AZ3 | *DHMC100CCV4+LRP | Split System | 43500 | 18 | 8.5 | 2.1 | R-454B | 650
217152208 | AMERICAN STANDARD | 5A6V8X48A1 | 5PXFH009AZ3 | S8V2C080M5PCB | Split System | 44000 | 18 | 8.5 | 2.1 | R-454B | 650
217152209 | AMERICAN STANDARD | 5A6V8X48A1 | 5PXFH009AZ3 | S8V2C080M5PDB | Split System | 44000 | 18 | 8.5 | 2.1 | R-454B | 650
217152220 | AMERICAN STANDARD | 5A6V8X48A1 | 5PXFH009AZ3 | S9V2C100D4VSB+LRP | Split System | 44000 | 18 | 8.5 | 2.1 | R-454B | 650
217152222 | AMERICAN STANDARD | 5A6V8X48A1 | 5PXFH009AZ3 | S9V2C100U4VSB+LRP | Split System | 44000 | 18 | 8.5 | 2.1 | R-454B | 650
217152200 | AMERICAN STANDARD | 5A6V8X48A1 | 5PXFH009AZ3 | *UHMC100CCV4+LRP | Split System | 44000 | 18 | 8.5 | 2.1 | R-454B | 650
217152201 | AMERICAN STANDARD | 5A6V8X48A1 | 5PXFH009AZ3 | *UHMD120CCV5+LRP | Split System | 43500 | 18 | 8.5 | 2.2 | R-454B | 650
217152210 | AMERICAN STANDARD | 5A6V8X48A1 | 5PXFH009AZ3 | S8V2C100M5PCB | Split System | 44000 | 18 | 8.5 | 2.2 | R-454B | 650
217152211 | AMERICAN STANDARD | 5A6V8X48A1 | 5PXFH009AZ3 | S8V2C100M5PDB | Split System | 44000 | 18 | 8.5 | 2.2 | R-454B | 650
217152212 | AMERICAN STANDARD | 5A6V8X48A1 | 5PXFH009AZ3 | S8V2D120M5PCB | Split System | 44500 | 18 | 8.5 | 2.2 | R-454B | 650
217152203 | AMERICAN STANDARD | 5A6V8X48A1 | 5PXFH009AZ3 | L8V1C100U5VSB+LRP | Split System | 44500 | 18 | 8.5 | 2.2 | R-454B | 650
217152213 | AMERICAN STANDARD | 5A6V8X48A1 | 5PXFH009AZ3 | S8V2D120M5PDB | Split System | 44500 | 18 | 8.5 | 2.2 | R-454B | 650
217150215 | AMERICAN STANDARD | 5A6V8X24A1 | 5PXFH005AZ3 | *DHMB080CCV3+LRP | Split System | 20200 | 18 | 8.5 | 2.2 | R-454B | 650
217150214 | AMERICAN STANDARD | 5A6V8X24A1 | 5PXFH005AZ3 | *DHMB060CCV3+LRP | Split System | 20200 | 18 | 8.5 | 2.2 | R-454B | 650
217150219 | AMERICAN STANDARD | 5A6V8X24A1 | 5PXFH005AZ3 | S8V2A040M3PCB | Split System | 20400 | 18 | 8.5 | 2.2 | R-454B | 650
217150220 | AMERICAN STANDARD | 5A6V8X24A1 | 5PXFH005AZ3 | S8V2A040M3PDB | Split System | 20400 | 18 | 8.5 | 2.2 | R-454B | 650
217150218 | AMERICAN STANDARD | 5A6V8X24A1 | 5PXFH005AZ3 | L8V1B080U4VSB+LRP | Split System | 20400 | 18 | 8.5 | 2.2 | R-454B | 650
217150216 | AMERICAN STANDARD | 5A6V8X24A1 | 5PXFH005AZ3 | L8V1A040U3VSB+LRP | Split System | 20400 | 18 | 8.5 | 2.2 | R-454B | 650
217150222 | AMERICAN STANDARD | 5A6V8X24A1 | 5PXFH005AZ3 | S8V2B080M4PDB | Split System | 20400 | 18 | 8.5 | 2.2 | R-454B | 650
217150221 | AMERICAN STANDARD | 5A6V8X24A1 | 5PXFH005AZ3 | S8V2B080M4PCB | Split System | 20400 | 18 | 8.5 | 2.2 | R-454B | 650
217150217 | AMERICAN STANDARD | 5A6V8X24A1 | 5PXFH005AZ3 | L8V1A060U3VSB+LRP | Split System | 20400 | 18 | 8.5 | 2.2 | R-454B | 650
217676854 | BRYANT HEATING AND COOLING SYSTEMS | 290VAN060**AA* | C(A,C,D,E)60C3J+TDR | 83*CB60100C21*** | Split System | 51000 | 18 | 8.1 | 2.38 | R-454B | 650
217192352 | BRYANT HEATING AND COOLING SYSTEMS | 37MURAQ24AA3 | D(A,C,E)24A3J+TDR | 926TC36060V14*** | Split System | 22000 | 15.2 | 8.1 | 2.91 | R-454B | 650
217192328 | BRYANT HEATING AND COOLING SYSTEMS | 37MURAQ24AA3 | D(A,C,E)24A3J+TDR | 926SB36060V14*** | Split System | 22000 | 15.2 | 8.1 | 2.91 | R-454B | 650
217192272 | BRYANT HEATING AND COOLING SYSTEMS | 37MURAQ24AA3 | D(A,C,E)36A3J+TDR | 83*SB60080M21*** | Split System | 21800 | 15.2 | 8.1 | 2.93 | R-454B | 650
217192265 | BRYANT HEATING AND COOLING SYSTEMS | 37MURAQ24AA3 | D(A,C,E)30A3J+TDR | 83*SB36040M17*** | Split System | 21800 | 15.5 | 8.1 | 2.87 | R-454B | 650
217192190 | BRYANT HEATING AND COOLING SYSTEMS | 37MURAQ24AA3 | D(A,C,E)30A3J+TDR | 8(0,1)*SB36070M14*** | Split System | 21800 | 15.5 | 8.1 | 2.87 | R-454B | 650
217192192 | BRYANT HEATING AND COOLING SYSTEMS | 37MURAQ24AA3 | D(A,C,E)24A3J+TDR | 8(0,1)*SB36070M17*** | Split System | 22000 | 15.5 | 8.1 | 2.89 | R-454B | 650
217179617 | GE Appliances | NS18H36HA5*** | D(A,C,E)36A3J+TDR | NF97D070V4B*** | Split System | 31000 | 16.5 | 8.1 | 2.5 | R-454B | 650
216056771 | YORK | HH860E2S11 | C(A,C,D,E)48A3K+TDR | YP9C100C16MP13 | Split System | 30800 | 16.5 | 8.1 | 2 | R-454B | 650
216056770 | YORK | HH860E2S11 | C(A,C,D,E)48A3K+TDR | YP9C080C16MP13 | Split System | 31400 | 16.5 | 8.1 | 2 | R-454B | 650
217179618 | GE Appliances | NS18H36HA5*** | D(A,C,E)36B3J+TDR | NF97D070V4B*** | Split System | 31400 | 17 | 8.1 | 2.51 | R-454B | 650
216056772 | YORK | HH860E2S11 | C(A,C,D,E)48A3K+TDR | YP9C100C20MP13 | Split System | 30800 | 17.5 | 8.1 | 2 | R-454B | 650
217192329 | BRYANT HEATING AND COOLING SYSTEMS | 37MURAQ24AA3 | D(A,C,E)30A3J+TDR | 926SB36060V14*** | Split System | 22400 | 15.2 | 8.1 | 2.9 | R-454B | 650
217192353 | BRYANT HEATING AND COOLING SYSTEMS | 37MURAQ24AA3 | D(A,C,E)30A3J+TDR | 926TC36060V14*** | Split System | 22400 | 15.2 | 8.1 | 2.9 | R-454B | 650
217192278 | BRYANT HEATING AND COOLING SYSTEMS | 37MURAQ24AA3 | D(A,C,E)30A3J+TDR | 912SE36060M14*** | Split System | 22600 | 15.2 | 8.1 | 2.9 | R-454B | 650
217192308 | BRYANT HEATING AND COOLING SYSTEMS | 37MURAQ24AA3 | D(A,C,E)30A3J+TDR | 916SA48080M17*** | Split System | 22400 | 15.2 | 8.1 | 2.91 | R-454B | 650
217192277 | BRYANT HEATING AND COOLING SYSTEMS | 37MURAQ24AA3 | D(A,C,E)24A3J+TDR | 912SE36060M14*** | Split System | 22400 | 15.2 | 8.1 | 2.91 | R-454B | 650
217192360 | BRYANT HEATING AND COOLING SYSTEMS | 37MURAQ24AA3 | D(A,C,E)36A3J+TDR | 926TC48080V17*** | Split System | 22400 | 15.2 | 8.1 | 2.94 | R-454B | 650
217192288 | BRYANT HEATING AND COOLING SYSTEMS | 37MURAQ24AA3 | D(A,C,E)36A3J+TDR | 912SE60080M21*** | Split System | 23000 | 15.2 | 8.1 | 2.96 | R-454B | 650
217192403 | BRYANT HEATING AND COOLING SYSTEMS | 37MURAQ24AA3 | D(A,C,E)36A3J+TDR | 935SB60100M21*** | Split System | 22600 | 15.2 | 8.1 | 2.98 | R-454B | 650
217192209 | BRYANT HEATING AND COOLING SYSTEMS | 37MURAQ24AA3 | D(A,C,E)36A3J+TDR | 8(0,1)*SB48090M21*** | Split System | 22600 | 15.2 | 8.1 | 2.98 | R-454B | 650
217192215 | BRYANT HEATING AND COOLING SYSTEMS | 37MURAQ24AA3 | D(A,C,E)36A3J+TDR | 8(0,1)*SB60110M24*** | Split System | 22800 | 15.2 | 8.1 | 2.98 | R-454B | 650
217083951 | RUNTRU | A5HP5036A1 | D(A,C,E)36A3J+TDR | L9X1C100U5VSA | Split System | 30000 | 15.2 | 8.1 | 2.85 | R-454B | 650
217192241 | BRYANT HEATING AND COOLING SYSTEMS | 37MURAQ24AA3 | D(A,C,E)30A3J+TDR | 82*TB36070V14*** | Split System | 22400 | 15.5 | 8.1 | 2.9 | R-454B | 650
217192240 | BRYANT HEATING AND COOLING SYSTEMS | 37MURAQ24AA3 | D(A,C,E)24A3J+TDR | 82*TB36070V14*** | Split System | 22200 | 15.5 | 8.1 | 2.91 | R-454B | 650
217192225 | BRYANT HEATING AND COOLING SYSTEMS | 37MURAQ24AA3 | D(A,C,E)24A3J+TDR | 82*SB36070V14*** | Split System | 22200 | 15.5 | 8.1 | 2.91 | R-454B | 650
217677925 | BOSCH | BOVA-36RXB-M15S | D(A,C,E)36B4J+TDR | BGH96M080B3C | Split System | 31000 | 16 | 8.1 | 1.82 | R-454B | 650
217677924 | BOSCH | BOVA-36RXB-M15S | D(A,C,E)36B4J+TDR | BGH96M060B3C | Split System | 31000 | 16 | 8.1 | 1.82 | R-454B | 650
217191906 | BRYANT HEATING AND COOLING SYSTEMS | 37MUHAQ24AA3 | D(A,C,E)36A3J+TDR | 926TC60100V21*** | Split System | 20600 | 16 | 8.1 | 2.79 | R-454B | 650
217191779 | BRYANT HEATING AND COOLING SYSTEMS | 37MUHAQ24AA3 | D(A,C,E)36A3J+TDR | 83*SB60080M21*** | Split System | 20600 | 16 | 8.1 | 2.79 | R-454B | 650
216055525 | CHAMPION HEATING AND COOLING | HH824E2S11 | D(A,C,E)24B3K+TDR | TM9Y040A10MP11 | Split System | 20600 | 16.5 | 8.1 | 2 | R-454B | 650
216054594 | COLEMAN | HH824E2S11 | D(A,C,E)24B3K+TDR | TM9Y040A10MP11 | Split System | 20600 | 16.5 | 8.1 | 2 | R-454B | 650
216054872 | LUXAIRE | HH824E2S11 | D(A,C,E)24B3K+TDR | TM9Y040A10MP11 | Split System | 20600 | 16.5 | 8.1 | 2 | R-454B | 650
216056328 | YORK | HH824E2S11 | D(A,C,E)24B3K+TDR | TM9Y040A10MP11 | Split System | 20600 | 16.5 | 8.1 | 2 | R-454B | 650
216056156 | YORK | HH824E2S11 | C(A,C,D,E)24A3K+TDR | YPLC080B12MP13 | Split System | 21000 | 17 | 8.1 | 2 | R-454B | 650
216056150 | YORK | HH824E2S11 | C(A,C,D,E)24A3K+TDR | YP9C060B12MP13 | Split System | 21400 | 17 | 8.1 | 2 | R-454B | 650
216056153 | YORK | HH824E2S11 | C(A,C,D,E)24A3K+TDR | YP9C080B12MP13 | Split System | 21400 | 17 | 8.1 | 2 | R-454B | 650
216055008 | LUXAIRE | HH836E2S11 | C(A,C,D,E)36B3K+TDR | LP9C100C20MP13 | Split System | 31600 | 17.5 | 8.1 | 2 | R-454B | 650
216056773 | YORK | HH860E2S11 | C(A,C,D,E)48A3K+TDR | YP9C120D20MP13 | Split System | 31800 | 17.5 | 8.1 | 2 | R-454B | 650
216056777 | YORK | HH860E2S11 | C(A,C,D,E)48A3K+TDR | YPLC120C20MP13 | Split System | 32800 | 17.5 | 8.1 | 2 | R-454B | 650
217191884 | BRYANT HEATING AND COOLING SYSTEMS | 37MUHAQ24AA3 | D(A,C,E)30A3J+TDR | 926SB66120V24*** | Split System | 21400 | 15.5 | 8.1 | 2.89 | R-454B | 650
217677926 | BOSCH | BOVA-60RXB-M15S | D(A,C,E)60B3J+TDR | BGH96M080C4C | Split System | 41000 | 16 | 8.1 | 1.85 | R-454B | 650
217677927 | BOSCH | BOVA-60RXB-M15S | D(A,C,E)60B3J+TDR | BGH96M100C5C | Split System | 42500 | 16 | 8.1 | 1.85 | R-454B | 650
217677928 | BOSCH | BOVA-60RXB-M15S | D(A,C,E)60B3J+TDR | BGH96M100D5C | Split System | 43500 | 16 | 8.1 | 1.85 | R-454B | 650
217677929 | BOSCH | BOVA-60RXB-M15S | D(A,C,E)60B3J+TDR | BGH96M120D5C | Split System | 43500 | 16 | 8.1 | 1.85 | R-454B | 650
217666545 | BOSCH | BOVA-36RXB-M15S | L(E,G)M24FZ+TXV |  | Split System | 21400 | 16.9 | 8.1 | 1.88 | R-454B | 650
217666551 | BOSCH | BOVA-36RXB-M15S | L(E,G)M36AZ+TXV |  | Split System | 21400 | 16.9 | 8.1 | 1.88 | R-454B | 650
217048602 | BOSCH | BOVA-36RXB-M15S | AE*S+CM36B3J+TDR |  | Split System | 22400 | 17 | 8.1 | 1.88 | R-454B | 650
217666548 | BOSCH | BOVA-36RXB-M15S | L(E,G)M24IZ+TXV |  | Split System | 22800 | 17 | 8.1 | 1.88 | R-454B | 650
217666554 | BOSCH | BOVA-36RXB-M15S | L(E,G)M36DZ+TXV |  | Split System | 22800 | 17 | 8.1 | 1.88 | R-454B | 650
217666549 | BOSCH | BOVA-36RXB-M15S | L(E,G)M24JZ+TXV |  | Split System | 23000 | 17 | 8.1 | 1.88 | R-454B | 650
217048594 | BOSCH | BOVA-36RXB-M15S | L(E,G)M36EJ |  | Split System | 23000 | 17 | 8.1 | 1.88 | R-454B | 650
217666555 | BOSCH | BOVA-36RXB-M15S | L(E,G)M36EZ+TXV |  | Split System | 23000 | 17 | 8.1 | 1.88 | R-454B | 650
217191864 | BRYANT HEATING AND COOLING SYSTEMS | 37MUHAQ24AA3 | D(A,C,E)36A3J+TDR | 926SB30040V14*** | Split System | 20800 | 15.2 | 8.1 | 2.76 | R-454B | 650
217191729 | BRYANT HEATING AND COOLING SYSTEMS | 37MUHAQ24AA3 | D(A,C,E)24A3J+TDR | 82*SB60090V21*** | Split System | 20400 | 15.2 | 8.1 | 2.77 | R-454B | 650
217191750 | BRYANT HEATING AND COOLING SYSTEMS | 37MUHAQ24AA3 | D(A,C,E)24A3J+TDR | 82*TB60090V21*** | Split System | 20400 | 15.2 | 8.1 | 2.77 | R-454B | 650
217191840 | BRYANT HEATING AND COOLING SYSTEMS | 37MUHAQ24AA3 | D(A,C,E)36A3J+TDR | 916SA36060M14*** | Split System | 21000 | 15.2 | 8.1 | 2.78 | R-454B | 650
217191753 | BRYANT HEATING AND COOLING SYSTEMS | 37MUHAQ24AA3 | D(A,C,E)24A3J+TDR | 82*TB66110V21*** | Split System | 20200 | 15.2 | 8.1 | 2.79 | R-454B | 650
217191693 | BRYANT HEATING AND COOLING SYSTEMS | 37MUHAQ24AA3 | D(A,C,E)24A3J+TDR | 8(0,1)*SB48070M21*** | Split System | 20200 | 15.2 | 8.1 | 2.79 | R-454B | 650
217191907 | BRYANT HEATING AND COOLING SYSTEMS | 37MUHAQ24AA3 | D(A,C,E)24A3J+TDR | 926TC66100V21*** | Split System | 20200 | 15.2 | 8.1 | 2.8 | R-454B | 650
217191925 | BRYANT HEATING AND COOLING SYSTEMS | 37MUHAQ24AA3 | D(A,C,E)24A3J+TDR | 927TA66100V21*** | Split System | 20200 | 15.2 | 8.1 | 2.8 | R-454B | 650
217191850 | BRYANT HEATING AND COOLING SYSTEMS | 37MUHAQ24AA3 | D(A,C,E)24A3J+TDR | 916SA60100M21*** | Split System | 20400 | 15.2 | 8.1 | 2.8 | R-454B | 650
217191827 | BRYANT HEATING AND COOLING SYSTEMS | 37MUHAQ24AA3 | D(A,C,E)24A3J+TDR | 912SE66100M21*** | Split System | 20400 | 15.2 | 8.1 | 2.8 | R-454B | 650
217191686 | BRYANT HEATING AND COOLING SYSTEMS | 37MUHAQ24AA3 | D(A,C,E)36A3J+TDR | 8(0,1)*SB42045M17*** | Split System | 20800 | 15.2 | 8.1 | 2.8 | R-454B | 650
217191696 | BRYANT HEATING AND COOLING SYSTEMS | 37MUHAQ24AA3 | D(A,C,E)24A3J+TDR | 8(0,1)*SB48090M21*** | Split System | 20200 | 15.2 | 8.1 | 2.82 | R-454B | 650
217191826 | BRYANT HEATING AND COOLING SYSTEMS | 37MUHAQ24AA3 | D(A,C,E)36A3J+TDR | 912SE60120M24*** | Split System | 21600 | 15.2 | 8.1 | 2.9 | R-454B | 650
217191866 | BRYANT HEATING AND COOLING SYSTEMS | 37MUHAQ24AA3 | D(A,C,E)30A3J+TDR | 926SB36040V17*** | Split System | 20600 | 15.5 | 8.1 | 2.75 | R-454B | 650
217191890 | BRYANT HEATING AND COOLING SYSTEMS | 37MUHAQ24AA3 | D(A,C,E)30A3J+TDR | 926TC36040V17*** | Split System | 20600 | 15.5 | 8.1 | 2.75 | R-454B | 650
217191880 | BRYANT HEATING AND COOLING SYSTEMS | 37MUHAQ24AA3 | D(A,C,E)24A3J+TDR | 926SB60100V21*** | Split System | 20400 | 15.5 | 8.1 | 2.76 | R-454B | 650
217191997 | BRYANT HEATING AND COOLING SYSTEMS | 37MUHAQ24AA3 | D(A,C,E)24A3J+TDR | OVMAAB042112 | Split System | 20400 | 15.5 | 8.1 | 2.76 | R-454B | 650
217191821 | BRYANT HEATING AND COOLING SYSTEMS | 37MUHAQ24AA3 | D(A,C,E)24A3J+TDR | 912SE60100M21*** | Split System | 20000 | 15.5 | 8.1 | 2.79 | R-454B | 650
217191949 | BRYANT HEATING AND COOLING SYSTEMS | 37MUHAQ24AA3 | D(A,C,E)24A3J+TDR | 935SB60100M21*** | Split System | 20200 | 15.5 | 8.1 | 2.79 | R-454B | 650
217191814 | BRYANT HEATING AND COOLING SYSTEMS | 37MUHAQ24AA3 | D(A,C,E)36A3J+TDR | 912SE42060M17*** | Split System | 21000 | 15.5 | 8.1 | 2.79 | R-454B | 650
217191877 | BRYANT HEATING AND COOLING SYSTEMS | 37MUHAQ24AA3 | D(A,C,E)24A3J+TDR | 926SB60080V21*** | Split System | 20200 | 15.5 | 8.1 | 2.8 | R-454B | 650
217191676 | BRYANT HEATING AND COOLING SYSTEMS | 37MUHAQ24AA3 | D(A,C,E)30A3J+TDR | 8(0,1)*SB36045M14*** | Split System | 20600 | 15.5 | 8.1 | 2.8 | R-454B | 650
217191811 | BRYANT HEATING AND COOLING SYSTEMS | 37MUHAQ24AA3 | D(A,C,E)36A3J+TDR | 912SE36060M14*** | Split System | 21000 | 15.5 | 8.1 | 2.8 | R-454B | 650
217191677 | BRYANT HEATING AND COOLING SYSTEMS | 37MUHAQ24AA3 | D(A,C,E)36A3J+TDR | 8(0,1)*SB36045M14*** | Split System | 21000 | 15.5 | 8.1 | 2.82 | R-454B | 650
217191930 | BRYANT HEATING AND COOLING SYSTEMS | 37MUHAQ24AA3 | D(A,C,E)36A3J+TDR | 927TA66120V24*** | Split System | 21800 | 15.5 | 8.1 | 2.91 | R-454B | 650
217191899 | BRYANT HEATING AND COOLING SYSTEMS | 37MUHAQ24AA3 | D(A,C,E)30A3J+TDR | 926TC48080V17*** | Split System | 20800 | 16 | 8.1 | 2.75 | R-454B | 650
217191917 | BRYANT HEATING AND COOLING SYSTEMS | 37MUHAQ24AA3 | D(A,C,E)30A3J+TDR | 927TA48080V17*** | Split System | 20800 | 16 | 8.1 | 2.75 | R-454B | 650
217191875 | BRYANT HEATING AND COOLING SYSTEMS | 37MUHAQ24AA3 | D(A,C,E)30A3J+TDR | 926SB48080V17*** | Split System | 20800 | 16 | 8.1 | 2.75 | R-454B | 650
217191893 | BRYANT HEATING AND COOLING SYSTEMS | 37MUHAQ24AA3 | D(A,C,E)30A3J+TDR | 926TC36060V14*** | Split System | 20400 | 16 | 8.1 | 2.76 | R-454B | 650
217191748 | BRYANT HEATING AND COOLING SYSTEMS | 37MUHAQ24AA3 | D(A,C,E)30A3J+TDR | 82*TB48090V17*** | Split System | 20800 | 16 | 8.1 | 2.76 | R-454B | 650
217191727 | BRYANT HEATING AND COOLING SYSTEMS | 37MUHAQ24AA3 | D(A,C,E)30A3J+TDR | 82*SB48090V17*** | Split System | 20800 | 16 | 8.1 | 2.76 | R-454B | 650
217191739 | BRYANT HEATING AND COOLING SYSTEMS | 37MUHAQ24AA3 | D(A,C,E)30A3J+TDR | 82*TB36045V14*** | Split System | 20400 | 16 | 8.1 | 2.77 | R-454B | 650
217191816 | BRYANT HEATING AND COOLING SYSTEMS | 37MUHAQ24AA3 | D(A,C,E)30A3J+TDR | 912SE48080M17*** | Split System | 20400 | 16 | 8.1 | 2.77 | R-454B | 650
217191679 | BRYANT HEATING AND COOLING SYSTEMS | 37MUHAQ24AA3 | D(A,C,E)30A3J+TDR | 8(0,1)*SB36070M14*** | Split System | 20600 | 16 | 8.1 | 2.77 | R-454B | 650
217191941 | BRYANT HEATING AND COOLING SYSTEMS | 37MUHAQ24AA3 | D(A,C,E)30A3J+TDR | 935SB36040M17*** | Split System | 20600 | 16 | 8.1 | 2.77 | R-454B | 650
217191892 | BRYANT HEATING AND COOLING SYSTEMS | 37MUHAQ24AA3 | D(A,C,E)24A3J+TDR | 926TC36060V14*** | Split System | 20000 | 16 | 8.1 | 2.78 | R-454B | 650
217191896 | BRYANT HEATING AND COOLING SYSTEMS | 37MUHAQ24AA3 | D(A,C,E)30A3J+TDR | 926TC48060V17*** | Split System | 20600 | 16 | 8.1 | 2.78 | R-454B | 650
217191872 | BRYANT HEATING AND COOLING SYSTEMS | 37MUHAQ24AA3 | D(A,C,E)30A3J+TDR | 926SB48060V17*** | Split System | 20600 | 16 | 8.1 | 2.78 | R-454B | 650
217191945 | BRYANT HEATING AND COOLING SYSTEMS | 37MUHAQ24AA3 | D(A,C,E)36A3J+TDR | 935SB48060M17*** | Split System | 21000 | 16 | 8.1 | 2.79 | R-454B | 650
217191680 | BRYANT HEATING AND COOLING SYSTEMS | 37MUHAQ24AA3 | D(A,C,E)36A3J+TDR | 8(0,1)*SB36070M14*** | Split System | 21000 | 16 | 8.1 | 2.79 | R-454B | 650
217191692 | BRYANT HEATING AND COOLING SYSTEMS | 37MUHAQ24AA3 | D(A,C,E)36A3J+TDR | 8(0,1)*SB48070M17*** | Split System | 21000 | 16 | 8.1 | 2.79 | R-454B | 650
217191738 | BRYANT HEATING AND COOLING SYSTEMS | 37MUHAQ24AA3 | D(A,C,E)24A3J+TDR | 82*TB36045V14*** | Split System | 20000 | 16 | 8.1 | 2.8 | R-454B | 650
217191870 | BRYANT HEATING AND COOLING SYSTEMS | 37MUHAQ24AA3 | D(A,C,E)36A3J+TDR | 926SB36060V14*** | Split System | 20800 | 16 | 8.1 | 2.8 | R-454B | 650
217191915 | BRYANT HEATING AND COOLING SYSTEMS | 37MUHAQ24AA3 | D(A,C,E)36A3J+TDR | 927TA48060V17*** | Split System | 21000 | 16 | 8.1 | 2.8 | R-454B | 650
217191876 | BRYANT HEATING AND COOLING SYSTEMS | 37MUHAQ24AA3 | D(A,C,E)36A3J+TDR | 926SB48080V17*** | Split System | 21000 | 16 | 8.1 | 2.8 | R-454B | 650
217191900 | BRYANT HEATING AND COOLING SYSTEMS | 37MUHAQ24AA3 | D(A,C,E)36A3J+TDR | 926TC48080V17*** | Split System | 21000 | 16 | 8.1 | 2.8 | R-454B | 650
217191918 | BRYANT HEATING AND COOLING SYSTEMS | 37MUHAQ24AA3 | D(A,C,E)36A3J+TDR | 927TA48080V17*** | Split System | 21000 | 16 | 8.1 | 2.8 | R-454B | 650
217191719 | BRYANT HEATING AND COOLING SYSTEMS | 37MUHAQ24AA3 | D(A,C,E)36A3J+TDR | 82*SB36045V14*** | Split System | 20800 | 16 | 8.1 | 2.82 | R-454B | 650
217191725 | BRYANT HEATING AND COOLING SYSTEMS | 37MUHAQ24AA3 | D(A,C,E)36A3J+TDR | 82*SB48070V17*** | Split System | 20800 | 16 | 8.1 | 2.83 | R-454B | 650
217191742 | BRYANT HEATING AND COOLING SYSTEMS | 37MUHAQ24AA3 | D(A,C,E)30A3J+TDR | 82*TB36070V14*** | Split System | 20800 | 16.5 | 8.1 | 2.75 | R-454B | 650
217191721 | BRYANT HEATING AND COOLING SYSTEMS | 37MUHAQ24AA3 | D(A,C,E)30A3J+TDR | 82*SB36070V14*** | Split System | 20800 | 16.5 | 8.1 | 2.75 | R-454B | 650
217191772 | BRYANT HEATING AND COOLING SYSTEMS | 37MUHAQ24AA3 | D(A,C,E)30A3J+TDR | 83*SB36040M17*** | Split System | 20600 | 16.5 | 8.1 | 2.77 | R-454B | 650
217191773 | BRYANT HEATING AND COOLING SYSTEMS | 37MUHAQ24AA3 | D(A,C,E)36A3J+TDR | 83*SB36040M17*** | Split System | 21000 | 16.5 | 8.1 | 2.79 | R-454B | 650
217191722 | BRYANT HEATING AND COOLING SYSTEMS | 37MUHAQ24AA3 | D(A,C,E)36A3J+TDR | 82*SB36070V14*** | Split System | 21200 | 16.5 | 8.1 | 2.79 | R-454B | 650
217191776 | BRYANT HEATING AND COOLING SYSTEMS | 37MUHAQ24AA3 | D(A,C,E)36A3J+TDR | 83*SB48060M17*** | Split System | 21200 | 16.5 | 8.1 | 2.85 | R-454B | 650
216055527 | CHAMPION HEATING AND COOLING | HH824E2S11 | D(A,C,E)36A3K+TDR | TM9Y040A10MP11 | Split System | 21000 | 16.5 | 8.1 | 2 | R-454B | 650
216055967 | CHAMPION HEATING AND COOLING | HH860E2S11 | C(A,C,D,E)48A3K+TDR | TP9C080C16MP13 | Split System | 39500 | 16.5 | 8.1 | 2 | R-454B | 650
216055916 | CHAMPION HEATING AND COOLING | HH860E2S11 | C(A,C,D,E)48A3K+TDR | TM9V080C16MP12 | Split System | 39500 | 16.5 | 8.1 | 2 | R-454B | 650
216055931 | CHAMPION HEATING AND COOLING | HH860E2S11 | C(A,C,D,E)48A3K+TDR | TM9Y100C16MP11 | Split System | 39500 | 16.5 | 8.1 | 2 | R-454B | 650
216055928 | CHAMPION HEATING AND COOLING | HH860E2S11 | C(A,C,D,E)48A3K+TDR | TM9Y080C16MP11 | Split System | 39500 | 16.5 | 8.1 | 2 | R-454B | 650
216055943 | CHAMPION HEATING AND COOLING | HH860E2S11 | C(A,C,D,E)48A3K+TDR | TMLE080C20MP11 | Split System | 41000 | 16.5 | 8.1 | 2 | R-454B | 650
216055859 | CHAMPION HEATING AND COOLING | HH860E2S11 | C(A,C,D,E)48A3K+TDR | TM8E080C20MP11 | Split System | 41000 | 16.5 | 8.1 | 2 | R-454B | 650
216055871 | CHAMPION HEATING AND COOLING | HH860E2S11 | C(A,C,D,E)48A3K+TDR | TM8E120C20MP11 | Split System | 41000 | 16.5 | 8.1 | 2 | R-454B | 650
216055955 | CHAMPION HEATING AND COOLING | HH860E2S11 | C(A,C,D,E)48A3K+TDR | TMLE120C20MP11 | Split System | 41000 | 16.5 | 8.1 | 2 | R-454B | 650
216055958 | CHAMPION HEATING AND COOLING | HH860E2S11 | C(A,C,D,E)48A3K+TDR | TMLE130D20MP11 | Split System | 41500 | 16.5 | 8.1 | 2 | R-454B | 650
216055874 | CHAMPION HEATING AND COOLING | HH860E2S11 | C(A,C,D,E)48A3K+TDR | TM8E130D20MP11 | Split System | 41500 | 16.5 | 8.1 | 2 | R-454B | 650
216054874 | LUXAIRE | HH824E2S11 | D(A,C,E)36A3K+TDR | TM9Y040A10MP11 | Split System | 21000 | 16.5 | 8.1 | 2 | R-454B | 650
216055310 | LUXAIRE | HH860E2S11 | C(A,C,D,E)48A3K+TDR | TM9V080C16MP12 | Split System | 39500 | 16.5 | 8.1 | 2 | R-454B | 650
216055361 | LUXAIRE | HH860E2S11 | C(A,C,D,E)48A3K+TDR | TP9C080C16MP13 | Split System | 39500 | 16.5 | 8.1 | 2 | R-454B | 650
216055214 | LUXAIRE | HH860E2S11 | C(A,C,D,E)48A3K+TDR | LP9C080C16MP13 | Split System | 39500 | 16.5 | 8.1 | 2 | R-454B | 650
216055325 | LUXAIRE | HH860E2S11 | C(A,C,D,E)48A3K+TDR | TM9Y100C16MP11 | Split System | 39500 | 16.5 | 8.1 | 2 | R-454B | 650
216055322 | LUXAIRE | HH860E2S11 | C(A,C,D,E)48A3K+TDR | TM9Y080C16MP11 | Split System | 39500 | 16.5 | 8.1 | 2 | R-454B | 650
216055328 | LUXAIRE | HH860E2S11 | C(A,C,D,E)48A3K+TDR | TM9Y100C20MP11 | Split System | 40000 | 16.5 | 8.1 | 2 | R-454B | 650
216055253 | LUXAIRE | HH860E2S11 | C(A,C,D,E)48A3K+TDR | TM8E080C20MP11 | Split System | 41000 | 16.5 | 8.1 | 2 | R-454B | 650
216055343 | LUXAIRE | HH860E2S11 | C(A,C,D,E)48A3K+TDR | TMLE100C20MP11 | Split System | 41000 | 16.5 | 8.1 | 2 | R-454B | 650
216055259 | LUXAIRE | HH860E2S11 | C(A,C,D,E)48A3K+TDR | TM8E100C20MP11 | Split System | 41000 | 16.5 | 8.1 | 2 | R-454B | 650
216055265 | LUXAIRE | HH860E2S11 | C(A,C,D,E)48A3K+TDR | TM8E120C20MP11 | Split System | 41000 | 16.5 | 8.1 | 2 | R-454B | 650
216055268 | LUXAIRE | HH860E2S11 | C(A,C,D,E)48A3K+TDR | TM8E130D20MP11 | Split System | 41500 | 16.5 | 8.1 | 2 | R-454B | 650
216055352 | LUXAIRE | HH860E2S11 | C(A,C,D,E)48A3K+TDR | TMLE130D20MP11 | Split System | 41500 | 16.5 | 8.1 | 2 | R-454B | 650
216056738 | YORK | HH860E2S11 | C(A,C,D,E)48A3K+TDR | TM9V080C16MP12 | Split System | 39500 | 16.5 | 8.1 | 2 | R-454B | 650
216056755 | YORK | HH860E2S11 | C(A,C,D,E)48A3K+TDR | TP9C080C16MP13 | Split System | 39500 | 16.5 | 8.1 | 2 | R-454B | 650
216056742 | YORK | HH860E2S11 | C(A,C,D,E)48A3K+TDR | TM9Y080C16MP11 | Split System | 39500 | 16.5 | 8.1 | 2 | R-454B | 650
216056743 | YORK | HH860E2S11 | C(A,C,D,E)48A3K+TDR | TM9Y100C16MP11 | Split System | 39500 | 16.5 | 8.1 | 2 | R-454B | 650
216056744 | YORK | HH860E2S11 | C(A,C,D,E)48A3K+TDR | TM9Y100C20MP11 | Split System | 40000 | 16.5 | 8.1 | 2 | R-454B | 650
216056721 | YORK | HH860E2S11 | C(A,C,D,E)48A3K+TDR | TM8E100C20MP11 | Split System | 41000 | 16.5 | 8.1 | 2 | R-454B | 650
216056719 | YORK | HH860E2S11 | C(A,C,D,E)48A3K+TDR | TM8E080C20MP11 | Split System | 41000 | 16.5 | 8.1 | 2 | R-454B | 650
216056747 | YORK | HH860E2S11 | C(A,C,D,E)48A3K+TDR | TMLE080C20MP11 | Split System | 41000 | 16.5 | 8.1 | 2 | R-454B | 650
216056749 | YORK | HH860E2S11 | C(A,C,D,E)48A3K+TDR | TMLE100C20MP11 | Split System | 41000 | 16.5 | 8.1 | 2 | R-454B | 650
216056723 | YORK | HH860E2S11 | C(A,C,D,E)48A3K+TDR | TM8E120C20MP11 | Split System | 41000 | 16.5 | 8.1 | 2 | R-454B | 650
216056751 | YORK | HH860E2S11 | C(A,C,D,E)48A3K+TDR | TMLE120C20MP11 | Split System | 41000 | 16.5 | 8.1 | 2 | R-454B | 650
216056724 | YORK | HH860E2S11 | C(A,C,D,E)48A3K+TDR | TM8E130D20MP11 | Split System | 41500 | 16.5 | 8.1 | 2 | R-454B | 650
216056752 | YORK | HH860E2S11 | C(A,C,D,E)48A3K+TDR | TMLE130D20MP11 | Split System | 41500 | 16.5 | 8.1 | 2 | R-454B | 650
216055528 | CHAMPION HEATING AND COOLING | HH824E2S11 | D(A,C,E)36A4K+TDR | TM9Y040A10MP11 | Split System | 21200 | 17 | 8.1 | 2 | R-454B | 650
216055867 | CHAMPION HEATING AND COOLING | HH860E2S11 | D(A,C,E)60A3K+TDR | TM8E100C20MP11 | Split System | 42000 | 17 | 8.1 | 2 | R-454B | 650
216054596 | COLEMAN | HH824E2S11 | D(A,C,E)36A4K+TDR | TM9Y040A10MP11 | Split System | 21200 | 17 | 8.1 | 2 | R-454B | 650
217179655 | GE Appliances | NS18H36HA5*** | D(A,C,E)36A3J+TDR | NF97U045V3B*** | Split System | 31200 | 17 | 8.1 | 2.44 | R-454B | 650
217179740 | GE Appliances | NS18H36HA5*** | D(A,C,E)36A3J+TDR | NF97X060V3B*** | Split System | 31400 | 17 | 8.1 | 2.44 | R-454B | 650
216054875 | LUXAIRE | HH824E2S11 | D(A,C,E)36A4K+TDR | TM9Y040A10MP11 | Split System | 21200 | 17 | 8.1 | 2 | R-454B | 650
216055261 | LUXAIRE | HH860E2S11 | D(A,C,E)60A3K+TDR | TM8E100C20MP11 | Split System | 42000 | 17 | 8.1 | 2 | R-454B | 650
216056793 | YORK | HH860E2S11 | D(A,C,E)60A3K+TDR | TM8E100C20MP11 | Split System | 42000 | 17 | 8.1 | 2 | R-454B | 650
216055840 | CHAMPION HEATING AND COOLING | HH836E2S11 | D(A,C,E)36A4K+TDR | Z9ES080C20SMPS1 | Split System | 31200 | 17.5 | 8.1 | 2 | R-454B | 650
216055838 | CHAMPION HEATING AND COOLING | HH836E2S11 | C(A,C,D,E)36B3K+TDR | Z9ES080C20SMPS1 | Split System | 31200 | 17.5 | 8.1 | 2 | R-454B | 650
216055841 | CHAMPION HEATING AND COOLING | HH836E2S11 | C(A,C,D,E)36B3K+TDR | Z9ES100C16SMPS1 | Split System | 32000 | 17.5 | 8.1 | 2 | R-454B | 650
216055973 | CHAMPION HEATING AND COOLING | HH860E2S11 | C(A,C,D,E)48A3K+TDR | TP9C100C20MP13 | Split System | 40000 | 17.5 | 8.1 | 2 | R-454B | 650
216055922 | CHAMPION HEATING AND COOLING | HH860E2S11 | C(A,C,D,E)48A3K+TDR | TM9V100C20MP12 | Split System | 40000 | 17.5 | 8.1 | 2 | R-454B | 650
216055886 | CHAMPION HEATING AND COOLING | HH860E2S11 | C(A,C,D,E)48A3K+TDR | TM8V120C20MP12 | Split System | 40000 | 17.5 | 8.1 | 2 | R-454B | 650
216055985 | CHAMPION HEATING AND COOLING | HH860E2S11 | C(A,C,D,E)48A3K+TDR | TPLC100C20MP13 | Split System | 40000 | 17.5 | 8.1 | 2 | R-454B | 650
216055988 | CHAMPION HEATING AND COOLING | HH860E2S11 | C(A,C,D,E)48A3K+TDR | TPLC120C20MP13 | Split System | 40000 | 17.5 | 8.1 | 2 | R-454B | 650
216055868 | CHAMPION HEATING AND COOLING | HH860E2S11 | C(A,C,D,E)48A3K+TDR | TM8E120C16MP11 | Split System | 40000 | 17.5 | 8.1 | 2 | R-454B | 650
216055862 | CHAMPION HEATING AND COOLING | HH860E2S11 | C(A,C,D,E)48A3K+TDR | TM8E100C16MP11 | Split System | 40000 | 17.5 | 8.1 | 2 | R-454B | 650
216055946 | CHAMPION HEATING AND COOLING | HH860E2S11 | C(A,C,D,E)48A3K+TDR | TMLE100C16MP11 | Split System | 40000 | 17.5 | 8.1 | 2 | R-454B | 650
216055856 | CHAMPION HEATING AND COOLING | HH860E2S11 | C(A,C,D,E)48A3K+TDR | TM8E080C16MP11 | Split System | 40000 | 17.5 | 8.1 | 2 | R-454B | 650
216055940 | CHAMPION HEATING AND COOLING | HH860E2S11 | C(A,C,D,E)48A3K+TDR | TMLE080C16MP11 | Split System | 40000 | 17.5 | 8.1 | 2 | R-454B | 650
216055850 | CHAMPION HEATING AND COOLING | HH860E2S11 | C(A,C,D,E)48A3K+TDR | TL9E080C16UH11 | Split System | 40000 | 17.5 | 8.1 | 2 | R-454B | 650
216056045 | CHAMPION HEATING AND COOLING | HH860E2S11 | C(A,C,D,E)48A3K+TDR | Z9ES100C16SMPS1 | Split System | 41000 | 17.5 | 8.1 | 2 | R-454B | 650
216054748 | COLEMAN | HH836E2S11 | D(A,C,E)36A4K+TDR | Z9ES080C20SMPS1 | Split System | 31200 | 17.5 | 8.1 | 2 | R-454B | 650
216054749 | COLEMAN | HH836E2S11 | D(A,C,E)36A4K+TDR | Z9ES100C16SMPS1 | Split System | 32000 | 17.5 | 8.1 | 2 | R-454B | 650
217179720 | GE Appliances | NS18H36HA5*** | D(A,C,E)36A3J+TDR | NF97X040V3B*** | Split System | 31400 | 17.5 | 8.1 | 2.44 | R-454B | 650
217179675 | GE Appliances | NS18H36HA5*** | D(A,C,E)36A3J+TDR | NF97U070V3B*** | Split System | 31400 | 17.5 | 8.1 | 2.44 | R-454B | 650
216054999 | LUXAIRE | HH836E2S11 | C(A,C,D,E)36B3K+TDR | LP9C080B12MP13 | Split System | 30600 | 17.5 | 8.1 | 2 | R-454B | 650
216055002 | LUXAIRE | HH836E2S11 | C(A,C,D,E)36B3K+TDR | LP9C080C16MP13 | Split System | 30800 | 17.5 | 8.1 | 2 | R-454B | 650
216055013 | LUXAIRE | HH836E2S11 | C(A,C,D,E)36B3K+TDR | LPLC080C16MP13 | Split System | 31000 | 17.5 | 8.1 | 2 | R-454B | 650
216055016 | LUXAIRE | HH836E2S11 | C(A,C,D,E)36B3K+TDR | LPLC100C16MP13 | Split System | 31000 | 17.5 | 8.1 | 2 | R-454B | 650
216055210 | LUXAIRE | HH836E2S11 | D(A,C,E)36A4K+TDR | Z9ES080C20SMPS1 | Split System | 31200 | 17.5 | 8.1 | 2 | R-454B | 650
216055208 | LUXAIRE | HH836E2S11 | C(A,C,D,E)36B3K+TDR | Z9ES080C20SMPS1 | Split System | 31200 | 17.5 | 8.1 | 2 | R-454B | 650
216055211 | LUXAIRE | HH836E2S11 | C(A,C,D,E)36B3K+TDR | Z9ES100C16SMPS1 | Split System | 32000 | 17.5 | 8.1 | 2 | R-454B | 650
216055316 | LUXAIRE | HH860E2S11 | C(A,C,D,E)48A3K+TDR | TM9V100C20MP12 | Split System | 40000 | 17.5 | 8.1 | 2 | R-454B | 650
216055367 | LUXAIRE | HH860E2S11 | C(A,C,D,E)48A3K+TDR | TP9C100C20MP13 | Split System | 40000 | 17.5 | 8.1 | 2 | R-454B | 650
216055379 | LUXAIRE | HH860E2S11 | C(A,C,D,E)48A3K+TDR | TPLC100C20MP13 | Split System | 40000 | 17.5 | 8.1 | 2 | R-454B | 650
216055280 | LUXAIRE | HH860E2S11 | C(A,C,D,E)48A3K+TDR | TM8V120C20MP12 | Split System | 40000 | 17.5 | 8.1 | 2 | R-454B | 650
216055382 | LUXAIRE | HH860E2S11 | C(A,C,D,E)48A3K+TDR | TPLC120C20MP13 | Split System | 40000 | 17.5 | 8.1 | 2 | R-454B | 650
216055277 | LUXAIRE | HH860E2S11 | C(A,C,D,E)48A3K+TDR | TM8V100C20MP12 | Split System | 40000 | 17.5 | 8.1 | 2 | R-454B | 650
216055256 | LUXAIRE | HH860E2S11 | C(A,C,D,E)48A3K+TDR | TM8E100C16MP11 | Split System | 40000 | 17.5 | 8.1 | 2 | R-454B | 650
216055340 | LUXAIRE | HH860E2S11 | C(A,C,D,E)48A3K+TDR | TMLE100C16MP11 | Split System | 40000 | 17.5 | 8.1 | 2 | R-454B | 650
216055262 | LUXAIRE | HH860E2S11 | C(A,C,D,E)48A3K+TDR | TM8E120C16MP11 | Split System | 40000 | 17.5 | 8.1 | 2 | R-454B | 650
216055220 | LUXAIRE | HH860E2S11 | C(A,C,D,E)48A3K+TDR | LP9C100C20MP13 | Split System | 40000 | 17.5 | 8.1 | 2 | R-454B | 650
216055346 | LUXAIRE | HH860E2S11 | C(A,C,D,E)48A3K+TDR | TMLE120C16MP11 | Split System | 40000 | 17.5 | 8.1 | 2 | R-454B | 650
216055334 | LUXAIRE | HH860E2S11 | C(A,C,D,E)48A3K+TDR | TMLE080C16MP11 | Split System | 40000 | 17.5 | 8.1 | 2 | R-454B | 650
216055250 | LUXAIRE | HH860E2S11 | C(A,C,D,E)48A3K+TDR | TM8E080C16MP11 | Split System | 40000 | 17.5 | 8.1 | 2 | R-454B | 650
216055235 | LUXAIRE | HH860E2S11 | C(A,C,D,E)48A3K+TDR | LPLC120C20MP13 | Split System | 40000 | 17.5 | 8.1 | 2 | R-454B | 650
216055244 | LUXAIRE | HH860E2S11 | C(A,C,D,E)48A3K+TDR | TL9E080C16UH11 | Split System | 40000 | 17.5 | 8.1 | 2 | R-454B | 650
216055412 | LUXAIRE | HH860E2S11 | C(A,C,D,E)48A3K+TDR | Z9ES100C16SMPS1 | Split System | 41000 | 17.5 | 8.1 | 2 | R-454B | 650
216056560 | YORK | HH836E2S11 | C(A,C,D,E)36B3K+TDR | Y91E080C20SMPS1 | Split System | 31200 | 17.5 | 8.1 | 2 | R-454B | 650
216056644 | YORK | HH836E2S11 | D(A,C,E)36A4K+TDR | Y91E080C20SMPS1 | Split System | 31200 | 17.5 | 8.1 | 2 | R-454B | 650
216056561 | YORK | HH836E2S11 | C(A,C,D,E)36B3K+TDR | Y91E100C16SMPS1 | Split System | 32000 | 17.5 | 8.1 | 2 | R-454B | 650
216056645 | YORK | HH836E2S11 | D(A,C,E)36A4K+TDR | Y91E100C16SMPS1 | Split System | 32000 | 17.5 | 8.1 | 2 | R-454B | 650
216056740 | YORK | HH860E2S11 | C(A,C,D,E)48A3K+TDR | TM9V100C20MP12 | Split System | 40000 | 17.5 | 8.1 | 2 | R-454B | 650
216056761 | YORK | HH860E2S11 | C(A,C,D,E)48A3K+TDR | TPLC100C20MP13 | Split System | 40000 | 17.5 | 8.1 | 2 | R-454B | 650
216056762 | YORK | HH860E2S11 | C(A,C,D,E)48A3K+TDR | TPLC120C20MP13 | Split System | 40000 | 17.5 | 8.1 | 2 | R-454B | 650
216056728 | YORK | HH860E2S11 | C(A,C,D,E)48A3K+TDR | TM8V120C20MP12 | Split System | 40000 | 17.5 | 8.1 | 2 | R-454B | 650
216056748 | YORK | HH860E2S11 | C(A,C,D,E)48A3K+TDR | TMLE100C16MP11 | Split System | 40000 | 17.5 | 8.1 | 2 | R-454B | 650
216056722 | YORK | HH860E2S11 | C(A,C,D,E)48A3K+TDR | TM8E120C16MP11 | Split System | 40000 | 17.5 | 8.1 | 2 | R-454B | 650
216056720 | YORK | HH860E2S11 | C(A,C,D,E)48A3K+TDR | TM8E100C16MP11 | Split System | 40000 | 17.5 | 8.1 | 2 | R-454B | 650
216056750 | YORK | HH860E2S11 | C(A,C,D,E)48A3K+TDR | TMLE120C16MP11 | Split System | 40000 | 17.5 | 8.1 | 2 | R-454B | 650
216056746 | YORK | HH860E2S11 | C(A,C,D,E)48A3K+TDR | TMLE080C16MP11 | Split System | 40000 | 17.5 | 8.1 | 2 | R-454B | 650
216056718 | YORK | HH860E2S11 | C(A,C,D,E)48A3K+TDR | TM8E080C16MP11 | Split System | 40000 | 17.5 | 8.1 | 2 | R-454B | 650
216056716 | YORK | HH860E2S11 | C(A,C,D,E)48A3K+TDR | TL9E080C16UH11 | Split System | 40000 | 17.5 | 8.1 | 2 | R-454B | 650
216056767 | YORK | HH860E2S11 | C(A,C,D,E)48A3K+TDR | Y91E100C16SMPS1 | Split System | 41000 | 17.5 | 8.1 | 2 | R-454B | 650
217677949 | CHAMPION HEATING AND COOLING | HH860E2S11 | D(A,C,E)60A3K+TDR | Z9ET100C20SMPS1 | Split System | 49000 | 18.8 | 8.1 | 2.59 | R-454B | 650
217083662 | RUNTRU | A5HP5036A1 | D(A,C,E)36C3J+TDR | A801X040AM3TD | Split System | 29600 | 15.2 | 8.1 | 2.86 | R-454B | 650
217509016 | GE Appliances | NS18H24HA5*** | L(E,G)M24BJ |  | Split System | 21400 | 16 | 8.1 | 2.35 | R-454B | 650
217509017 | GE Appliances | NS18H24HA5*** | L(E,G)M24CJ |  | Split System | 21800 | 16.5 | 8.1 | 2.4 | R-454B | 650
216056774 | YORK | HH860E2S11 | C(A,C,D,E)48A3K+TDR | YPLC080C16MP13 | Split System | 33000 | 16.5 | 8.1 | 2 | R-454B | 650
216055529 | CHAMPION HEATING AND COOLING | HH824E2S11 | C(A,C,D,E)24A3K+TDR | TM9Y060B12MP11 | Split System | 21600 | 17 | 8.1 | 2 | R-454B | 650
216055894 | CHAMPION HEATING AND COOLING | HH860E2S11 | D(A,C,E)60A3K+TDR | TM8Y100C16MP11 | Split System | 41000 | 17 | 8.1 | 2 | R-454B | 650
216055891 | CHAMPION HEATING AND COOLING | HH860E2S11 | D(A,C,E)60A3K+TDR | TM8Y080C16MP11 | Split System | 41000 | 17 | 8.1 | 2 | R-454B | 650
216055893 | CHAMPION HEATING AND COOLING | HH860E2S11 | C(A,C,D,E)60A3K+TDR | TM8Y100C16MP11 | Split System | 41000 | 17 | 8.1 | 2 | R-454B | 650
216055890 | CHAMPION HEATING AND COOLING | HH860E2S11 | C(A,C,D,E)60A3K+TDR | TM8Y080C16MP11 | Split System | 41000 | 17 | 8.1 | 2 | R-454B | 650
216054876 | LUXAIRE | HH824E2S11 | C(A,C,D,E)24A3K+TDR | TM9Y060B12MP11 | Split System | 21600 | 17 | 8.1 | 2 | R-454B | 650
216055284 | LUXAIRE | HH860E2S11 | C(A,C,D,E)60A3K+TDR | TM8Y080C16MP11 | Split System | 41000 | 17 | 8.1 | 2 | R-454B | 650
216055287 | LUXAIRE | HH860E2S11 | C(A,C,D,E)60A3K+TDR | TM8Y100C16MP11 | Split System | 41000 | 17 | 8.1 | 2 | R-454B | 650
216055288 | LUXAIRE | HH860E2S11 | D(A,C,E)60A3K+TDR | TM8Y100C16MP11 | Split System | 41000 | 17 | 8.1 | 2 | R-454B | 650
216056808 | YORK | HH860E2S11 | C(A,C,D,E)60A3K+TDR | TM8Y080C16MP11 | Split System | 41000 | 17 | 8.1 | 2 | R-454B | 650
216056809 | YORK | HH860E2S11 | D(A,C,E)60A3K+TDR | TM8Y080C16MP11 | Split System | 41000 | 17 | 8.1 | 2 | R-454B | 650
216056785 | YORK | HH860E2S11 | D(A,C,E)60A3K+TDR | TL9E100C20UH11 | Split System | 41000 | 17 | 8.1 | 2 | R-454B | 650
216055627 | CHAMPION HEATING AND COOLING | HH824E2S11 | D(A,C,E)24B3K+TDR | Z9ES040A10SMPS1 | Split System | 20600 | 17.5 | 8.1 | 2 | R-454B | 650
216055633 | CHAMPION HEATING AND COOLING | HH824E2S11 | D(A,C,E)24B3K+TDR | Z9ES060A10SMPS1 | Split System | 20600 | 17.5 | 8.1 | 2 | R-454B | 650
216054662 | COLEMAN | HH824E2S11 | D(A,C,E)24B3K+TDR | Z9ES040A10SMPS1 | Split System | 20600 | 17.5 | 8.1 | 2 | R-454B | 650
216054666 | COLEMAN | HH824E2S11 | D(A,C,E)24B3K+TDR | Z9ES060A10SMPS1 | Split System | 20600 | 17.5 | 8.1 | 2 | R-454B | 650
217179749 | GE Appliances | NS18H36HA5*** | D(A,C,E)36A3J+TDR | NF97X080V4C*** | Split System | 33200 | 17.5 | 8.1 | 2.4 | R-454B | 650
216054974 | LUXAIRE | HH824E2S11 | D(A,C,E)24B3K+TDR | Z9ES040A10SMPS1 | Split System | 20600 | 17.5 | 8.1 | 2 | R-454B | 650
216056379 | YORK | HH824E2S11 | D(A,C,E)24B3K+TDR | Y91E040A10SMPS1 | Split System | 20600 | 17.5 | 8.1 | 2 | R-454B | 650
216056776 | YORK | HH860E2S11 | C(A,C,D,E)48A3K+TDR | YPLC100C20MP13 | Split System | 31600 | 17.5 | 8.1 | 2 | R-454B | 650
217666560 | BOSCH | BOVA-60MTB-M19E | L(E,G)M48AZ+TXV |  | Split System | 43500 | 17.9 | 8.1 | 2.1 | R-454B | 650
217048597 | BOSCH | BOVA-24RXB-M15S | AE*S+CM24C2J+TDR |  | Split System | 16100 | 15.2 | 8.1 | 1.81 | R-454B | 650
217083698 | RUNTRU | A5HP5036A1 | D(A,C,E)36A3J+TDR | A801X080CM5SD | Split System | 30400 | 15.2 | 8.1 | 2.91 | R-454B | 650
217083895 | RUNTRU | A5HP5036A1 | D(A,C,E)36A3J+TDR | A952V100CU5SB | Split System | 30400 | 15.5 | 8.1 | 2.91 | R-454B | 650
216055982 | CHAMPION HEATING AND COOLING | HH860E2S11 | C(A,C,D,E)48A3K+TDR | TPLC100C16MP13 | Split System | 39500 | 16.5 | 8.1 | 2 | R-454B | 650
216055979 | CHAMPION HEATING AND COOLING | HH860E2S11 | C(A,C,D,E)48A3K+TDR | TPLC080C16MP13 | Split System | 39500 | 16.5 | 8.1 | 2 | R-454B | 650
216055877 | CHAMPION HEATING AND COOLING | HH860E2S11 | C(A,C,D,E)48A3K+TDR | TM8V080C16MP12 | Split System | 39500 | 16.5 | 8.1 | 2 | R-454B | 650
216055919 | CHAMPION HEATING AND COOLING | HH860E2S11 | C(A,C,D,E)48A3K+TDR | TM9V100C16MP12 | Split System | 39500 | 16.5 | 8.1 | 2 | R-454B | 650
216055880 | CHAMPION HEATING AND COOLING | HH860E2S11 | C(A,C,D,E)48A3K+TDR | TM8V100C16MP12 | Split System | 39500 | 16.5 | 8.1 | 2 | R-454B | 650
216055853 | CHAMPION HEATING AND COOLING | HH860E2S11 | C(A,C,D,E)48A3K+TDR | TL9E100C20UH11 | Split System | 40000 | 16.5 | 8.1 | 2 | R-454B | 650
216055844 | CHAMPION HEATING AND COOLING | HH860E2S11 | C(A,C,D,E)48A3K+TDR | TL8E080C16UH11 | Split System | 40000 | 16.5 | 8.1 | 2 | R-454B | 650
216055878 | CHAMPION HEATING AND COOLING | HH860E2S11 | C(A,C,D,E)60A3K+TDR | TM8V080C16MP12 | Split System | 40500 | 16.5 | 8.1 | 2 | R-454B | 650
216055881 | CHAMPION HEATING AND COOLING | HH860E2S11 | C(A,C,D,E)60A3K+TDR | TM8V100C16MP12 | Split System | 40500 | 16.5 | 8.1 | 2 | R-454B | 650
216055879 | CHAMPION HEATING AND COOLING | HH860E2S11 | D(A,C,E)60A3K+TDR | TM8V080C16MP12 | Split System | 40500 | 16.5 | 8.1 | 2 | R-454B | 650
216055921 | CHAMPION HEATING AND COOLING | HH860E2S11 | D(A,C,E)60A3K+TDR | TM9V100C16MP12 | Split System | 40500 | 16.5 | 8.1 | 2 | R-454B | 650
216055920 | CHAMPION HEATING AND COOLING | HH860E2S11 | C(A,C,D,E)60A3K+TDR | TM9V100C16MP12 | Split System | 40500 | 16.5 | 8.1 | 2 | R-454B | 650
216055882 | CHAMPION HEATING AND COOLING | HH860E2S11 | D(A,C,E)60A3K+TDR | TM8V100C16MP12 | Split System | 40500 | 16.5 | 8.1 | 2 | R-454B | 650
216055271 | LUXAIRE | HH860E2S11 | C(A,C,D,E)48A3K+TDR | TM8V080C16MP12 | Split System | 39500 | 16.5 | 8.1 | 2 | R-454B | 650
216055364 | LUXAIRE | HH860E2S11 | C(A,C,D,E)48A3K+TDR | TP9C100C16MP13 | Split System | 39500 | 16.5 | 8.1 | 2 | R-454B | 650
216055373 | LUXAIRE | HH860E2S11 | C(A,C,D,E)48A3K+TDR | TPLC080C16MP13 | Split System | 39500 | 16.5 | 8.1 | 2 | R-454B | 650
216055274 | LUXAIRE | HH860E2S11 | C(A,C,D,E)48A3K+TDR | TM8V100C16MP12 | Split System | 39500 | 16.5 | 8.1 | 2 | R-454B | 650
216055313 | LUXAIRE | HH860E2S11 | C(A,C,D,E)48A3K+TDR | TM9V100C16MP12 | Split System | 39500 | 16.5 | 8.1 | 2 | R-454B | 650
216055376 | LUXAIRE | HH860E2S11 | C(A,C,D,E)48A3K+TDR | TPLC100C16MP13 | Split System | 39500 | 16.5 | 8.1 | 2 | R-454B | 650
216055226 | LUXAIRE | HH860E2S11 | C(A,C,D,E)48A3K+TDR | LPLC080C16MP13 | Split System | 39500 | 16.5 | 8.1 | 2 | R-454B | 650
216055229 | LUXAIRE | HH860E2S11 | C(A,C,D,E)48A3K+TDR | LPLC100C16MP13 | Split System | 39500 | 16.5 | 8.1 | 2 | R-454B | 650
216055217 | LUXAIRE | HH860E2S11 | C(A,C,D,E)48A3K+TDR | LP9C100C16MP13 | Split System | 39500 | 16.5 | 8.1 | 2 | R-454B | 650
216055273 | LUXAIRE | HH860E2S11 | D(A,C,E)60A3K+TDR | TM8V080C16MP12 | Split System | 40500 | 16.5 | 8.1 | 2 | R-454B | 650
216055314 | LUXAIRE | HH860E2S11 | C(A,C,D,E)60A3K+TDR | TM9V100C16MP12 | Split System | 40500 | 16.5 | 8.1 | 2 | R-454B | 650
216055272 | LUXAIRE | HH860E2S11 | C(A,C,D,E)60A3K+TDR | TM8V080C16MP12 | Split System | 40500 | 16.5 | 8.1 | 2 | R-454B | 650
216055315 | LUXAIRE | HH860E2S11 | D(A,C,E)60A3K+TDR | TM9V100C16MP12 | Split System | 40500 | 16.5 | 8.1 | 2 | R-454B | 650
216055276 | LUXAIRE | HH860E2S11 | D(A,C,E)60A3K+TDR | TM8V100C16MP12 | Split System | 40500 | 16.5 | 8.1 | 2 | R-454B | 650
216055275 | LUXAIRE | HH860E2S11 | C(A,C,D,E)60A3K+TDR | TM8V100C16MP12 | Split System | 40500 | 16.5 | 8.1 | 2 | R-454B | 650
216056775 | YORK | HH860E2S11 | C(A,C,D,E)48A3K+TDR | YPLC100C16MP13 | Split System | 30400 | 16.5 | 8.1 | 2 | R-454B | 650
216056759 | YORK | HH860E2S11 | C(A,C,D,E)48A3K+TDR | TPLC080C16MP13 | Split System | 39500 | 16.5 | 8.1 | 2 | R-454B | 650
216056726 | YORK | HH860E2S11 | C(A,C,D,E)48A3K+TDR | TM8V100C16MP12 | Split System | 39500 | 16.5 | 8.1 | 2 | R-454B | 650
216056760 | YORK | HH860E2S11 | C(A,C,D,E)48A3K+TDR | TPLC100C16MP13 | Split System | 39500 | 16.5 | 8.1 | 2 | R-454B | 650
216056756 | YORK | HH860E2S11 | C(A,C,D,E)48A3K+TDR | TP9C100C16MP13 | Split System | 39500 | 16.5 | 8.1 | 2 | R-454B | 650
216056717 | YORK | HH860E2S11 | C(A,C,D,E)48A3K+TDR | TL9E100C20UH11 | Split System | 40000 | 16.5 | 8.1 | 2 | R-454B | 650
216056714 | YORK | HH860E2S11 | C(A,C,D,E)48A3K+TDR | TL8E080C16UH11 | Split System | 40000 | 16.5 | 8.1 | 2 | R-454B | 650
216056801 | YORK | HH860E2S11 | D(A,C,E)60A3K+TDR | TM8V080C16MP12 | Split System | 40500 | 16.5 | 8.1 | 2 | R-454B | 650
216056803 | YORK | HH860E2S11 | D(A,C,E)60A3K+TDR | TM8V100C16MP12 | Split System | 40500 | 16.5 | 8.1 | 2 | R-454B | 650
216056828 | YORK | HH860E2S11 | C(A,C,D,E)60A3K+TDR | TM9V100C16MP12 | Split System | 40500 | 16.5 | 8.1 | 2 | R-454B | 650
216056800 | YORK | HH860E2S11 | C(A,C,D,E)60A3K+TDR | TM8V080C16MP12 | Split System | 40500 | 16.5 | 8.1 | 2 | R-454B | 650
216056802 | YORK | HH860E2S11 | C(A,C,D,E)60A3K+TDR | TM8V100C16MP12 | Split System | 40500 | 16.5 | 8.1 | 2 | R-454B | 650
216055625 | CHAMPION HEATING AND COOLING | HH824E2S11 | C(A,C,D,E)24A3K+TDR | Z9ES040A10SMPS1 | Split System | 20200 | 17.5 | 8.1 | 2 | R-454B | 650
216055631 | CHAMPION HEATING AND COOLING | HH824E2S11 | C(A,C,D,E)24A3K+TDR | Z9ES060A10SMPS1 | Split System | 20200 | 17.5 | 8.1 | 2 | R-454B | 650
216055621 | CHAMPION HEATING AND COOLING | HH824E2S11 | D(A,C,E)24B3K+TDR | Z9ES026A08SMPS1 | Split System | 20600 | 17.5 | 8.1 | 2 | R-454B | 650
216055892 | CHAMPION HEATING AND COOLING | HH860E2S11 | C(A,C,D,E)48A3K+TDR | TM8Y100C16MP11 | Split System | 40000 | 17.5 | 8.1 | 2 | R-454B | 650
216055889 | CHAMPION HEATING AND COOLING | HH860E2S11 | C(A,C,D,E)48A3K+TDR | TM8Y080C16MP11 | Split System | 40000 | 17.5 | 8.1 | 2 | R-454B | 650
216055937 | CHAMPION HEATING AND COOLING | HH860E2S11 | C(A,C,D,E)48A3K+TDR | TM9Y120D20MP11 | Split System | 40000 | 17.5 | 8.1 | 2 | R-454B | 650
216055925 | CHAMPION HEATING AND COOLING | HH860E2S11 | C(A,C,D,E)48A3K+TDR | TM9V120D20MP12 | Split System | 40000 | 17.5 | 8.1 | 2 | R-454B | 650
216055976 | CHAMPION HEATING AND COOLING | HH860E2S11 | C(A,C,D,E)48A3K+TDR | TP9C120D20MP13 | Split System | 40000 | 17.5 | 8.1 | 2 | R-454B | 650
216055895 | CHAMPION HEATING AND COOLING | HH860E2S11 | C(A,C,D,E)48A3K+TDR | TM8Y100C20MP11 | Split System | 40000 | 17.5 | 8.1 | 2 | R-454B | 650
216055847 | CHAMPION HEATING AND COOLING | HH860E2S11 | C(A,C,D,E)48A3K+TDR | TL8E100C20UH11 | Split System | 40500 | 17.5 | 8.1 | 2 | R-454B | 650
216056036 | CHAMPION HEATING AND COOLING | HH860E2S11 | C(A,C,D,E)48A3K+TDR | Z9ES080C20SMPS1 | Split System | 40500 | 17.5 | 8.1 | 2 | R-454B | 650
216056028 | CHAMPION HEATING AND COOLING | HH860E2S11 | C(A,C,D,E)48A3K+TDR | Z9ES080C16SMPS1 | Split System | 40500 | 17.5 | 8.1 | 2 | R-454B | 650
216056056 | CHAMPION HEATING AND COOLING | HH860E2S11 | C(A,C,D,E)60A3K+TDR | Z9ES100C20SMPS1 | Split System | 42000 | 17.5 | 8.1 | 2 | R-454B | 650
216056062 | CHAMPION HEATING AND COOLING | HH860E2S11 | C(A,C,D,E)48A3K+TDR | Z9ES120D20SMPS1 | Split System | 42000 | 17.5 | 8.1 | 2 | R-454B | 650
216054658 | COLEMAN | HH824E2S11 | D(A,C,E)24B3K+TDR | Z9ES026A08SMPS1 | Split System | 20600 | 17.5 | 8.1 | 2 | R-454B | 650
216054972 | LUXAIRE | HH824E2S11 | C(A,C,D,E)24A3K+TDR | Z9ES040A10SMPS1 | Split System | 20200 | 17.5 | 8.1 | 2 | R-454B | 650
216054978 | LUXAIRE | HH824E2S11 | C(A,C,D,E)24A3K+TDR | Z9ES060A10SMPS1 | Split System | 20200 | 17.5 | 8.1 | 2 | R-454B | 650
216055283 | LUXAIRE | HH860E2S11 | C(A,C,D,E)48A3K+TDR | TM8Y080C16MP11 | Split System | 40000 | 17.5 | 8.1 | 2 | R-454B | 650
216055286 | LUXAIRE | HH860E2S11 | C(A,C,D,E)48A3K+TDR | TM8Y100C16MP11 | Split System | 40000 | 17.5 | 8.1 | 2 | R-454B | 650
216055331 | LUXAIRE | HH860E2S11 | C(A,C,D,E)48A3K+TDR | TM9Y120D20MP11 | Split System | 40000 | 17.5 | 8.1 | 2 | R-454B | 650
216055319 | LUXAIRE | HH860E2S11 | C(A,C,D,E)48A3K+TDR | TM9V120D20MP12 | Split System | 40000 | 17.5 | 8.1 | 2 | R-454B | 650
216055223 | LUXAIRE | HH860E2S11 | C(A,C,D,E)48A3K+TDR | LP9C120D20MP13 | Split System | 40000 | 17.5 | 8.1 | 2 | R-454B | 650
216055292 | LUXAIRE | HH860E2S11 | C(A,C,D,E)48A3K+TDR | TM8Y120C20MP11 | Split System | 40000 | 17.5 | 8.1 | 2 | R-454B | 650
216055409 | LUXAIRE | HH860E2S11 | C(A,C,D,E)48A3K+TDR | Z9ES080C20SMPS1 | Split System | 40500 | 17.5 | 8.1 | 2 | R-454B | 650
216055406 | LUXAIRE | HH860E2S11 | C(A,C,D,E)48A3K+TDR | Z9ES080C16SMPS1 | Split System | 40500 | 17.5 | 8.1 | 2 | R-454B | 650
216055224 | LUXAIRE | HH860E2S11 | C(A,C,D,E)60A3K+TDR | LP9C120D20MP13 | Split System | 41000 | 17.5 | 8.1 | 2 | R-454B | 650
216055415 | LUXAIRE | HH860E2S11 | C(A,C,D,E)48A3K+TDR | Z9ES100C20SMPS1 | Split System | 41000 | 17.5 | 8.1 | 2 | R-454B | 650
216056142 | YORK | HH824E2S11 | C(A,C,D,E)24A3K+TDR | Y91E040A10SMPS1 | Split System | 20200 | 17.5 | 8.1 | 2 | R-454B | 650
216056145 | YORK | HH824E2S11 | C(A,C,D,E)24A3K+TDR | Y91E060A10SMPS1 | Split System | 20200 | 17.5 | 8.1 | 2 | R-454B | 650
216056376 | YORK | HH824E2S11 | D(A,C,E)24B3K+TDR | Y91E026A08SMPS1 | Split System | 20600 | 17.5 | 8.1 | 2 | R-454B | 650
216056729 | YORK | HH860E2S11 | C(A,C,D,E)48A3K+TDR | TM8Y080C16MP11 | Split System | 40000 | 17.5 | 8.1 | 2 | R-454B | 650
216056730 | YORK | HH860E2S11 | C(A,C,D,E)48A3K+TDR | TM8Y100C16MP11 | Split System | 40000 | 17.5 | 8.1 | 2 | R-454B | 650
216056745 | YORK | HH860E2S11 | C(A,C,D,E)48A3K+TDR | TM9Y120D20MP11 | Split System | 40000 | 17.5 | 8.1 | 2 | R-454B | 650
216056741 | YORK | HH860E2S11 | C(A,C,D,E)48A3K+TDR | TM9V120D20MP12 | Split System | 40000 | 17.5 | 8.1 | 2 | R-454B | 650
216056758 | YORK | HH860E2S11 | C(A,C,D,E)48A3K+TDR | TP9C120D20MP13 | Split System | 40000 | 17.5 | 8.1 | 2 | R-454B | 650
216056731 | YORK | HH860E2S11 | C(A,C,D,E)48A3K+TDR | TM8Y100C20MP11 | Split System | 40000 | 17.5 | 8.1 | 2 | R-454B | 650
216056732 | YORK | HH860E2S11 | C(A,C,D,E)48A3K+TDR | TM8Y120C20MP11 | Split System | 40000 | 17.5 | 8.1 | 2 | R-454B | 650
216056715 | YORK | HH860E2S11 | C(A,C,D,E)48A3K+TDR | TL8E100C20UH11 | Split System | 40500 | 17.5 | 8.1 | 2 | R-454B | 650
216056764 | YORK | HH860E2S11 | C(A,C,D,E)48A3K+TDR | Y81E120C20SMPS1 | Split System | 40500 | 17.5 | 8.1 | 2 | R-454B | 650
216056766 | YORK | HH860E2S11 | C(A,C,D,E)48A3K+TDR | Y91E080C20SMPS1 | Split System | 40500 | 17.5 | 8.1 | 2 | R-454B | 650
216056765 | YORK | HH860E2S11 | C(A,C,D,E)48A3K+TDR | Y91E080C16SMPS1 | Split System | 40500 | 17.5 | 8.1 | 2 | R-454B | 650
216056768 | YORK | HH860E2S11 | C(A,C,D,E)48A3K+TDR | Y91E100C20SMPS1 | Split System | 41000 | 17.5 | 8.1 | 2 | R-454B | 650
216056884 | YORK | HH860E2S11 | C(A,C,D,E)60A3K+TDR | Y91E100C20SMPS1 | Split System | 42000 | 17.5 | 8.1 | 2 | R-454B | 650
217666519 | BOSCH | BOVA-24RXB-M15S | L(E,G)M24AZ+TXV |  | Split System | 16600 | 15.3 | 8.1 | 1.81 | R-454B | 650
217666587 | BOSCH | BOVA-60RXB-M15S | L(E,G)M60BZ+TXV |  | Split System | 42000 | 16.1 | 8.1 | 1.87 | R-454B | 650
217666589 | BOSCH | BOVA-60RXB-M15S | L(E,G)M60GZ+TXV |  | Split System | 42000 | 16.1 | 8.1 | 1.87 | R-454B | 650
217666521 | BOSCH | BOVA-24RXB-M15S | L(E,G)M24KZ+TXV |  | Split System | 16800 | 15.4 | 8.1 | 1.81 | R-454B | 650
216055980 | CHAMPION HEATING AND COOLING | HH860E2S11 | C(A,C,D,E)60A3K+TDR | TPLC080C16MP13 | Split System | 40500 | 16.5 | 8.1 | 2 | R-454B | 650
216055983 | CHAMPION HEATING AND COOLING | HH860E2S11 | C(A,C,D,E)60A3K+TDR | TPLC100C16MP13 | Split System | 40500 | 16.5 | 8.1 | 2 | R-454B | 650
216055981 | CHAMPION HEATING AND COOLING | HH860E2S11 | D(A,C,E)60A3K+TDR | TPLC080C16MP13 | Split System | 40500 | 16.5 | 8.1 | 2 | R-454B | 650
216055375 | LUXAIRE | HH860E2S11 | D(A,C,E)60A3K+TDR | TPLC080C16MP13 | Split System | 40500 | 16.5 | 8.1 | 2 | R-454B | 650
216055377 | LUXAIRE | HH860E2S11 | C(A,C,D,E)60A3K+TDR | TPLC100C16MP13 | Split System | 40500 | 16.5 | 8.1 | 2 | R-454B | 650
216055374 | LUXAIRE | HH860E2S11 | C(A,C,D,E)60A3K+TDR | TPLC080C16MP13 | Split System | 40500 | 16.5 | 8.1 | 2 | R-454B | 650
216055378 | LUXAIRE | HH860E2S11 | D(A,C,E)60A3K+TDR | TPLC100C16MP13 | Split System | 40500 | 16.5 | 8.1 | 2 | R-454B | 650
216056871 | YORK | HH860E2S11 | D(A,C,E)60A3K+TDR | TPLC100C16MP13 | Split System | 40500 | 16.5 | 8.1 | 2 | R-454B | 650
216056870 | YORK | HH860E2S11 | C(A,C,D,E)60A3K+TDR | TPLC100C16MP13 | Split System | 40500 | 16.5 | 8.1 | 2 | R-454B | 650
216055854 | CHAMPION HEATING AND COOLING | HH860E2S11 | C(A,C,D,E)60A3K+TDR | TL9E100C20UH11 | Split System | 41000 | 17 | 8.1 | 2 | R-454B | 650
216055248 | LUXAIRE | HH860E2S11 | C(A,C,D,E)60A3K+TDR | TL9E100C20UH11 | Split System | 41000 | 17 | 8.1 | 2 | R-454B | 650
216056784 | YORK | HH860E2S11 | C(A,C,D,E)60A3K+TDR | TL9E100C20UH11 | Split System | 41000 | 17 | 8.1 | 2 | R-454B | 650
216056003 | CHAMPION HEATING AND COOLING | HH860E2S11 | C(A,C,D,E)48A3K+TDR | Z8ES120C16SMPS1 | Split System | 40000 | 17.5 | 8.1 | 2 | R-454B | 650
216055938 | CHAMPION HEATING AND COOLING | HH860E2S11 | C(A,C,D,E)60A3K+TDR | TM9Y120D20MP11 | Split System | 41000 | 17.5 | 8.1 | 2 | R-454B | 650
216055977 | CHAMPION HEATING AND COOLING | HH860E2S11 | C(A,C,D,E)60A3K+TDR | TP9C120D20MP13 | Split System | 41000 | 17.5 | 8.1 | 2 | R-454B | 650
216055978 | CHAMPION HEATING AND COOLING | HH860E2S11 | D(A,C,E)60A3K+TDR | TP9C120D20MP13 | Split System | 41000 | 17.5 | 8.1 | 2 | R-454B | 650
216055926 | CHAMPION HEATING AND COOLING | HH860E2S11 | C(A,C,D,E)60A3K+TDR | TM9V120D20MP12 | Split System | 41000 | 17.5 | 8.1 | 2 | R-454B | 650
216055927 | CHAMPION HEATING AND COOLING | HH860E2S11 | D(A,C,E)60A3K+TDR | TM9V120D20MP12 | Split System | 41000 | 17.5 | 8.1 | 2 | R-454B | 650
216055900 | CHAMPION HEATING AND COOLING | HH860E2S11 | D(A,C,E)60A3K+TDR | TM8Y120C20MP11 | Split System | 41000 | 17.5 | 8.1 | 2 | R-454B | 650
216055896 | CHAMPION HEATING AND COOLING | HH860E2S11 | C(A,C,D,E)60A3K+TDR | TM8Y100C20MP11 | Split System | 41000 | 17.5 | 8.1 | 2 | R-454B | 650
216055899 | CHAMPION HEATING AND COOLING | HH860E2S11 | C(A,C,D,E)60A3K+TDR | TM8Y120C20MP11 | Split System | 41000 | 17.5 | 8.1 | 2 | R-454B | 650
216055897 | CHAMPION HEATING AND COOLING | HH860E2S11 | D(A,C,E)60A3K+TDR | TM8Y100C20MP11 | Split System | 41000 | 17.5 | 8.1 | 2 | R-454B | 650
216056016 | CHAMPION HEATING AND COOLING | HH860E2S11 | D(A,C,E)60A3K+TDR | Z8ES120C20SMPS1 | Split System | 41500 | 17.5 | 8.1 | 2 | R-454B | 650
216056013 | CHAMPION HEATING AND COOLING | HH860E2S11 | C(A,C,D,E)60A3K+TDR | Z8ES120C20SMPS1 | Split System | 41500 | 17.5 | 8.1 | 2 | R-454B | 650
216056042 | CHAMPION HEATING AND COOLING | HH860E2S11 | D(A,C,E)60A3K+TDR | Z9ES080C20SMPS1 | Split System | 41500 | 17.5 | 8.1 | 2 | R-454B | 650
216056039 | CHAMPION HEATING AND COOLING | HH860E2S11 | C(A,C,D,E)60A3K+TDR | Z9ES080C20SMPS1 | Split System | 41500 | 17.5 | 8.1 | 2 | R-454B | 650
216056033 | CHAMPION HEATING AND COOLING | HH860E2S11 | D(A,C,E)60A3K+TDR | Z9ES080C16SMPS1 | Split System | 41500 | 17.5 | 8.1 | 2 | R-454B | 650
216056030 | CHAMPION HEATING AND COOLING | HH860E2S11 | C(A,C,D,E)60A3K+TDR | Z9ES080C16SMPS1 | Split System | 41500 | 17.5 | 8.1 | 2 | R-454B | 650
216056059 | CHAMPION HEATING AND COOLING | HH860E2S11 | D(A,C,E)60A3K+TDR | Z9ES100C20SMPS1 | Split System | 42000 | 17.5 | 8.1 | 2 | R-454B | 650
216056065 | CHAMPION HEATING AND COOLING | HH860E2S11 | C(A,C,D,E)60A3K+TDR | Z9ES120D20SMPS1 | Split System | 43000 | 17.5 | 8.1 | 2 | R-454B | 650
216056068 | CHAMPION HEATING AND COOLING | HH860E2S11 | D(A,C,E)60A3K+TDR | Z9ES120D20SMPS1 | Split System | 43000 | 17.5 | 8.1 | 2 | R-454B | 650
216055397 | LUXAIRE | HH860E2S11 | C(A,C,D,E)48A3K+TDR | Z8ES120C16SMPS1 | Split System | 40000 | 17.5 | 8.1 | 2 | R-454B | 650
216055332 | LUXAIRE | HH860E2S11 | C(A,C,D,E)60A3K+TDR | TM9Y120D20MP11 | Split System | 41000 | 17.5 | 8.1 | 2 | R-454B | 650
216055371 | LUXAIRE | HH860E2S11 | C(A,C,D,E)60A3K+TDR | TP9C120D20MP13 | Split System | 41000 | 17.5 | 8.1 | 2 | R-454B | 650
216055372 | LUXAIRE | HH860E2S11 | D(A,C,E)60A3K+TDR | TP9C120D20MP13 | Split System | 41000 | 17.5 | 8.1 | 2 | R-454B | 650
216055320 | LUXAIRE | HH860E2S11 | C(A,C,D,E)60A3K+TDR | TM9V120D20MP12 | Split System | 41000 | 17.5 | 8.1 | 2 | R-454B | 650
216055321 | LUXAIRE | HH860E2S11 | D(A,C,E)60A3K+TDR | TM9V120D20MP12 | Split System | 41000 | 17.5 | 8.1 | 2 | R-454B | 650
216055225 | LUXAIRE | HH860E2S11 | D(A,C,E)60A3K+TDR | LP9C120D20MP13 | Split System | 41000 | 17.5 | 8.1 | 2 | R-454B | 650
216055290 | LUXAIRE | HH860E2S11 | C(A,C,D,E)60A3K+TDR | TM8Y100C20MP11 | Split System | 41000 | 17.5 | 8.1 | 2 | R-454B | 650
216055293 | LUXAIRE | HH860E2S11 | C(A,C,D,E)60A3K+TDR | TM8Y120C20MP11 | Split System | 41000 | 17.5 | 8.1 | 2 | R-454B | 650
216055294 | LUXAIRE | HH860E2S11 | D(A,C,E)60A3K+TDR | TM8Y120C20MP11 | Split System | 41000 | 17.5 | 8.1 | 2 | R-454B | 650
216055402 | LUXAIRE | HH860E2S11 | D(A,C,E)60A3K+TDR | Z8ES120C20SMPS1 | Split System | 41500 | 17.5 | 8.1 | 2 | R-454B | 650
216055410 | LUXAIRE | HH860E2S11 | C(A,C,D,E)60A3K+TDR | Z9ES080C20SMPS1 | Split System | 41500 | 17.5 | 8.1 | 2 | R-454B | 650
216055411 | LUXAIRE | HH860E2S11 | D(A,C,E)60A3K+TDR | Z9ES080C20SMPS1 | Split System | 41500 | 17.5 | 8.1 | 2 | R-454B | 650
216055407 | LUXAIRE | HH860E2S11 | C(A,C,D,E)60A3K+TDR | Z9ES080C16SMPS1 | Split System | 41500 | 17.5 | 8.1 | 2 | R-454B | 650
216055408 | LUXAIRE | HH860E2S11 | D(A,C,E)60A3K+TDR | Z9ES080C16SMPS1 | Split System | 41500 | 17.5 | 8.1 | 2 | R-454B | 650
216055420 | LUXAIRE | HH860E2S11 | D(A,C,E)60A3K+TDR | Z9ES120D20SMPS1 | Split System | 43000 | 17.5 | 8.1 | 2 | R-454B | 650
216055419 | LUXAIRE | HH860E2S11 | C(A,C,D,E)60A3K+TDR | Z9ES120D20SMPS1 | Split System | 43000 | 17.5 | 8.1 | 2 | R-454B | 650
216056763 | YORK | HH860E2S11 | C(A,C,D,E)48A3K+TDR | Y81E120C16SMPS1 | Split System | 40000 | 17.5 | 8.1 | 2 | R-454B | 650
216056840 | YORK | HH860E2S11 | C(A,C,D,E)60A3K+TDR | TM9Y120D20MP11 | Split System | 41000 | 17.5 | 8.1 | 2 | R-454B | 650
216056833 | YORK | HH860E2S11 | D(A,C,E)60A3K+TDR | TM9V120D20MP12 | Split System | 41000 | 17.5 | 8.1 | 2 | R-454B | 650
216056866 | YORK | HH860E2S11 | C(A,C,D,E)60A3K+TDR | TP9C120D20MP13 | Split System | 41000 | 17.5 | 8.1 | 2 | R-454B | 650
216056832 | YORK | HH860E2S11 | C(A,C,D,E)60A3K+TDR | TM9V120D20MP12 | Split System | 41000 | 17.5 | 8.1 | 2 | R-454B | 650
216056813 | YORK | HH860E2S11 | D(A,C,E)60A3K+TDR | TM8Y100C20MP11 | Split System | 41000 | 17.5 | 8.1 | 2 | R-454B | 650
216056812 | YORK | HH860E2S11 | C(A,C,D,E)60A3K+TDR | TM8Y100C20MP11 | Split System | 41000 | 17.5 | 8.1 | 2 | R-454B | 650
216056814 | YORK | HH860E2S11 | C(A,C,D,E)60A3K+TDR | TM8Y120C20MP11 | Split System | 41000 | 17.5 | 8.1 | 2 | R-454B | 650
216056815 | YORK | HH860E2S11 | D(A,C,E)60A3K+TDR | TM8Y120C20MP11 | Split System | 41000 | 17.5 | 8.1 | 2 | R-454B | 650
216056877 | YORK | HH860E2S11 | D(A,C,E)60A3K+TDR | Y81E120C20SMPS1 | Split System | 41500 | 17.5 | 8.1 | 2 | R-454B | 650
216056881 | YORK | HH860E2S11 | D(A,C,E)60A3K+TDR | Y91E080C20SMPS1 | Split System | 41500 | 17.5 | 8.1 | 2 | R-454B | 650
216056880 | YORK | HH860E2S11 | C(A,C,D,E)60A3K+TDR | Y91E080C20SMPS1 | Split System | 41500 | 17.5 | 8.1 | 2 | R-454B | 650
216056878 | YORK | HH860E2S11 | C(A,C,D,E)60A3K+TDR | Y91E080C16SMPS1 | Split System | 41500 | 17.5 | 8.1 | 2 | R-454B | 650
216056879 | YORK | HH860E2S11 | D(A,C,E)60A3K+TDR | Y91E080C16SMPS1 | Split System | 41500 | 17.5 | 8.1 | 2 | R-454B | 650
216056885 | YORK | HH860E2S11 | D(A,C,E)60A3K+TDR | Y91E100C20SMPS1 | Split System | 42000 | 17.5 | 8.1 | 2 | R-454B | 650
216056887 | YORK | HH860E2S11 | D(A,C,E)60A3K+TDR | Y91E120D20SMPS1 | Split System | 43000 | 17.5 | 8.1 | 2 | R-454B | 650
217666588 | BOSCH | BOVA-60RXB-M15S | L(E,G)M60FZ+TXV |  | Split System | 43500 | 16.4 | 8.1 | 1.87 | R-454B | 650
217200410 | CHAMPION HEATING AND COOLING | XH548E2S11 | D(A,C,E)48D4K+TDR | Z8ES120C16SMPS1 | Split System | 44500 | 15.2 | 8.1 | 2.98 | R-454B | 650
217083761 | RUNTRU | A5HP5036A1 | D(A,C,E)36A3J+TDR | A951X080CU5SA | Split System | 30200 | 15.5 | 8.1 | 2.87 | R-454B | 650
216055997 | CHAMPION HEATING AND COOLING | HH860E2S11 | C(A,C,D,E)48A3K+TDR | Z8ES100C16SMPS1 | Split System | 40000 | 16.5 | 8.1 | 2 | R-454B | 650
216055535 | CHAMPION HEATING AND COOLING | HH824E2S11 | C(A,C,D,E)24A3K+TDR | TM9Y080B12MP11 | Split System | 21600 | 17 | 8.1 | 2 | R-454B | 650
216055637 | CHAMPION HEATING AND COOLING | HH824E2S11 | C(A,C,D,E)24A3K+TDR | Z9ES060B12SMPS1 | Split System | 21600 | 17 | 8.1 | 2 | R-454B | 650
216055457 | CHAMPION HEATING AND COOLING | HH824E2S11 | C(A,C,D,E)24A3K+TDR | TM8V080B12MP12 | Split System | 21600 | 17 | 8.1 | 2 | R-454B | 650
216055577 | CHAMPION HEATING AND COOLING | HH824E2S11 | C(A,C,D,E)24A3K+TDR | TPLC080B12MP13 | Split System | 21600 | 17 | 8.1 | 2 | R-454B | 650
216055531 | CHAMPION HEATING AND COOLING | HH824E2S11 | D(A,C,E)24B3K+TDR | TM9Y060B12MP11 | Split System | 22000 | 17 | 8.1 | 2 | R-454B | 650
216055533 | CHAMPION HEATING AND COOLING | HH824E2S11 | D(A,C,E)36A3K+TDR | TM9Y060B12MP11 | Split System | 22200 | 17 | 8.1 | 2 | R-454B | 650
216055539 | CHAMPION HEATING AND COOLING | HH824E2S11 | D(A,C,E)36A3K+TDR | TM9Y080B12MP11 | Split System | 22200 | 17 | 8.1 | 2 | R-454B | 650
216055641 | CHAMPION HEATING AND COOLING | HH824E2S11 | D(A,C,E)36A3K+TDR | Z9ES060B12SMPS1 | Split System | 22200 | 17 | 8.1 | 2 | R-454B | 650
216054598 | COLEMAN | HH824E2S11 | D(A,C,E)24B3K+TDR | TM9Y060B12MP11 | Split System | 22000 | 17 | 8.1 | 2 | R-454B | 650
216054882 | LUXAIRE | HH824E2S11 | C(A,C,D,E)24A3K+TDR | TM9Y080B12MP11 | Split System | 21600 | 17 | 8.1 | 2 | R-454B | 650
216054984 | LUXAIRE | HH824E2S11 | C(A,C,D,E)24A3K+TDR | Z9ES060B12SMPS1 | Split System | 21600 | 17 | 8.1 | 2 | R-454B | 650
216054924 | LUXAIRE | HH824E2S11 | C(A,C,D,E)24A3K+TDR | TPLC080B12MP13 | Split System | 21600 | 17 | 8.1 | 2 | R-454B | 650
216054878 | LUXAIRE | HH824E2S11 | D(A,C,E)24B3K+TDR | TM9Y060B12MP11 | Split System | 22000 | 17 | 8.1 | 2 | R-454B | 650
216054880 | LUXAIRE | HH824E2S11 | D(A,C,E)36A3K+TDR | TM9Y060B12MP11 | Split System | 22200 | 17 | 8.1 | 2 | R-454B | 650
216054886 | LUXAIRE | HH824E2S11 | D(A,C,E)36A3K+TDR | TM9Y080B12MP11 | Split System | 22200 | 17 | 8.1 | 2 | R-454B | 650
216054988 | LUXAIRE | HH824E2S11 | D(A,C,E)36A3K+TDR | Z9ES060B12SMPS1 | Split System | 22200 | 17 | 8.1 | 2 | R-454B | 650
216056331 | YORK | HH824E2S11 | D(A,C,E)24B3K+TDR | TM9Y060B12MP11 | Split System | 22000 | 17 | 8.1 | 2 | R-454B | 650
216055629 | CHAMPION HEATING AND COOLING | HH824E2S11 | D(A,C,E)36A3K+TDR | Z9ES040A10SMPS1 | Split System | 20800 | 17.5 | 8.1 | 2 | R-454B | 650
216055635 | CHAMPION HEATING AND COOLING | HH824E2S11 | D(A,C,E)36A3K+TDR | Z9ES060A10SMPS1 | Split System | 20800 | 17.5 | 8.1 | 2 | R-454B | 650
216055623 | CHAMPION HEATING AND COOLING | HH824E2S11 | D(A,C,E)36A3K+TDR | Z9ES026A08SMPS1 | Split System | 20800 | 17.5 | 8.1 | 2 | R-454B | 650
216055624 | CHAMPION HEATING AND COOLING | HH824E2S11 | D(A,C,E)36A4K+TDR | Z9ES026A08SMPS1 | Split System | 21200 | 17.5 | 8.1 | 2 | R-454B | 650
216055994 | CHAMPION HEATING AND COOLING | HH860E2S11 | C(A,C,D,E)48A3K+TDR | Z8ES080C20SMPS1 | Split System | 40000 | 17.5 | 8.1 | 2 | R-454B | 650
216056000 | CHAMPION HEATING AND COOLING | HH860E2S11 | C(A,C,D,E)48A3K+TDR | Z8ES100C20SMPS1 | Split System | 40500 | 17.5 | 8.1 | 2 | R-454B | 650
216054660 | COLEMAN | HH824E2S11 | D(A,C,E)36A4K+TDR | Z9ES026A08SMPS1 | Split System | 21200 | 17.5 | 8.1 | 2 | R-454B | 650
216054976 | LUXAIRE | HH824E2S11 | D(A,C,E)36A3K+TDR | Z9ES040A10SMPS1 | Split System | 20800 | 17.5 | 8.1 | 2 | R-454B | 650
216054970 | LUXAIRE | HH824E2S11 | D(A,C,E)36A3K+TDR | Z9ES026A08SMPS1 | Split System | 20800 | 17.5 | 8.1 | 2 | R-454B | 650
216054982 | LUXAIRE | HH824E2S11 | D(A,C,E)36A3K+TDR | Z9ES060A10SMPS1 | Split System | 20800 | 17.5 | 8.1 | 2 | R-454B | 650
216054971 | LUXAIRE | HH824E2S11 | D(A,C,E)36A4K+TDR | Z9ES026A08SMPS1 | Split System | 21200 | 17.5 | 8.1 | 2 | R-454B | 650
216055388 | LUXAIRE | HH860E2S11 | C(A,C,D,E)48A3K+TDR | Z8ES080C20SMPS1 | Split System | 40000 | 17.5 | 8.1 | 2 | R-454B | 650
216055385 | LUXAIRE | HH860E2S11 | C(A,C,D,E)48A3K+TDR | Z8ES080C16SMPS1 | Split System | 40500 | 17.5 | 8.1 | 2 | R-454B | 650
216055394 | LUXAIRE | HH860E2S11 | C(A,C,D,E)48A3K+TDR | Z8ES100C20SMPS1 | Split System | 40500 | 17.5 | 8.1 | 2 | R-454B | 650
217048282 | HISENSE | AOH-48U3T24P | L(E,G)M48EJ |  | Split System | 44000 | 18 | 8.1 | 2.52 | R-454B | 650
217048309 | HISENSE | AUWR-4824P | L(E,G)M48EJ |  | Split System | 44000 | 18 | 8.1 | 2.52 | R-454B | 650
216055511 | CHAMPION HEATING AND COOLING | HH824E2S11 | C(A,C,D,E)24A3K+TDR | TM9V060B12MP12 | Split System | 21600 | 17 | 8.1 | 2 | R-454B | 650
216055565 | CHAMPION HEATING AND COOLING | HH824E2S11 | C(A,C,D,E)24A3K+TDR | TP9C060B12MP13 | Split System | 21600 | 17 | 8.1 | 2 | R-454B | 650
216055517 | CHAMPION HEATING AND COOLING | HH824E2S11 | C(A,C,D,E)24A3K+TDR | TM9V080B12MP12 | Split System | 21600 | 17 | 8.1 | 2 | R-454B | 650
216055427 | CHAMPION HEATING AND COOLING | HH824E2S11 | C(A,C,D,E)24A3K+TDR | TL9E060B12UH11 | Split System | 21600 | 17 | 8.1 | 2 | R-454B | 650
216055445 | CHAMPION HEATING AND COOLING | HH824E2S11 | C(A,C,D,E)24A3K+TDR | TM8E080B12MP11 | Split System | 21600 | 17 | 8.1 | 2 | R-454B | 650
216055451 | CHAMPION HEATING AND COOLING | HH824E2S11 | C(A,C,D,E)24A3K+TDR | TM8E100B12MP11 | Split System | 21600 | 17 | 8.1 | 2 | R-454B | 650
216055469 | CHAMPION HEATING AND COOLING | HH824E2S11 | C(A,C,D,E)24A3K+TDR | TM8Y080B12MP11 | Split System | 21600 | 17 | 8.1 | 2 | R-454B | 650
216055559 | CHAMPION HEATING AND COOLING | HH824E2S11 | C(A,C,D,E)24A3K+TDR | TMLE100B12MP11 | Split System | 21600 | 17 | 8.1 | 2 | R-454B | 650
216055643 | CHAMPION HEATING AND COOLING | HH824E2S11 | C(A,C,D,E)24A3K+TDR | Z9ES080B12SMPS1 | Split System | 21600 | 17 | 8.1 | 2 | R-454B | 650
216055579 | CHAMPION HEATING AND COOLING | HH824E2S11 | D(A,C,E)24B3K+TDR | TPLC080B12MP13 | Split System | 22000 | 17 | 8.1 | 2 | R-454B | 650
216055459 | CHAMPION HEATING AND COOLING | HH824E2S11 | D(A,C,E)24B3K+TDR | TM8V080B12MP12 | Split System | 22000 | 17 | 8.1 | 2 | R-454B | 650
216055567 | CHAMPION HEATING AND COOLING | HH824E2S11 | D(A,C,E)24B3K+TDR | TP9C060B12MP13 | Split System | 22000 | 17 | 8.1 | 2 | R-454B | 650
216055513 | CHAMPION HEATING AND COOLING | HH824E2S11 | D(A,C,E)24B3K+TDR | TM9V060B12MP12 | Split System | 22000 | 17 | 8.1 | 2 | R-454B | 650
216055573 | CHAMPION HEATING AND COOLING | HH824E2S11 | D(A,C,E)24B3K+TDR | TP9C080B12MP13 | Split System | 22000 | 17 | 8.1 | 2 | R-454B | 650
216055429 | CHAMPION HEATING AND COOLING | HH824E2S11 | D(A,C,E)24B3K+TDR | TL9E060B12UH11 | Split System | 22000 | 17 | 8.1 | 2 | R-454B | 650
216055519 | CHAMPION HEATING AND COOLING | HH824E2S11 | D(A,C,E)24B3K+TDR | TM9V080B12MP12 | Split System | 22000 | 17 | 8.1 | 2 | R-454B | 650
216055447 | CHAMPION HEATING AND COOLING | HH824E2S11 | D(A,C,E)24B3K+TDR | TM8E080B12MP11 | Split System | 22000 | 17 | 8.1 | 2 | R-454B | 650
216055555 | CHAMPION HEATING AND COOLING | HH824E2S11 | D(A,C,E)24B3K+TDR | TMLE080B12MP11 | Split System | 22000 | 17 | 8.1 | 2 | R-454B | 650
216055561 | CHAMPION HEATING AND COOLING | HH824E2S11 | D(A,C,E)24B3K+TDR | TMLE100B12MP11 | Split System | 22000 | 17 | 8.1 | 2 | R-454B | 650
216055471 | CHAMPION HEATING AND COOLING | HH824E2S11 | D(A,C,E)24B3K+TDR | TM8Y080B12MP11 | Split System | 22000 | 17 | 8.1 | 2 | R-454B | 650
216055453 | CHAMPION HEATING AND COOLING | HH824E2S11 | D(A,C,E)24B3K+TDR | TM8E100B12MP11 | Split System | 22000 | 17 | 8.1 | 2 | R-454B | 650
216055645 | CHAMPION HEATING AND COOLING | HH824E2S11 | D(A,C,E)24B3K+TDR | Z9ES080B12SMPS1 | Split System | 22000 | 17 | 8.1 | 2 | R-454B | 650
216055521 | CHAMPION HEATING AND COOLING | HH824E2S11 | D(A,C,E)36A3K+TDR | TM9V080B12MP12 | Split System | 22200 | 17 | 8.1 | 2 | R-454B | 650
216055575 | CHAMPION HEATING AND COOLING | HH824E2S11 | D(A,C,E)36A3K+TDR | TP9C080B12MP13 | Split System | 22200 | 17 | 8.1 | 2 | R-454B | 650
216055473 | CHAMPION HEATING AND COOLING | HH824E2S11 | D(A,C,E)36A3K+TDR | TM8Y080B12MP11 | Split System | 22200 | 17 | 8.1 | 2 | R-454B | 650
216055461 | CHAMPION HEATING AND COOLING | HH824E2S11 | D(A,C,E)36A3K+TDR | TM8V080B12MP12 | Split System | 22400 | 17 | 8.1 | 2 | R-454B | 650
216055515 | CHAMPION HEATING AND COOLING | HH824E2S11 | D(A,C,E)36A3K+TDR | TM9V060B12MP12 | Split System | 22400 | 17 | 8.1 | 2 | R-454B | 650
216055569 | CHAMPION HEATING AND COOLING | HH824E2S11 | D(A,C,E)36A3K+TDR | TP9C060B12MP13 | Split System | 22400 | 17 | 8.1 | 2 | R-454B | 650
216055431 | CHAMPION HEATING AND COOLING | HH824E2S11 | D(A,C,E)36A3K+TDR | TL9E060B12UH11 | Split System | 22400 | 17 | 8.1 | 2 | R-454B | 650
216055449 | CHAMPION HEATING AND COOLING | HH824E2S11 | D(A,C,E)36A3K+TDR | TM8E080B12MP11 | Split System | 22400 | 17 | 8.1 | 2 | R-454B | 650
216055563 | CHAMPION HEATING AND COOLING | HH824E2S11 | D(A,C,E)36A3K+TDR | TMLE100B12MP11 | Split System | 22400 | 17 | 8.1 | 2 | R-454B | 650
216055455 | CHAMPION HEATING AND COOLING | HH824E2S11 | D(A,C,E)36A3K+TDR | TM8E100B12MP11 | Split System | 22400 | 17 | 8.1 | 2 | R-454B | 650
216055647 | CHAMPION HEATING AND COOLING | HH824E2S11 | D(A,C,E)36A3K+TDR | Z9ES080B12SMPS1 | Split System | 22400 | 17 | 8.1 | 2 | R-454B | 650
216054550 | COLEMAN | HH824E2S11 | D(A,C,E)24B3K+TDR | TM8V080B12MP12 | Split System | 22000 | 17 | 8.1 | 2 | R-454B | 650
216054630 | COLEMAN | HH824E2S11 | D(A,C,E)24B3K+TDR | TPLC080B12MP13 | Split System | 22000 | 17 | 8.1 | 2 | R-454B | 650
216054622 | COLEMAN | HH824E2S11 | D(A,C,E)24B3K+TDR | TP9C060B12MP13 | Split System | 22000 | 17 | 8.1 | 2 | R-454B | 650
216054586 | COLEMAN | HH824E2S11 | D(A,C,E)24B3K+TDR | TM9V060B12MP12 | Split System | 22000 | 17 | 8.1 | 2 | R-454B | 650
216054530 | COLEMAN | HH824E2S11 | D(A,C,E)24B3K+TDR | TL9E060B12UH11 | Split System | 22000 | 17 | 8.1 | 2 | R-454B | 650
216054590 | COLEMAN | HH824E2S11 | D(A,C,E)24B3K+TDR | TM9V080B12MP12 | Split System | 22000 | 17 | 8.1 | 2 | R-454B | 650
216054626 | COLEMAN | HH824E2S11 | D(A,C,E)24B3K+TDR | TP9C080B12MP13 | Split System | 22000 | 17 | 8.1 | 2 | R-454B | 650
216054546 | COLEMAN | HH824E2S11 | D(A,C,E)24B3K+TDR | TM8E100B12MP11 | Split System | 22000 | 17 | 8.1 | 2 | R-454B | 650
216054614 | COLEMAN | HH824E2S11 | D(A,C,E)24B3K+TDR | TMLE080B12MP11 | Split System | 22000 | 17 | 8.1 | 2 | R-454B | 650
216054558 | COLEMAN | HH824E2S11 | D(A,C,E)24B3K+TDR | TM8Y080B12MP11 | Split System | 22000 | 17 | 8.1 | 2 | R-454B | 650
216054542 | COLEMAN | HH824E2S11 | D(A,C,E)24B3K+TDR | TM8E080B12MP11 | Split System | 22000 | 17 | 8.1 | 2 | R-454B | 650
216054674 | COLEMAN | HH824E2S11 | D(A,C,E)24B3K+TDR | Z9ES080B12SMPS1 | Split System | 22000 | 17 | 8.1 | 2 | R-454B | 650
216054762 | LUXAIRE | HH824E2S11 | C(A,C,D,E)24A3K+TDR | LPLC080B12MP13 | Split System | 21600 | 17 | 8.1 | 2 | R-454B | 650
216054858 | LUXAIRE | HH824E2S11 | C(A,C,D,E)24A3K+TDR | TM9V060B12MP12 | Split System | 21600 | 17 | 8.1 | 2 | R-454B | 650
216054912 | LUXAIRE | HH824E2S11 | C(A,C,D,E)24A3K+TDR | TP9C060B12MP13 | Split System | 21600 | 17 | 8.1 | 2 | R-454B | 650
216054864 | LUXAIRE | HH824E2S11 | C(A,C,D,E)24A3K+TDR | TM9V080B12MP12 | Split System | 21600 | 17 | 8.1 | 2 | R-454B | 650
216054774 | LUXAIRE | HH824E2S11 | C(A,C,D,E)24A3K+TDR | TL9E060B12UH11 | Split System | 21600 | 17 | 8.1 | 2 | R-454B | 650
216054918 | LUXAIRE | HH824E2S11 | C(A,C,D,E)24A3K+TDR | TP9C080B12MP13 | Split System | 21600 | 17 | 8.1 | 2 | R-454B | 650
216054900 | LUXAIRE | HH824E2S11 | C(A,C,D,E)24A3K+TDR | TMLE080B12MP11 | Split System | 21600 | 17 | 8.1 | 2 | R-454B | 650
216054906 | LUXAIRE | HH824E2S11 | C(A,C,D,E)24A3K+TDR | TMLE100B12MP11 | Split System | 21600 | 17 | 8.1 | 2 | R-454B | 650
216054792 | LUXAIRE | HH824E2S11 | C(A,C,D,E)24A3K+TDR | TM8E080B12MP11 | Split System | 21600 | 17 | 8.1 | 2 | R-454B | 650
216054798 | LUXAIRE | HH824E2S11 | C(A,C,D,E)24A3K+TDR | TM8E100B12MP11 | Split System | 21600 | 17 | 8.1 | 2 | R-454B | 650
216054990 | LUXAIRE | HH824E2S11 | C(A,C,D,E)24A3K+TDR | Z9ES080B12SMPS1 | Split System | 21600 | 17 | 8.1 | 2 | R-454B | 650
216054926 | LUXAIRE | HH824E2S11 | D(A,C,E)24B3K+TDR | TPLC080B12MP13 | Split System | 22000 | 17 | 8.1 | 2 | R-454B | 650
216054806 | LUXAIRE | HH824E2S11 | D(A,C,E)24B3K+TDR | TM8V080B12MP12 | Split System | 22000 | 17 | 8.1 | 2 | R-454B | 650
216054860 | LUXAIRE | HH824E2S11 | D(A,C,E)24B3K+TDR | TM9V060B12MP12 | Split System | 22000 | 17 | 8.1 | 2 | R-454B | 650
216054752 | LUXAIRE | HH824E2S11 | D(A,C,E)24B3K+TDR | LP9C060B12MP13 | Split System | 22000 | 17 | 8.1 | 2 | R-454B | 650
216054914 | LUXAIRE | HH824E2S11 | D(A,C,E)24B3K+TDR | TP9C060B12MP13 | Split System | 22000 | 17 | 8.1 | 2 | R-454B | 650
216054866 | LUXAIRE | HH824E2S11 | D(A,C,E)24B3K+TDR | TM9V080B12MP12 | Split System | 22000 | 17 | 8.1 | 2 | R-454B | 650
216054776 | LUXAIRE | HH824E2S11 | D(A,C,E)24B3K+TDR | TL9E060B12UH11 | Split System | 22000 | 17 | 8.1 | 2 | R-454B | 650
216054920 | LUXAIRE | HH824E2S11 | D(A,C,E)24B3K+TDR | TP9C080B12MP13 | Split System | 22000 | 17 | 8.1 | 2 | R-454B | 650
216054902 | LUXAIRE | HH824E2S11 | D(A,C,E)24B3K+TDR | TMLE080B12MP11 | Split System | 22000 | 17 | 8.1 | 2 | R-454B | 650
216054908 | LUXAIRE | HH824E2S11 | D(A,C,E)24B3K+TDR | TMLE100B12MP11 | Split System | 22000 | 17 | 8.1 | 2 | R-454B | 650
216054818 | LUXAIRE | HH824E2S11 | D(A,C,E)24B3K+TDR | TM8Y080B12MP11 | Split System | 22000 | 17 | 8.1 | 2 | R-454B | 650
216054794 | LUXAIRE | HH824E2S11 | D(A,C,E)24B3K+TDR | TM8E080B12MP11 | Split System | 22000 | 17 | 8.1 | 2 | R-454B | 650
216054992 | LUXAIRE | HH824E2S11 | D(A,C,E)24B3K+TDR | Z9ES080B12SMPS1 | Split System | 22000 | 17 | 8.1 | 2 | R-454B | 650
216054868 | LUXAIRE | HH824E2S11 | D(A,C,E)36A3K+TDR | TM9V080B12MP12 | Split System | 22200 | 17 | 8.1 | 2 | R-454B | 650
216054922 | LUXAIRE | HH824E2S11 | D(A,C,E)36A3K+TDR | TP9C080B12MP13 | Split System | 22200 | 17 | 8.1 | 2 | R-454B | 650
216054820 | LUXAIRE | HH824E2S11 | D(A,C,E)36A3K+TDR | TM8Y080B12MP11 | Split System | 22200 | 17 | 8.1 | 2 | R-454B | 650
216054808 | LUXAIRE | HH824E2S11 | D(A,C,E)36A3K+TDR | TM8V080B12MP12 | Split System | 22400 | 17 | 8.1 | 2 | R-454B | 650
216054928 | LUXAIRE | HH824E2S11 | D(A,C,E)36A3K+TDR | TPLC080B12MP13 | Split System | 22400 | 17 | 8.1 | 2 | R-454B | 650
216054916 | LUXAIRE | HH824E2S11 | D(A,C,E)36A3K+TDR | TP9C060B12MP13 | Split System | 22400 | 17 | 8.1 | 2 | R-454B | 650
216054778 | LUXAIRE | HH824E2S11 | D(A,C,E)36A3K+TDR | TL9E060B12UH11 | Split System | 22400 | 17 | 8.1 | 2 | R-454B | 650
216054904 | LUXAIRE | HH824E2S11 | D(A,C,E)36A3K+TDR | TMLE080B12MP11 | Split System | 22400 | 17 | 8.1 | 2 | R-454B | 650
216054802 | LUXAIRE | HH824E2S11 | D(A,C,E)36A3K+TDR | TM8E100B12MP11 | Split System | 22400 | 17 | 8.1 | 2 | R-454B | 650
216054796 | LUXAIRE | HH824E2S11 | D(A,C,E)36A3K+TDR | TM8E080B12MP11 | Split System | 22400 | 17 | 8.1 | 2 | R-454B | 650
216054910 | LUXAIRE | HH824E2S11 | D(A,C,E)36A3K+TDR | TMLE100B12MP11 | Split System | 22400 | 17 | 8.1 | 2 | R-454B | 650
216054994 | LUXAIRE | HH824E2S11 | D(A,C,E)36A3K+TDR | Z9ES080B12SMPS1 | Split System | 22400 | 17 | 8.1 | 2 | R-454B | 650
216056397 | YORK | HH824E2S11 | D(A,C,E)24B3K+TDR | YPLC080B12MP13 | Split System | 22000 | 17 | 8.1 | 2 | R-454B | 650
216056355 | YORK | HH824E2S11 | D(A,C,E)24B3K+TDR | TPLC080B12MP13 | Split System | 22000 | 17 | 8.1 | 2 | R-454B | 650
216056295 | YORK | HH824E2S11 | D(A,C,E)24B3K+TDR | TM8V080B12MP12 | Split System | 22000 | 17 | 8.1 | 2 | R-454B | 650
216056322 | YORK | HH824E2S11 | D(A,C,E)24B3K+TDR | TM9V060B12MP12 | Split System | 22000 | 17 | 8.1 | 2 | R-454B | 650
216056392 | YORK | HH824E2S11 | D(A,C,E)24B3K+TDR | YP9C060B12MP13 | Split System | 22000 | 17 | 8.1 | 2 | R-454B | 650
216056350 | YORK | HH824E2S11 | D(A,C,E)24B3K+TDR | TP9C060B12MP13 | Split System | 22000 | 17 | 8.1 | 2 | R-454B | 650
216056325 | YORK | HH824E2S11 | D(A,C,E)24B3K+TDR | TM9V080B12MP12 | Split System | 22000 | 17 | 8.1 | 2 | R-454B | 650
216056353 | YORK | HH824E2S11 | D(A,C,E)24B3K+TDR | TP9C080B12MP13 | Split System | 22000 | 17 | 8.1 | 2 | R-454B | 650
216056280 | YORK | HH824E2S11 | D(A,C,E)24B3K+TDR | TL9E060B12UH11 | Split System | 22000 | 17 | 8.1 | 2 | R-454B | 650
216056395 | YORK | HH824E2S11 | D(A,C,E)24B3K+TDR | YP9C080B12MP13 | Split System | 22000 | 17 | 8.1 | 2 | R-454B | 650
216056289 | YORK | HH824E2S11 | D(A,C,E)24B3K+TDR | TM8E080B12MP11 | Split System | 22000 | 17 | 8.1 | 2 | R-454B | 650
216056343 | YORK | HH824E2S11 | D(A,C,E)24B3K+TDR | TMLE080B12MP11 | Split System | 22000 | 17 | 8.1 | 2 | R-454B | 650
216056292 | YORK | HH824E2S11 | D(A,C,E)24B3K+TDR | TM8E100B12MP11 | Split System | 22000 | 17 | 8.1 | 2 | R-454B | 650
216056301 | YORK | HH824E2S11 | D(A,C,E)24B3K+TDR | TM8Y080B12MP11 | Split System | 22000 | 17 | 8.1 | 2 | R-454B | 650
216056346 | YORK | HH824E2S11 | D(A,C,E)24B3K+TDR | TMLE100B12MP11 | Split System | 22000 | 17 | 8.1 | 2 | R-454B | 650
216056389 | YORK | HH824E2S11 | D(A,C,E)24B3K+TDR | Y91E080B12SMPS1 | Split System | 22000 | 17 | 8.1 | 2 | R-454B | 650
217179671 | GE Appliances | NS18H24HA5*** | D(A,C,E)36A3J+TDR | NF97U070V3B*** | Split System | 23400 | 17.45 | 8.1 | 2.59 | R-454B | 650
216055613 | CHAMPION HEATING AND COOLING | HH824E2S11 | C(A,C,D,E)24A3K+TDR | Z8ET080B12LMPS1 | Split System | 21600 | 18 | 8.1 | 2 | R-454B | 650
216055595 | CHAMPION HEATING AND COOLING | HH824E2S11 | C(A,C,D,E)24A3K+TDR | Z8ES080B12SMPS1 | Split System | 21600 | 18 | 8.1 | 2 | R-454B | 650
216055617 | CHAMPION HEATING AND COOLING | HH824E2S11 | D(A,C,E)36A3K+TDR | Z8ET080B12LMPS1 | Split System | 22200 | 18 | 8.1 | 2 | R-454B | 650
216055599 | CHAMPION HEATING AND COOLING | HH824E2S11 | D(A,C,E)36A3K+TDR | Z8ES080B12SMPS1 | Split System | 22200 | 18 | 8.1 | 2 | R-454B | 650
216054960 | LUXAIRE | HH824E2S11 | C(A,C,D,E)24A3K+TDR | Z8ET080B12LMPS1 | Split System | 21600 | 18 | 8.1 | 2 | R-454B | 650
216054942 | LUXAIRE | HH824E2S11 | C(A,C,D,E)24A3K+TDR | Z8ES080B12SMPS1 | Split System | 21600 | 18 | 8.1 | 2 | R-454B | 650
216054946 | LUXAIRE | HH824E2S11 | D(A,C,E)36A3K+TDR | Z8ES080B12SMPS1 | Split System | 22200 | 18 | 8.1 | 2 | R-454B | 650
217666522 | BOSCH | BOVA-36RTB-M20S | L(E,G)M24BZ+TXV |  | Split System | 21000 | 18.7 | 8.1 | 2 | R-454B | 650
217144351 | AMERICAN STANDARD | 5A6V8X36A1 | DH36T4J | *DHMC100CCV4+LRP | Split System | 30200 | 17.5 | 8.2 | 2.1 | R-454B | 650
217144414 | AMERICAN STANDARD | 5A6V8X36A1 | DH36T4J | S8V2C100M5PDB | Split System | 30800 | 18 | 8.2 | 2.1 | R-454B | 650
217144410 | AMERICAN STANDARD | 5A6V8X36A1 | DH36T4J | S8V2C100M5PCB | Split System | 30800 | 18 | 8.2 | 2.1 | R-454B | 650
217022516 | BOSCH | BOVA-60RXB-M15S | L(E,G)M60AJ |  | Split System | 54000 | 16 | 8.4 | 1.87 | R-454B | 650
217666586 | BOSCH | BOVA-60RXB-M15S | L(E,G)M60AZ+TXV |  | Split System | 54000 | 16 | 8.4 | 1.87 | R-454B | 650
217509043 | GE Appliances | NS18H36HA5*** | L(E,G)M36AJ |  | Split System | 31200 | 16 | 8.4 | 2.34 | R-454B | 650
217192384 | BRYANT HEATING AND COOLING SYSTEMS | 37MURAQ24AA3 | D(A,C,E)36A3J+TDR | 927TA66100V21*** | Split System | 22400 | 15.2 | 8.5 | 2.89 | R-454B | 650
217192284 | BRYANT HEATING AND COOLING SYSTEMS | 37MURAQ24AA3 | D(A,C,E)30A3J+TDR | 912SE48080M17*** | Split System | 22200 | 15.2 | 8.5 | 2.91 | R-454B | 650
217192341 | BRYANT HEATING AND COOLING SYSTEMS | 37MURAQ24AA3 | D(A,C,E)30A3J+TDR | 926SB60100V21*** | Split System | 22000 | 15.5 | 8.5 | 2.87 | R-454B | 650
217192233 | BRYANT HEATING AND COOLING SYSTEMS | 37MURAQ24AA3 | D(A,C,E)36A3J+TDR | 82*SB48090V17*** | Split System | 22400 | 15.5 | 8.5 | 2.89 | R-454B | 650
217192248 | BRYANT HEATING AND COOLING SYSTEMS | 37MURAQ24AA3 | D(A,C,E)36A3J+TDR | 82*TB48090V17*** | Split System | 22400 | 15.5 | 8.5 | 2.89 | R-454B | 650
217192342 | BRYANT HEATING AND COOLING SYSTEMS | 37MURAQ24AA3 | D(A,C,E)36A3J+TDR | 926SB60100V21*** | Split System | 22400 | 15.5 | 8.5 | 2.92 | R-454B | 650
217192404 | BRYANT HEATING AND COOLING SYSTEMS | 37MURAQ24AA3 | D(A,C,E)30A3J+TDR | 935SB66100M21*** | Split System | 22400 | 15.5 | 8.5 | 2.97 | R-454B | 650
217676852 | BRYANT HEATING AND COOLING SYSTEMS | 290VAN048**AA* | C(A,C,D,E)60C3J+TDR | 88*TB36070C14*** | Split System | 43000 | 16 | 8.5 | 2.66 | R-454B | 650
217676849 | BRYANT HEATING AND COOLING SYSTEMS | 290VAN048**AA* | C(A,C,D,E)48C3J+TDR | 88*TB36070C14*** | Split System | 42500 | 16 | 8.5 | 2.67 | R-454B | 650
217676994 | BRYANT HEATING AND COOLING SYSTEMS | 290VAN048**AA* | CX60B3J+TDR | 88*TB36070C14*** | Split System | 43000 | 16 | 8.5 | 2.7 | R-454B | 650
217676989 | BRYANT HEATING AND COOLING SYSTEMS | 290VAN048**AA* | CP49D3J+TDR | 88*TB36070C14*** | Split System | 43000 | 16 | 8.5 | 2.7 | R-454B | 650
217676990 | BRYANT HEATING AND COOLING SYSTEMS | 290VAN048**AA* | CP61B3J+TDR | 88*TB36070C14*** | Split System | 43000 | 16 | 8.5 | 2.7 | R-454B | 650
217179619 | GE Appliances | NS18H36HA5*** | D(A,C,E)36D2J+TDR | NF97D070V4B*** | Split System | 29600 | 16.5 | 8.5 | 2.52 | R-454B | 650
216056900 | YORK | HH860E2S11 | C(A,C,D,E)60A3K+TDR | YPLC100C20MP13 | Split System | 31200 | 18 | 8.5 | 2 | R-454B | 650
217144591 | AMERICAN STANDARD | 5A6V8X60A1 | DH60T4J | S9V2C100D5VSB+LRP | Split System | 50000 | 18 | 8.5 | 1.9 | R-454B | 650
217192354 | BRYANT HEATING AND COOLING SYSTEMS | 37MURAQ24AA3 | D(A,C,E)36A3J+TDR | 926TC36060V14*** | Split System | 22800 | 15.2 | 8.5 | 2.94 | R-454B | 650
217192279 | BRYANT HEATING AND COOLING SYSTEMS | 37MURAQ24AA3 | D(A,C,E)36A3J+TDR | 912SE36060M14*** | Split System | 23000 | 15.2 | 8.5 | 2.94 | R-454B | 650
217083953 | RUNTRU | A5HP5036A1 | D(A,C,E)36C3J+TDR | L9X1C100U5VSA | Split System | 30800 | 15.2 | 8.5 | 2.93 | R-454B | 650
217676968 | BRYANT HEATING AND COOLING SYSTEMS | 290VAN024**AA* | CX30A3J+TDR | 88*TB66135C24*** | Split System | 21400 | 15.5 | 8.5 | 2.69 | R-454B | 650
217676966 | BRYANT HEATING AND COOLING SYSTEMS | 290VAN024**AA* | CX24B3J+TDR | 88*TB66135C24*** | Split System | 21400 | 15.5 | 8.5 | 2.69 | R-454B | 650
217676982 | BRYANT HEATING AND COOLING SYSTEMS | 290VAN024**AA* | CX24B3J+TDR | 987TA66120C24*** | Split System | 21400 | 15.5 | 8.5 | 2.69 | R-454B | 650
217676976 | BRYANT HEATING AND COOLING SYSTEMS | 290VAN024**AA* | CX30A3J+TDR | 986TD66120C24*** | Split System | 21400 | 15.5 | 8.5 | 2.69 | R-454B | 650
217676984 | BRYANT HEATING AND COOLING SYSTEMS | 290VAN024**AA* | CX30A3J+TDR | 987TA66120C24*** | Split System | 21400 | 15.5 | 8.5 | 2.69 | R-454B | 650
217676974 | BRYANT HEATING AND COOLING SYSTEMS | 290VAN024**AA* | CX24B3J+TDR | 986TD66120C24*** | Split System | 21400 | 15.5 | 8.5 | 2.69 | R-454B | 650
217192194 | BRYANT HEATING AND COOLING SYSTEMS | 37MURAQ24AA3 | D(A,C,E)36A3J+TDR | 8(0,1)*SB36070M17*** | Split System | 22800 | 15.5 | 8.5 | 2.91 | R-454B | 650
217192242 | BRYANT HEATING AND COOLING SYSTEMS | 37MURAQ24AA3 | D(A,C,E)36A3J+TDR | 82*TB36070V14*** | Split System | 23000 | 15.5 | 8.5 | 2.94 | R-454B | 650
217676972 | BRYANT HEATING AND COOLING SYSTEMS | 290VAN024**AA* | CP25E3J+TDR | 986TD66120C24*** | Split System | 22400 | 16 | 8.5 | 2.77 | R-454B | 650
217676964 | BRYANT HEATING AND COOLING SYSTEMS | 290VAN024**AA* | CP25E3J+TDR | 88*TB66135C24*** | Split System | 22400 | 16 | 8.5 | 2.77 | R-454B | 650
217676980 | BRYANT HEATING AND COOLING SYSTEMS | 290VAN024**AA* | CP25E3J+TDR | 987TA66120C24*** | Split System | 22400 | 16 | 8.5 | 2.77 | R-454B | 650
217676742 | BRYANT HEATING AND COOLING SYSTEMS | 290VAN024**AA* | C(A,C,D,E)24C3J+TDR | 987TA66120C24*** | Split System | 21600 | 16 | 8.5 | 2.78 | R-454B | 650
217676738 | BRYANT HEATING AND COOLING SYSTEMS | 290VAN024**AA* | C(A,C,D,E)24C3J+TDR | 88*TB66135C24*** | Split System | 21600 | 16 | 8.5 | 2.78 | R-454B | 650
217676740 | BRYANT HEATING AND COOLING SYSTEMS | 290VAN024**AA* | C(A,C,D,E)24C3J+TDR | 986TD66120C24*** | Split System | 21600 | 16 | 8.5 | 2.78 | R-454B | 650
217676743 | BRYANT HEATING AND COOLING SYSTEMS | 290VAN024**AA* | C(A,C,D,E)30C3J+TDR | 987TA66120C24*** | Split System | 21800 | 16 | 8.5 | 2.79 | R-454B | 650
217676739 | BRYANT HEATING AND COOLING SYSTEMS | 290VAN024**AA* | C(A,C,D,E)30C3J+TDR | 88*TB66135C24*** | Split System | 21800 | 16 | 8.5 | 2.79 | R-454B | 650
217676741 | BRYANT HEATING AND COOLING SYSTEMS | 290VAN024**AA* | C(A,C,D,E)30C3J+TDR | 986TD66120C24*** | Split System | 21800 | 16 | 8.5 | 2.79 | R-454B | 650
217505632 | GE Appliances | NS18H60HA5*** | L(E,G)M60AJ |  | Split System | 50000 | 16 | 8.5 | 2.01 | R-454B | 650
216055507 | CHAMPION HEATING AND COOLING | HH824E2S11 | D(A,C,E)24B3K+TDR | TM9V040A10MP12 | Split System | 20600 | 16.5 | 8.5 | 2 | R-454B | 650
216054582 | COLEMAN | HH824E2S11 | D(A,C,E)24B3K+TDR | TM9V040A10MP12 | Split System | 20600 | 16.5 | 8.5 | 2 | R-454B | 650
217179760 | GE Appliances | NS18H60HA5*** | D(A,C,E)60B3J+TDR | NF97X080V4C*** | Split System | 42000 | 16.5 | 8.5 | 2.31 | R-454B | 650
217179762 | GE Appliances | NS18H60HA5*** | D(A,C,E)60C3J+TDR | NF97X080V4C*** | Split System | 42500 | 16.5 | 8.5 | 2.31 | R-454B | 650
217179707 | GE Appliances | NS18H60HA5*** | D(A,C,E)60C3J+TDR | NF97U135V5D*** | Split System | 50500 | 16.5 | 8.5 | 2.31 | R-454B | 650
217179758 | GE Appliances | NS18H60HA5*** | D(A,C,E)48B4J+TDR | NF97X080V4C*** | Split System | 42000 | 16.5 | 8.5 | 2.33 | R-454B | 650
217179640 | GE Appliances | NS18H60HA5*** | D(A,C,E)60B3J+TDR | NF97D110V5C*** | Split System | 41000 | 16.5 | 8.5 | 2.34 | R-454B | 650
217179634 | GE Appliances | NS18H60HA5*** | D(A,C,E)60B3J+TDR | NF97D090V5C*** | Split System | 41000 | 16.5 | 8.5 | 2.34 | R-454B | 650
217179708 | GE Appliances | NS18H60HA5*** | D(A,C,E)60D3J+TDR | NF97U135V5D*** | Split System | 52000 | 16.5 | 8.5 | 2.4 | R-454B | 650
216054854 | LUXAIRE | HH824E2S11 | D(A,C,E)24B3K+TDR | TM9V040A10MP12 | Split System | 20600 | 16.5 | 8.5 | 2 | R-454B | 650
216056319 | YORK | HH824E2S11 | D(A,C,E)24B3K+TDR | TM9V040A10MP12 | Split System | 20600 | 16.5 | 8.5 | 2 | R-454B | 650
217179695 | GE Appliances | NS18H60HA5*** | D(A,C,E)60B3J+TDR | NF97U090V5C*** | Split System | 41500 | 17 | 8.5 | 2.29 | R-454B | 650
217179701 | GE Appliances | NS18H60HA5*** | D(A,C,E)60B3J+TDR | NF97U110V5C*** | Split System | 42000 | 17 | 8.5 | 2.3 | R-454B | 650
217179703 | GE Appliances | NS18H60HA5*** | D(A,C,E)60C3J+TDR | NF97U110V5C*** | Split System | 42500 | 17 | 8.5 | 2.32 | R-454B | 650
217179697 | GE Appliances | NS18H60HA5*** | D(A,C,E)60C3J+TDR | NF97U090V5C*** | Split System | 42500 | 17 | 8.5 | 2.32 | R-454B | 650
217179620 | GE Appliances | NS18H36HA5*** | D(A,C,E)36D3J+TDR | NF97D070V4B*** | Split System | 32200 | 17 | 8.5 | 2.54 | R-454B | 650
217179621 | GE Appliances | NS18H36HA5*** | D(A,C,E)36D4J+TDR | NF97D070V4B*** | Split System | 33000 | 17 | 8.5 | 2.62 | R-454B | 650
216056274 | YORK | HH824E2S11 | C(A,C,D,E)24D2K+TDR | YPLC080B12MP13 | Split System | 21000 | 17 | 8.5 | 2 | R-454B | 650
216056271 | YORK | HH824E2S11 | C(A,C,D,E)24D2K+TDR | YP9C080B12MP13 | Split System | 21200 | 17 | 8.5 | 2 | R-454B | 650
216056269 | YORK | HH824E2S11 | C(A,C,D,E)24D2K+TDR | YP9C060B12MP13 | Split System | 21400 | 17 | 8.5 | 2 | R-454B | 650
216056890 | YORK | HH860E2S11 | C(A,C,D,E)60A3K+TDR | YP9C100C16MP13 | Split System | 32800 | 17 | 8.5 | 2 | R-454B | 650
216056888 | YORK | HH860E2S11 | C(A,C,D,E)60A3K+TDR | YP9C080C16MP13 | Split System | 33200 | 17 | 8.5 | 2 | R-454B | 650
217027232 | YORK | HH836E2S11 | D(A,C,E)37C3K+TDR | TM9Y100C20MP11 | Split System | 31800 | 17 | 8.5 | 2.63 | R-454B | 650
217027231 | YORK | HH836E2S11 | D(A,C,E)36D3K+TDR | TM9Y100C20MP11 | Split System | 32000 | 17 | 8.5 | 2.63 | R-454B | 650
217027233 | YORK | HH836E2S11 | D(A,C,E)37D3K+TDR | TM9Y100C20MP11 | Split System | 32200 | 17 | 8.5 | 2.64 | R-454B | 650
217027230 | YORK | HH836E2S11 | D(A,C,E)36B4K+TDR | TM9Y100C20MP11 | Split System | 32200 | 17 | 8.5 | 2.64 | R-454B | 650
216055463 | CHAMPION HEATING AND COOLING | HH824E2S11 | C(A,C,D,E)24A3K+TDR | TM8Y060A12MP11 | Split System | 20000 | 17.5 | 8.5 | 2 | R-454B | 650
216054810 | LUXAIRE | HH824E2S11 | C(A,C,D,E)24A3K+TDR | TM8Y060A12MP11 | Split System | 20000 | 17.5 | 8.5 | 2 | R-454B | 650
216056084 | YORK | HH824E2S11 | C(A,C,D,E)24A3K+TDR | TM8Y060A12MP11 | Split System | 20000 | 17.5 | 8.5 | 2 | R-454B | 650
217144596 | AMERICAN STANDARD | 5A6V8X60A1 | DH60T4J | S9V2D120D5VSB+LRP | Split System | 48500 | 18 | 8.5 | 1.9 | R-454B | 650
217144378 | AMERICAN STANDARD | 5A6V8X36A1 | DH36T4J | S8V2A040M3PCB | Split System | 30200 | 18 | 8.5 | 2 | R-454B | 650
217144382 | AMERICAN STANDARD | 5A6V8X36A1 | DH36T4J | S8V2A040M3PDB | Split System | 30200 | 18 | 8.5 | 2 | R-454B | 650
217144367 | AMERICAN STANDARD | 5A6V8X36A1 | DH36T4J | L8V1A040U3VSB+LRP | Split System | 30400 | 18 | 8.5 | 2 | R-454B | 650
217144370 | AMERICAN STANDARD | 5A6V8X36A1 | DH36T4J | L8V1A060U3VSB+LRP | Split System | 30400 | 18 | 8.5 | 2 | R-454B | 650
216055741 | CHAMPION HEATING AND COOLING | HH836E2S11 | D(A,C,E)36A4K+TDR | TM9V100C20MP12 | Split System | 31600 | 18 | 8.5 | 2 | R-454B | 650
216055798 | CHAMPION HEATING AND COOLING | HH836E2S11 | D(A,C,E)36A4K+TDR | TP9C100C20MP13 | Split System | 31600 | 18 | 8.5 | 2 | R-454B | 650
216054715 | COLEMAN | HH836E2S11 | D(A,C,E)36A4K+TDR | TM9V100C20MP12 | Split System | 31600 | 18 | 8.5 | 2 | R-454B | 650
216054734 | COLEMAN | HH836E2S11 | D(A,C,E)36A4K+TDR | TP9C100C20MP13 | Split System | 31600 | 18 | 8.5 | 2 | R-454B | 650
216055168 | LUXAIRE | HH836E2S11 | D(A,C,E)36A4K+TDR | TP9C100C20MP13 | Split System | 31600 | 18 | 8.5 | 2 | R-454B | 650
216055111 | LUXAIRE | HH836E2S11 | D(A,C,E)36A4K+TDR | TM9V100C20MP12 | Split System | 31600 | 18 | 8.5 | 2 | R-454B | 650
216056630 | YORK | HH836E2S11 | D(A,C,E)36A4K+TDR | TP9C100C20MP13 | Split System | 31600 | 18 | 8.5 | 2 | R-454B | 650
216056650 | YORK | HH836E2S11 | D(A,C,E)36A4K+TDR | YP9C100C20MP13 | Split System | 31600 | 18 | 8.5 | 2 | R-454B | 650
216056611 | YORK | HH836E2S11 | D(A,C,E)36A4K+TDR | TM9V100C20MP12 | Split System | 31600 | 18 | 8.5 | 2 | R-454B | 650
216056902 | YORK | HH860E2S11 | C(A,C,D,E)60A3K+TDR | YPLC120C20MP13 | Split System | 32200 | 18 | 8.5 | 2 | R-454B | 650
216056892 | YORK | HH860E2S11 | C(A,C,D,E)60A3K+TDR | YP9C100C20MP13 | Split System | 32800 | 18 | 8.5 | 2 | R-454B | 650
216056894 | YORK | HH860E2S11 | C(A,C,D,E)60A3K+TDR | YP9C120D20MP13 | Split System | 33000 | 18 | 8.5 | 2 | R-454B | 650
216055524 | CHAMPION HEATING AND COOLING | HH824E2S11 | C(A,C,D,E)24D2K+TDR | TM9Y040A10MP11 | Split System | 19900 | 16 | 8.5 | 2 | R-454B | 650
216054593 | COLEMAN | HH824E2S11 | C(A,C,D,E)24D2K+TDR | TM9Y040A10MP11 | Split System | 19900 | 16 | 8.5 | 2 | R-454B | 650
216054871 | LUXAIRE | HH824E2S11 | C(A,C,D,E)24D2K+TDR | TM9Y040A10MP11 | Split System | 19900 | 16 | 8.5 | 2 | R-454B | 650
216056208 | YORK | HH824E2S11 | C(A,C,D,E)24D2K+TDR | TM9Y040A10MP11 | Split System | 19900 | 16 | 8.5 | 2 | R-454B | 650
217144343 | AMERICAN STANDARD | 5A6V8X36A1 | DH36T4J | *DHMB060CCV3+LRP | Split System | 30800 | 18 | 8.5 | 1.9 | R-454B | 650
217144575 | AMERICAN STANDARD | 5A6V8X60A1 | DH60T4J | *DHMD120CCV5+LRP | Split System | 50500 | 18 | 8.5 | 1.9 | R-454B | 650
217144445 | AMERICAN STANDARD | 5A6V8X36A1 | DH36T4J | S9V2B060D3VSB+LRP | Split System | 30800 | 18 | 8.5 | 2 | R-454B | 650
217144347 | AMERICAN STANDARD | 5A6V8X36A1 | DH36T4J | *DHMB080CCV3+LRP | Split System | 30800 | 18 | 8.5 | 2 | R-454B | 650
217144386 | AMERICAN STANDARD | 5A6V8X36A1 | DH36T4J | S8V2B060M4PCB | Split System | 31000 | 18 | 8.5 | 2 | R-454B | 650
217144374 | AMERICAN STANDARD | 5A6V8X36A1 | DH36T4J | L8V1B080U4VSB+LRP | Split System | 31000 | 18 | 8.5 | 2 | R-454B | 650
217144359 | AMERICAN STANDARD | 5A6V8X36A1 | DH36T4J | *UHMB080CCV3+LRP | Split System | 31000 | 18 | 8.5 | 2 | R-454B | 650
217144437 | AMERICAN STANDARD | 5A6V8X36A1 | DH36T4J | S9V2B040U3VSB+LRP | Split System | 31000 | 18 | 8.5 | 2 | R-454B | 650
217144473 | AMERICAN STANDARD | 5A6V8X36A1 | DH36T4J | S9V2B080U4VSB+LRP | Split System | 31000 | 18 | 8.5 | 2 | R-454B | 650
217144355 | AMERICAN STANDARD | 5A6V8X36A1 | DH36T4J | *UHMB060CCV3+LRP | Split System | 31200 | 18 | 8.5 | 2 | R-454B | 650
217144429 | AMERICAN STANDARD | 5A6V8X36A1 | DH36T4J | S9V2B040D3VSB+LRP | Split System | 31200 | 18 | 8.5 | 2 | R-454B | 650
217144465 | AMERICAN STANDARD | 5A6V8X36A1 | DH36T4J | S9V2B080D4VSB+LRP | Split System | 31200 | 18 | 8.5 | 2 | R-454B | 650
217144390 | AMERICAN STANDARD | 5A6V8X36A1 | DH36T4J | S8V2B060M4PDB | Split System | 31400 | 18 | 8.5 | 2 | R-454B | 650
217144394 | AMERICAN STANDARD | 5A6V8X36A1 | DH36T4J | S8V2B080M4PCB | Split System | 31400 | 18 | 8.5 | 2 | R-454B | 650
217144449 | AMERICAN STANDARD | 5A6V8X36A1 | DH36T4J | S9V2B060U3VSB+LRP | Split System | 31600 | 18 | 8.5 | 2 | R-454B | 650
217144457 | AMERICAN STANDARD | 5A6V8X36A1 | DH36T4J | S9V2B060U4VSB+LRP | Split System | 31600 | 18 | 8.5 | 2 | R-454B | 650
217144398 | AMERICAN STANDARD | 5A6V8X36A1 | DH36T4J | S8V2B080M4PDB | Split System | 31600 | 18 | 8.5 | 2 | R-454B | 650
217144484 | AMERICAN STANDARD | 5A6V8X36A1 | DH36T4J | S9V2C100D4VSB+LRP | Split System | 31800 | 18 | 8.5 | 2 | R-454B | 650
217144492 | AMERICAN STANDARD | 5A6V8X36A1 | DH36T4J | S9V2C100D5VSB+LRP | Split System | 31800 | 18 | 8.5 | 2 | R-454B | 650
217144581 | AMERICAN STANDARD | 5A6V8X60A1 | DH60T4J | S8V2C080M5PDB | Split System | 52000 | 18 | 8.5 | 2 | R-454B | 650
217144579 | AMERICAN STANDARD | 5A6V8X60A1 | DH60T4J | S8V2C080M5PCB | Split System | 52000 | 18 | 8.5 | 2 | R-454B | 650
217144577 | AMERICAN STANDARD | 5A6V8X60A1 | DH60T4J | *UHMD120CCV5+LRP | Split System | 52000 | 18 | 8.5 | 2 | R-454B | 650
217144585 | AMERICAN STANDARD | 5A6V8X60A1 | DH60T4J | S8V2D120M5PCB | Split System | 52500 | 18 | 8.5 | 2 | R-454B | 650
217144586 | AMERICAN STANDARD | 5A6V8X60A1 | DH60T4J | S8V2D120M5PDB | Split System | 52500 | 18 | 8.5 | 2 | R-454B | 650
217144583 | AMERICAN STANDARD | 5A6V8X60A1 | DH60T4J | S8V2C100M5PDB | Split System | 52500 | 18 | 8.5 | 2 | R-454B | 650
217144582 | AMERICAN STANDARD | 5A6V8X60A1 | DH60T4J | S8V2C100M5PCB | Split System | 52500 | 18 | 8.5 | 2 | R-454B | 650
217144588 | AMERICAN STANDARD | 5A6V8X60A1 | DH60T4J | S9V2C080U5VSB+LRP | Split System | 52500 | 18 | 8.5 | 2 | R-454B | 650
217144594 | AMERICAN STANDARD | 5A6V8X60A1 | DH60T4J | S9V2C100U5VSB+LRP | Split System | 52500 | 18 | 8.5 | 2 | R-454B | 650
217144363 | AMERICAN STANDARD | 5A6V8X36A1 | DH36T4J | *UHMC100CCV4+LRP | Split System | 30800 | 18 | 8.5 | 2.1 | R-454B | 650
217144402 | AMERICAN STANDARD | 5A6V8X36A1 | DH36T4J | S8V2C080M5PCB | Split System | 30800 | 18 | 8.5 | 2.1 | R-454B | 650
217144406 | AMERICAN STANDARD | 5A6V8X36A1 | DH36T4J | S8V2C080M5PDB | Split System | 30800 | 18 | 8.5 | 2.1 | R-454B | 650
217144496 | AMERICAN STANDARD | 5A6V8X36A1 | DH36T4J | S9V2C100U4VSB+LRP | Split System | 31200 | 18 | 8.5 | 2.1 | R-454B | 650
217144504 | AMERICAN STANDARD | 5A6V8X36A1 | DH36T4J | S9V2C100U5VSB+LRP | Split System | 31200 | 18 | 8.5 | 2.1 | R-454B | 650
217144480 | AMERICAN STANDARD | 5A6V8X36A1 | DH36T4J | S9V2C080U5VSB+LRP | Split System | 31200 | 18 | 8.5 | 2.1 | R-454B | 650
217144551 | AMERICAN STANDARD | 5A6V8X48A1 | DH60T4J | S9V2B060U4VSB+LRP | Split System | 43500 | 18 | 8.5 | 2.1 | R-454B | 650
217144517 | AMERICAN STANDARD | 5A6V8X48A1 | DH60T4J | L8V1B080U4VSB+LRP | Split System | 43500 | 18 | 8.5 | 2.1 | R-454B | 650
217144522 | AMERICAN STANDARD | 5A6V8X48A1 | DH60T4J | S8V2B060M4PCB | Split System | 43500 | 18 | 8.5 | 2.1 | R-454B | 650
217144525 | AMERICAN STANDARD | 5A6V8X48A1 | DH60T4J | S8V2B060M4PDB | Split System | 43500 | 18 | 8.5 | 2.1 | R-454B | 650
217144528 | AMERICAN STANDARD | 5A6V8X48A1 | DH60T4J | S8V2B080M4PCB | Split System | 43500 | 18 | 8.5 | 2.1 | R-454B | 650
217144530 | AMERICAN STANDARD | 5A6V8X48A1 | DH60T4J | S8V2B080M4PDB | Split System | 43500 | 18 | 8.5 | 2.1 | R-454B | 650
217144561 | AMERICAN STANDARD | 5A6V8X48A1 | DH60T4J | S9V2C080U5VSB+LRP | Split System | 44000 | 18 | 8.5 | 2.1 | R-454B | 650
217144556 | AMERICAN STANDARD | 5A6V8X48A1 | DH60T4J | S9V2B080U4VSB+LRP | Split System | 44000 | 18 | 8.5 | 2.1 | R-454B | 650
217144574 | AMERICAN STANDARD | 5A6V8X48A1 | DH60T4J | S9V2C100U5VSB+LRP | Split System | 44500 | 18 | 8.5 | 2.1 | R-454B | 650
216054681 | COLEMAN | HH836E2S11 | D(A,C,E)36A4K+TDR | CP9C100C20MP13 | Split System | 31600 | 18 | 8.5 | 2 | R-454B | 650
216055010 | LUXAIRE | HH836E2S11 | D(A,C,E)36A4K+TDR | LP9C100C20MP13 | Split System | 31600 | 18 | 8.5 | 2 | R-454B | 650
216055509 | CHAMPION HEATING AND COOLING | HH824E2S11 | D(A,C,E)36A3K+TDR | TM9V040A10MP12 | Split System | 20800 | 16.5 | 8.5 | 2 | R-454B | 650
216055526 | CHAMPION HEATING AND COOLING | HH824E2S11 | D(A,C,E)24B4K+TDR | TM9Y040A10MP11 | Split System | 21000 | 16.5 | 8.5 | 2 | R-454B | 650
217179657 | GE Appliances | NS18H36HA5*** | D(A,C,E)36D2J+TDR | NF97U045V3B*** | Split System | 30000 | 16.5 | 8.5 | 2.49 | R-454B | 650
217179742 | GE Appliances | NS18H36HA5*** | D(A,C,E)36D2J+TDR | NF97X060V3B*** | Split System | 30200 | 16.5 | 8.5 | 2.49 | R-454B | 650
216054873 | LUXAIRE | HH824E2S11 | D(A,C,E)24B4K+TDR | TM9Y040A10MP11 | Split System | 21000 | 16.5 | 8.5 | 2 | R-454B | 650
216056427 | YORK | HH824E2S11 | D(A,C,E)36A3K+TDR | TM9V040A10MP12 | Split System | 20800 | 16.5 | 8.5 | 2 | R-454B | 650
216056473 | YORK | HH824E2S11 | D(A,C,E)24B4K+TDR | TM9Y040A10MP11 | Split System | 21000 | 16.5 | 8.5 | 2 | R-454B | 650
216055510 | CHAMPION HEATING AND COOLING | HH824E2S11 | D(A,C,E)36A4K+TDR | TM9V040A10MP12 | Split System | 21200 | 17 | 8.5 | 2 | R-454B | 650
216055660 | CHAMPION HEATING AND COOLING | HH836E2S11 | D(A,C,E)36A4K+TDR | TL9E100C20UH11 | Split System | 31200 | 17 | 8.5 | 2 | R-454B | 650
216055969 | CHAMPION HEATING AND COOLING | HH860E2S11 | D(A,C,E)60A3K+TDR | TP9C080C16MP13 | Split System | 40500 | 17 | 8.5 | 2 | R-454B | 650
216055917 | CHAMPION HEATING AND COOLING | HH860E2S11 | C(A,C,D,E)60A3K+TDR | TM9V080C16MP12 | Split System | 40500 | 17 | 8.5 | 2 | R-454B | 650
216055968 | CHAMPION HEATING AND COOLING | HH860E2S11 | C(A,C,D,E)60A3K+TDR | TP9C080C16MP13 | Split System | 40500 | 17 | 8.5 | 2 | R-454B | 650
216055918 | CHAMPION HEATING AND COOLING | HH860E2S11 | D(A,C,E)60A3K+TDR | TM9V080C16MP12 | Split System | 40500 | 17 | 8.5 | 2 | R-454B | 650
216055933 | CHAMPION HEATING AND COOLING | HH860E2S11 | D(A,C,E)60A3K+TDR | TM9Y100C16MP11 | Split System | 40500 | 17 | 8.5 | 2 | R-454B | 650
216055929 | CHAMPION HEATING AND COOLING | HH860E2S11 | C(A,C,D,E)60A3K+TDR | TM9Y080C16MP11 | Split System | 40500 | 17 | 8.5 | 2 | R-454B | 650
216055930 | CHAMPION HEATING AND COOLING | HH860E2S11 | D(A,C,E)60A3K+TDR | TM9Y080C16MP11 | Split System | 40500 | 17 | 8.5 | 2 | R-454B | 650
216055932 | CHAMPION HEATING AND COOLING | HH860E2S11 | C(A,C,D,E)60A3K+TDR | TM9Y100C16MP11 | Split System | 40500 | 17 | 8.5 | 2 | R-454B | 650
216055935 | CHAMPION HEATING AND COOLING | HH860E2S11 | C(A,C,D,E)60A3K+TDR | TM9Y100C20MP11 | Split System | 41000 | 17 | 8.5 | 2 | R-454B | 650
216055936 | CHAMPION HEATING AND COOLING | HH860E2S11 | D(A,C,E)60A3K+TDR | TM9Y100C20MP11 | Split System | 41000 | 17 | 8.5 | 2 | R-454B | 650
216054584 | COLEMAN | HH824E2S11 | D(A,C,E)36A4K+TDR | TM9V040A10MP12 | Split System | 21200 | 17 | 8.5 | 2 | R-454B | 650
216054688 | COLEMAN | HH836E2S11 | D(A,C,E)36A4K+TDR | TL9E100C20UH11 | Split System | 31200 | 17 | 8.5 | 2 | R-454B | 650
217497440 | COLEMAN | HH836E2S11 | C(A,C,D,E)36B3K+TDR | Z9ES060B12SMPS1 | Split System | 30800 | 17 | 8.5 | 2.7 | R-454B | 650
217179766 | GE Appliances | NS18H60HA5*** | D(A,C,E)60B3J+TDR | NF97X080V5C*** | Split System | 42000 | 17 | 8.5 | 2.27 | R-454B | 650
217179768 | GE Appliances | NS18H60HA5*** | D(A,C,E)60C3J+TDR | NF97X080V5C*** | Split System | 42500 | 17 | 8.5 | 2.32 | R-454B | 650
217179656 | GE Appliances | NS18H36HA5*** | D(A,C,E)36B3J+TDR | NF97U045V3B*** | Split System | 31800 | 17 | 8.5 | 2.46 | R-454B | 650
217179722 | GE Appliances | NS18H36HA5*** | D(A,C,E)36D2J+TDR | NF97X040V3B*** | Split System | 30200 | 17 | 8.5 | 2.49 | R-454B | 650
217179677 | GE Appliances | NS18H36HA5*** | D(A,C,E)36D2J+TDR | NF97U070V3B*** | Split System | 30200 | 17 | 8.5 | 2.51 | R-454B | 650
216054857 | LUXAIRE | HH824E2S11 | D(A,C,E)36A4K+TDR | TM9V040A10MP12 | Split System | 21200 | 17 | 8.5 | 2 | R-454B | 650
216055030 | LUXAIRE | HH836E2S11 | D(A,C,E)36A4K+TDR | TL9E100C20UH11 | Split System | 31200 | 17 | 8.5 | 2 | R-454B | 650
216055363 | LUXAIRE | HH860E2S11 | D(A,C,E)60A3K+TDR | TP9C080C16MP13 | Split System | 40500 | 17 | 8.5 | 2 | R-454B | 650
216055311 | LUXAIRE | HH860E2S11 | C(A,C,D,E)60A3K+TDR | TM9V080C16MP12 | Split System | 40500 | 17 | 8.5 | 2 | R-454B | 650
216055362 | LUXAIRE | HH860E2S11 | C(A,C,D,E)60A3K+TDR | TP9C080C16MP13 | Split System | 40500 | 17 | 8.5 | 2 | R-454B | 650
216055312 | LUXAIRE | HH860E2S11 | D(A,C,E)60A3K+TDR | TM9V080C16MP12 | Split System | 40500 | 17 | 8.5 | 2 | R-454B | 650
216055215 | LUXAIRE | HH860E2S11 | C(A,C,D,E)60A3K+TDR | LP9C080C16MP13 | Split System | 40500 | 17 | 8.5 | 2 | R-454B | 650
216055216 | LUXAIRE | HH860E2S11 | D(A,C,E)60A3K+TDR | LP9C080C16MP13 | Split System | 40500 | 17 | 8.5 | 2 | R-454B | 650
216055323 | LUXAIRE | HH860E2S11 | C(A,C,D,E)60A3K+TDR | TM9Y080C16MP11 | Split System | 40500 | 17 | 8.5 | 2 | R-454B | 650
216055326 | LUXAIRE | HH860E2S11 | C(A,C,D,E)60A3K+TDR | TM9Y100C16MP11 | Split System | 40500 | 17 | 8.5 | 2 | R-454B | 650
216055324 | LUXAIRE | HH860E2S11 | D(A,C,E)60A3K+TDR | TM9Y080C16MP11 | Split System | 40500 | 17 | 8.5 | 2 | R-454B | 650
216055327 | LUXAIRE | HH860E2S11 | D(A,C,E)60A3K+TDR | TM9Y100C16MP11 | Split System | 40500 | 17 | 8.5 | 2 | R-454B | 650
216055330 | LUXAIRE | HH860E2S11 | D(A,C,E)60A3K+TDR | TM9Y100C20MP11 | Split System | 41000 | 17 | 8.5 | 2 | R-454B | 650
216055329 | LUXAIRE | HH860E2S11 | C(A,C,D,E)60A3K+TDR | TM9Y100C20MP11 | Split System | 41000 | 17 | 8.5 | 2 | R-454B | 650
216056576 | YORK | HH824E2S11 | D(A,C,E)36A4K+TDR | TM9V040A10MP12 | Split System | 21200 | 17 | 8.5 | 2 | R-454B | 650
216056584 | YORK | HH836E2S11 | D(A,C,E)36A4K+TDR | TL9E100C20UH11 | Split System | 31200 | 17 | 8.5 | 2 | R-454B | 650
216056826 | YORK | HH860E2S11 | C(A,C,D,E)60A3K+TDR | TM9V080C16MP12 | Split System | 40500 | 17 | 8.5 | 2 | R-454B | 650
216056860 | YORK | HH860E2S11 | C(A,C,D,E)60A3K+TDR | TP9C080C16MP13 | Split System | 40500 | 17 | 8.5 | 2 | R-454B | 650
216056827 | YORK | HH860E2S11 | D(A,C,E)60A3K+TDR | TM9V080C16MP12 | Split System | 40500 | 17 | 8.5 | 2 | R-454B | 650
216056861 | YORK | HH860E2S11 | D(A,C,E)60A3K+TDR | TP9C080C16MP13 | Split System | 40500 | 17 | 8.5 | 2 | R-454B | 650
216056889 | YORK | HH860E2S11 | D(A,C,E)60A3K+TDR | YP9C080C16MP13 | Split System | 40500 | 17 | 8.5 | 2 | R-454B | 650
216056837 | YORK | HH860E2S11 | D(A,C,E)60A3K+TDR | TM9Y100C16MP11 | Split System | 40500 | 17 | 8.5 | 2 | R-454B | 650
216056836 | YORK | HH860E2S11 | C(A,C,D,E)60A3K+TDR | TM9Y100C16MP11 | Split System | 40500 | 17 | 8.5 | 2 | R-454B | 650
216056834 | YORK | HH860E2S11 | C(A,C,D,E)60A3K+TDR | TM9Y080C16MP11 | Split System | 40500 | 17 | 8.5 | 2 | R-454B | 650
216056838 | YORK | HH860E2S11 | C(A,C,D,E)60A3K+TDR | TM9Y100C20MP11 | Split System | 41000 | 17 | 8.5 | 2 | R-454B | 650
217179741 | GE Appliances | NS18H36HA5*** | D(A,C,E)36B3J+TDR | NF97X060V3B*** | Split System | 32000 | 17.45 | 8.5 | 2.46 | R-454B | 650
216054747 | COLEMAN | HH836E2S11 | D(A,C,E)36A4K+TDR | Z9ES080C16SMPS1 | Split System | 29400 | 17.5 | 8.5 | 2 | R-454B | 650
217179686 | GE Appliances | NS18H36HA5*** | D(A,C,E)36D2J+TDR | NF97U090V3C*** | Split System | 31600 | 17.5 | 8.5 | 2.45 | R-454B | 650
217179721 | GE Appliances | NS18H36HA5*** | D(A,C,E)36B3J+TDR | NF97X040V3B*** | Split System | 32000 | 17.5 | 8.5 | 2.46 | R-454B | 650
217179676 | GE Appliances | NS18H36HA5*** | D(A,C,E)36B3J+TDR | NF97U070V3B*** | Split System | 31800 | 17.5 | 8.5 | 2.49 | R-454B | 650
216054814 | LUXAIRE | HH824E2S11 | D(A,C,E)36A3K+TDR | TM8Y060A12MP11 | Split System | 20600 | 17.5 | 8.5 | 2 | R-454B | 650
216055207 | LUXAIRE | HH836E2S11 | D(A,C,E)36A4K+TDR | Z9ES080C16SMPS1 | Split System | 29400 | 17.5 | 8.5 | 2 | R-454B | 650
216056411 | YORK | HH824E2S11 | D(A,C,E)36A3K+TDR | TM8Y060A12MP11 | Split System | 20600 | 17.5 | 8.5 | 2 | R-454B | 650
217144578 | AMERICAN STANDARD | 5A6V8X60A1 | DH60T4J | L8V1C100U5VSB+LRP | Split System | 52500 | 18 | 8.5 | 2 | R-454B | 650
217144599 | AMERICAN STANDARD | 5A6V8X60A1 | DH60T4J | S9V2D120U5VSB+LRP | Split System | 52500 | 18 | 8.5 | 2 | R-454B | 650
217144418 | AMERICAN STANDARD | 5A6V8X36A1 | DH36T4J | S8V2D120M5PCB | Split System | 32000 | 18 | 8.5 | 2.1 | R-454B | 650
217144421 | AMERICAN STANDARD | 5A6V8X36A1 | DH36T4J | S8V2D120M5PDB | Split System | 32000 | 18 | 8.5 | 2.1 | R-454B | 650
217144510 | AMERICAN STANDARD | 5A6V8X48A1 | DH60T4J | *DHMC100CCV4+LRP | Split System | 43500 | 18 | 8.5 | 2.1 | R-454B | 650
217144533 | AMERICAN STANDARD | 5A6V8X48A1 | DH60T4J | S8V2C080M5PCB | Split System | 44000 | 18 | 8.5 | 2.1 | R-454B | 650
217144535 | AMERICAN STANDARD | 5A6V8X48A1 | DH60T4J | S8V2C080M5PDB | Split System | 44000 | 18 | 8.5 | 2.1 | R-454B | 650
217144564 | AMERICAN STANDARD | 5A6V8X48A1 | DH60T4J | S9V2C100D4VSB+LRP | Split System | 44000 | 18 | 8.5 | 2.1 | R-454B | 650
217144569 | AMERICAN STANDARD | 5A6V8X48A1 | DH60T4J | S9V2C100U4VSB+LRP | Split System | 44000 | 18 | 8.5 | 2.1 | R-454B | 650
217144512 | AMERICAN STANDARD | 5A6V8X48A1 | DH60T4J | *UHMC100CCV4+LRP | Split System | 44000 | 18 | 8.5 | 2.1 | R-454B | 650
217144515 | AMERICAN STANDARD | 5A6V8X48A1 | DH60T4J | *UHMD120CCV5+LRP | Split System | 43500 | 18 | 8.5 | 2.2 | R-454B | 650
217144541 | AMERICAN STANDARD | 5A6V8X48A1 | DH60T4J | S8V2C100M5PDB | Split System | 44000 | 18 | 8.5 | 2.2 | R-454B | 650
217144538 | AMERICAN STANDARD | 5A6V8X48A1 | DH60T4J | S8V2C100M5PCB | Split System | 44000 | 18 | 8.5 | 2.2 | R-454B | 650
217144543 | AMERICAN STANDARD | 5A6V8X48A1 | DH60T4J | S8V2D120M5PCB | Split System | 44500 | 18 | 8.5 | 2.2 | R-454B | 650
217144546 | AMERICAN STANDARD | 5A6V8X48A1 | DH60T4J | S8V2D120M5PDB | Split System | 44500 | 18 | 8.5 | 2.2 | R-454B | 650
217144520 | AMERICAN STANDARD | 5A6V8X48A1 | DH60T4J | L8V1C100U5VSB+LRP | Split System | 44500 | 18 | 8.5 | 2.2 | R-454B | 650
216055696 | CHAMPION HEATING AND COOLING | HH836E2S11 | D(A,C,E)36A4K+TDR | TM8Y080B12MP11 | Split System | 30600 | 18 | 8.5 | 2 | R-454B | 650
216055694 | CHAMPION HEATING AND COOLING | HH836E2S11 | C(A,C,D,E)36B3K+TDR | TM8Y080B12MP11 | Split System | 30600 | 18 | 8.5 | 2 | R-454B | 650
216055789 | CHAMPION HEATING AND COOLING | HH836E2S11 | D(A,C,E)36A4K+TDR | TP9C080B12MP13 | Split System | 30600 | 18 | 8.5 | 2 | R-454B | 650
216055730 | CHAMPION HEATING AND COOLING | HH836E2S11 | C(A,C,D,E)36B3K+TDR | TM9V080B12MP12 | Split System | 30600 | 18 | 8.5 | 2 | R-454B | 650
216055732 | CHAMPION HEATING AND COOLING | HH836E2S11 | D(A,C,E)36A4K+TDR | TM9V080B12MP12 | Split System | 30600 | 18 | 8.5 | 2 | R-454B | 650
216055747 | CHAMPION HEATING AND COOLING | HH836E2S11 | D(A,C,E)36A4K+TDR | TM9Y080B12MP11 | Split System | 30600 | 18 | 8.5 | 2 | R-454B | 650
216055745 | CHAMPION HEATING AND COOLING | HH836E2S11 | C(A,C,D,E)36B3K+TDR | TM9Y080B12MP11 | Split System | 30600 | 18 | 8.5 | 2 | R-454B | 650
216055759 | CHAMPION HEATING AND COOLING | HH836E2S11 | D(A,C,E)36A4K+TDR | TMLE080B12MP11 | Split System | 30600 | 18 | 8.5 | 2 | R-454B | 650
216055663 | CHAMPION HEATING AND COOLING | HH836E2S11 | D(A,C,E)36A4K+TDR | TM8E080B12MP11 | Split System | 30600 | 18 | 8.5 | 2 | R-454B | 650
216055753 | CHAMPION HEATING AND COOLING | HH836E2S11 | D(A,C,E)36A4K+TDR | TM9Y100C16MP11 | Split System | 30800 | 18 | 8.5 | 2 | R-454B | 650
216055738 | CHAMPION HEATING AND COOLING | HH836E2S11 | D(A,C,E)36A4K+TDR | TM9V100C16MP12 | Split System | 30800 | 18 | 8.5 | 2 | R-454B | 650
216055795 | CHAMPION HEATING AND COOLING | HH836E2S11 | D(A,C,E)36A4K+TDR | TP9C100C16MP13 | Split System | 30800 | 18 | 8.5 | 2 | R-454B | 650
216055670 | CHAMPION HEATING AND COOLING | HH836E2S11 | C(A,C,D,E)36B3K+TDR | TM8E100B12MP11 | Split System | 30800 | 18 | 8.5 | 2 | R-454B | 650
216055757 | CHAMPION HEATING AND COOLING | HH836E2S11 | C(A,C,D,E)36B3K+TDR | TMLE080B12MP11 | Split System | 30800 | 18 | 8.5 | 2 | R-454B | 650
216055661 | CHAMPION HEATING AND COOLING | HH836E2S11 | C(A,C,D,E)36B3K+TDR | TM8E080B12MP11 | Split System | 30800 | 18 | 8.5 | 2 | R-454B | 650
216055733 | CHAMPION HEATING AND COOLING | HH836E2S11 | C(A,C,D,E)36B3K+TDR | TM9V080C16MP12 | Split System | 30800 | 18 | 8.5 | 2 | R-454B | 650
216055790 | CHAMPION HEATING AND COOLING | HH836E2S11 | C(A,C,D,E)36B3K+TDR | TP9C080C16MP13 | Split System | 30800 | 18 | 8.5 | 2 | R-454B | 650
216055792 | CHAMPION HEATING AND COOLING | HH836E2S11 | D(A,C,E)36A4K+TDR | TP9C080C16MP13 | Split System | 30800 | 18 | 8.5 | 2 | R-454B | 650
216055735 | CHAMPION HEATING AND COOLING | HH836E2S11 | D(A,C,E)36A4K+TDR | TM9V080C16MP12 | Split System | 30800 | 18 | 8.5 | 2 | R-454B | 650
216055664 | CHAMPION HEATING AND COOLING | HH836E2S11 | C(A,C,D,E)36B3K+TDR | TM8E080C16MP11 | Split System | 31000 | 18 | 8.5 | 2 | R-454B | 650
216055760 | CHAMPION HEATING AND COOLING | HH836E2S11 | C(A,C,D,E)36B3K+TDR | TMLE080C16MP11 | Split System | 31000 | 18 | 8.5 | 2 | R-454B | 650
216055762 | CHAMPION HEATING AND COOLING | HH836E2S11 | D(A,C,E)36A4K+TDR | TMLE080C16MP11 | Split System | 31000 | 18 | 8.5 | 2 | R-454B | 650
216055736 | CHAMPION HEATING AND COOLING | HH836E2S11 | C(A,C,D,E)36B3K+TDR | TM9V100C16MP12 | Split System | 31000 | 18 | 8.5 | 2 | R-454B | 650
216055666 | CHAMPION HEATING AND COOLING | HH836E2S11 | D(A,C,E)36A4K+TDR | TM8E080C16MP11 | Split System | 31000 | 18 | 8.5 | 2 | R-454B | 650
216055793 | CHAMPION HEATING AND COOLING | HH836E2S11 | C(A,C,D,E)36B3K+TDR | TP9C100C16MP13 | Split System | 31000 | 18 | 8.5 | 2 | R-454B | 650
216055675 | CHAMPION HEATING AND COOLING | HH836E2S11 | D(A,C,E)36A4K+TDR | TM8E100C16MP11 | Split System | 31000 | 18 | 8.5 | 2 | R-454B | 650
216055771 | CHAMPION HEATING AND COOLING | HH836E2S11 | D(A,C,E)36A4K+TDR | TMLE100C16MP11 | Split System | 31000 | 18 | 8.5 | 2 | R-454B | 650
216055673 | CHAMPION HEATING AND COOLING | HH836E2S11 | C(A,C,D,E)36B3K+TDR | TM8E100C16MP11 | Split System | 31000 | 18 | 8.5 | 2 | R-454B | 650
216055804 | CHAMPION HEATING AND COOLING | HH836E2S11 | D(A,C,E)36A4K+TDR | TPLC080C16MP13 | Split System | 31000 | 18 | 8.5 | 2 | R-454B | 650
216055805 | CHAMPION HEATING AND COOLING | HH836E2S11 | C(A,C,D,E)36B3K+TDR | TPLC100C16MP13 | Split System | 31000 | 18 | 8.5 | 2 | R-454B | 650
216055691 | CHAMPION HEATING AND COOLING | HH836E2S11 | C(A,C,D,E)36B3K+TDR | TM8V100C16MP12 | Split System | 31000 | 18 | 8.5 | 2 | R-454B | 650
216055693 | CHAMPION HEATING AND COOLING | HH836E2S11 | D(A,C,E)36A4K+TDR | TM8V100C16MP12 | Split System | 31000 | 18 | 8.5 | 2 | R-454B | 650
216055688 | CHAMPION HEATING AND COOLING | HH836E2S11 | C(A,C,D,E)36B3K+TDR | TM8V080C16MP12 | Split System | 31000 | 18 | 8.5 | 2 | R-454B | 650
216055750 | CHAMPION HEATING AND COOLING | HH836E2S11 | D(A,C,E)36A4K+TDR | TM9Y080C16MP11 | Split System | 31200 | 18 | 8.5 | 2 | R-454B | 650
216055748 | CHAMPION HEATING AND COOLING | HH836E2S11 | C(A,C,D,E)36B3K+TDR | TM9Y080C16MP11 | Split System | 31200 | 18 | 8.5 | 2 | R-454B | 650
216055825 | CHAMPION HEATING AND COOLING | HH836E2S11 | D(A,C,E)36A4K+TDR | Z8ES100C20SMPS1 | Split System | 31600 | 18 | 8.5 | 2 | R-454B | 650
216055823 | CHAMPION HEATING AND COOLING | HH836E2S11 | C(A,C,D,E)36B3K+TDR | Z8ES100C20SMPS1 | Split System | 31600 | 18 | 8.5 | 2 | R-454B | 650
216055923 | CHAMPION HEATING AND COOLING | HH860E2S11 | C(A,C,D,E)60A3K+TDR | TM9V100C20MP12 | Split System | 41000 | 18 | 8.5 | 2 | R-454B | 650
216055975 | CHAMPION HEATING AND COOLING | HH860E2S11 | D(A,C,E)60A3K+TDR | TP9C100C20MP13 | Split System | 41000 | 18 | 8.5 | 2 | R-454B | 650
216055924 | CHAMPION HEATING AND COOLING | HH860E2S11 | D(A,C,E)60A3K+TDR | TM9V100C20MP12 | Split System | 41000 | 18 | 8.5 | 2 | R-454B | 650
216055990 | CHAMPION HEATING AND COOLING | HH860E2S11 | D(A,C,E)60A3K+TDR | TPLC120C20MP13 | Split System | 41000 | 18 | 8.5 | 2 | R-454B | 650
216055885 | CHAMPION HEATING AND COOLING | HH860E2S11 | D(A,C,E)60A3K+TDR | TM8V100C20MP12 | Split System | 41000 | 18 | 8.5 | 2 | R-454B | 650
216055887 | CHAMPION HEATING AND COOLING | HH860E2S11 | C(A,C,D,E)60A3K+TDR | TM8V120C20MP12 | Split System | 41000 | 18 | 8.5 | 2 | R-454B | 650
216055888 | CHAMPION HEATING AND COOLING | HH860E2S11 | D(A,C,E)60A3K+TDR | TM8V120C20MP12 | Split System | 41000 | 18 | 8.5 | 2 | R-454B | 650
216055989 | CHAMPION HEATING AND COOLING | HH860E2S11 | C(A,C,D,E)60A3K+TDR | TPLC120C20MP13 | Split System | 41000 | 18 | 8.5 | 2 | R-454B | 650
216055986 | CHAMPION HEATING AND COOLING | HH860E2S11 | C(A,C,D,E)60A3K+TDR | TPLC100C20MP13 | Split System | 41000 | 18 | 8.5 | 2 | R-454B | 650
216055884 | CHAMPION HEATING AND COOLING | HH860E2S11 | C(A,C,D,E)60A3K+TDR | TM8V100C20MP12 | Split System | 41000 | 18 | 8.5 | 2 | R-454B | 650
216055947 | CHAMPION HEATING AND COOLING | HH860E2S11 | C(A,C,D,E)60A3K+TDR | TMLE100C16MP11 | Split System | 41000 | 18 | 8.5 | 2 | R-454B | 650
216055954 | CHAMPION HEATING AND COOLING | HH860E2S11 | D(A,C,E)60A3K+TDR | TMLE120C16MP11 | Split System | 41000 | 18 | 8.5 | 2 | R-454B | 650
216055953 | CHAMPION HEATING AND COOLING | HH860E2S11 | C(A,C,D,E)60A3K+TDR | TMLE120C16MP11 | Split System | 41000 | 18 | 8.5 | 2 | R-454B | 650
216055863 | CHAMPION HEATING AND COOLING | HH860E2S11 | C(A,C,D,E)60A3K+TDR | TM8E100C16MP11 | Split System | 41000 | 18 | 8.5 | 2 | R-454B | 650
216055864 | CHAMPION HEATING AND COOLING | HH860E2S11 | D(A,C,E)60A3K+TDR | TM8E100C16MP11 | Split System | 41000 | 18 | 8.5 | 2 | R-454B | 650
216055858 | CHAMPION HEATING AND COOLING | HH860E2S11 | D(A,C,E)60A3K+TDR | TM8E080C16MP11 | Split System | 41000 | 18 | 8.5 | 2 | R-454B | 650
216055857 | CHAMPION HEATING AND COOLING | HH860E2S11 | C(A,C,D,E)60A3K+TDR | TM8E080C16MP11 | Split System | 41000 | 18 | 8.5 | 2 | R-454B | 650
216055941 | CHAMPION HEATING AND COOLING | HH860E2S11 | C(A,C,D,E)60A3K+TDR | TMLE080C16MP11 | Split System | 41000 | 18 | 8.5 | 2 | R-454B | 650
216055851 | CHAMPION HEATING AND COOLING | HH860E2S11 | C(A,C,D,E)60A3K+TDR | TL9E080C16UH11 | Split System | 41000 | 18 | 8.5 | 2 | R-454B | 650
216055852 | CHAMPION HEATING AND COOLING | HH860E2S11 | D(A,C,E)60A3K+TDR | TL9E080C16UH11 | Split System | 41000 | 18 | 8.5 | 2 | R-454B | 650
216056050 | CHAMPION HEATING AND COOLING | HH860E2S11 | D(A,C,E)60A3K+TDR | Z9ES100C16SMPS1 | Split System | 42000 | 18 | 8.5 | 2 | R-454B | 650
217677948 | CHAMPION HEATING AND COOLING | HH836E2S11 | D(A,C,E)36A4K+TDR | Z9ET080B12SMPS1 | Split System | 31000 | 18 | 8.5 | 2.69 | R-454B | 650
216054731 | COLEMAN | HH836E2S11 | D(A,C,E)36A4K+TDR | TP9C080B12MP13 | Split System | 30600 | 18 | 8.5 | 2 | R-454B | 650
216054712 | COLEMAN | HH836E2S11 | D(A,C,E)36A4K+TDR | TM9V080B12MP12 | Split System | 30600 | 18 | 8.5 | 2 | R-454B | 650
216054692 | COLEMAN | HH836E2S11 | D(A,C,E)36A4K+TDR | TM8E100B12MP11 | Split System | 30600 | 18 | 8.5 | 2 | R-454B | 650
216054724 | COLEMAN | HH836E2S11 | D(A,C,E)36A4K+TDR | TMLE100B12MP11 | Split System | 30600 | 18 | 8.5 | 2 | R-454B | 650
216054689 | COLEMAN | HH836E2S11 | D(A,C,E)36A4K+TDR | TM8E080B12MP11 | Split System | 30600 | 18 | 8.5 | 2 | R-454B | 650
216054721 | COLEMAN | HH836E2S11 | D(A,C,E)36A4K+TDR | TMLE080B12MP11 | Split System | 30600 | 18 | 8.5 | 2 | R-454B | 650
216054719 | COLEMAN | HH836E2S11 | D(A,C,E)36A4K+TDR | TM9Y100C16MP11 | Split System | 30800 | 18 | 8.5 | 2 | R-454B | 650
216054714 | COLEMAN | HH836E2S11 | D(A,C,E)36A4K+TDR | TM9V100C16MP12 | Split System | 30800 | 18 | 8.5 | 2 | R-454B | 650
216054713 | COLEMAN | HH836E2S11 | D(A,C,E)36A4K+TDR | TM9V080C16MP12 | Split System | 30800 | 18 | 8.5 | 2 | R-454B | 650
216054722 | COLEMAN | HH836E2S11 | D(A,C,E)36A4K+TDR | TMLE080C16MP11 | Split System | 31000 | 18 | 8.5 | 2 | R-454B | 650
216054690 | COLEMAN | HH836E2S11 | D(A,C,E)36A4K+TDR | TM8E080C16MP11 | Split System | 31000 | 18 | 8.5 | 2 | R-454B | 650
216054693 | COLEMAN | HH836E2S11 | D(A,C,E)36A4K+TDR | TM8E100C16MP11 | Split System | 31000 | 18 | 8.5 | 2 | R-454B | 650
216054725 | COLEMAN | HH836E2S11 | D(A,C,E)36A4K+TDR | TMLE100C16MP11 | Split System | 31000 | 18 | 8.5 | 2 | R-454B | 650
216054736 | COLEMAN | HH836E2S11 | D(A,C,E)36A4K+TDR | TPLC080C16MP13 | Split System | 31000 | 18 | 8.5 | 2 | R-454B | 650
216054699 | COLEMAN | HH836E2S11 | D(A,C,E)36A4K+TDR | TM8V100C16MP12 | Split System | 31000 | 18 | 8.5 | 2 | R-454B | 650
216054737 | COLEMAN | HH836E2S11 | D(A,C,E)36A4K+TDR | TPLC100C16MP13 | Split System | 31000 | 18 | 8.5 | 2 | R-454B | 650
216054698 | COLEMAN | HH836E2S11 | D(A,C,E)36A4K+TDR | TM8V080C16MP12 | Split System | 31000 | 18 | 8.5 | 2 | R-454B | 650
216054685 | COLEMAN | HH836E2S11 | D(A,C,E)36A4K+TDR | TL8E080C16UH11 | Split System | 31200 | 18 | 8.5 | 2 | R-454B | 650
216054718 | COLEMAN | HH836E2S11 | D(A,C,E)36A4K+TDR | TM9Y080C16MP11 | Split System | 31200 | 18 | 8.5 | 2 | R-454B | 650
216054743 | COLEMAN | HH836E2S11 | D(A,C,E)36A4K+TDR | Z8ES100C20SMPS1 | Split System | 31600 | 18 | 8.5 | 2 | R-454B | 650
217497441 | COLEMAN | HH836E2S11 | C(A,C,D,E)36B3K+TDR | Z9ES080B12SMPS1 | Split System | 31200 | 18 | 8.5 | 2.73 | R-454B | 650
217497443 | COLEMAN | HH836E2S11 | C(A,C,D,E)36B3K+TDR | Z9ET060B12SMPS1 | Split System | 31000 | 18 | 8.5 | 2.74 | R-454B | 650
217497444 | COLEMAN | HH836E2S11 | C(A,C,D,E)36B3K+TDR | Z9ET080B12SMPS1 | Split System | 31000 | 18 | 8.5 | 2.76 | R-454B | 650
216055066 | LUXAIRE | HH836E2S11 | D(A,C,E)36A4K+TDR | TM8Y080B12MP11 | Split System | 30600 | 18 | 8.5 | 2 | R-454B | 650
216055064 | LUXAIRE | HH836E2S11 | C(A,C,D,E)36B3K+TDR | TM8Y080B12MP11 | Split System | 30600 | 18 | 8.5 | 2 | R-454B | 650
216055159 | LUXAIRE | HH836E2S11 | D(A,C,E)36A4K+TDR | TP9C080B12MP13 | Split System | 30600 | 18 | 8.5 | 2 | R-454B | 650
216055102 | LUXAIRE | HH836E2S11 | D(A,C,E)36A4K+TDR | TM9V080B12MP12 | Split System | 30600 | 18 | 8.5 | 2 | R-454B | 650
216055100 | LUXAIRE | HH836E2S11 | C(A,C,D,E)36B3K+TDR | TM9V080B12MP12 | Split System | 30600 | 18 | 8.5 | 2 | R-454B | 650
216055117 | LUXAIRE | HH836E2S11 | D(A,C,E)36A4K+TDR | TM9Y080B12MP11 | Split System | 30600 | 18 | 8.5 | 2 | R-454B | 650
216055115 | LUXAIRE | HH836E2S11 | C(A,C,D,E)36B3K+TDR | TM9Y080B12MP11 | Split System | 30600 | 18 | 8.5 | 2 | R-454B | 650
216055138 | LUXAIRE | HH836E2S11 | D(A,C,E)36A4K+TDR | TMLE100B12MP11 | Split System | 30600 | 18 | 8.5 | 2 | R-454B | 650
216055042 | LUXAIRE | HH836E2S11 | D(A,C,E)36A4K+TDR | TM8E100B12MP11 | Split System | 30600 | 18 | 8.5 | 2 | R-454B | 650
216055033 | LUXAIRE | HH836E2S11 | D(A,C,E)36A4K+TDR | TM8E080B12MP11 | Split System | 30600 | 18 | 8.5 | 2 | R-454B | 650
216055129 | LUXAIRE | HH836E2S11 | D(A,C,E)36A4K+TDR | TMLE080B12MP11 | Split System | 30600 | 18 | 8.5 | 2 | R-454B | 650
216055123 | LUXAIRE | HH836E2S11 | D(A,C,E)36A4K+TDR | TM9Y100C16MP11 | Split System | 30800 | 18 | 8.5 | 2 | R-454B | 650
216055121 | LUXAIRE | HH836E2S11 | C(A,C,D,E)36B3K+TDR | TM9Y100C16MP11 | Split System | 30800 | 18 | 8.5 | 2 | R-454B | 650
216055165 | LUXAIRE | HH836E2S11 | D(A,C,E)36A4K+TDR | TP9C100C16MP13 | Split System | 30800 | 18 | 8.5 | 2 | R-454B | 650
216055108 | LUXAIRE | HH836E2S11 | D(A,C,E)36A4K+TDR | TM9V100C16MP12 | Split System | 30800 | 18 | 8.5 | 2 | R-454B | 650
216055040 | LUXAIRE | HH836E2S11 | C(A,C,D,E)36B3K+TDR | TM8E100B12MP11 | Split System | 30800 | 18 | 8.5 | 2 | R-454B | 650
216055031 | LUXAIRE | HH836E2S11 | C(A,C,D,E)36B3K+TDR | TM8E080B12MP11 | Split System | 30800 | 18 | 8.5 | 2 | R-454B | 650
216055127 | LUXAIRE | HH836E2S11 | C(A,C,D,E)36B3K+TDR | TMLE080B12MP11 | Split System | 30800 | 18 | 8.5 | 2 | R-454B | 650
216055162 | LUXAIRE | HH836E2S11 | D(A,C,E)36A4K+TDR | TP9C080C16MP13 | Split System | 30800 | 18 | 8.5 | 2 | R-454B | 650
216055103 | LUXAIRE | HH836E2S11 | C(A,C,D,E)36B3K+TDR | TM9V080C16MP12 | Split System | 30800 | 18 | 8.5 | 2 | R-454B | 650
216055105 | LUXAIRE | HH836E2S11 | D(A,C,E)36A4K+TDR | TM9V080C16MP12 | Split System | 30800 | 18 | 8.5 | 2 | R-454B | 650
216055160 | LUXAIRE | HH836E2S11 | C(A,C,D,E)36B3K+TDR | TP9C080C16MP13 | Split System | 30800 | 18 | 8.5 | 2 | R-454B | 650
216055130 | LUXAIRE | HH836E2S11 | C(A,C,D,E)36B3K+TDR | TMLE080C16MP11 | Split System | 31000 | 18 | 8.5 | 2 | R-454B | 650
216055034 | LUXAIRE | HH836E2S11 | C(A,C,D,E)36B3K+TDR | TM8E080C16MP11 | Split System | 31000 | 18 | 8.5 | 2 | R-454B | 650
216055106 | LUXAIRE | HH836E2S11 | C(A,C,D,E)36B3K+TDR | TM9V100C16MP12 | Split System | 31000 | 18 | 8.5 | 2 | R-454B | 650
216055163 | LUXAIRE | HH836E2S11 | C(A,C,D,E)36B3K+TDR | TP9C100C16MP13 | Split System | 31000 | 18 | 8.5 | 2 | R-454B | 650
216055036 | LUXAIRE | HH836E2S11 | D(A,C,E)36A4K+TDR | TM8E080C16MP11 | Split System | 31000 | 18 | 8.5 | 2 | R-454B | 650
216055132 | LUXAIRE | HH836E2S11 | D(A,C,E)36A4K+TDR | TMLE080C16MP11 | Split System | 31000 | 18 | 8.5 | 2 | R-454B | 650
216055141 | LUXAIRE | HH836E2S11 | D(A,C,E)36A4K+TDR | TMLE100C16MP11 | Split System | 31000 | 18 | 8.5 | 2 | R-454B | 650
216055139 | LUXAIRE | HH836E2S11 | C(A,C,D,E)36B3K+TDR | TMLE100C16MP11 | Split System | 31000 | 18 | 8.5 | 2 | R-454B | 650
216055045 | LUXAIRE | HH836E2S11 | D(A,C,E)36A4K+TDR | TM8E100C16MP11 | Split System | 31000 | 18 | 8.5 | 2 | R-454B | 650
216055043 | LUXAIRE | HH836E2S11 | C(A,C,D,E)36B3K+TDR | TM8E100C16MP11 | Split System | 31000 | 18 | 8.5 | 2 | R-454B | 650
216055172 | LUXAIRE | HH836E2S11 | C(A,C,D,E)36B3K+TDR | TPLC080C16MP13 | Split System | 31000 | 18 | 8.5 | 2 | R-454B | 650
216055174 | LUXAIRE | HH836E2S11 | D(A,C,E)36A4K+TDR | TPLC080C16MP13 | Split System | 31000 | 18 | 8.5 | 2 | R-454B | 650
216055058 | LUXAIRE | HH836E2S11 | C(A,C,D,E)36B3K+TDR | TM8V080C16MP12 | Split System | 31000 | 18 | 8.5 | 2 | R-454B | 650
216055060 | LUXAIRE | HH836E2S11 | D(A,C,E)36A4K+TDR | TM8V080C16MP12 | Split System | 31000 | 18 | 8.5 | 2 | R-454B | 650
216055061 | LUXAIRE | HH836E2S11 | C(A,C,D,E)36B3K+TDR | TM8V100C16MP12 | Split System | 31000 | 18 | 8.5 | 2 | R-454B | 650
216055175 | LUXAIRE | HH836E2S11 | C(A,C,D,E)36B3K+TDR | TPLC100C16MP13 | Split System | 31000 | 18 | 8.5 | 2 | R-454B | 650
216055177 | LUXAIRE | HH836E2S11 | D(A,C,E)36A4K+TDR | TPLC100C16MP13 | Split System | 31000 | 18 | 8.5 | 2 | R-454B | 650
216055120 | LUXAIRE | HH836E2S11 | D(A,C,E)36A4K+TDR | TM9Y080C16MP11 | Split System | 31200 | 18 | 8.5 | 2 | R-454B | 650
216055118 | LUXAIRE | HH836E2S11 | C(A,C,D,E)36B3K+TDR | TM9Y080C16MP11 | Split System | 31200 | 18 | 8.5 | 2 | R-454B | 650
216055193 | LUXAIRE | HH836E2S11 | C(A,C,D,E)36B3K+TDR | Z8ES100C20SMPS1 | Split System | 31600 | 18 | 8.5 | 2 | R-454B | 650
216055195 | LUXAIRE | HH836E2S11 | D(A,C,E)36A4K+TDR | Z8ES100C20SMPS1 | Split System | 31600 | 18 | 8.5 | 2 | R-454B | 650
216055368 | LUXAIRE | HH860E2S11 | C(A,C,D,E)60A3K+TDR | TP9C100C20MP13 | Split System | 41000 | 18 | 8.5 | 2 | R-454B | 650
216055317 | LUXAIRE | HH860E2S11 | C(A,C,D,E)60A3K+TDR | TM9V100C20MP12 | Split System | 41000 | 18 | 8.5 | 2 | R-454B | 650
216055318 | LUXAIRE | HH860E2S11 | D(A,C,E)60A3K+TDR | TM9V100C20MP12 | Split System | 41000 | 18 | 8.5 | 2 | R-454B | 650
216055369 | LUXAIRE | HH860E2S11 | D(A,C,E)60A3K+TDR | TP9C100C20MP13 | Split System | 41000 | 18 | 8.5 | 2 | R-454B | 650
216055282 | LUXAIRE | HH860E2S11 | D(A,C,E)60A3K+TDR | TM8V120C20MP12 | Split System | 41000 | 18 | 8.5 | 2 | R-454B | 650
216055278 | LUXAIRE | HH860E2S11 | C(A,C,D,E)60A3K+TDR | TM8V100C20MP12 | Split System | 41000 | 18 | 8.5 | 2 | R-454B | 650
216055384 | LUXAIRE | HH860E2S11 | D(A,C,E)60A3K+TDR | TPLC120C20MP13 | Split System | 41000 | 18 | 8.5 | 2 | R-454B | 650
216055279 | LUXAIRE | HH860E2S11 | D(A,C,E)60A3K+TDR | TM8V100C20MP12 | Split System | 41000 | 18 | 8.5 | 2 | R-454B | 650
216055381 | LUXAIRE | HH860E2S11 | D(A,C,E)60A3K+TDR | TPLC100C20MP13 | Split System | 41000 | 18 | 8.5 | 2 | R-454B | 650
216055383 | LUXAIRE | HH860E2S11 | C(A,C,D,E)60A3K+TDR | TPLC120C20MP13 | Split System | 41000 | 18 | 8.5 | 2 | R-454B | 650
216055380 | LUXAIRE | HH860E2S11 | C(A,C,D,E)60A3K+TDR | TPLC100C20MP13 | Split System | 41000 | 18 | 8.5 | 2 | R-454B | 650
216055258 | LUXAIRE | HH860E2S11 | D(A,C,E)60A3K+TDR | TM8E100C16MP11 | Split System | 41000 | 18 | 8.5 | 2 | R-454B | 650
216055222 | LUXAIRE | HH860E2S11 | D(A,C,E)60A3K+TDR | LP9C100C20MP13 | Split System | 41000 | 18 | 8.5 | 2 | R-454B | 650
216055263 | LUXAIRE | HH860E2S11 | C(A,C,D,E)60A3K+TDR | TM8E120C16MP11 | Split System | 41000 | 18 | 8.5 | 2 | R-454B | 650
216055264 | LUXAIRE | HH860E2S11 | D(A,C,E)60A3K+TDR | TM8E120C16MP11 | Split System | 41000 | 18 | 8.5 | 2 | R-454B | 650
216055348 | LUXAIRE | HH860E2S11 | D(A,C,E)60A3K+TDR | TMLE120C16MP11 | Split System | 41000 | 18 | 8.5 | 2 | R-454B | 650
216055221 | LUXAIRE | HH860E2S11 | C(A,C,D,E)60A3K+TDR | LP9C100C20MP13 | Split System | 41000 | 18 | 8.5 | 2 | R-454B | 650
216055257 | LUXAIRE | HH860E2S11 | C(A,C,D,E)60A3K+TDR | TM8E100C16MP11 | Split System | 41000 | 18 | 8.5 | 2 | R-454B | 650
216055341 | LUXAIRE | HH860E2S11 | C(A,C,D,E)60A3K+TDR | TMLE100C16MP11 | Split System | 41000 | 18 | 8.5 | 2 | R-454B | 650
216055342 | LUXAIRE | HH860E2S11 | D(A,C,E)60A3K+TDR | TMLE100C16MP11 | Split System | 41000 | 18 | 8.5 | 2 | R-454B | 650
216055251 | LUXAIRE | HH860E2S11 | C(A,C,D,E)60A3K+TDR | TM8E080C16MP11 | Split System | 41000 | 18 | 8.5 | 2 | R-454B | 650
216055252 | LUXAIRE | HH860E2S11 | D(A,C,E)60A3K+TDR | TM8E080C16MP11 | Split System | 41000 | 18 | 8.5 | 2 | R-454B | 650
216055335 | LUXAIRE | HH860E2S11 | C(A,C,D,E)60A3K+TDR | TMLE080C16MP11 | Split System | 41000 | 18 | 8.5 | 2 | R-454B | 650
216055233 | LUXAIRE | HH860E2S11 | C(A,C,D,E)60A3K+TDR | LPLC100C20MP13 | Split System | 41000 | 18 | 8.5 | 2 | R-454B | 650
216055237 | LUXAIRE | HH860E2S11 | D(A,C,E)60A3K+TDR | LPLC120C20MP13 | Split System | 41000 | 18 | 8.5 | 2 | R-454B | 650
216055234 | LUXAIRE | HH860E2S11 | D(A,C,E)60A3K+TDR | LPLC100C20MP13 | Split System | 41000 | 18 | 8.5 | 2 | R-454B | 650
216055236 | LUXAIRE | HH860E2S11 | C(A,C,D,E)60A3K+TDR | LPLC120C20MP13 | Split System | 41000 | 18 | 8.5 | 2 | R-454B | 650
216055246 | LUXAIRE | HH860E2S11 | D(A,C,E)60A3K+TDR | TL9E080C16UH11 | Split System | 41000 | 18 | 8.5 | 2 | R-454B | 650
216055245 | LUXAIRE | HH860E2S11 | C(A,C,D,E)60A3K+TDR | TL9E080C16UH11 | Split System | 41000 | 18 | 8.5 | 2 | R-454B | 650
216055414 | LUXAIRE | HH860E2S11 | D(A,C,E)60A3K+TDR | Z9ES100C16SMPS1 | Split System | 42000 | 18 | 8.5 | 2 | R-454B | 650
216056512 | YORK | HH836E2S11 | C(A,C,D,E)36B3K+TDR | TM8Y080B12MP11 | Split System | 30600 | 18 | 8.5 | 2 | R-454B | 650
216056596 | YORK | HH836E2S11 | D(A,C,E)36A4K+TDR | TM8Y080B12MP11 | Split System | 30600 | 18 | 8.5 | 2 | R-454B | 650
216056647 | YORK | HH836E2S11 | D(A,C,E)36A4K+TDR | YP9C080B12MP13 | Split System | 30600 | 18 | 8.5 | 2 | R-454B | 650
216056524 | YORK | HH836E2S11 | C(A,C,D,E)36B3K+TDR | TM9V080B12MP12 | Split System | 30600 | 18 | 8.5 | 2 | R-454B | 650
216056543 | YORK | HH836E2S11 | C(A,C,D,E)36B3K+TDR | TP9C080B12MP13 | Split System | 30600 | 18 | 8.5 | 2 | R-454B | 650
216056627 | YORK | HH836E2S11 | D(A,C,E)36A4K+TDR | TP9C080B12MP13 | Split System | 30600 | 18 | 8.5 | 2 | R-454B | 650
216056529 | YORK | HH836E2S11 | C(A,C,D,E)36B3K+TDR | TM9Y080B12MP11 | Split System | 30600 | 18 | 8.5 | 2 | R-454B | 650
216056613 | YORK | HH836E2S11 | D(A,C,E)36A4K+TDR | TM9Y080B12MP11 | Split System | 30600 | 18 | 8.5 | 2 | R-454B | 650
216056588 | YORK | HH836E2S11 | D(A,C,E)36A4K+TDR | TM8E100B12MP11 | Split System | 30600 | 18 | 8.5 | 2 | R-454B | 650
216056620 | YORK | HH836E2S11 | D(A,C,E)36A4K+TDR | TMLE100B12MP11 | Split System | 30600 | 18 | 8.5 | 2 | R-454B | 650
216056585 | YORK | HH836E2S11 | D(A,C,E)36A4K+TDR | TM8E080B12MP11 | Split System | 30600 | 18 | 8.5 | 2 | R-454B | 650
216056531 | YORK | HH836E2S11 | C(A,C,D,E)36B3K+TDR | TM9Y100C16MP11 | Split System | 30800 | 18 | 8.5 | 2 | R-454B | 650
216056615 | YORK | HH836E2S11 | D(A,C,E)36A4K+TDR | TM9Y100C16MP11 | Split System | 30800 | 18 | 8.5 | 2 | R-454B | 650
216056610 | YORK | HH836E2S11 | D(A,C,E)36A4K+TDR | TM9V100C16MP12 | Split System | 30800 | 18 | 8.5 | 2 | R-454B | 650
216056629 | YORK | HH836E2S11 | D(A,C,E)36A4K+TDR | TP9C100C16MP13 | Split System | 30800 | 18 | 8.5 | 2 | R-454B | 650
216056649 | YORK | HH836E2S11 | D(A,C,E)36A4K+TDR | YP9C100C16MP13 | Split System | 30800 | 18 | 8.5 | 2 | R-454B | 650
216056504 | YORK | HH836E2S11 | C(A,C,D,E)36B3K+TDR | TM8E100B12MP11 | Split System | 30800 | 18 | 8.5 | 2 | R-454B | 650
216056536 | YORK | HH836E2S11 | C(A,C,D,E)36B3K+TDR | TMLE100B12MP11 | Split System | 30800 | 18 | 8.5 | 2 | R-454B | 650
216056533 | YORK | HH836E2S11 | C(A,C,D,E)36B3K+TDR | TMLE080B12MP11 | Split System | 30800 | 18 | 8.5 | 2 | R-454B | 650
216056648 | YORK | HH836E2S11 | D(A,C,E)36A4K+TDR | YP9C080C16MP13 | Split System | 30800 | 18 | 8.5 | 2 | R-454B | 650
216056609 | YORK | HH836E2S11 | D(A,C,E)36A4K+TDR | TM9V080C16MP12 | Split System | 30800 | 18 | 8.5 | 2 | R-454B | 650
216056525 | YORK | HH836E2S11 | C(A,C,D,E)36B3K+TDR | TM9V080C16MP12 | Split System | 30800 | 18 | 8.5 | 2 | R-454B | 650
216056526 | YORK | HH836E2S11 | C(A,C,D,E)36B3K+TDR | TM9V100C16MP12 | Split System | 31000 | 18 | 8.5 | 2 | R-454B | 650
216056586 | YORK | HH836E2S11 | D(A,C,E)36A4K+TDR | TM8E080C16MP11 | Split System | 31000 | 18 | 8.5 | 2 | R-454B | 650
216056502 | YORK | HH836E2S11 | C(A,C,D,E)36B3K+TDR | TM8E080C16MP11 | Split System | 31000 | 18 | 8.5 | 2 | R-454B | 650
216056589 | YORK | HH836E2S11 | D(A,C,E)36A4K+TDR | TM8E100C16MP11 | Split System | 31000 | 18 | 8.5 | 2 | R-454B | 650
216056505 | YORK | HH836E2S11 | C(A,C,D,E)36B3K+TDR | TM8E100C16MP11 | Split System | 31000 | 18 | 8.5 | 2 | R-454B | 650
216056621 | YORK | HH836E2S11 | D(A,C,E)36A4K+TDR | TMLE100C16MP11 | Split System | 31000 | 18 | 8.5 | 2 | R-454B | 650
216056549 | YORK | HH836E2S11 | C(A,C,D,E)36B3K+TDR | TPLC100C16MP13 | Split System | 31000 | 18 | 8.5 | 2 | R-454B | 650
216056633 | YORK | HH836E2S11 | D(A,C,E)36A4K+TDR | TPLC100C16MP13 | Split System | 31000 | 18 | 8.5 | 2 | R-454B | 650
216056632 | YORK | HH836E2S11 | D(A,C,E)36A4K+TDR | TPLC080C16MP13 | Split System | 31000 | 18 | 8.5 | 2 | R-454B | 650
216056653 | YORK | HH836E2S11 | D(A,C,E)36A4K+TDR | YPLC100C16MP13 | Split System | 31000 | 18 | 8.5 | 2 | R-454B | 650
216056511 | YORK | HH836E2S11 | C(A,C,D,E)36B3K+TDR | TM8V100C16MP12 | Split System | 31000 | 18 | 8.5 | 2 | R-454B | 650
216056595 | YORK | HH836E2S11 | D(A,C,E)36A4K+TDR | TM8V100C16MP12 | Split System | 31000 | 18 | 8.5 | 2 | R-454B | 650
216056652 | YORK | HH836E2S11 | D(A,C,E)36A4K+TDR | YPLC080C16MP13 | Split System | 31000 | 18 | 8.5 | 2 | R-454B | 650
216056548 | YORK | HH836E2S11 | C(A,C,D,E)36B3K+TDR | TPLC080C16MP13 | Split System | 31000 | 18 | 8.5 | 2 | R-454B | 650
216056581 | YORK | HH836E2S11 | D(A,C,E)36A4K+TDR | TL8E080C16UH11 | Split System | 31200 | 18 | 8.5 | 2 | R-454B | 650
216056614 | YORK | HH836E2S11 | D(A,C,E)36A4K+TDR | TM9Y080C16MP11 | Split System | 31200 | 18 | 8.5 | 2 | R-454B | 650
216056530 | YORK | HH836E2S11 | C(A,C,D,E)36B3K+TDR | TM9Y080C16MP11 | Split System | 31200 | 18 | 8.5 | 2 | R-454B | 650
216056555 | YORK | HH836E2S11 | C(A,C,D,E)36B3K+TDR | Y81E100C20SMPS1 | Split System | 31600 | 18 | 8.5 | 2 | R-454B | 650
216056639 | YORK | HH836E2S11 | D(A,C,E)36A4K+TDR | Y81E100C20SMPS1 | Split System | 31600 | 18 | 8.5 | 2 | R-454B | 650
216056830 | YORK | HH860E2S11 | C(A,C,D,E)60A3K+TDR | TM9V100C20MP12 | Split System | 41000 | 18 | 8.5 | 2 | R-454B | 650
216056831 | YORK | HH860E2S11 | D(A,C,E)60A3K+TDR | TM9V100C20MP12 | Split System | 41000 | 18 | 8.5 | 2 | R-454B | 650
216056864 | YORK | HH860E2S11 | C(A,C,D,E)60A3K+TDR | TP9C100C20MP13 | Split System | 41000 | 18 | 8.5 | 2 | R-454B | 650
216056865 | YORK | HH860E2S11 | D(A,C,E)60A3K+TDR | TP9C100C20MP13 | Split System | 41000 | 18 | 8.5 | 2 | R-454B | 650
216056806 | YORK | HH860E2S11 | C(A,C,D,E)60A3K+TDR | TM8V120C20MP12 | Split System | 41000 | 18 | 8.5 | 2 | R-454B | 650
216056873 | YORK | HH860E2S11 | D(A,C,E)60A3K+TDR | TPLC100C20MP13 | Split System | 41000 | 18 | 8.5 | 2 | R-454B | 650
216056805 | YORK | HH860E2S11 | D(A,C,E)60A3K+TDR | TM8V100C20MP12 | Split System | 41000 | 18 | 8.5 | 2 | R-454B | 650
216056804 | YORK | HH860E2S11 | C(A,C,D,E)60A3K+TDR | TM8V100C20MP12 | Split System | 41000 | 18 | 8.5 | 2 | R-454B | 650
216056790 | YORK | HH860E2S11 | C(A,C,D,E)60A3K+TDR | TM8E100C16MP11 | Split System | 41000 | 18 | 8.5 | 2 | R-454B | 650
216056851 | YORK | HH860E2S11 | D(A,C,E)60A3K+TDR | TMLE120C16MP11 | Split System | 41000 | 18 | 8.5 | 2 | R-454B | 650
216056794 | YORK | HH860E2S11 | C(A,C,D,E)60A3K+TDR | TM8E120C16MP11 | Split System | 41000 | 18 | 8.5 | 2 | R-454B | 650
216056791 | YORK | HH860E2S11 | D(A,C,E)60A3K+TDR | TM8E100C16MP11 | Split System | 41000 | 18 | 8.5 | 2 | R-454B | 650
216056847 | YORK | HH860E2S11 | D(A,C,E)60A3K+TDR | TMLE100C16MP11 | Split System | 41000 | 18 | 8.5 | 2 | R-454B | 650
216056850 | YORK | HH860E2S11 | C(A,C,D,E)60A3K+TDR | TMLE120C16MP11 | Split System | 41000 | 18 | 8.5 | 2 | R-454B | 650
216056846 | YORK | HH860E2S11 | C(A,C,D,E)60A3K+TDR | TMLE100C16MP11 | Split System | 41000 | 18 | 8.5 | 2 | R-454B | 650
216056787 | YORK | HH860E2S11 | D(A,C,E)60A3K+TDR | TM8E080C16MP11 | Split System | 41000 | 18 | 8.5 | 2 | R-454B | 650
216056843 | YORK | HH860E2S11 | D(A,C,E)60A3K+TDR | TMLE080C16MP11 | Split System | 41000 | 18 | 8.5 | 2 | R-454B | 650
216056842 | YORK | HH860E2S11 | C(A,C,D,E)60A3K+TDR | TMLE080C16MP11 | Split System | 41000 | 18 | 8.5 | 2 | R-454B | 650
216056786 | YORK | HH860E2S11 | C(A,C,D,E)60A3K+TDR | TM8E080C16MP11 | Split System | 41000 | 18 | 8.5 | 2 | R-454B | 650
216056903 | YORK | HH860E2S11 | D(A,C,E)60A3K+TDR | YPLC120C20MP13 | Split System | 41000 | 18 | 8.5 | 2 | R-454B | 650
216056901 | YORK | HH860E2S11 | D(A,C,E)60A3K+TDR | YPLC100C20MP13 | Split System | 41000 | 18 | 8.5 | 2 | R-454B | 650
216056782 | YORK | HH860E2S11 | C(A,C,D,E)60A3K+TDR | TL9E080C16UH11 | Split System | 41000 | 18 | 8.5 | 2 | R-454B | 650
216056783 | YORK | HH860E2S11 | D(A,C,E)60A3K+TDR | TL9E080C16UH11 | Split System | 41000 | 18 | 8.5 | 2 | R-454B | 650
216056883 | YORK | HH860E2S11 | D(A,C,E)60A3K+TDR | Y91E100C16SMPS1 | Split System | 42000 | 18 | 8.5 | 2 | R-454B | 650
216056882 | YORK | HH860E2S11 | C(A,C,D,E)60A3K+TDR | Y91E100C16SMPS1 | Split System | 42000 | 18 | 8.5 | 2 | R-454B | 650
216055816 | CHAMPION HEATING AND COOLING | HH836E2S11 | D(A,C,E)36A4K+TDR | Z8ES080C20SMPS1 | Split System | 32000 | 19 | 8.5 | 2 | R-454B | 650
216054740 | COLEMAN | HH836E2S11 | D(A,C,E)36A4K+TDR | Z8ES080C20SMPS1 | Split System | 32000 | 19 | 8.5 | 2 | R-454B | 650
216056636 | YORK | HH836E2S11 | D(A,C,E)36A4K+TDR | Y81E080C20SMPS1 | Split System | 32000 | 19 | 8.5 | 2 | R-454B | 650
216055972 | CHAMPION HEATING AND COOLING | HH860E2S11 | D(A,C,E)60A3K+TDR | TP9C100C16MP13 | Split System | 40500 | 17 | 8.5 | 2 | R-454B | 650
217497447 | COLEMAN | HH836E2S11 | C(A,C,D,E)36B3K+TDR | Z9ET100C20SMPS1 | Split System | 31200 | 17 | 8.5 | 2.76 | R-454B | 650
217179659 | GE Appliances | NS18H36HA5*** | D(A,C,E)36D4J+TDR | NF97U045V3B*** | Split System | 33200 | 17 | 8.5 | 2.55 | R-454B | 650
217179712 | GE Appliances | NS18H24HA5*** | D(A,C,E)30A3J+TDR | NF97X040V3B*** | Split System | 21200 | 17 | 8.5 | 2.66 | R-454B | 650
217179647 | GE Appliances | NS18H24HA5*** | D(A,C,E)30A3J+TDR | NF97U045V3B*** | Split System | 21200 | 17 | 8.5 | 2.66 | R-454B | 650
216055022 | LUXAIRE | HH836E2S11 | C(A,C,D,E)36B3K+TDR | TL8E100C20UH11 | Split System | 31000 | 17 | 8.5 | 2 | R-454B | 650
216055024 | LUXAIRE | HH836E2S11 | D(A,C,E)36A4K+TDR | TL8E100C20UH11 | Split System | 31000 | 17 | 8.5 | 2 | R-454B | 650
216055366 | LUXAIRE | HH860E2S11 | D(A,C,E)60A3K+TDR | TP9C100C16MP13 | Split System | 40500 | 17 | 8.5 | 2 | R-454B | 650
216055230 | LUXAIRE | HH860E2S11 | C(A,C,D,E)60A3K+TDR | LPLC100C16MP13 | Split System | 40500 | 17 | 8.5 | 2 | R-454B | 650
216055227 | LUXAIRE | HH860E2S11 | C(A,C,D,E)60A3K+TDR | LPLC080C16MP13 | Split System | 40500 | 17 | 8.5 | 2 | R-454B | 650
216055228 | LUXAIRE | HH860E2S11 | D(A,C,E)60A3K+TDR | LPLC080C16MP13 | Split System | 40500 | 17 | 8.5 | 2 | R-454B | 650
216055218 | LUXAIRE | HH860E2S11 | C(A,C,D,E)60A3K+TDR | LP9C100C16MP13 | Split System | 40500 | 17 | 8.5 | 2 | R-454B | 650
216056582 | YORK | HH836E2S11 | D(A,C,E)36A4K+TDR | TL8E100C20UH11 | Split System | 31000 | 17 | 8.5 | 2 | R-454B | 650
216056498 | YORK | HH836E2S11 | C(A,C,D,E)36B3K+TDR | TL8E100C20UH11 | Split System | 31000 | 17 | 8.5 | 2 | R-454B | 650
216056863 | YORK | HH860E2S11 | D(A,C,E)60A3K+TDR | TP9C100C16MP13 | Split System | 40500 | 17 | 8.5 | 2 | R-454B | 650
216056899 | YORK | HH860E2S11 | D(A,C,E)60A3K+TDR | YPLC100C16MP13 | Split System | 40500 | 17 | 8.5 | 2 | R-454B | 650
216056897 | YORK | HH860E2S11 | D(A,C,E)60A3K+TDR | YPLC080C16MP13 | Split System | 40500 | 17 | 8.5 | 2 | R-454B | 650
217026923 | YORK | HH836E2S11 | D(A,C,E)36D3K+TDR | TM8V060A12MP12 | Split System | 31200 | 17 | 8.5 | 2.67 | R-454B | 650
217027448 | YORK | HH836E2S11 | D(A,C,E)37C3K+TDR | TPLC060A12MP13 | Split System | 31200 | 17 | 8.5 | 2.67 | R-454B | 650
217027951 | YORK | HH836E2S11 | D(A,C,E)36D3K+TDR | YPLC060A12MP13 | Split System | 31200 | 17 | 8.5 | 2.67 | R-454B | 650
217027952 | YORK | HH836E2S11 | D(A,C,E)37C3K+TDR | YPLC060A12MP13 | Split System | 31200 | 17 | 8.5 | 2.67 | R-454B | 650
217027446 | YORK | HH836E2S11 | D(A,C,E)36B4K+TDR | TPLC060A12MP13 | Split System | 31200 | 17 | 8.5 | 2.7 | R-454B | 650
217027950 | YORK | HH836E2S11 | D(A,C,E)36B4K+TDR | YPLC060A12MP13 | Split System | 31200 | 17 | 8.5 | 2.7 | R-454B | 650
217027387 | YORK | HH836E2S11 | D(A,C,E)36D3K+TDR | TP9C060B12MP13 | Split System | 31400 | 17 | 8.5 | 2.7 | R-454B | 650
217027892 | YORK | HH836E2S11 | D(A,C,E)37C3K+TDR | YP9C060B12MP13 | Split System | 31400 | 17 | 8.5 | 2.7 | R-454B | 650
217027124 | YORK | HH836E2S11 | D(A,C,E)37C3K+TDR | TM9V060B12MP12 | Split System | 31400 | 17 | 8.5 | 2.7 | R-454B | 650
217027964 | YORK | HH836E2S11 | D(A,C,E)37C3K+TDR | YPLC080B12MP13 | Split System | 31400 | 17 | 8.5 | 2.7 | R-454B | 650
217027459 | YORK | HH836E2S11 | D(A,C,E)36D3K+TDR | TPLC080B12MP13 | Split System | 31400 | 17 | 8.5 | 2.7 | R-454B | 650
217027963 | YORK | HH836E2S11 | D(A,C,E)36D3K+TDR | YPLC080B12MP13 | Split System | 31400 | 17 | 8.5 | 2.7 | R-454B | 650
217027460 | YORK | HH836E2S11 | D(A,C,E)37C3K+TDR | TPLC080B12MP13 | Split System | 31400 | 17 | 8.5 | 2.7 | R-454B | 650
217026935 | YORK | HH836E2S11 | D(A,C,E)36D3K+TDR | TM8V080B12MP12 | Split System | 31400 | 17 | 8.5 | 2.7 | R-454B | 650
217027122 | YORK | HH836E2S11 | D(A,C,E)36B4K+TDR | TM9V060B12MP12 | Split System | 31400 | 17 | 8.5 | 2.72 | R-454B | 650
217027386 | YORK | HH836E2S11 | D(A,C,E)36B4K+TDR | TP9C060B12MP13 | Split System | 31400 | 17 | 8.5 | 2.72 | R-454B | 650
217027962 | YORK | HH836E2S11 | D(A,C,E)36B4K+TDR | YPLC080B12MP13 | Split System | 31400 | 17 | 8.5 | 2.72 | R-454B | 650
217027458 | YORK | HH836E2S11 | D(A,C,E)36B4K+TDR | TPLC080B12MP13 | Split System | 31400 | 17 | 8.5 | 2.72 | R-454B | 650
217027449 | YORK | HH836E2S11 | D(A,C,E)37D3K+TDR | TPLC060A12MP13 | Split System | 31600 | 17 | 8.5 | 2.72 | R-454B | 650
217027760 | YORK | HH836E2S11 | D(A,C,E)37C3K+TDR | Y91E060B12SMPS1 | Split System | 31600 | 17 | 8.5 | 2.73 | R-454B | 650
217027759 | YORK | HH836E2S11 | D(A,C,E)36D3K+TDR | Y91E060B12SMPS1 | Split System | 31600 | 17 | 8.5 | 2.73 | R-454B | 650
217027893 | YORK | HH836E2S11 | D(A,C,E)37D3K+TDR | YP9C060B12MP13 | Split System | 31800 | 17 | 8.5 | 2.74 | R-454B | 650
217027389 | YORK | HH836E2S11 | D(A,C,E)37D3K+TDR | TP9C060B12MP13 | Split System | 31800 | 17 | 8.5 | 2.74 | R-454B | 650
217026937 | YORK | HH836E2S11 | D(A,C,E)37D3K+TDR | TM8V080B12MP12 | Split System | 31800 | 17 | 8.5 | 2.74 | R-454B | 650
217027758 | YORK | HH836E2S11 | D(A,C,E)36B4K+TDR | Y91E060B12SMPS1 | Split System | 31600 | 17 | 8.5 | 2.76 | R-454B | 650
217027352 | YORK | HH836E2S11 | D(A,C,E)37C3K+TDR | TMLE120C20MP11 | Split System | 32600 | 17 | 8.5 | 2.93 | R-454B | 650
217026912 | YORK | HH836E2S11 | D(A,C,E)37C3K+TDR | TM8E120C20MP11 | Split System | 32600 | 17 | 8.5 | 2.93 | R-454B | 650
217027351 | YORK | HH836E2S11 | D(A,C,E)36D3K+TDR | TMLE120C20MP11 | Split System | 32600 | 17 | 8.5 | 2.93 | R-454B | 650
217027350 | YORK | HH836E2S11 | D(A,C,E)36B4K+TDR | TMLE120C20MP11 | Split System | 32800 | 17 | 8.5 | 2.95 | R-454B | 650
217026910 | YORK | HH836E2S11 | D(A,C,E)36B4K+TDR | TM8E120C20MP11 | Split System | 32800 | 17 | 8.5 | 2.95 | R-454B | 650
217026913 | YORK | HH836E2S11 | D(A,C,E)37D3K+TDR | TM8E120C20MP11 | Split System | 33000 | 17 | 8.5 | 2.95 | R-454B | 650
217027353 | YORK | HH836E2S11 | D(A,C,E)37D3K+TDR | TMLE120C20MP11 | Split System | 33000 | 17 | 8.5 | 2.95 | R-454B | 650
217179744 | GE Appliances | NS18H36HA5*** | D(A,C,E)36D4J+TDR | NF97X060V3B*** | Split System | 33400 | 17.45 | 8.5 | 2.55 | R-454B | 650
217179750 | GE Appliances | NS18H36HA5*** | D(A,C,E)36B3J+TDR | NF97X080V4C*** | Split System | 33800 | 17.5 | 8.5 | 2.42 | R-454B | 650
217179678 | GE Appliances | NS18H36HA5*** | D(A,C,E)36D3J+TDR | NF97U070V3B*** | Split System | 32600 | 17.5 | 8.5 | 2.51 | R-454B | 650
217179753 | GE Appliances | NS18H36HA5*** | D(A,C,E)36D4J+TDR | NF97X080V4C*** | Split System | 34800 | 17.5 | 8.5 | 2.51 | R-454B | 650
217179724 | GE Appliances | NS18H36HA5*** | D(A,C,E)36D4J+TDR | NF97X040V3B*** | Split System | 33400 | 17.5 | 8.5 | 2.55 | R-454B | 650
217179679 | GE Appliances | NS18H36HA5*** | D(A,C,E)36D4J+TDR | NF97U070V3B*** | Split System | 33400 | 17.5 | 8.5 | 2.58 | R-454B | 650
216055808 | CHAMPION HEATING AND COOLING | HH836E2S11 | C(A,C,D,E)36B3K+TDR | Z8ES080B12SMPS1 | Split System | 30600 | 18 | 8.5 | 2 | R-454B | 650
216055679 | CHAMPION HEATING AND COOLING | HH836E2S11 | C(A,C,D,E)36B3K+TDR | TM8E120C16MP11 | Split System | 30600 | 18 | 8.5 | 2 | R-454B | 650
216055775 | CHAMPION HEATING AND COOLING | HH836E2S11 | C(A,C,D,E)36B3K+TDR | TMLE120C16MP11 | Split System | 30600 | 18 | 8.5 | 2 | R-454B | 650
216055817 | CHAMPION HEATING AND COOLING | HH836E2S11 | C(A,C,D,E)36B3K+TDR | Z8ES100B12SMPS1 | Split System | 30600 | 18 | 8.5 | 2 | R-454B | 650
216055819 | CHAMPION HEATING AND COOLING | HH836E2S11 | D(A,C,E)36A4K+TDR | Z8ES100B12SMPS1 | Split System | 30600 | 18 | 8.5 | 2 | R-454B | 650
216055700 | CHAMPION HEATING AND COOLING | HH836E2S11 | C(A,C,D,E)36B3K+TDR | TM8Y100C16MP11 | Split System | 30800 | 18 | 8.5 | 2 | R-454B | 650
216055702 | CHAMPION HEATING AND COOLING | HH836E2S11 | D(A,C,E)36A4K+TDR | TM8Y100C16MP11 | Split System | 30800 | 18 | 8.5 | 2 | R-454B | 650
216055705 | CHAMPION HEATING AND COOLING | HH836E2S11 | D(A,C,E)36A4K+TDR | TM8Y100C20MP11 | Split System | 30800 | 18 | 8.5 | 2 | R-454B | 650
216055706 | CHAMPION HEATING AND COOLING | HH836E2S11 | C(A,C,D,E)36B3K+TDR | TM8Y120C20MP11 | Split System | 30800 | 18 | 8.5 | 2 | R-454B | 650
216055708 | CHAMPION HEATING AND COOLING | HH836E2S11 | D(A,C,E)36A4K+TDR | TM8Y120C20MP11 | Split System | 30800 | 18 | 8.5 | 2 | R-454B | 650
216055703 | CHAMPION HEATING AND COOLING | HH836E2S11 | C(A,C,D,E)36B3K+TDR | TM8Y100C20MP11 | Split System | 30800 | 18 | 8.5 | 2 | R-454B | 650
216055813 | CHAMPION HEATING AND COOLING | HH836E2S11 | D(A,C,E)36A4K+TDR | Z8ES080C16SMPS1 | Split System | 31000 | 18 | 8.5 | 2 | R-454B | 650
216055811 | CHAMPION HEATING AND COOLING | HH836E2S11 | C(A,C,D,E)36B3K+TDR | Z8ES080C16SMPS1 | Split System | 31200 | 18 | 8.5 | 2 | R-454B | 650
216055826 | CHAMPION HEATING AND COOLING | HH836E2S11 | C(A,C,D,E)36B3K+TDR | Z8ES120C16SMPS1 | Split System | 31400 | 18 | 8.5 | 2 | R-454B | 650
216055828 | CHAMPION HEATING AND COOLING | HH836E2S11 | D(A,C,E)36A4K+TDR | Z8ES120C16SMPS1 | Split System | 31400 | 18 | 8.5 | 2 | R-454B | 650
216054741 | COLEMAN | HH836E2S11 | D(A,C,E)36A4K+TDR | Z8ES100B12SMPS1 | Split System | 30600 | 18 | 8.5 | 2 | R-454B | 650
216054678 | COLEMAN | HH836E2S11 | D(A,C,E)36A4K+TDR | CP9C080B12MP13 | Split System | 30600 | 18 | 8.5 | 2 | R-454B | 650
216054702 | COLEMAN | HH836E2S11 | D(A,C,E)36A4K+TDR | TM8Y100C16MP11 | Split System | 30800 | 18 | 8.5 | 2 | R-454B | 650
216054701 | COLEMAN | HH836E2S11 | D(A,C,E)36A4K+TDR | TM8Y080C16MP11 | Split System | 30800 | 18 | 8.5 | 2 | R-454B | 650
216054703 | COLEMAN | HH836E2S11 | D(A,C,E)36A4K+TDR | TM8Y100C20MP11 | Split System | 30800 | 18 | 8.5 | 2 | R-454B | 650
216054704 | COLEMAN | HH836E2S11 | D(A,C,E)36A4K+TDR | TM8Y120C20MP11 | Split System | 30800 | 18 | 8.5 | 2 | R-454B | 650
216054680 | COLEMAN | HH836E2S11 | D(A,C,E)36A4K+TDR | CP9C100C16MP13 | Split System | 30800 | 18 | 8.5 | 2 | R-454B | 650
216054679 | COLEMAN | HH836E2S11 | D(A,C,E)36A4K+TDR | CP9C080C16MP13 | Split System | 30800 | 18 | 8.5 | 2 | R-454B | 650
216054739 | COLEMAN | HH836E2S11 | D(A,C,E)36A4K+TDR | Z8ES080C16SMPS1 | Split System | 31000 | 18 | 8.5 | 2 | R-454B | 650
216054684 | COLEMAN | HH836E2S11 | D(A,C,E)36A4K+TDR | CPLC100C16MP13 | Split System | 31000 | 18 | 8.5 | 2 | R-454B | 650
216054683 | COLEMAN | HH836E2S11 | D(A,C,E)36A4K+TDR | CPLC080C16MP13 | Split System | 31000 | 18 | 8.5 | 2 | R-454B | 650
216054744 | COLEMAN | HH836E2S11 | D(A,C,E)36A4K+TDR | Z8ES120C16SMPS1 | Split System | 31400 | 18 | 8.5 | 2 | R-454B | 650
217497429 | COLEMAN | HH836E2S11 | C(A,C,D,E)36B3K+TDR | Z8ES080B12LMPS1 | Split System | 30800 | 18 | 8.5 | 2.71 | R-454B | 650
217497432 | COLEMAN | HH836E2S11 | C(A,C,D,E)36B3K+TDR | Z8ES100B12LMPS1 | Split System | 31000 | 18 | 8.5 | 2.74 | R-454B | 650
217179685 | GE Appliances | NS18H36HA5*** | D(A,C,E)36B3J+TDR | NF97U090V3C*** | Split System | 33600 | 18 | 8.5 | 2.42 | R-454B | 650
217179688 | GE Appliances | NS18H36HA5*** | D(A,C,E)36D4J+TDR | NF97U090V3C*** | Split System | 34600 | 18 | 8.5 | 2.5 | R-454B | 650
216055178 | LUXAIRE | HH836E2S11 | C(A,C,D,E)36B3K+TDR | Z8ES080B12SMPS1 | Split System | 30600 | 18 | 8.5 | 2 | R-454B | 650
216055145 | LUXAIRE | HH836E2S11 | C(A,C,D,E)36B3K+TDR | TMLE120C16MP11 | Split System | 30600 | 18 | 8.5 | 2 | R-454B | 650
216055187 | LUXAIRE | HH836E2S11 | C(A,C,D,E)36B3K+TDR | Z8ES100B12SMPS1 | Split System | 30600 | 18 | 8.5 | 2 | R-454B | 650
216055189 | LUXAIRE | HH836E2S11 | D(A,C,E)36A4K+TDR | Z8ES100B12SMPS1 | Split System | 30600 | 18 | 8.5 | 2 | R-454B | 650
216055072 | LUXAIRE | HH836E2S11 | D(A,C,E)36A4K+TDR | TM8Y100C16MP11 | Split System | 30800 | 18 | 8.5 | 2 | R-454B | 650
216055067 | LUXAIRE | HH836E2S11 | C(A,C,D,E)36B3K+TDR | TM8Y080C16MP11 | Split System | 30800 | 18 | 8.5 | 2 | R-454B | 650
216055069 | LUXAIRE | HH836E2S11 | D(A,C,E)36A4K+TDR | TM8Y080C16MP11 | Split System | 30800 | 18 | 8.5 | 2 | R-454B | 650
216055070 | LUXAIRE | HH836E2S11 | C(A,C,D,E)36B3K+TDR | TM8Y100C16MP11 | Split System | 30800 | 18 | 8.5 | 2 | R-454B | 650
216055075 | LUXAIRE | HH836E2S11 | D(A,C,E)36A4K+TDR | TM8Y100C20MP11 | Split System | 30800 | 18 | 8.5 | 2 | R-454B | 650
216055076 | LUXAIRE | HH836E2S11 | C(A,C,D,E)36B3K+TDR | TM8Y120C20MP11 | Split System | 30800 | 18 | 8.5 | 2 | R-454B | 650
216055078 | LUXAIRE | HH836E2S11 | D(A,C,E)36A4K+TDR | TM8Y120C20MP11 | Split System | 30800 | 18 | 8.5 | 2 | R-454B | 650
216055073 | LUXAIRE | HH836E2S11 | C(A,C,D,E)36B3K+TDR | TM8Y100C20MP11 | Split System | 30800 | 18 | 8.5 | 2 | R-454B | 650
216055007 | LUXAIRE | HH836E2S11 | D(A,C,E)36A4K+TDR | LP9C100C16MP13 | Split System | 30800 | 18 | 8.5 | 2 | R-454B | 650
216055004 | LUXAIRE | HH836E2S11 | D(A,C,E)36A4K+TDR | LP9C080C16MP13 | Split System | 30800 | 18 | 8.5 | 2 | R-454B | 650
216055183 | LUXAIRE | HH836E2S11 | D(A,C,E)36A4K+TDR | Z8ES080C16SMPS1 | Split System | 31000 | 18 | 8.5 | 2 | R-454B | 650
216055018 | LUXAIRE | HH836E2S11 | D(A,C,E)36A4K+TDR | LPLC100C16MP13 | Split System | 31000 | 18 | 8.5 | 2 | R-454B | 650
216055015 | LUXAIRE | HH836E2S11 | D(A,C,E)36A4K+TDR | LPLC080C16MP13 | Split System | 31000 | 18 | 8.5 | 2 | R-454B | 650
216055181 | LUXAIRE | HH836E2S11 | C(A,C,D,E)36B3K+TDR | Z8ES080C16SMPS1 | Split System | 31200 | 18 | 8.5 | 2 | R-454B | 650
216055196 | LUXAIRE | HH836E2S11 | C(A,C,D,E)36B3K+TDR | Z8ES120C16SMPS1 | Split System | 31400 | 18 | 8.5 | 2 | R-454B | 650
216055198 | LUXAIRE | HH836E2S11 | D(A,C,E)36A4K+TDR | Z8ES120C16SMPS1 | Split System | 31400 | 18 | 8.5 | 2 | R-454B | 650
216056507 | YORK | HH836E2S11 | C(A,C,D,E)36B3K+TDR | TM8E120C16MP11 | Split System | 30600 | 18 | 8.5 | 2 | R-454B | 650
216056553 | YORK | HH836E2S11 | C(A,C,D,E)36B3K+TDR | Y81E100B12SMPS1 | Split System | 30600 | 18 | 8.5 | 2 | R-454B | 650
216056637 | YORK | HH836E2S11 | D(A,C,E)36A4K+TDR | Y81E100B12SMPS1 | Split System | 30600 | 18 | 8.5 | 2 | R-454B | 650
216056513 | YORK | HH836E2S11 | C(A,C,D,E)36B3K+TDR | TM8Y080C16MP11 | Split System | 30800 | 18 | 8.5 | 2 | R-454B | 650
216056514 | YORK | HH836E2S11 | C(A,C,D,E)36B3K+TDR | TM8Y100C16MP11 | Split System | 30800 | 18 | 8.5 | 2 | R-454B | 650
216056597 | YORK | HH836E2S11 | D(A,C,E)36A4K+TDR | TM8Y080C16MP11 | Split System | 30800 | 18 | 8.5 | 2 | R-454B | 650
216056598 | YORK | HH836E2S11 | D(A,C,E)36A4K+TDR | TM8Y100C16MP11 | Split System | 30800 | 18 | 8.5 | 2 | R-454B | 650
216056599 | YORK | HH836E2S11 | D(A,C,E)36A4K+TDR | TM8Y100C20MP11 | Split System | 30800 | 18 | 8.5 | 2 | R-454B | 650
216056600 | YORK | HH836E2S11 | D(A,C,E)36A4K+TDR | TM8Y120C20MP11 | Split System | 30800 | 18 | 8.5 | 2 | R-454B | 650
216056515 | YORK | HH836E2S11 | C(A,C,D,E)36B3K+TDR | TM8Y100C20MP11 | Split System | 30800 | 18 | 8.5 | 2 | R-454B | 650
216056635 | YORK | HH836E2S11 | D(A,C,E)36A4K+TDR | Y81E080C16SMPS1 | Split System | 31000 | 18 | 8.5 | 2 | R-454B | 650
216056551 | YORK | HH836E2S11 | C(A,C,D,E)36B3K+TDR | Y81E080C16SMPS1 | Split System | 31200 | 18 | 8.5 | 2 | R-454B | 650
216056556 | YORK | HH836E2S11 | C(A,C,D,E)36B3K+TDR | Y81E120C16SMPS1 | Split System | 31400 | 18 | 8.5 | 2 | R-454B | 650
216056640 | YORK | HH836E2S11 | D(A,C,E)36A4K+TDR | Y81E120C16SMPS1 | Split System | 31400 | 18 | 8.5 | 2 | R-454B | 650
216056563 | YORK | HH836E2S11 | C(A,C,D,E)36B3K+TDR | YP9C080B12MP13 | Split System | 31800 | 18 | 8.5 | 2 | R-454B | 650
216056565 | YORK | HH836E2S11 | C(A,C,D,E)36B3K+TDR | YP9C100C16MP13 | Split System | 31800 | 18 | 8.5 | 2 | R-454B | 650
216056568 | YORK | HH836E2S11 | C(A,C,D,E)36B3K+TDR | YPLC080C16MP13 | Split System | 31800 | 18 | 8.5 | 2 | R-454B | 650
216056569 | YORK | HH836E2S11 | C(A,C,D,E)36B3K+TDR | YPLC100C16MP13 | Split System | 33000 | 18 | 8.5 | 2 | R-454B | 650
216056564 | YORK | HH836E2S11 | C(A,C,D,E)36B3K+TDR | YP9C080C16MP13 | Split System | 33000 | 18 | 8.5 | 2 | R-454B | 650
216056895 | YORK | HH860E2S11 | D(A,C,E)60A3K+TDR | YP9C120D20MP13 | Split System | 41000 | 18 | 8.5 | 2 | R-454B | 650
217026971 | YORK | HH836E2S11 | D(A,C,E)36D3K+TDR | TM8Y060A12MP11 | Split System | 31000 | 18 | 8.5 | 2.65 | R-454B | 650
217027292 | YORK | HH836E2S11 | D(A,C,E)37C3K+TDR | TMLE080C20MP11 | Split System | 32200 | 18 | 8.5 | 2.65 | R-454B | 650
217026852 | YORK | HH836E2S11 | D(A,C,E)37C3K+TDR | TM8E080C20MP11 | Split System | 32200 | 18 | 8.5 | 2.65 | R-454B | 650
217026973 | YORK | HH836E2S11 | D(A,C,E)37D3K+TDR | TM8Y060A12MP11 | Split System | 31400 | 18 | 8.5 | 2.67 | R-454B | 650
217026853 | YORK | HH836E2S11 | D(A,C,E)37D3K+TDR | TM8E080C20MP11 | Split System | 32600 | 18 | 8.5 | 2.67 | R-454B | 650
217026851 | YORK | HH836E2S11 | D(A,C,E)36D3K+TDR | TM8E080C20MP11 | Split System | 32400 | 18 | 8.5 | 2.68 | R-454B | 650
217027244 | YORK | HH836E2S11 | D(A,C,E)37C3K+TDR | TMLE040A12MP11 | Split System | 31400 | 18 | 8.5 | 2.69 | R-454B | 650
217026804 | YORK | HH836E2S11 | D(A,C,E)37C3K+TDR | TM8E040A12MP11 | Split System | 31400 | 18 | 8.5 | 2.69 | R-454B | 650
217026803 | YORK | HH836E2S11 | D(A,C,E)36D3K+TDR | TM8E040A12MP11 | Split System | 31400 | 18 | 8.5 | 2.69 | R-454B | 650
217026767 | YORK | HH836E2S11 | D(A,C,E)36D3K+TDR | TL9E060B12UH11 | Split System | 31400 | 18 | 8.5 | 2.71 | R-454B | 650
217026802 | YORK | HH836E2S11 | D(A,C,E)36B4K+TDR | TM8E040A12MP11 | Split System | 31400 | 18 | 8.5 | 2.71 | R-454B | 650
217027400 | YORK | HH836E2S11 | D(A,C,E)37C3K+TDR | TP9C080B12MP13 | Split System | 31400 | 18 | 8.5 | 2.72 | R-454B | 650
217027135 | YORK | HH836E2S11 | D(A,C,E)36D3K+TDR | TM9V080B12MP12 | Split System | 31400 | 18 | 8.5 | 2.72 | R-454B | 650
217027399 | YORK | HH836E2S11 | D(A,C,E)36D3K+TDR | TP9C080B12MP13 | Split System | 31400 | 18 | 8.5 | 2.72 | R-454B | 650
217027904 | YORK | HH836E2S11 | D(A,C,E)37C3K+TDR | YP9C080B12MP13 | Split System | 31400 | 18 | 8.5 | 2.72 | R-454B | 650
217027903 | YORK | HH836E2S11 | D(A,C,E)36D3K+TDR | YP9C080B12MP13 | Split System | 31400 | 18 | 8.5 | 2.72 | R-454B | 650
217027303 | YORK | HH836E2S11 | D(A,C,E)36D3K+TDR | TMLE100B12MP11 | Split System | 31600 | 18 | 8.5 | 2.72 | R-454B | 650
217027304 | YORK | HH836E2S11 | D(A,C,E)37C3K+TDR | TMLE100B12MP11 | Split System | 31600 | 18 | 8.5 | 2.72 | R-454B | 650
217026863 | YORK | HH836E2S11 | D(A,C,E)36D3K+TDR | TM8E100B12MP11 | Split System | 31600 | 18 | 8.5 | 2.72 | R-454B | 650
217027184 | YORK | HH836E2S11 | D(A,C,E)37C3K+TDR | TM9Y060B12MP11 | Split System | 31600 | 18 | 8.5 | 2.73 | R-454B | 650
217027183 | YORK | HH836E2S11 | D(A,C,E)36D3K+TDR | TM9Y060B12MP11 | Split System | 31600 | 18 | 8.5 | 2.73 | R-454B | 650
217026766 | YORK | HH836E2S11 | D(A,C,E)36B4K+TDR | TL9E060B12UH11 | Split System | 31400 | 18 | 8.5 | 2.74 | R-454B | 650
217027134 | YORK | HH836E2S11 | D(A,C,E)36B4K+TDR | TM9V080B12MP12 | Split System | 31400 | 18 | 8.5 | 2.75 | R-454B | 650
217027398 | YORK | HH836E2S11 | D(A,C,E)36B4K+TDR | TP9C080B12MP13 | Split System | 31400 | 18 | 8.5 | 2.75 | R-454B | 650
217026862 | YORK | HH836E2S11 | D(A,C,E)36B4K+TDR | TM8E100B12MP11 | Split System | 31600 | 18 | 8.5 | 2.75 | R-454B | 650
217027182 | YORK | HH836E2S11 | D(A,C,E)36B4K+TDR | TM9Y060B12MP11 | Split System | 31600 | 18 | 8.5 | 2.76 | R-454B | 650
217026769 | YORK | HH836E2S11 | D(A,C,E)37D3K+TDR | TL9E060B12UH11 | Split System | 31800 | 18 | 8.5 | 2.76 | R-454B | 650
217027196 | YORK | HH836E2S11 | D(A,C,E)37C3K+TDR | TM9Y080B12MP11 | Split System | 31800 | 18 | 8.5 | 2.76 | R-454B | 650
217027137 | YORK | HH836E2S11 | D(A,C,E)37D3K+TDR | TM9V080B12MP12 | Split System | 31800 | 18 | 8.5 | 2.77 | R-454B | 650
217027401 | YORK | HH836E2S11 | D(A,C,E)37D3K+TDR | TP9C080B12MP13 | Split System | 31800 | 18 | 8.5 | 2.77 | R-454B | 650
217027905 | YORK | HH836E2S11 | D(A,C,E)37D3K+TDR | YP9C080B12MP13 | Split System | 31800 | 18 | 8.5 | 2.77 | R-454B | 650
217026865 | YORK | HH836E2S11 | D(A,C,E)37D3K+TDR | TM8E100B12MP11 | Split System | 32000 | 18 | 8.5 | 2.77 | R-454B | 650
217027305 | YORK | HH836E2S11 | D(A,C,E)37D3K+TDR | TMLE100B12MP11 | Split System | 32000 | 18 | 8.5 | 2.77 | R-454B | 650
217027185 | YORK | HH836E2S11 | D(A,C,E)37D3K+TDR | TM9Y060B12MP11 | Split System | 31800 | 18 | 8.5 | 2.78 | R-454B | 650
217027194 | YORK | HH836E2S11 | D(A,C,E)36B4K+TDR | TM9Y080B12MP11 | Split System | 31800 | 18 | 8.5 | 2.78 | R-454B | 650
217027195 | YORK | HH836E2S11 | D(A,C,E)36D3K+TDR | TM9Y080B12MP11 | Split System | 31800 | 18 | 8.5 | 2.78 | R-454B | 650
217027832 | YORK | HH836E2S11 | D(A,C,E)37C3K+TDR | Y92E060B12SMPS1 | Split System | 31600 | 18 | 8.5 | 2.79 | R-454B | 650
217027197 | YORK | HH836E2S11 | D(A,C,E)37D3K+TDR | TM9Y080B12MP11 | Split System | 32000 | 18 | 8.5 | 2.79 | R-454B | 650
217026983 | YORK | HH836E2S11 | D(A,C,E)36D3K+TDR | TM8Y080B12MP11 | Split System | 31800 | 18 | 8.5 | 2.8 | R-454B | 650
217027771 | YORK | HH836E2S11 | D(A,C,E)36D3K+TDR | Y91E080B12SMPS1 | Split System | 32000 | 18 | 8.5 | 2.8 | R-454B | 650
217027830 | YORK | HH836E2S11 | D(A,C,E)36B4K+TDR | Y92E060B12SMPS1 | Split System | 31800 | 18 | 8.5 | 2.81 | R-454B | 650
217027773 | YORK | HH836E2S11 | D(A,C,E)37D3K+TDR | Y91E080B12SMPS1 | Split System | 32200 | 18 | 8.5 | 2.81 | R-454B | 650
217027843 | YORK | HH836E2S11 | D(A,C,E)36D3K+TDR | Y92E080B12SMPS1 | Split System | 31600 | 18 | 8.5 | 2.82 | R-454B | 650
217027844 | YORK | HH836E2S11 | D(A,C,E)37C3K+TDR | Y92E080B12SMPS1 | Split System | 31600 | 18 | 8.5 | 2.82 | R-454B | 650
217027831 | YORK | HH836E2S11 | D(A,C,E)36D3K+TDR | Y92E060B12SMPS1 | Split System | 31600 | 18 | 8.5 | 2.82 | R-454B | 650
217027842 | YORK | HH836E2S11 | D(A,C,E)36B4K+TDR | Y92E080B12SMPS1 | Split System | 31800 | 18 | 8.5 | 2.82 | R-454B | 650
217027267 | YORK | HH836E2S11 | D(A,C,E)36D3K+TDR | TMLE080B12MP11 | Split System | 31800 | 18 | 8.5 | 2.82 | R-454B | 650
217026828 | YORK | HH836E2S11 | D(A,C,E)37C3K+TDR | TM8E080B12MP11 | Split System | 31800 | 18 | 8.5 | 2.82 | R-454B | 650
217027833 | YORK | HH836E2S11 | D(A,C,E)37D3K+TDR | Y92E060B12SMPS1 | Split System | 32000 | 18 | 8.5 | 2.82 | R-454B | 650
217027266 | YORK | HH836E2S11 | D(A,C,E)36B4K+TDR | TMLE080B12MP11 | Split System | 32000 | 18 | 8.5 | 2.82 | R-454B | 650
217026826 | YORK | HH836E2S11 | D(A,C,E)36B4K+TDR | TM8E080B12MP11 | Split System | 32000 | 18 | 8.5 | 2.82 | R-454B | 650
217026985 | YORK | HH836E2S11 | D(A,C,E)37D3K+TDR | TM8Y080B12MP11 | Split System | 32000 | 18 | 8.5 | 2.83 | R-454B | 650
217026778 | YORK | HH836E2S11 | D(A,C,E)36B4K+TDR | TL9E080C16UH11 | Split System | 32200 | 18 | 8.5 | 2.84 | R-454B | 650
217027845 | YORK | HH836E2S11 | D(A,C,E)37D3K+TDR | Y92E080B12SMPS1 | Split System | 32000 | 18 | 8.5 | 2.85 | R-454B | 650
217026779 | YORK | HH836E2S11 | D(A,C,E)36D3K+TDR | TL9E080C16UH11 | Split System | 32000 | 18 | 8.5 | 2.85 | R-454B | 650
217027269 | YORK | HH836E2S11 | D(A,C,E)37D3K+TDR | TMLE080B12MP11 | Split System | 32200 | 18 | 8.5 | 2.85 | R-454B | 650
217027818 | YORK | HH836E2S11 | D(A,C,E)36B4K+TDR | Y91E100C20SMPS1 | Split System | 33000 | 18 | 8.5 | 2.99 | R-454B | 650
217027821 | YORK | HH836E2S11 | D(A,C,E)37D3K+TDR | Y91E100C20SMPS1 | Split System | 33200 | 18 | 8.5 | 2.99 | R-454B | 650
216055609 | CHAMPION HEATING AND COOLING | HH824E2S11 | D(A,C,E)24B3K+TDR | Z8ET060A12LMPS1 | Split System | 20400 | 18.7 | 8.5 | 2 | R-454B | 650
216054650 | COLEMAN | HH824E2S11 | D(A,C,E)24B3K+TDR | Z8ET060A12LMPS1 | Split System | 20400 | 18.7 | 8.5 | 2 | R-454B | 650
216054956 | LUXAIRE | HH824E2S11 | D(A,C,E)24B3K+TDR | Z8ET060A12LMPS1 | Split System | 20400 | 18.7 | 8.5 | 2 | R-454B | 650
216056370 | YORK | HH824E2S11 | D(A,C,E)24B3K+TDR | Y82E060A12LMPS1 | Split System | 20400 | 18.7 | 8.5 | 2 | R-454B | 650
216055832 | CHAMPION HEATING AND COOLING | HH836E2S11 | C(A,C,D,E)36B3K+TDR | Z8ET080B12LMPS1 | Split System | 30600 | 19 | 8.5 | 2 | R-454B | 650
216055202 | LUXAIRE | HH836E2S11 | C(A,C,D,E)36B3K+TDR | Z8ET080B12LMPS1 | Split System | 30600 | 19 | 8.5 | 2 | R-454B | 650
217027555 | YORK | HH836E2S11 | D(A,C,E)36D3K+TDR | Y81E080C20LMPS1 | Split System | 33000 | 19 | 8.5 | 3.04 | R-454B | 650
217027568 | YORK | HH836E2S11 | D(A,C,E)37C3K+TDR | Y81E080C20SMPS1 | Split System | 33000 | 19 | 8.5 | 3.04 | R-454B | 650
217027567 | YORK | HH836E2S11 | D(A,C,E)36D3K+TDR | Y81E080C20SMPS1 | Split System | 33000 | 19 | 8.5 | 3.04 | R-454B | 650
217027557 | YORK | HH836E2S11 | D(A,C,E)37D3K+TDR | Y81E080C20LMPS1 | Split System | 33400 | 19 | 8.5 | 3.05 | R-454B | 650
217027569 | YORK | HH836E2S11 | D(A,C,E)37D3K+TDR | Y81E080C20SMPS1 | Split System | 33400 | 19 | 8.5 | 3.05 | R-454B | 650
217027566 | YORK | HH836E2S11 | D(A,C,E)36B4K+TDR | Y81E080C20SMPS1 | Split System | 33200 | 19 | 8.5 | 3.08 | R-454B | 650
216055543 | CHAMPION HEATING AND COOLING | HH824E2S11 | D(A,C,E)24B3K+TDR | TMLE040A12MP11 | Split System | 20600 | 16.5 | 8.5 | 2 | R-454B | 650
216055435 | CHAMPION HEATING AND COOLING | HH824E2S11 | D(A,C,E)24B3K+TDR | TM8E040A12MP11 | Split System | 20600 | 16.5 | 8.5 | 2 | R-454B | 650
216054606 | COLEMAN | HH824E2S11 | D(A,C,E)24B3K+TDR | TMLE040A12MP11 | Split System | 20600 | 16.5 | 8.5 | 2 | R-454B | 650
216054534 | COLEMAN | HH824E2S11 | D(A,C,E)24B3K+TDR | TM8E040A12MP11 | Split System | 20600 | 16.5 | 8.5 | 2 | R-454B | 650
217509019 | GE Appliances | NS18H24HA5*** | L(E,G)M24EJ |  | Split System | 21600 | 16.5 | 8.5 | 2.41 | R-454B | 650
217179729 | GE Appliances | NS18H24HA5*** | D(A,C,E)24A3J+TDR | NF97X060V3B*** | Split System | 21000 | 16.5 | 8.5 | 2.67 | R-454B | 650
217179644 | GE Appliances | NS18H24HA5*** | D(A,C,E)24A3J+TDR | NF97U045V3B*** | Split System | 21000 | 16.5 | 8.5 | 2.72 | R-454B | 650
216054782 | LUXAIRE | HH824E2S11 | D(A,C,E)24B3K+TDR | TM8E040A12MP11 | Split System | 20600 | 16.5 | 8.5 | 2 | R-454B | 650
216054890 | LUXAIRE | HH824E2S11 | D(A,C,E)24B3K+TDR | TMLE040A12MP11 | Split System | 20600 | 16.5 | 8.5 | 2 | R-454B | 650
216056283 | YORK | HH824E2S11 | D(A,C,E)24B3K+TDR | TM8E040A12MP11 | Split System | 20600 | 16.5 | 8.5 | 2 | R-454B | 650
216056337 | YORK | HH824E2S11 | D(A,C,E)24B3K+TDR | TMLE040A12MP11 | Split System | 20600 | 16.5 | 8.5 | 2 | R-454B | 650
216055626 | CHAMPION HEATING AND COOLING | HH824E2S11 | C(A,C,D,E)24D2K+TDR | Z9ES040A10SMPS1 | Split System | 19500 | 17 | 8.5 | 2 | R-454B | 650
216055632 | CHAMPION HEATING AND COOLING | HH824E2S11 | C(A,C,D,E)24D2K+TDR | Z9ES060A10SMPS1 | Split System | 19600 | 17 | 8.5 | 2 | R-454B | 650
216055530 | CHAMPION HEATING AND COOLING | HH824E2S11 | C(A,C,D,E)24D2K+TDR | TM9Y060B12MP11 | Split System | 21000 | 17 | 8.5 | 2 | R-454B | 650
216055536 | CHAMPION HEATING AND COOLING | HH824E2S11 | C(A,C,D,E)24D2K+TDR | TM9Y080B12MP11 | Split System | 21000 | 17 | 8.5 | 2 | R-454B | 650
216055638 | CHAMPION HEATING AND COOLING | HH824E2S11 | C(A,C,D,E)24D2K+TDR | Z9ES060B12SMPS1 | Split System | 21000 | 17 | 8.5 | 2 | R-454B | 650
216054661 | COLEMAN | HH824E2S11 | C(A,C,D,E)24D2K+TDR | Z9ES040A10SMPS1 | Split System | 19500 | 17 | 8.5 | 2 | R-454B | 650
216054665 | COLEMAN | HH824E2S11 | C(A,C,D,E)24D2K+TDR | Z9ES060A10SMPS1 | Split System | 19600 | 17 | 8.5 | 2 | R-454B | 650
216054597 | COLEMAN | HH824E2S11 | C(A,C,D,E)24D2K+TDR | TM9Y060B12MP11 | Split System | 21000 | 17 | 8.5 | 2 | R-454B | 650
216054601 | COLEMAN | HH824E2S11 | C(A,C,D,E)24D2K+TDR | TM9Y080B12MP11 | Split System | 21000 | 17 | 8.5 | 2 | R-454B | 650
216054669 | COLEMAN | HH824E2S11 | C(A,C,D,E)24D2K+TDR | Z9ES060B12SMPS1 | Split System | 21000 | 17 | 8.5 | 2 | R-454B | 650
217179709 | GE Appliances | NS18H24HA5*** | D(A,C,E)24A3J+TDR | NF97X040V3B*** | Split System | 21000 | 17 | 8.5 | 2.71 | R-454B | 650
216054979 | LUXAIRE | HH824E2S11 | C(A,C,D,E)24D2K+TDR | Z9ES060A10SMPS1 | Split System | 19600 | 17 | 8.5 | 2 | R-454B | 650
216054877 | LUXAIRE | HH824E2S11 | C(A,C,D,E)24D2K+TDR | TM9Y060B12MP11 | Split System | 21000 | 17 | 8.5 | 2 | R-454B | 650
216054883 | LUXAIRE | HH824E2S11 | C(A,C,D,E)24D2K+TDR | TM9Y080B12MP11 | Split System | 21000 | 17 | 8.5 | 2 | R-454B | 650
216054985 | LUXAIRE | HH824E2S11 | C(A,C,D,E)24D2K+TDR | Z9ES060B12SMPS1 | Split System | 21000 | 17 | 8.5 | 2 | R-454B | 650
216056257 | YORK | HH824E2S11 | C(A,C,D,E)24D2K+TDR | Y91E040A10SMPS1 | Split System | 19500 | 17 | 8.5 | 2 | R-454B | 650
216056211 | YORK | HH824E2S11 | C(A,C,D,E)24D2K+TDR | TM9Y060B12MP11 | Split System | 21000 | 17 | 8.5 | 2 | R-454B | 650
216056214 | YORK | HH824E2S11 | C(A,C,D,E)24D2K+TDR | TM9Y080B12MP11 | Split System | 21000 | 17 | 8.5 | 2 | R-454B | 650
216056263 | YORK | HH824E2S11 | C(A,C,D,E)24D2K+TDR | Y91E060B12SMPS1 | Split System | 21000 | 17 | 8.5 | 2 | R-454B | 650
216056898 | YORK | HH860E2S11 | C(A,C,D,E)60A3K+TDR | YPLC100C16MP13 | Split System | 30000 | 17 | 8.5 | 2 | R-454B | 650
216056896 | YORK | HH860E2S11 | C(A,C,D,E)60A3K+TDR | YPLC080C16MP13 | Split System | 31800 | 17 | 8.5 | 2 | R-454B | 650
216055421 | CHAMPION HEATING AND COOLING | HH824E2S11 | C(A,C,D,E)24A3K+TDR | TL8E060A12UH11 | Split System | 20000 | 17.5 | 8.5 | 2 | R-454B | 650
216055547 | CHAMPION HEATING AND COOLING | HH824E2S11 | C(A,C,D,E)24A3K+TDR | TMLE060A12MP11 | Split System | 20200 | 17.5 | 8.5 | 2 | R-454B | 650
216055441 | CHAMPION HEATING AND COOLING | HH824E2S11 | D(A,C,E)24B3K+TDR | TM8E060A12MP11 | Split System | 20400 | 17.5 | 8.5 | 2 | R-454B | 650
216055549 | CHAMPION HEATING AND COOLING | HH824E2S11 | D(A,C,E)24B3K+TDR | TMLE060A12MP11 | Split System | 20400 | 17.5 | 8.5 | 2 | R-454B | 650
216055591 | CHAMPION HEATING AND COOLING | HH824E2S11 | D(A,C,E)24B3K+TDR | Z8ES060A12SMPS1 | Split System | 20600 | 17.5 | 8.5 | 2 | R-454B | 650
216055443 | CHAMPION HEATING AND COOLING | HH824E2S11 | D(A,C,E)36A3K+TDR | TM8E060A12MP11 | Split System | 20800 | 17.5 | 8.5 | 2 | R-454B | 650
216055551 | CHAMPION HEATING AND COOLING | HH824E2S11 | D(A,C,E)36A3K+TDR | TMLE060A12MP11 | Split System | 20800 | 17.5 | 8.5 | 2 | R-454B | 650
216054526 | COLEMAN | HH824E2S11 | D(A,C,E)24B3K+TDR | TL8E060A12UH11 | Split System | 20400 | 17.5 | 8.5 | 2 | R-454B | 650
216054538 | COLEMAN | HH824E2S11 | D(A,C,E)24B3K+TDR | TM8E060A12MP11 | Split System | 20400 | 17.5 | 8.5 | 2 | R-454B | 650
216054610 | COLEMAN | HH824E2S11 | D(A,C,E)24B3K+TDR | TMLE060A12MP11 | Split System | 20400 | 17.5 | 8.5 | 2 | R-454B | 650
216054638 | COLEMAN | HH824E2S11 | D(A,C,E)24B3K+TDR | Z8ES060A12SMPS1 | Split System | 20600 | 17.5 | 8.5 | 2 | R-454B | 650
216054768 | LUXAIRE | HH824E2S11 | C(A,C,D,E)24A3K+TDR | TL8E060A12UH11 | Split System | 20000 | 17.5 | 8.5 | 2 | R-454B | 650
216054894 | LUXAIRE | HH824E2S11 | C(A,C,D,E)24A3K+TDR | TMLE060A12MP11 | Split System | 20200 | 17.5 | 8.5 | 2 | R-454B | 650
216054786 | LUXAIRE | HH824E2S11 | C(A,C,D,E)24A3K+TDR | TM8E060A12MP11 | Split System | 20200 | 17.5 | 8.5 | 2 | R-454B | 650
216054770 | LUXAIRE | HH824E2S11 | D(A,C,E)24B3K+TDR | TL8E060A12UH11 | Split System | 20400 | 17.5 | 8.5 | 2 | R-454B | 650
216054788 | LUXAIRE | HH824E2S11 | D(A,C,E)24B3K+TDR | TM8E060A12MP11 | Split System | 20400 | 17.5 | 8.5 | 2 | R-454B | 650
216054896 | LUXAIRE | HH824E2S11 | D(A,C,E)24B3K+TDR | TMLE060A12MP11 | Split System | 20400 | 17.5 | 8.5 | 2 | R-454B | 650
216054938 | LUXAIRE | HH824E2S11 | D(A,C,E)24B3K+TDR | Z8ES060A12SMPS1 | Split System | 20600 | 17.5 | 8.5 | 2 | R-454B | 650
216054772 | LUXAIRE | HH824E2S11 | D(A,C,E)36A3K+TDR | TL8E060A12UH11 | Split System | 20600 | 17.5 | 8.5 | 2 | R-454B | 650
216054790 | LUXAIRE | HH824E2S11 | D(A,C,E)36A3K+TDR | TM8E060A12MP11 | Split System | 20800 | 17.5 | 8.5 | 2 | R-454B | 650
216054898 | LUXAIRE | HH824E2S11 | D(A,C,E)36A3K+TDR | TMLE060A12MP11 | Split System | 20800 | 17.5 | 8.5 | 2 | R-454B | 650
216056071 | YORK | HH824E2S11 | C(A,C,D,E)24A3K+TDR | TL8E060A12UH11 | Split System | 20000 | 17.5 | 8.5 | 2 | R-454B | 650
216056078 | YORK | HH824E2S11 | C(A,C,D,E)24A3K+TDR | TM8E060A12MP11 | Split System | 20200 | 17.5 | 8.5 | 2 | R-454B | 650
216056116 | YORK | HH824E2S11 | C(A,C,D,E)24A3K+TDR | TMLE060A12MP11 | Split System | 20200 | 17.5 | 8.5 | 2 | R-454B | 650
216056341 | YORK | HH824E2S11 | D(A,C,E)24B3K+TDR | TMLE060A12MP11 | Split System | 20400 | 17.5 | 8.5 | 2 | R-454B | 650
216056286 | YORK | HH824E2S11 | D(A,C,E)24B3K+TDR | TM8E060A12MP11 | Split System | 20400 | 17.5 | 8.5 | 2 | R-454B | 650
216056361 | YORK | HH824E2S11 | D(A,C,E)24B3K+TDR | Y81E060A12SMPS1 | Split System | 20600 | 17.5 | 8.5 | 2 | R-454B | 650
216056400 | YORK | HH824E2S11 | D(A,C,E)36A3K+TDR | TL8E060A12UH11 | Split System | 20600 | 17.5 | 8.5 | 2 | R-454B | 650
216056439 | YORK | HH824E2S11 | D(A,C,E)36A3K+TDR | TMLE060A12MP11 | Split System | 20800 | 17.5 | 8.5 | 2 | R-454B | 650
217144305 | AMERICAN STANDARD | 5A6V8X24A1 | DH36T4J | *DHMB080CCV3+LRP | Split System | 20200 | 18 | 8.5 | 2.2 | R-454B | 650
217144301 | AMERICAN STANDARD | 5A6V8X24A1 | DH36T4J | *DHMB060CCV3+LRP | Split System | 20200 | 18 | 8.5 | 2.2 | R-454B | 650
217144325 | AMERICAN STANDARD | 5A6V8X24A1 | DH36T4J | S8V2A040M3PDB | Split System | 20400 | 18 | 8.5 | 2.2 | R-454B | 650
217144321 | AMERICAN STANDARD | 5A6V8X24A1 | DH36T4J | S8V2A040M3PCB | Split System | 20400 | 18 | 8.5 | 2.2 | R-454B | 650
217144317 | AMERICAN STANDARD | 5A6V8X24A1 | DH36T4J | L8V1B080U4VSB+LRP | Split System | 20400 | 18 | 8.5 | 2.2 | R-454B | 650
217144309 | AMERICAN STANDARD | 5A6V8X24A1 | DH36T4J | L8V1A040U3VSB+LRP | Split System | 20400 | 18 | 8.5 | 2.2 | R-454B | 650
217144329 | AMERICAN STANDARD | 5A6V8X24A1 | DH36T4J | S8V2B080M4PCB | Split System | 20400 | 18 | 8.5 | 2.2 | R-454B | 650
217144333 | AMERICAN STANDARD | 5A6V8X24A1 | DH36T4J | S8V2B080M4PDB | Split System | 20400 | 18 | 8.5 | 2.2 | R-454B | 650
217144313 | AMERICAN STANDARD | 5A6V8X24A1 | DH36T4J | L8V1A060U3VSB+LRP | Split System | 20400 | 18 | 8.5 | 2.2 | R-454B | 650
216055810 | CHAMPION HEATING AND COOLING | HH836E2S11 | D(A,C,E)36A4K+TDR | Z8ES080B12SMPS1 | Split System | 30400 | 18 | 8.5 | 2 | R-454B | 650
216055681 | CHAMPION HEATING AND COOLING | HH836E2S11 | D(A,C,E)36A4K+TDR | TM8E120C16MP11 | Split System | 30400 | 18 | 8.5 | 2 | R-454B | 650
216055777 | CHAMPION HEATING AND COOLING | HH836E2S11 | D(A,C,E)36A4K+TDR | TMLE120C16MP11 | Split System | 30400 | 18 | 8.5 | 2 | R-454B | 650
216054738 | COLEMAN | HH836E2S11 | D(A,C,E)36A4K+TDR | Z8ES080B12SMPS1 | Split System | 30400 | 18 | 8.5 | 2 | R-454B | 650
216054727 | COLEMAN | HH836E2S11 | D(A,C,E)36A4K+TDR | TMLE120C16MP11 | Split System | 30400 | 18 | 8.5 | 2 | R-454B | 650
216055180 | LUXAIRE | HH836E2S11 | D(A,C,E)36A4K+TDR | Z8ES080B12SMPS1 | Split System | 30400 | 18 | 8.5 | 2 | R-454B | 650
216055051 | LUXAIRE | HH836E2S11 | D(A,C,E)36A4K+TDR | TM8E120C16MP11 | Split System | 30400 | 18 | 8.5 | 2 | R-454B | 650
216055147 | LUXAIRE | HH836E2S11 | D(A,C,E)36A4K+TDR | TMLE120C16MP11 | Split System | 30400 | 18 | 8.5 | 2 | R-454B | 650
216056634 | YORK | HH836E2S11 | D(A,C,E)36A4K+TDR | Y81E080B12SMPS1 | Split System | 30400 | 18 | 8.5 | 2 | R-454B | 650
216056591 | YORK | HH836E2S11 | D(A,C,E)36A4K+TDR | TM8E120C16MP11 | Split System | 30400 | 18 | 8.5 | 2 | R-454B | 650
216055607 | CHAMPION HEATING AND COOLING | HH824E2S11 | C(A,C,D,E)24A3K+TDR | Z8ET060A12LMPS1 | Split System | 20200 | 18.5 | 8.5 | 2 | R-454B | 650
216054954 | LUXAIRE | HH824E2S11 | C(A,C,D,E)24A3K+TDR | Z8ET060A12LMPS1 | Split System | 20200 | 18.5 | 8.5 | 2 | R-454B | 650
216055834 | CHAMPION HEATING AND COOLING | HH836E2S11 | D(A,C,E)36A4K+TDR | Z8ET080B12LMPS1 | Split System | 30400 | 19 | 8.5 | 2 | R-454B | 650
216054746 | COLEMAN | HH836E2S11 | D(A,C,E)36A4K+TDR | Z8ET080B12LMPS1 | Split System | 30400 | 19 | 8.5 | 2 | R-454B | 650
216055204 | LUXAIRE | HH836E2S11 | D(A,C,E)36A4K+TDR | Z8ET080B12LMPS1 | Split System | 30400 | 19 | 8.5 | 2 | R-454B | 650
216056642 | YORK | HH836E2S11 | D(A,C,E)36A4K+TDR | Y82E080B12LMPS1 | Split System | 30400 | 19 | 8.5 | 2 | R-454B | 650
217493044 | AC PRO | SPHP-Z-V048BB | L(E,G)M48EJ |  | Split System | 43000 | 16.5 | 8.5 | 2 | R-454B | 650
216055845 | CHAMPION HEATING AND COOLING | HH860E2S11 | C(A,C,D,E)60A3K+TDR | TL8E080C16UH11 | Split System | 41000 | 17 | 8.5 | 2 | R-454B | 650
216055846 | CHAMPION HEATING AND COOLING | HH860E2S11 | D(A,C,E)60A3K+TDR | TL8E080C16UH11 | Split System | 41000 | 17 | 8.5 | 2 | R-454B | 650
216055240 | LUXAIRE | HH860E2S11 | D(A,C,E)60A3K+TDR | TL8E080C16UH11 | Split System | 41000 | 17 | 8.5 | 2 | R-454B | 650
216056779 | YORK | HH860E2S11 | D(A,C,E)60A3K+TDR | TL8E080C16UH11 | Split System | 41000 | 17 | 8.5 | 2 | R-454B | 650
217666572 | BOSCH | BOVA-60RTB-M20S | L(E,G)M48BZ+TXV |  | Split System | 41500 | 17.3 | 8.5 | 2 | R-454B | 650
217666573 | BOSCH | BOVA-60RTB-M20S | L(E,G)M48CZ+TXV |  | Split System | 42000 | 17.4 | 8.5 | 2 | R-454B | 650
216055849 | CHAMPION HEATING AND COOLING | HH860E2S11 | D(A,C,E)60A3K+TDR | TL8E100C20UH11 | Split System | 41500 | 18 | 8.5 | 2 | R-454B | 650
216055848 | CHAMPION HEATING AND COOLING | HH860E2S11 | C(A,C,D,E)60A3K+TDR | TL8E100C20UH11 | Split System | 41500 | 18 | 8.5 | 2 | R-454B | 650
216055242 | LUXAIRE | HH860E2S11 | C(A,C,D,E)60A3K+TDR | TL8E100C20UH11 | Split System | 41500 | 18 | 8.5 | 2 | R-454B | 650
216055243 | LUXAIRE | HH860E2S11 | D(A,C,E)60A3K+TDR | TL8E100C20UH11 | Split System | 41500 | 18 | 8.5 | 2 | R-454B | 650
216056781 | YORK | HH860E2S11 | D(A,C,E)60A3K+TDR | TL8E100C20UH11 | Split System | 41500 | 18 | 8.5 | 2 | R-454B | 650
216056780 | YORK | HH860E2S11 | C(A,C,D,E)60A3K+TDR | TL8E100C20UH11 | Split System | 41500 | 18 | 8.5 | 2 | R-454B | 650
217666520 | BOSCH | BOVA-24RXB-M15S | L(E,G)M24BZ+TXV |  | Split System | 17100 | 15.6 | 8.5 | 1.81 | R-454B | 650
217083701 | RUNTRU | A5HP5036A1 | D(A,C,E)36C3J+TDR | A801X080CM5SD | Split System | 31200 | 15.2 | 8.5 | 3 | R-454B | 650
217083708 | RUNTRU | A5HP5036A1 | D(A,C,E)36C3J+TDR | A801X080CM5TD | Split System | 31200 | 15.2 | 8.5 | 3 | R-454B | 650
217083897 | RUNTRU | A5HP5036A1 | D(A,C,E)36C3J+TDR | A952V100CU5SB | Split System | 31200 | 15.5 | 8.5 | 3 | R-454B | 650
217493055 | AC PRO | SPHP-Z-V048BB | L(E,G)M60LJ |  | Split System | 43000 | 16.5 | 8.5 | 2 | R-454B | 650
217493054 | AC PRO | SPHP-Z-V048BB | L(E,G)M60KJ |  | Split System | 43000 | 16.5 | 8.5 | 2 | R-454B | 650
217493049 | AC PRO | SPHP-Z-V048BB | L(E,G)M60BJ |  | Split System | 43000 | 16.5 | 8.5 | 2 | R-454B | 650
217493048 | AC PRO | SPHP-Z-V048BB | L(E,G)M60AJ |  | Split System | 44500 | 16.5 | 8.5 | 2 | R-454B | 650
216055437 | CHAMPION HEATING AND COOLING | HH824E2S11 | D(A,C,E)36A3K+TDR | TM8E040A12MP11 | Split System | 20800 | 16.5 | 8.5 | 2 | R-454B | 650
216055545 | CHAMPION HEATING AND COOLING | HH824E2S11 | D(A,C,E)36A3K+TDR | TMLE040A12MP11 | Split System | 20800 | 16.5 | 8.5 | 2 | R-454B | 650
216054513 | COLEMAN | HH824E2S11 | C(A,C,D,E)24D2K+TDR | CP9C060B12MP13 | Split System | 21200 | 16.5 | 8.5 | 2 | R-454B | 650
217507704 | COLEMAN | HH824E2S11 | C(A,C,D,E)30B3K+TDR | TM9V040A10MP12 | Split System | 21000 | 16.5 | 8.5 | 2.69 | R-454B | 650
217507721 | COLEMAN | HH824E2S11 | C(A,C,D,E)30B3K+TDR | Z9ET040A10SMPS1 | Split System | 21000 | 16.5 | 8.5 | 2.73 | R-454B | 650
216054784 | LUXAIRE | HH824E2S11 | D(A,C,E)36A3K+TDR | TM8E040A12MP11 | Split System | 20800 | 16.5 | 8.5 | 2 | R-454B | 650
216054892 | LUXAIRE | HH824E2S11 | D(A,C,E)36A3K+TDR | TMLE040A12MP11 | Split System | 20800 | 16.5 | 8.5 | 2 | R-454B | 650
216054751 | LUXAIRE | HH824E2S11 | C(A,C,D,E)24D2K+TDR | LP9C060B12MP13 | Split System | 21200 | 16.5 | 8.5 | 2 | R-454B | 650
216055572 | CHAMPION HEATING AND COOLING | HH824E2S11 | C(A,C,D,E)24D2K+TDR | TP9C080B12MP13 | Split System | 21000 | 17 | 8.5 | 2 | R-454B | 650
216055518 | CHAMPION HEATING AND COOLING | HH824E2S11 | C(A,C,D,E)24D2K+TDR | TM9V080B12MP12 | Split System | 21000 | 17 | 8.5 | 2 | R-454B | 650
216055470 | CHAMPION HEATING AND COOLING | HH824E2S11 | C(A,C,D,E)24D2K+TDR | TM8Y080B12MP11 | Split System | 21000 | 17 | 8.5 | 2 | R-454B | 650
216055452 | CHAMPION HEATING AND COOLING | HH824E2S11 | C(A,C,D,E)24D2K+TDR | TM8E100B12MP11 | Split System | 21000 | 17 | 8.5 | 2 | R-454B | 650
216055560 | CHAMPION HEATING AND COOLING | HH824E2S11 | C(A,C,D,E)24D2K+TDR | TMLE100B12MP11 | Split System | 21000 | 17 | 8.5 | 2 | R-454B | 650
216055554 | CHAMPION HEATING AND COOLING | HH824E2S11 | C(A,C,D,E)24D2K+TDR | TMLE080B12MP11 | Split System | 21000 | 17 | 8.5 | 2 | R-454B | 650
216055446 | CHAMPION HEATING AND COOLING | HH824E2S11 | C(A,C,D,E)24D2K+TDR | TM8E080B12MP11 | Split System | 21000 | 17 | 8.5 | 2 | R-454B | 650
216055644 | CHAMPION HEATING AND COOLING | HH824E2S11 | C(A,C,D,E)24D2K+TDR | Z9ES080B12SMPS1 | Split System | 21000 | 17 | 8.5 | 2 | R-454B | 650
216055546 | CHAMPION HEATING AND COOLING | HH824E2S11 | D(A,C,E)36A4K+TDR | TMLE040A12MP11 | Split System | 21200 | 17 | 8.5 | 2 | R-454B | 650
216055578 | CHAMPION HEATING AND COOLING | HH824E2S11 | C(A,C,D,E)24D2K+TDR | TPLC080B12MP13 | Split System | 21200 | 17 | 8.5 | 2 | R-454B | 650
216055458 | CHAMPION HEATING AND COOLING | HH824E2S11 | C(A,C,D,E)24D2K+TDR | TM8V080B12MP12 | Split System | 21200 | 17 | 8.5 | 2 | R-454B | 650
216055512 | CHAMPION HEATING AND COOLING | HH824E2S11 | C(A,C,D,E)24D2K+TDR | TM9V060B12MP12 | Split System | 21200 | 17 | 8.5 | 2 | R-454B | 650
216055566 | CHAMPION HEATING AND COOLING | HH824E2S11 | C(A,C,D,E)24D2K+TDR | TP9C060B12MP13 | Split System | 21200 | 17 | 8.5 | 2 | R-454B | 650
216055428 | CHAMPION HEATING AND COOLING | HH824E2S11 | C(A,C,D,E)24D2K+TDR | TL9E060B12UH11 | Split System | 21200 | 17 | 8.5 | 2 | R-454B | 650
216055537 | CHAMPION HEATING AND COOLING | HH824E2S11 | D(A,C,E)24B3K+TDR | TM9Y080B12MP11 | Split System | 22000 | 17 | 8.5 | 2 | R-454B | 650
216055639 | CHAMPION HEATING AND COOLING | HH824E2S11 | D(A,C,E)24B3K+TDR | Z9ES060B12SMPS1 | Split System | 22000 | 17 | 8.5 | 2 | R-454B | 650
216055532 | CHAMPION HEATING AND COOLING | HH824E2S11 | D(A,C,E)24B4K+TDR | TM9Y060B12MP11 | Split System | 22600 | 17 | 8.5 | 2 | R-454B | 650
216055642 | CHAMPION HEATING AND COOLING | HH824E2S11 | D(A,C,E)36A4K+TDR | Z9ES060B12SMPS1 | Split System | 22600 | 17 | 8.5 | 2 | R-454B | 650
216055999 | CHAMPION HEATING AND COOLING | HH860E2S11 | D(A,C,E)60A3K+TDR | Z8ES100C16SMPS1 | Split System | 41000 | 17 | 8.5 | 2 | R-454B | 650
216055998 | CHAMPION HEATING AND COOLING | HH860E2S11 | C(A,C,D,E)60A3K+TDR | Z8ES100C16SMPS1 | Split System | 41000 | 17 | 8.5 | 2 | R-454B | 650
216054589 | COLEMAN | HH824E2S11 | C(A,C,D,E)24D2K+TDR | TM9V080B12MP12 | Split System | 21000 | 17 | 8.5 | 2 | R-454B | 650
216054517 | COLEMAN | HH824E2S11 | C(A,C,D,E)24D2K+TDR | CP9C080B12MP13 | Split System | 21000 | 17 | 8.5 | 2 | R-454B | 650
216054625 | COLEMAN | HH824E2S11 | C(A,C,D,E)24D2K+TDR | TP9C080B12MP13 | Split System | 21000 | 17 | 8.5 | 2 | R-454B | 650
216054557 | COLEMAN | HH824E2S11 | C(A,C,D,E)24D2K+TDR | TM8Y080B12MP11 | Split System | 21000 | 17 | 8.5 | 2 | R-454B | 650
216054613 | COLEMAN | HH824E2S11 | C(A,C,D,E)24D2K+TDR | TMLE080B12MP11 | Split System | 21000 | 17 | 8.5 | 2 | R-454B | 650
216054541 | COLEMAN | HH824E2S11 | C(A,C,D,E)24D2K+TDR | TM8E080B12MP11 | Split System | 21000 | 17 | 8.5 | 2 | R-454B | 650
216054673 | COLEMAN | HH824E2S11 | C(A,C,D,E)24D2K+TDR | Z9ES080B12SMPS1 | Split System | 21000 | 17 | 8.5 | 2 | R-454B | 650
216054608 | COLEMAN | HH824E2S11 | D(A,C,E)36A4K+TDR | TMLE040A12MP11 | Split System | 21200 | 17 | 8.5 | 2 | R-454B | 650
216054629 | COLEMAN | HH824E2S11 | C(A,C,D,E)24D2K+TDR | TPLC080B12MP13 | Split System | 21200 | 17 | 8.5 | 2 | R-454B | 650
216054549 | COLEMAN | HH824E2S11 | C(A,C,D,E)24D2K+TDR | TM8V080B12MP12 | Split System | 21200 | 17 | 8.5 | 2 | R-454B | 650
216054585 | COLEMAN | HH824E2S11 | C(A,C,D,E)24D2K+TDR | TM9V060B12MP12 | Split System | 21200 | 17 | 8.5 | 2 | R-454B | 650
216054529 | COLEMAN | HH824E2S11 | C(A,C,D,E)24D2K+TDR | TL9E060B12UH11 | Split System | 21200 | 17 | 8.5 | 2 | R-454B | 650
216054602 | COLEMAN | HH824E2S11 | D(A,C,E)24B3K+TDR | TM9Y080B12MP11 | Split System | 22000 | 17 | 8.5 | 2 | R-454B | 650
216054599 | COLEMAN | HH824E2S11 | D(A,C,E)24B4K+TDR | TM9Y060B12MP11 | Split System | 22600 | 17 | 8.5 | 2 | R-454B | 650
216054604 | COLEMAN | HH824E2S11 | D(A,C,E)36A4K+TDR | TM9Y080B12MP11 | Split System | 22600 | 17 | 8.5 | 2 | R-454B | 650
216054672 | COLEMAN | HH824E2S11 | D(A,C,E)36A4K+TDR | Z9ES060B12SMPS1 | Split System | 22600 | 17 | 8.5 | 2 | R-454B | 650
217179736 | GE Appliances | NS18H24HA5*** | D(A,C,E)36A3J+TDR | NF97X060V3B*** | Split System | 21600 | 17 | 8.5 | 2.69 | R-454B | 650
217179651 | GE Appliances | NS18H24HA5*** | D(A,C,E)36A3J+TDR | NF97U045V3B*** | Split System | 21600 | 17 | 8.5 | 2.7 | R-454B | 650
216054865 | LUXAIRE | HH824E2S11 | C(A,C,D,E)24D2K+TDR | TM9V080B12MP12 | Split System | 21000 | 17 | 8.5 | 2 | R-454B | 650
216054919 | LUXAIRE | HH824E2S11 | C(A,C,D,E)24D2K+TDR | TP9C080B12MP13 | Split System | 21000 | 17 | 8.5 | 2 | R-454B | 650
216054757 | LUXAIRE | HH824E2S11 | C(A,C,D,E)24D2K+TDR | LP9C080B12MP13 | Split System | 21000 | 17 | 8.5 | 2 | R-454B | 650
216054907 | LUXAIRE | HH824E2S11 | C(A,C,D,E)24D2K+TDR | TMLE100B12MP11 | Split System | 21000 | 17 | 8.5 | 2 | R-454B | 650
216054817 | LUXAIRE | HH824E2S11 | C(A,C,D,E)24D2K+TDR | TM8Y080B12MP11 | Split System | 21000 | 17 | 8.5 | 2 | R-454B | 650
216054799 | LUXAIRE | HH824E2S11 | C(A,C,D,E)24D2K+TDR | TM8E100B12MP11 | Split System | 21000 | 17 | 8.5 | 2 | R-454B | 650
216054901 | LUXAIRE | HH824E2S11 | C(A,C,D,E)24D2K+TDR | TMLE080B12MP11 | Split System | 21000 | 17 | 8.5 | 2 | R-454B | 650
216054793 | LUXAIRE | HH824E2S11 | C(A,C,D,E)24D2K+TDR | TM8E080B12MP11 | Split System | 21000 | 17 | 8.5 | 2 | R-454B | 650
216054991 | LUXAIRE | HH824E2S11 | C(A,C,D,E)24D2K+TDR | Z9ES080B12SMPS1 | Split System | 21000 | 17 | 8.5 | 2 | R-454B | 650
216054893 | LUXAIRE | HH824E2S11 | D(A,C,E)36A4K+TDR | TMLE040A12MP11 | Split System | 21200 | 17 | 8.5 | 2 | R-454B | 650
216054805 | LUXAIRE | HH824E2S11 | C(A,C,D,E)24D2K+TDR | TM8V080B12MP12 | Split System | 21200 | 17 | 8.5 | 2 | R-454B | 650
216054925 | LUXAIRE | HH824E2S11 | C(A,C,D,E)24D2K+TDR | TPLC080B12MP13 | Split System | 21200 | 17 | 8.5 | 2 | R-454B | 650
216054859 | LUXAIRE | HH824E2S11 | C(A,C,D,E)24D2K+TDR | TM9V060B12MP12 | Split System | 21200 | 17 | 8.5 | 2 | R-454B | 650
216054775 | LUXAIRE | HH824E2S11 | C(A,C,D,E)24D2K+TDR | TL9E060B12UH11 | Split System | 21200 | 17 | 8.5 | 2 | R-454B | 650
216054884 | LUXAIRE | HH824E2S11 | D(A,C,E)24B3K+TDR | TM9Y080B12MP11 | Split System | 22000 | 17 | 8.5 | 2 | R-454B | 650
216054879 | LUXAIRE | HH824E2S11 | D(A,C,E)24B4K+TDR | TM9Y060B12MP11 | Split System | 22600 | 17 | 8.5 | 2 | R-454B | 650
216054887 | LUXAIRE | HH824E2S11 | D(A,C,E)36A4K+TDR | TM9Y080B12MP11 | Split System | 22600 | 17 | 8.5 | 2 | R-454B | 650
216054989 | LUXAIRE | HH824E2S11 | D(A,C,E)36A4K+TDR | Z9ES060B12SMPS1 | Split System | 22600 | 17 | 8.5 | 2 | R-454B | 650
216055393 | LUXAIRE | HH860E2S11 | D(A,C,E)60A3K+TDR | Z8ES100C16SMPS1 | Split System | 41000 | 17 | 8.5 | 2 | R-454B | 650
216055392 | LUXAIRE | HH860E2S11 | C(A,C,D,E)60A3K+TDR | Z8ES100C16SMPS1 | Split System | 41000 | 17 | 8.5 | 2 | R-454B | 650
216056205 | YORK | HH824E2S11 | C(A,C,D,E)24D2K+TDR | TM9V080B12MP12 | Split System | 21000 | 17 | 8.5 | 2 | R-454B | 650
216056231 | YORK | HH824E2S11 | C(A,C,D,E)24D2K+TDR | TP9C080B12MP13 | Split System | 21000 | 17 | 8.5 | 2 | R-454B | 650
216056174 | YORK | HH824E2S11 | C(A,C,D,E)24D2K+TDR | TM8E100B12MP11 | Split System | 21000 | 17 | 8.5 | 2 | R-454B | 650
216056183 | YORK | HH824E2S11 | C(A,C,D,E)24D2K+TDR | TM8Y080B12MP11 | Split System | 21000 | 17 | 8.5 | 2 | R-454B | 650
216056223 | YORK | HH824E2S11 | C(A,C,D,E)24D2K+TDR | TMLE080B12MP11 | Split System | 21000 | 17 | 8.5 | 2 | R-454B | 650
216056225 | YORK | HH824E2S11 | C(A,C,D,E)24D2K+TDR | TMLE100B12MP11 | Split System | 21000 | 17 | 8.5 | 2 | R-454B | 650
216056266 | YORK | HH824E2S11 | C(A,C,D,E)24D2K+TDR | Y91E080B12SMPS1 | Split System | 21000 | 17 | 8.5 | 2 | R-454B | 650
216056202 | YORK | HH824E2S11 | C(A,C,D,E)24D2K+TDR | TM9V060B12MP12 | Split System | 21200 | 17 | 8.5 | 2 | R-454B | 650
216056228 | YORK | HH824E2S11 | C(A,C,D,E)24D2K+TDR | TP9C060B12MP13 | Split System | 21200 | 17 | 8.5 | 2 | R-454B | 650
216056162 | YORK | HH824E2S11 | C(A,C,D,E)24D2K+TDR | TL9E060B12UH11 | Split System | 21200 | 17 | 8.5 | 2 | R-454B | 650
216056334 | YORK | HH824E2S11 | D(A,C,E)24B3K+TDR | TM9Y080B12MP11 | Split System | 22000 | 17 | 8.5 | 2 | R-454B | 650
216056385 | YORK | HH824E2S11 | D(A,C,E)24B3K+TDR | Y91E060B12SMPS1 | Split System | 22000 | 17 | 8.5 | 2 | R-454B | 650
217027880 | YORK | HH836E2S11 | D(A,C,E)37C3K+TDR | Y92E100C20SMPS1 | Split System | 31800 | 17 | 8.5 | 2.82 | R-454B | 650
217027878 | YORK | HH836E2S11 | D(A,C,E)36B4K+TDR | Y92E100C20SMPS1 | Split System | 32000 | 17 | 8.5 | 2.82 | R-454B | 650
217027881 | YORK | HH836E2S11 | D(A,C,E)37D3K+TDR | Y92E100C20SMPS1 | Split System | 32200 | 17 | 8.5 | 2.83 | R-454B | 650
217179666 | GE Appliances | NS18H24HA5*** | D(A,C,E)24D2J+TDR | NF97U070V3B*** | Split System | 22000 | 17.45 | 8.5 | 2.65 | R-454B | 650
217179670 | GE Appliances | NS18H24HA5*** | D(A,C,E)30D2J+TDR | NF97U070V3B*** | Split System | 22400 | 17.45 | 8.5 | 2.66 | R-454B | 650
216055593 | CHAMPION HEATING AND COOLING | HH824E2S11 | D(A,C,E)36A3K+TDR | Z8ES060A12SMPS1 | Split System | 20800 | 17.5 | 8.5 | 2 | R-454B | 650
216055614 | CHAMPION HEATING AND COOLING | HH824E2S11 | C(A,C,D,E)24D2K+TDR | Z8ET080B12LMPS1 | Split System | 21000 | 17.5 | 8.5 | 2 | R-454B | 650
216055596 | CHAMPION HEATING AND COOLING | HH824E2S11 | C(A,C,D,E)24D2K+TDR | Z8ES080B12SMPS1 | Split System | 21000 | 17.5 | 8.5 | 2 | R-454B | 650
216055630 | CHAMPION HEATING AND COOLING | HH824E2S11 | D(A,C,E)36A4K+TDR | Z9ES040A10SMPS1 | Split System | 21000 | 17.5 | 8.5 | 2 | R-454B | 650
216055634 | CHAMPION HEATING AND COOLING | HH824E2S11 | D(A,C,E)24B4K+TDR | Z9ES060A10SMPS1 | Split System | 21000 | 17.5 | 8.5 | 2 | R-454B | 650
216055636 | CHAMPION HEATING AND COOLING | HH824E2S11 | D(A,C,E)36A4K+TDR | Z9ES060A10SMPS1 | Split System | 21000 | 17.5 | 8.5 | 2 | R-454B | 650
216055594 | CHAMPION HEATING AND COOLING | HH824E2S11 | D(A,C,E)36A4K+TDR | Z8ES060A12SMPS1 | Split System | 21200 | 17.5 | 8.5 | 2 | R-454B | 650
216056019 | CHAMPION HEATING AND COOLING | HH860E2S11 | C(A,C,D,E)48A3K+TDR | Z8ES130D20SMPS1 | Split System | 40500 | 17.5 | 8.5 | 2 | R-454B | 650
216054653 | COLEMAN | HH824E2S11 | C(A,C,D,E)24D2K+TDR | Z8ET080B12LMPS1 | Split System | 21000 | 17.5 | 8.5 | 2 | R-454B | 650
216054641 | COLEMAN | HH824E2S11 | C(A,C,D,E)24D2K+TDR | Z8ES080B12SMPS1 | Split System | 21000 | 17.5 | 8.5 | 2 | R-454B | 650
216054664 | COLEMAN | HH824E2S11 | D(A,C,E)36A4K+TDR | Z9ES040A10SMPS1 | Split System | 21000 | 17.5 | 8.5 | 2 | R-454B | 650
216054667 | COLEMAN | HH824E2S11 | D(A,C,E)24B4K+TDR | Z9ES060A10SMPS1 | Split System | 21000 | 17.5 | 8.5 | 2 | R-454B | 650
216054668 | COLEMAN | HH824E2S11 | D(A,C,E)36A4K+TDR | Z9ES060A10SMPS1 | Split System | 21000 | 17.5 | 8.5 | 2 | R-454B | 650
216054659 | COLEMAN | HH824E2S11 | D(A,C,E)24B4K+TDR | Z9ES026A08SMPS1 | Split System | 21000 | 17.5 | 8.5 | 2 | R-454B | 650
216054640 | COLEMAN | HH824E2S11 | D(A,C,E)36A4K+TDR | Z8ES060A12SMPS1 | Split System | 21200 | 17.5 | 8.5 | 2 | R-454B | 650
217507717 | COLEMAN | HH824E2S11 | C(A,C,D,E)30B3K+TDR | Z9ES040A10SMPS1 | Split System | 21000 | 17.5 | 8.5 | 2.72 | R-454B | 650
216054940 | LUXAIRE | HH824E2S11 | D(A,C,E)36A3K+TDR | Z8ES060A12SMPS1 | Split System | 20800 | 17.5 | 8.5 | 2 | R-454B | 650
216054961 | LUXAIRE | HH824E2S11 | C(A,C,D,E)24D2K+TDR | Z8ET080B12LMPS1 | Split System | 21000 | 17.5 | 8.5 | 2 | R-454B | 650
216054943 | LUXAIRE | HH824E2S11 | C(A,C,D,E)24D2K+TDR | Z8ES080B12SMPS1 | Split System | 21000 | 17.5 | 8.5 | 2 | R-454B | 650
216054977 | LUXAIRE | HH824E2S11 | D(A,C,E)36A4K+TDR | Z9ES040A10SMPS1 | Split System | 21000 | 17.5 | 8.5 | 2 | R-454B | 650
216054969 | LUXAIRE | HH824E2S11 | D(A,C,E)24B4K+TDR | Z9ES026A08SMPS1 | Split System | 21000 | 17.5 | 8.5 | 2 | R-454B | 650
216054983 | LUXAIRE | HH824E2S11 | D(A,C,E)36A4K+TDR | Z9ES060A10SMPS1 | Split System | 21000 | 17.5 | 8.5 | 2 | R-454B | 650
216054981 | LUXAIRE | HH824E2S11 | D(A,C,E)24B4K+TDR | Z9ES060A10SMPS1 | Split System | 21000 | 17.5 | 8.5 | 2 | R-454B | 650
216054941 | LUXAIRE | HH824E2S11 | D(A,C,E)36A4K+TDR | Z8ES060A12SMPS1 | Split System | 21200 | 17.5 | 8.5 | 2 | R-454B | 650
216055403 | LUXAIRE | HH860E2S11 | C(A,C,D,E)48A3K+TDR | Z8ES130D20SMPS1 | Split System | 40500 | 17.5 | 8.5 | 2 | R-454B | 650
216056251 | YORK | HH824E2S11 | C(A,C,D,E)24D2K+TDR | Y82E080B12LMPS1 | Split System | 21000 | 17.5 | 8.5 | 2 | R-454B | 650
216056243 | YORK | HH824E2S11 | C(A,C,D,E)24D2K+TDR | Y81E080B12SMPS1 | Split System | 21000 | 17.5 | 8.5 | 2 | R-454B | 650
216056489 | YORK | HH824E2S11 | D(A,C,E)24B4K+TDR | Y91E026A08SMPS1 | Split System | 21000 | 17.5 | 8.5 | 2 | R-454B | 650
216056491 | YORK | HH824E2S11 | D(A,C,E)24B4K+TDR | Y91E060A10SMPS1 | Split System | 21000 | 17.5 | 8.5 | 2 | R-454B | 650
216056007 | CHAMPION HEATING AND COOLING | HH860E2S11 | D(A,C,E)60A3K+TDR | Z8ES120C16SMPS1 | Split System | 41000 | 18 | 8.5 | 2 | R-454B | 650
216056004 | CHAMPION HEATING AND COOLING | HH860E2S11 | C(A,C,D,E)60A3K+TDR | Z8ES120C16SMPS1 | Split System | 41000 | 18 | 8.5 | 2 | R-454B | 650
216055995 | CHAMPION HEATING AND COOLING | HH860E2S11 | C(A,C,D,E)60A3K+TDR | Z8ES080C20SMPS1 | Split System | 41000 | 18 | 8.5 | 2 | R-454B | 650
216055996 | CHAMPION HEATING AND COOLING | HH860E2S11 | D(A,C,E)60A3K+TDR | Z8ES080C20SMPS1 | Split System | 41000 | 18 | 8.5 | 2 | R-454B | 650
216055992 | CHAMPION HEATING AND COOLING | HH860E2S11 | C(A,C,D,E)60A3K+TDR | Z8ES080C16SMPS1 | Split System | 41500 | 18 | 8.5 | 2 | R-454B | 650
216055993 | CHAMPION HEATING AND COOLING | HH860E2S11 | D(A,C,E)60A3K+TDR | Z8ES080C16SMPS1 | Split System | 41500 | 18 | 8.5 | 2 | R-454B | 650
216056001 | CHAMPION HEATING AND COOLING | HH860E2S11 | C(A,C,D,E)60A3K+TDR | Z8ES100C20SMPS1 | Split System | 41500 | 18 | 8.5 | 2 | R-454B | 650
216056002 | CHAMPION HEATING AND COOLING | HH860E2S11 | D(A,C,E)60A3K+TDR | Z8ES100C20SMPS1 | Split System | 41500 | 18 | 8.5 | 2 | R-454B | 650
216035482 | COLEMAN | HH860E2S11 | AE*L+CM48A4J+TDR |  | Split System | 41500 | 18 | 8.5 | 2.82 | R-454B | 650
216035486 | COLEMAN | HH860E2S11 | AE*L+CM59A4J+TDR |  | Split System | 43000 | 18 | 8.5 | 2.86 | R-454B | 650
216035485 | COLEMAN | HH860E2S11 | AE*L+CM48E4J+TDR |  | Split System | 43000 | 18 | 8.5 | 2.86 | R-454B | 650
216035483 | COLEMAN | HH860E2S11 | AE*L+CM48C3J+TDR |  | Split System | 43000 | 18 | 8.5 | 2.87 | R-454B | 650
216055399 | LUXAIRE | HH860E2S11 | D(A,C,E)60A3K+TDR | Z8ES120C16SMPS1 | Split System | 41000 | 18 | 8.5 | 2 | R-454B | 650
216055398 | LUXAIRE | HH860E2S11 | C(A,C,D,E)60A3K+TDR | Z8ES120C16SMPS1 | Split System | 41000 | 18 | 8.5 | 2 | R-454B | 650
216055389 | LUXAIRE | HH860E2S11 | C(A,C,D,E)60A3K+TDR | Z8ES080C20SMPS1 | Split System | 41000 | 18 | 8.5 | 2 | R-454B | 650
216055386 | LUXAIRE | HH860E2S11 | C(A,C,D,E)60A3K+TDR | Z8ES080C16SMPS1 | Split System | 41500 | 18 | 8.5 | 2 | R-454B | 650
216055396 | LUXAIRE | HH860E2S11 | D(A,C,E)60A3K+TDR | Z8ES100C20SMPS1 | Split System | 41500 | 18 | 8.5 | 2 | R-454B | 650
216055395 | LUXAIRE | HH860E2S11 | C(A,C,D,E)60A3K+TDR | Z8ES100C20SMPS1 | Split System | 41500 | 18 | 8.5 | 2 | R-454B | 650
217027496 | YORK | HH836E2S11 | D(A,C,E)37C3K+TDR | Y81E040A12SMPS1 | Split System | 31400 | 18 | 8.5 | 2.69 | R-454B | 650
217027494 | YORK | HH836E2S11 | D(A,C,E)36B4K+TDR | Y81E040A12SMPS1 | Split System | 31400 | 18 | 8.5 | 2.72 | R-454B | 650
217027508 | YORK | HH836E2S11 | D(A,C,E)37C3K+TDR | Y81E080B12LMPS1 | Split System | 31600 | 18 | 8.5 | 2.74 | R-454B | 650
217027497 | YORK | HH836E2S11 | D(A,C,E)37D3K+TDR | Y81E040A12SMPS1 | Split System | 31800 | 18 | 8.5 | 2.74 | R-454B | 650
217027518 | YORK | HH836E2S11 | D(A,C,E)36B4K+TDR | Y81E080B12SMPS1 | Split System | 31600 | 18 | 8.5 | 2.77 | R-454B | 650
217027519 | YORK | HH836E2S11 | D(A,C,E)36D3K+TDR | Y81E080B12SMPS1 | Split System | 31600 | 18 | 8.5 | 2.77 | R-454B | 650
217027592 | YORK | HH836E2S11 | D(A,C,E)37C3K+TDR | Y81E100B12SMPS1 | Split System | 31800 | 18 | 8.5 | 2.77 | R-454B | 650
217027580 | YORK | HH836E2S11 | D(A,C,E)37C3K+TDR | Y81E100B12LMPS1 | Split System | 31800 | 18 | 8.5 | 2.77 | R-454B | 650
217027521 | YORK | HH836E2S11 | D(A,C,E)37D3K+TDR | Y81E080B12SMPS1 | Split System | 32000 | 18 | 8.5 | 2.79 | R-454B | 650
217027509 | YORK | HH836E2S11 | D(A,C,E)37D3K+TDR | Y81E080B12LMPS1 | Split System | 32000 | 18 | 8.5 | 2.79 | R-454B | 650
217027590 | YORK | HH836E2S11 | D(A,C,E)36B4K+TDR | Y81E100B12SMPS1 | Split System | 31800 | 18 | 8.5 | 2.8 | R-454B | 650
217027578 | YORK | HH836E2S11 | D(A,C,E)36B4K+TDR | Y81E100B12LMPS1 | Split System | 31800 | 18 | 8.5 | 2.8 | R-454B | 650
216055611 | CHAMPION HEATING AND COOLING | HH824E2S11 | D(A,C,E)36A3K+TDR | Z8ET060A12LMPS1 | Split System | 20800 | 18.8 | 8.5 | 2 | R-454B | 650
216054958 | LUXAIRE | HH824E2S11 | D(A,C,E)36A3K+TDR | Z8ET060A12LMPS1 | Split System | 20800 | 18.8 | 8.5 | 2 | R-454B | 650
217083931 | RUNTRU | A5HP5036A1 | D(A,C,E)36C3J+TDR | L8V1C100U5VSB | Split System | 31400 | 15.2 | 8.5 | 2.92 | R-454B | 650
216055580 | CHAMPION HEATING AND COOLING | HH824E2S11 | D(A,C,E)24B4K+TDR | TPLC080B12MP13 | Split System | 22400 | 17 | 8.5 | 2 | R-454B | 650
216055460 | CHAMPION HEATING AND COOLING | HH824E2S11 | D(A,C,E)24B4K+TDR | TM8V080B12MP12 | Split System | 22400 | 17 | 8.5 | 2 | R-454B | 650
216055462 | CHAMPION HEATING AND COOLING | HH824E2S11 | D(A,C,E)36A4K+TDR | TM8V080B12MP12 | Split System | 22600 | 17 | 8.5 | 2 | R-454B | 650
216055570 | CHAMPION HEATING AND COOLING | HH824E2S11 | D(A,C,E)36A4K+TDR | TP9C060B12MP13 | Split System | 22600 | 17 | 8.5 | 2 | R-454B | 650
216055516 | CHAMPION HEATING AND COOLING | HH824E2S11 | D(A,C,E)36A4K+TDR | TM9V060B12MP12 | Split System | 22600 | 17 | 8.5 | 2 | R-454B | 650
216055574 | CHAMPION HEATING AND COOLING | HH824E2S11 | D(A,C,E)24B4K+TDR | TP9C080B12MP13 | Split System | 22600 | 17 | 8.5 | 2 | R-454B | 650
216055520 | CHAMPION HEATING AND COOLING | HH824E2S11 | D(A,C,E)24B4K+TDR | TM9V080B12MP12 | Split System | 22600 | 17 | 8.5 | 2 | R-454B | 650
216055432 | CHAMPION HEATING AND COOLING | HH824E2S11 | D(A,C,E)36A4K+TDR | TL9E060B12UH11 | Split System | 22600 | 17 | 8.5 | 2 | R-454B | 650
216055454 | CHAMPION HEATING AND COOLING | HH824E2S11 | D(A,C,E)24B4K+TDR | TM8E100B12MP11 | Split System | 22600 | 17 | 8.5 | 2 | R-454B | 650
216055472 | CHAMPION HEATING AND COOLING | HH824E2S11 | D(A,C,E)24B4K+TDR | TM8Y080B12MP11 | Split System | 22600 | 17 | 8.5 | 2 | R-454B | 650
216055562 | CHAMPION HEATING AND COOLING | HH824E2S11 | D(A,C,E)24B4K+TDR | TMLE100B12MP11 | Split System | 22600 | 17 | 8.5 | 2 | R-454B | 650
216055448 | CHAMPION HEATING AND COOLING | HH824E2S11 | D(A,C,E)24B4K+TDR | TM8E080B12MP11 | Split System | 22600 | 17 | 8.5 | 2 | R-454B | 650
216055646 | CHAMPION HEATING AND COOLING | HH824E2S11 | D(A,C,E)24B4K+TDR | Z9ES080B12SMPS1 | Split System | 22600 | 17 | 8.5 | 2 | R-454B | 650
216054518 | COLEMAN | HH824E2S11 | D(A,C,E)24B3K+TDR | CP9C080B12MP13 | Split System | 22000 | 17 | 8.5 | 2 | R-454B | 650
216054631 | COLEMAN | HH824E2S11 | D(A,C,E)24B4K+TDR | TPLC080B12MP13 | Split System | 22400 | 17 | 8.5 | 2 | R-454B | 650
216054523 | COLEMAN | HH824E2S11 | D(A,C,E)24B4K+TDR | CPLC080B12MP13 | Split System | 22400 | 17 | 8.5 | 2 | R-454B | 650
216054632 | COLEMAN | HH824E2S11 | D(A,C,E)36A4K+TDR | TPLC080B12MP13 | Split System | 22600 | 17 | 8.5 | 2 | R-454B | 650
216054588 | COLEMAN | HH824E2S11 | D(A,C,E)36A4K+TDR | TM9V060B12MP12 | Split System | 22600 | 17 | 8.5 | 2 | R-454B | 650
216054624 | COLEMAN | HH824E2S11 | D(A,C,E)36A4K+TDR | TP9C060B12MP13 | Split System | 22600 | 17 | 8.5 | 2 | R-454B | 650
216054627 | COLEMAN | HH824E2S11 | D(A,C,E)24B4K+TDR | TP9C080B12MP13 | Split System | 22600 | 17 | 8.5 | 2 | R-454B | 650
216054591 | COLEMAN | HH824E2S11 | D(A,C,E)24B4K+TDR | TM9V080B12MP12 | Split System | 22600 | 17 | 8.5 | 2 | R-454B | 650
216054619 | COLEMAN | HH824E2S11 | D(A,C,E)24B4K+TDR | TMLE100B12MP11 | Split System | 22600 | 17 | 8.5 | 2 | R-454B | 650
216054543 | COLEMAN | HH824E2S11 | D(A,C,E)24B4K+TDR | TM8E080B12MP11 | Split System | 22600 | 17 | 8.5 | 2 | R-454B | 650
216054615 | COLEMAN | HH824E2S11 | D(A,C,E)24B4K+TDR | TMLE080B12MP11 | Split System | 22600 | 17 | 8.5 | 2 | R-454B | 650
216054547 | COLEMAN | HH824E2S11 | D(A,C,E)24B4K+TDR | TM8E100B12MP11 | Split System | 22600 | 17 | 8.5 | 2 | R-454B | 650
216054559 | COLEMAN | HH824E2S11 | D(A,C,E)24B4K+TDR | TM8Y080B12MP11 | Split System | 22600 | 17 | 8.5 | 2 | R-454B | 650
216054675 | COLEMAN | HH824E2S11 | D(A,C,E)24B4K+TDR | Z9ES080B12SMPS1 | Split System | 22600 | 17 | 8.5 | 2 | R-454B | 650
216054758 | LUXAIRE | HH824E2S11 | D(A,C,E)24B3K+TDR | LP9C080B12MP13 | Split System | 22000 | 17 | 8.5 | 2 | R-454B | 650
216054765 | LUXAIRE | HH824E2S11 | D(A,C,E)24B4K+TDR | LPLC080B12MP13 | Split System | 22400 | 17 | 8.5 | 2 | R-454B | 650
216054927 | LUXAIRE | HH824E2S11 | D(A,C,E)24B4K+TDR | TPLC080B12MP13 | Split System | 22400 | 17 | 8.5 | 2 | R-454B | 650
216054807 | LUXAIRE | HH824E2S11 | D(A,C,E)24B4K+TDR | TM8V080B12MP12 | Split System | 22400 | 17 | 8.5 | 2 | R-454B | 650
216054929 | LUXAIRE | HH824E2S11 | D(A,C,E)36A4K+TDR | TPLC080B12MP13 | Split System | 22600 | 17 | 8.5 | 2 | R-454B | 650
216054809 | LUXAIRE | HH824E2S11 | D(A,C,E)36A4K+TDR | TM8V080B12MP12 | Split System | 22600 | 17 | 8.5 | 2 | R-454B | 650
216054917 | LUXAIRE | HH824E2S11 | D(A,C,E)36A4K+TDR | TP9C060B12MP13 | Split System | 22600 | 17 | 8.5 | 2 | R-454B | 650
216054863 | LUXAIRE | HH824E2S11 | D(A,C,E)36A4K+TDR | TM9V060B12MP12 | Split System | 22600 | 17 | 8.5 | 2 | R-454B | 650
216054867 | LUXAIRE | HH824E2S11 | D(A,C,E)24B4K+TDR | TM9V080B12MP12 | Split System | 22600 | 17 | 8.5 | 2 | R-454B | 650
216054779 | LUXAIRE | HH824E2S11 | D(A,C,E)36A4K+TDR | TL9E060B12UH11 | Split System | 22600 | 17 | 8.5 | 2 | R-454B | 650
216054921 | LUXAIRE | HH824E2S11 | D(A,C,E)24B4K+TDR | TP9C080B12MP13 | Split System | 22600 | 17 | 8.5 | 2 | R-454B | 650
216054795 | LUXAIRE | HH824E2S11 | D(A,C,E)24B4K+TDR | TM8E080B12MP11 | Split System | 22600 | 17 | 8.5 | 2 | R-454B | 650
216054801 | LUXAIRE | HH824E2S11 | D(A,C,E)24B4K+TDR | TM8E100B12MP11 | Split System | 22600 | 17 | 8.5 | 2 | R-454B | 650
216054909 | LUXAIRE | HH824E2S11 | D(A,C,E)24B4K+TDR | TMLE100B12MP11 | Split System | 22600 | 17 | 8.5 | 2 | R-454B | 650
216054993 | LUXAIRE | HH824E2S11 | D(A,C,E)24B4K+TDR | Z9ES080B12SMPS1 | Split System | 22600 | 17 | 8.5 | 2 | R-454B | 650
216056462 | YORK | HH824E2S11 | D(A,C,E)24B4K+TDR | TM8V080B12MP12 | Split System | 22400 | 17 | 8.5 | 2 | R-454B | 650
216056496 | YORK | HH824E2S11 | D(A,C,E)24B4K+TDR | YPLC080B12MP13 | Split System | 22400 | 17 | 8.5 | 2 | R-454B | 650
216056482 | YORK | HH824E2S11 | D(A,C,E)24B4K+TDR | TPLC080B12MP13 | Split System | 22400 | 17 | 8.5 | 2 | R-454B | 650
216056481 | YORK | HH824E2S11 | D(A,C,E)24B4K+TDR | TP9C080B12MP13 | Split System | 22600 | 17 | 8.5 | 2 | R-454B | 650
216056495 | YORK | HH824E2S11 | D(A,C,E)24B4K+TDR | YP9C080B12MP13 | Split System | 22600 | 17 | 8.5 | 2 | R-454B | 650
216056464 | YORK | HH824E2S11 | D(A,C,E)24B4K+TDR | TM8Y080B12MP11 | Split System | 22600 | 17 | 8.5 | 2 | R-454B | 650
216056479 | YORK | HH824E2S11 | D(A,C,E)24B4K+TDR | TMLE100B12MP11 | Split System | 22600 | 17 | 8.5 | 2 | R-454B | 650
216056478 | YORK | HH824E2S11 | D(A,C,E)24B4K+TDR | TMLE080B12MP11 | Split System | 22600 | 17 | 8.5 | 2 | R-454B | 650
216056460 | YORK | HH824E2S11 | D(A,C,E)24B4K+TDR | TM8E080B12MP11 | Split System | 22600 | 17 | 8.5 | 2 | R-454B | 650
216056493 | YORK | HH824E2S11 | D(A,C,E)24B4K+TDR | Y91E080B12SMPS1 | Split System | 22600 | 17 | 8.5 | 2 | R-454B | 650
217179672 | GE Appliances | NS18H24HA5*** | D(A,C,E)36B3J+TDR | NF97U070V3B*** | Split System | 23800 | 17.45 | 8.5 | 2.66 | R-454B | 650
217179669 | GE Appliances | NS18H24HA5*** | D(A,C,E)30B4J+TDR | NF97U070V3B*** | Split System | 24000 | 17.45 | 8.5 | 2.68 | R-454B | 650
217179674 | GE Appliances | NS18H24HA5*** | D(A,C,E)36D3J+TDR | NF97U070V3B*** | Split System | 24000 | 17.45 | 8.5 | 2.7 | R-454B | 650
216055615 | CHAMPION HEATING AND COOLING | HH824E2S11 | D(A,C,E)24B3K+TDR | Z8ET080B12LMPS1 | Split System | 22000 | 18 | 8.5 | 2 | R-454B | 650
216055597 | CHAMPION HEATING AND COOLING | HH824E2S11 | D(A,C,E)24B3K+TDR | Z8ES080B12SMPS1 | Split System | 22000 | 18 | 8.5 | 2 | R-454B | 650
216055616 | CHAMPION HEATING AND COOLING | HH824E2S11 | D(A,C,E)24B4K+TDR | Z8ET080B12LMPS1 | Split System | 22600 | 18 | 8.5 | 2 | R-454B | 650
216055598 | CHAMPION HEATING AND COOLING | HH824E2S11 | D(A,C,E)24B4K+TDR | Z8ES080B12SMPS1 | Split System | 22600 | 18 | 8.5 | 2 | R-454B | 650
217677947 | CHAMPION HEATING AND COOLING | HH824E2S11 | D(A,C,E)24B3K+TDR | Z9ET080B12SMPS1 | Split System | 22000 | 18 | 8.5 | 2.59 | R-454B | 650
216054654 | COLEMAN | HH824E2S11 | D(A,C,E)24B3K+TDR | Z8ET080B12LMPS1 | Split System | 22000 | 18 | 8.5 | 2 | R-454B | 650
216054642 | COLEMAN | HH824E2S11 | D(A,C,E)24B3K+TDR | Z8ES080B12SMPS1 | Split System | 22000 | 18 | 8.5 | 2 | R-454B | 650
216054655 | COLEMAN | HH824E2S11 | D(A,C,E)24B4K+TDR | Z8ET080B12LMPS1 | Split System | 22600 | 18 | 8.5 | 2 | R-454B | 650
216054643 | COLEMAN | HH824E2S11 | D(A,C,E)24B4K+TDR | Z8ES080B12SMPS1 | Split System | 22600 | 18 | 8.5 | 2 | R-454B | 650
216054962 | LUXAIRE | HH824E2S11 | D(A,C,E)24B3K+TDR | Z8ET080B12LMPS1 | Split System | 22000 | 18 | 8.5 | 2 | R-454B | 650
216054944 | LUXAIRE | HH824E2S11 | D(A,C,E)24B3K+TDR | Z8ES080B12SMPS1 | Split System | 22000 | 18 | 8.5 | 2 | R-454B | 650
216054963 | LUXAIRE | HH824E2S11 | D(A,C,E)24B4K+TDR | Z8ET080B12LMPS1 | Split System | 22600 | 18 | 8.5 | 2 | R-454B | 650
216054945 | LUXAIRE | HH824E2S11 | D(A,C,E)24B4K+TDR | Z8ES080B12SMPS1 | Split System | 22600 | 18 | 8.5 | 2 | R-454B | 650
216056373 | YORK | HH824E2S11 | D(A,C,E)24B3K+TDR | Y82E080B12LMPS1 | Split System | 22000 | 18 | 8.5 | 2 | R-454B | 650
216056364 | YORK | HH824E2S11 | D(A,C,E)24B3K+TDR | Y81E080B12SMPS1 | Split System | 22000 | 18 | 8.5 | 2 | R-454B | 650
216056488 | YORK | HH824E2S11 | D(A,C,E)24B4K+TDR | Y82E080B12LMPS1 | Split System | 22600 | 18 | 8.5 | 2 | R-454B | 650
216056485 | YORK | HH824E2S11 | D(A,C,E)24B4K+TDR | Y81E080B12SMPS1 | Split System | 22600 | 18 | 8.5 | 2 | R-454B | 650
217666525 | BOSCH | BOVA-36RTB-M20S | L(E,G)M24EZ+TXV |  | Split System | 21400 | 18.8 | 8.5 | 2 | R-454B | 650
217666523 | BOSCH | BOVA-36RTB-M20S | L(E,G)M24CZ+TXV |  | Split System | 21400 | 18.8 | 8.5 | 2 | R-454B | 650
217666531 | BOSCH | BOVA-36RTB-M20S | L(E,G)M24KZ+TXV |  | Split System | 21600 | 18.8 | 8.5 | 2 | R-454B | 650
217666524 | BOSCH | BOVA-36RTB-M20S | L(E,G)M24DZ+TXV |  | Split System | 21800 | 19 | 8.5 | 2 | R-454B | 650
217666527 | BOSCH | BOVA-36RTB-M20S | L(E,G)M24GZ+TXV |  | Split System | 22000 | 19 | 8.5 | 2 | R-454B | 650
217666533 | BOSCH | BOVA-36RTB-M20S | L(E,G)M36BZ+TXV |  | Split System | 22000 | 19 | 8.5 | 2 | R-454B | 650
217666534 | BOSCH | BOVA-36RTB-M20S | L(E,G)M36CZ+TXV |  | Split System | 22400 | 19.2 | 8.5 | 2 | R-454B | 650
217666528 | BOSCH | BOVA-36RTB-M20S | L(E,G)M24HZ+TXV |  | Split System | 22400 | 19.2 | 8.5 | 2 | R-454B | 650
217509030 | GE Appliances | NS18H36HA5*** | L(E,G)M36BJ |  | Split System | 32200 | 16.5 | 8.9 | 2.47 | R-454B | 650
217191674 | BRYANT HEATING AND COOLING SYSTEMS | 37MUHAQ18AA3 | D(A,C,E)30A3J+TDR | OVLAAB036098 | Split System | 16900 | 15.2 | 9 | 2.96 | R-454B | 650
217509013 | GE Appliances | NS18H60HA5*** | L(E,G)M60KJ |  | Split System | 48000 | 16 | 9 | 2.15 | R-454B | 650
217509008 | GE Appliances | NS18H60HA5*** | L(E,G)M60BJ |  | Split System | 48000 | 16 | 9 | 2.15 | R-454B | 650
217509014 | GE Appliances | NS18H60HA5*** | L(E,G)M60LJ |  | Split System | 48500 | 16 | 9 | 2.15 | R-454B | 650
217509009 | GE Appliances | NS18H60HA5*** | L(E,G)M60CJ |  | Split System | 48500 | 16 | 9 | 2.15 | R-454B | 650
217179628 | GE Appliances | NS18H60HA5*** | D(A,C,E)60B3J+TDR | NF97D070V4B*** | Split System | 41000 | 16 | 9 | 2.35 | R-454B | 650
217179630 | GE Appliances | NS18H60HA5*** | D(A,C,E)60C3J+TDR | NF97D070V4B*** | Split System | 41500 | 16 | 9 | 2.37 | R-454B | 650
217179626 | GE Appliances | NS18H60HA5*** | D(A,C,E)48B4J+TDR | NF97D070V4B*** | Split System | 41000 | 16 | 9 | 2.39 | R-454B | 650
217179629 | GE Appliances | NS18H60HA5*** | D(A,C,E)60B4J+TDR | NF97D070V4B*** | Split System | 41500 | 16 | 9 | 2.39 | R-454B | 650
217179631 | GE Appliances | NS18H60HA5*** | D(A,C,E)60D3J+TDR | NF97D070V4B*** | Split System | 42000 | 16 | 9 | 2.43 | R-454B | 650
217179627 | GE Appliances | NS18H60HA5*** | D(A,C,E)48D4J+TDR | NF97D070V4B*** | Split System | 42000 | 16 | 9 | 2.44 | R-454B | 650
217179761 | GE Appliances | NS18H60HA5*** | D(A,C,E)60B4J+TDR | NF97X080V4C*** | Split System | 42500 | 16.5 | 9 | 2.35 | R-454B | 650
217179642 | GE Appliances | NS18H60HA5*** | D(A,C,E)60C3J+TDR | NF97D110V5C*** | Split System | 41500 | 16.5 | 9 | 2.39 | R-454B | 650
217179636 | GE Appliances | NS18H60HA5*** | D(A,C,E)60C3J+TDR | NF97D090V5C*** | Split System | 41500 | 16.5 | 9 | 2.39 | R-454B | 650
217179763 | GE Appliances | NS18H60HA5*** | D(A,C,E)60D3J+TDR | NF97X080V4C*** | Split System | 43500 | 16.5 | 9 | 2.39 | R-454B | 650
217179759 | GE Appliances | NS18H60HA5*** | D(A,C,E)48D4J+TDR | NF97X080V4C*** | Split System | 43000 | 16.5 | 9 | 2.4 | R-454B | 650
217179638 | GE Appliances | NS18H60HA5*** | D(A,C,E)48B4J+TDR | NF97D110V5C*** | Split System | 41000 | 16.5 | 9 | 2.41 | R-454B | 650
217179632 | GE Appliances | NS18H60HA5*** | D(A,C,E)48B4J+TDR | NF97D090V5C*** | Split System | 41000 | 16.5 | 9 | 2.41 | R-454B | 650
217179641 | GE Appliances | NS18H60HA5*** | D(A,C,E)60B4J+TDR | NF97D110V5C*** | Split System | 42000 | 16.5 | 9 | 2.43 | R-454B | 650
217179635 | GE Appliances | NS18H60HA5*** | D(A,C,E)60B4J+TDR | NF97D090V5C*** | Split System | 42000 | 16.5 | 9 | 2.43 | R-454B | 650
217179643 | GE Appliances | NS18H60HA5*** | D(A,C,E)60D3J+TDR | NF97D110V5C*** | Split System | 42500 | 16.5 | 9 | 2.45 | R-454B | 650
217179639 | GE Appliances | NS18H60HA5*** | D(A,C,E)48D4J+TDR | NF97D110V5C*** | Split System | 42500 | 16.5 | 9 | 2.45 | R-454B | 650
217179637 | GE Appliances | NS18H60HA5*** | D(A,C,E)60D3J+TDR | NF97D090V5C*** | Split System | 42500 | 16.5 | 9 | 2.45 | R-454B | 650
217179693 | GE Appliances | NS18H60HA5*** | D(A,C,E)48B4J+TDR | NF97U090V5C*** | Split System | 41500 | 17 | 9 | 2.34 | R-454B | 650
217179696 | GE Appliances | NS18H60HA5*** | D(A,C,E)60B4J+TDR | NF97U090V5C*** | Split System | 42500 | 17 | 9 | 2.36 | R-454B | 650
217179702 | GE Appliances | NS18H60HA5*** | D(A,C,E)60B4J+TDR | NF97U110V5C*** | Split System | 42500 | 17 | 9 | 2.37 | R-454B | 650
217179694 | GE Appliances | NS18H60HA5*** | D(A,C,E)48D4J+TDR | NF97U090V5C*** | Split System | 43000 | 17 | 9 | 2.38 | R-454B | 650
217179704 | GE Appliances | NS18H60HA5*** | D(A,C,E)60D3J+TDR | NF97U110V5C*** | Split System | 43500 | 17 | 9 | 2.38 | R-454B | 650
216055465 | CHAMPION HEATING AND COOLING | HH824E2S11 | D(A,C,E)24B3K+TDR | TM8Y060A12MP11 | Split System | 20400 | 17.5 | 9 | 2 | R-454B | 650
216054554 | COLEMAN | HH824E2S11 | D(A,C,E)24B3K+TDR | TM8Y060A12MP11 | Split System | 20400 | 17.5 | 9 | 2 | R-454B | 650
216054812 | LUXAIRE | HH824E2S11 | D(A,C,E)24B3K+TDR | TM8Y060A12MP11 | Split System | 20400 | 17.5 | 9 | 2 | R-454B | 650
216056298 | YORK | HH824E2S11 | D(A,C,E)24B3K+TDR | TM8Y060A12MP11 | Split System | 20400 | 17.5 | 9 | 2 | R-454B | 650
216055506 | CHAMPION HEATING AND COOLING | HH824E2S11 | C(A,C,D,E)24D2K+TDR | TM9V040A10MP12 | Split System | 19700 | 16 | 9 | 2 | R-454B | 650
216054581 | COLEMAN | HH824E2S11 | C(A,C,D,E)24D2K+TDR | TM9V040A10MP12 | Split System | 19700 | 16 | 9 | 2 | R-454B | 650
216054853 | LUXAIRE | HH824E2S11 | C(A,C,D,E)24D2K+TDR | TM9V040A10MP12 | Split System | 19700 | 16 | 9 | 2 | R-454B | 650
216056199 | YORK | HH824E2S11 | C(A,C,D,E)24D2K+TDR | TM9V040A10MP12 | Split System | 19700 | 16 | 9 | 2 | R-454B | 650
217509010 | GE Appliances | NS18H60HA5*** | L(E,G)M60FJ |  | Split System | 51000 | 16.5 | 9 | 2.19 | R-454B | 650
217509011 | GE Appliances | NS18H60HA5*** | L(E,G)M60GJ |  | Split System | 49500 | 16.5 | 9 | 2.2 | R-454B | 650
217509012 | GE Appliances | NS18H60HA5*** | L(E,G)M60HJ |  | Split System | 50000 | 16.5 | 9 | 2.22 | R-454B | 650
216054553 | COLEMAN | HH824E2S11 | C(A,C,D,E)24D2K+TDR | TM8Y060A12MP11 | Split System | 19500 | 17 | 9 | 2 | R-454B | 650
216054811 | LUXAIRE | HH824E2S11 | C(A,C,D,E)24D2K+TDR | TM8Y060A12MP11 | Split System | 19500 | 17 | 9 | 2 | R-454B | 650
216056180 | YORK | HH824E2S11 | C(A,C,D,E)24D2K+TDR | TM8Y060A12MP11 | Split System | 19500 | 17 | 9 | 2 | R-454B | 650
217676950 | BRYANT HEATING AND COOLING SYSTEMS | 293VAN048**AA* | CX48B3J+TDR | 987MC60060C21*** | Split System | 40000 | 20.3 | 9 | 2.55 | R-454B | 650
217676900 | BRYANT HEATING AND COOLING SYSTEMS | 293VAN048**AA* | C(A,C,D,E)48C3J+TDR | 987MC60060C21*** | Split System | 40500 | 20.4 | 9 | 2.57 | R-454B | 650
216055508 | CHAMPION HEATING AND COOLING | HH824E2S11 | D(A,C,E)24B4K+TDR | TM9V040A10MP12 | Split System | 21000 | 17 | 9 | 2 | R-454B | 650
216054583 | COLEMAN | HH824E2S11 | D(A,C,E)24B4K+TDR | TM9V040A10MP12 | Split System | 21000 | 17 | 9 | 2 | R-454B | 650
217497455 | COLEMAN | HH860E2S11 | C(A,C,D,E)60B3K+TDR | Z8ET100C16LMPS1 | Split System | 42000 | 17 | 9 | 2.71 | R-454B | 650
216054855 | LUXAIRE | HH824E2S11 | D(A,C,E)24B4K+TDR | TM9V040A10MP12 | Split System | 21000 | 17 | 9 | 2 | R-454B | 650
216056470 | YORK | HH824E2S11 | D(A,C,E)24B4K+TDR | TM9V040A10MP12 | Split System | 21000 | 17 | 9 | 2 | R-454B | 650
217028067 | YORK | HH860E2S11 | D(A,C,E)49B3K+TDR | TM9Y080C16MP11 | Split System | 40500 | 17 | 9 | 2.61 | R-454B | 650
217028062 | YORK | HH860E2S11 | D(A,C,E)42D3K+TDR | TM9Y080C16MP11 | Split System | 40500 | 17 | 9 | 2.67 | R-454B | 650
217028063 | YORK | HH860E2S11 | D(A,C,E)43C3K+TDR | TM9Y080C16MP11 | Split System | 40500 | 17 | 9 | 2.67 | R-454B | 650
217028146 | YORK | HH860E2S11 | D(A,C,E)49B3K+TDR | Y82E100C16LMPS1 | Split System | 41500 | 17 | 9 | 2.69 | R-454B | 650
217028144 | YORK | HH860E2S11 | D(A,C,E)48C3K+TDR | Y82E100C16LMPS1 | Split System | 42000 | 17 | 9 | 2.76 | R-454B | 650
216055468 | CHAMPION HEATING AND COOLING | HH824E2S11 | D(A,C,E)36A4K+TDR | TM8Y060A12MP11 | Split System | 21000 | 17.5 | 9 | 2 | R-454B | 650
216054556 | COLEMAN | HH824E2S11 | D(A,C,E)36A4K+TDR | TM8Y060A12MP11 | Split System | 21000 | 17.5 | 9 | 2 | R-454B | 650
216054815 | LUXAIRE | HH824E2S11 | D(A,C,E)36A4K+TDR | TM8Y060A12MP11 | Split System | 21000 | 17.5 | 9 | 2 | R-454B | 650
216056572 | YORK | HH824E2S11 | D(A,C,E)36A4K+TDR | TM8Y060A12MP11 | Split System | 21000 | 17.5 | 9 | 2 | R-454B | 650
217677950 | CHAMPION HEATING AND COOLING | HH860E2S11 | D(A,C,E)48B4K+TDR | Z9ET100C20SMPS1 | Split System | 41500 | 18 | 9 | 2.69 | R-454B | 650
216054555 | COLEMAN | HH824E2S11 | D(A,C,E)24B4K+TDR | TM8Y060A12MP11 | Split System | 21000 | 18 | 9 | 2 | R-454B | 650
217497458 | COLEMAN | HH860E2S11 | C(A,C,D,E)60B3K+TDR | Z9ET080C16SMPS1 | Split System | 41000 | 18 | 9 | 2.65 | R-454B | 650
216054813 | LUXAIRE | HH824E2S11 | D(A,C,E)24B4K+TDR | TM8Y060A12MP11 | Split System | 21000 | 18 | 9 | 2 | R-454B | 650
216056463 | YORK | HH824E2S11 | D(A,C,E)24B4K+TDR | TM8Y060A12MP11 | Split System | 21000 | 18 | 9 | 2 | R-454B | 650
217028071 | YORK | HH860E2S11 | D(A,C,E)49B3K+TDR | TM9Y100C16MP11 | Split System | 41000 | 18 | 9 | 2.63 | R-454B | 650
217028004 | YORK | HH860E2S11 | D(A,C,E)49B3K+TDR | TL9E080C16UH11 | Split System | 41500 | 18 | 9 | 2.63 | R-454B | 650
217028162 | YORK | HH860E2S11 | D(A,C,E)49B3K+TDR | Y92E080C16SMPS1 | Split System | 41000 | 18 | 9 | 2.64 | R-454B | 650
217028173 | YORK | HH860E2S11 | D(A,C,E)49B3K+TDR | YP9C080C16MP13 | Split System | 40500 | 18 | 9 | 2.67 | R-454B | 650
217028053 | YORK | HH860E2S11 | D(A,C,E)49B3K+TDR | TM9V080C16MP12 | Split System | 40500 | 18 | 9 | 2.67 | R-454B | 650
217028002 | YORK | HH860E2S11 | D(A,C,E)48C3K+TDR | TL9E080C16UH11 | Split System | 41500 | 18 | 9 | 2.67 | R-454B | 650
217028083 | YORK | HH860E2S11 | D(A,C,E)49B3K+TDR | TMLE120C16MP11 | Split System | 41000 | 18 | 9 | 2.68 | R-454B | 650
217028012 | YORK | HH860E2S11 | D(A,C,E)49B3K+TDR | TM8E100C16MP11 | Split System | 41000 | 18 | 9 | 2.68 | R-454B | 650
217028016 | YORK | HH860E2S11 | D(A,C,E)49B3K+TDR | TM8E120C16MP11 | Split System | 41000 | 18 | 9 | 2.68 | R-454B | 650
217028008 | YORK | HH860E2S11 | D(A,C,E)49B3K+TDR | TM8E080C16MP11 | Split System | 41000 | 18 | 9 | 2.68 | R-454B | 650
217028160 | YORK | HH860E2S11 | D(A,C,E)48C3K+TDR | Y92E080C16SMPS1 | Split System | 41000 | 18 | 9 | 2.69 | R-454B | 650
217028169 | YORK | HH860E2S11 | D(A,C,E)43C3K+TDR | YP9C080C16MP13 | Split System | 40500 | 18 | 9 | 2.74 | R-454B | 650
217028048 | YORK | HH860E2S11 | D(A,C,E)42D3K+TDR | TM9V080C16MP12 | Split System | 40500 | 18 | 9 | 2.74 | R-454B | 650
217028092 | YORK | HH860E2S11 | D(A,C,E)42D3K+TDR | TP9C080C16MP13 | Split System | 40500 | 18 | 9 | 2.74 | R-454B | 650
217028171 | YORK | HH860E2S11 | D(A,C,E)48C3K+TDR | YP9C080C16MP13 | Split System | 40500 | 18 | 9 | 2.74 | R-454B | 650
217028049 | YORK | HH860E2S11 | D(A,C,E)43C3K+TDR | TM9V080C16MP12 | Split System | 40500 | 18 | 9 | 2.74 | R-454B | 650
217028093 | YORK | HH860E2S11 | D(A,C,E)43C3K+TDR | TP9C080C16MP13 | Split System | 40500 | 18 | 9 | 2.74 | R-454B | 650
217028095 | YORK | HH860E2S11 | D(A,C,E)48C3K+TDR | TP9C080C16MP13 | Split System | 40500 | 18 | 9 | 2.74 | R-454B | 650
217028051 | YORK | HH860E2S11 | D(A,C,E)48C3K+TDR | TM9V080C16MP12 | Split System | 40500 | 18 | 9 | 2.74 | R-454B | 650
217028168 | YORK | HH860E2S11 | D(A,C,E)42D3K+TDR | YP9C080C16MP13 | Split System | 40500 | 18 | 9 | 2.74 | R-454B | 650
217028014 | YORK | HH860E2S11 | D(A,C,E)48C3K+TDR | TM8E120C16MP11 | Split System | 41500 | 18 | 9 | 2.74 | R-454B | 650
217028077 | YORK | HH860E2S11 | D(A,C,E)48C3K+TDR | TMLE100C16MP11 | Split System | 41500 | 18 | 9 | 2.75 | R-454B | 650
217028073 | YORK | HH860E2S11 | D(A,C,E)48C3K+TDR | TMLE080C16MP11 | Split System | 41500 | 18 | 9 | 2.75 | R-454B | 650
217497436 | COLEMAN | HH836E2S11 | C(A,C,D,E)36B3K+TDR | Z8ES120C20LMPS1 | Split System | 31200 | 18.9 | 9 | 2.61 | R-454B | 650
217497434 | COLEMAN | HH836E2S11 | C(A,C,D,E)36B3K+TDR | Z8ES100C20LMPS1 | Split System | 31400 | 18.9 | 9 | 2.62 | R-454B | 650
217497459 | COLEMAN | HH860E2S11 | C(A,C,D,E)60B3K+TDR | Z9ET100C16SMPS1 | Split System | 41500 | 19 | 9 | 2.7 | R-454B | 650
217027207 | YORK | HH836E2S11 | D(A,C,E)36D3K+TDR | TM9Y080C16MP11 | Split System | 30800 | 19 | 9 | 2.56 | R-454B | 650
217027008 | YORK | HH836E2S11 | D(A,C,E)37C3K+TDR | TM8Y100C16MP11 | Split System | 31000 | 19 | 9 | 2.56 | R-454B | 650
217026996 | YORK | HH836E2S11 | D(A,C,E)37C3K+TDR | TM8Y080C16MP11 | Split System | 31000 | 19 | 9 | 2.56 | R-454B | 650
217026994 | YORK | HH836E2S11 | D(A,C,E)36B4K+TDR | TM8Y080C16MP11 | Split System | 31200 | 19 | 9 | 2.56 | R-454B | 650
217027146 | YORK | HH836E2S11 | D(A,C,E)36B4K+TDR | TM9V080C16MP12 | Split System | 30800 | 19 | 9 | 2.57 | R-454B | 650
217027410 | YORK | HH836E2S11 | D(A,C,E)36B4K+TDR | TP9C080C16MP13 | Split System | 30800 | 19 | 9 | 2.57 | R-454B | 650
217027914 | YORK | HH836E2S11 | D(A,C,E)36B4K+TDR | YP9C080C16MP13 | Split System | 30800 | 19 | 9 | 2.57 | R-454B | 650
217027219 | YORK | HH836E2S11 | D(A,C,E)36D3K+TDR | TM9Y100C16MP11 | Split System | 31000 | 19 | 9 | 2.58 | R-454B | 650
217027412 | YORK | HH836E2S11 | D(A,C,E)37C3K+TDR | TP9C080C16MP13 | Split System | 30600 | 19 | 9 | 2.59 | R-454B | 650
217027916 | YORK | HH836E2S11 | D(A,C,E)37C3K+TDR | YP9C080C16MP13 | Split System | 30600 | 19 | 9 | 2.59 | R-454B | 650
217027147 | YORK | HH836E2S11 | D(A,C,E)36D3K+TDR | TM9V080C16MP12 | Split System | 30800 | 19 | 9 | 2.59 | R-454B | 650
217026960 | YORK | HH836E2S11 | D(A,C,E)37C3K+TDR | TM8V100C16MP12 | Split System | 30800 | 19 | 9 | 2.6 | R-454B | 650
217027975 | YORK | HH836E2S11 | D(A,C,E)36D3K+TDR | YPLC080C16MP13 | Split System | 30800 | 19 | 9 | 2.6 | R-454B | 650
217027976 | YORK | HH836E2S11 | D(A,C,E)37C3K+TDR | YPLC080C16MP13 | Split System | 30800 | 19 | 9 | 2.6 | R-454B | 650
217027471 | YORK | HH836E2S11 | D(A,C,E)36D3K+TDR | TPLC080C16MP13 | Split System | 30800 | 19 | 9 | 2.6 | R-454B | 650
217026948 | YORK | HH836E2S11 | D(A,C,E)37C3K+TDR | TM8V080C16MP12 | Split System | 30800 | 19 | 9 | 2.6 | R-454B | 650
217027987 | YORK | HH836E2S11 | D(A,C,E)36D3K+TDR | YPLC100C16MP13 | Split System | 30800 | 19 | 9 | 2.6 | R-454B | 650
217027484 | YORK | HH836E2S11 | D(A,C,E)37C3K+TDR | TPLC100C16MP13 | Split System | 30800 | 19 | 9 | 2.6 | R-454B | 650
217026947 | YORK | HH836E2S11 | D(A,C,E)36D3K+TDR | TM8V080C16MP12 | Split System | 30800 | 19 | 9 | 2.6 | R-454B | 650
217027483 | YORK | HH836E2S11 | D(A,C,E)36D3K+TDR | TPLC100C16MP13 | Split System | 30800 | 19 | 9 | 2.6 | R-454B | 650
217026839 | YORK | HH836E2S11 | D(A,C,E)36D3K+TDR | TM8E080C16MP11 | Split System | 31000 | 19 | 9 | 2.6 | R-454B | 650
217027280 | YORK | HH836E2S11 | D(A,C,E)37C3K+TDR | TMLE080C16MP11 | Split System | 31000 | 19 | 9 | 2.6 | R-454B | 650
217027160 | YORK | HH836E2S11 | D(A,C,E)37C3K+TDR | TM9V100C16MP12 | Split System | 31000 | 19 | 9 | 2.62 | R-454B | 650
217027928 | YORK | HH836E2S11 | D(A,C,E)37C3K+TDR | YP9C100C16MP13 | Split System | 31000 | 19 | 9 | 2.62 | R-454B | 650
217027159 | YORK | HH836E2S11 | D(A,C,E)36D3K+TDR | TM9V100C16MP12 | Split System | 31000 | 19 | 9 | 2.62 | R-454B | 650
217027423 | YORK | HH836E2S11 | D(A,C,E)36D3K+TDR | TP9C100C16MP13 | Split System | 31000 | 19 | 9 | 2.62 | R-454B | 650
217026876 | YORK | HH836E2S11 | D(A,C,E)37C3K+TDR | TM8E100C16MP11 | Split System | 31200 | 19 | 9 | 2.62 | R-454B | 650
217028166 | YORK | HH860E2S11 | D(A,C,E)49B3K+TDR | Y92E100C16SMPS1 | Split System | 41000 | 19 | 9 | 2.68 | R-454B | 650
217028164 | YORK | HH860E2S11 | D(A,C,E)48C3K+TDR | Y92E100C16SMPS1 | Split System | 41500 | 19 | 9 | 2.74 | R-454B | 650
217676953 | BRYANT HEATING AND COOLING SYSTEMS | 293VAN048**AA* | CX48B3J+TDR | 987MC60080C21*** | Split System | 40500 | 20.9 | 9 | 2.58 | R-454B | 650
217676902 | BRYANT HEATING AND COOLING SYSTEMS | 293VAN048**AA* | C(A,C,D,E)48C3J+TDR | 987MC60080C21*** | Split System | 41000 | 20.9 | 9 | 2.61 | R-454B | 650
217676960 | BRYANT HEATING AND COOLING SYSTEMS | 293VAN048**AA* | CX48B3J+TDR | 987TA66100C21*** | Split System | 41000 | 21.3 | 9 | 2.59 | R-454B | 650
217676954 | BRYANT HEATING AND COOLING SYSTEMS | 293VAN048**AA* | CX48B3J+TDR | 987MC66100C21*** | Split System | 41000 | 21.3 | 9 | 2.59 | R-454B | 650
217676945 | BRYANT HEATING AND COOLING SYSTEMS | 293VAN048**AA* | CX48B3J+TDR | 986TD66100C21*** | Split System | 41000 | 21.3 | 9 | 2.59 | R-454B | 650
217676894 | BRYANT HEATING AND COOLING SYSTEMS | 293VAN048**AA* | C(A,C,D,E)48C3J+TDR | 986TD66100C21*** | Split System | 41500 | 21.4 | 9 | 2.61 | R-454B | 650
217676911 | BRYANT HEATING AND COOLING SYSTEMS | 293VAN048**AA* | C(A,C,D,E)48C3J+TDR | 987TA66100C21*** | Split System | 41500 | 21.4 | 9 | 2.61 | R-454B | 650
217676904 | BRYANT HEATING AND COOLING SYSTEMS | 293VAN048**AA* | C(A,C,D,E)48C3J+TDR | 987MC66100C21*** | Split System | 41500 | 21.4 | 9 | 2.61 | R-454B | 650
217191638 | BRYANT HEATING AND COOLING SYSTEMS | 37MUHAQ18AA3 | D(A,C,E)30A3J+TDR | 83*SB36040M17*** | Split System | 16700 | 15.2 | 9 | 2.96 | R-454B | 650
217505635 | GE Appliances | NS18H36HA5*** | L(E,G)M36CJ |  | Split System | 32800 | 16.5 | 9 | 2.51 | R-454B | 650
216055422 | CHAMPION HEATING AND COOLING | HH824E2S11 | C(A,C,D,E)24D2K+TDR | TL8E060A12UH11 | Split System | 19500 | 17 | 9 | 2 | R-454B | 650
216055548 | CHAMPION HEATING AND COOLING | HH824E2S11 | C(A,C,D,E)24D2K+TDR | TMLE060A12MP11 | Split System | 19500 | 17 | 9 | 2 | R-454B | 650
216055440 | CHAMPION HEATING AND COOLING | HH824E2S11 | C(A,C,D,E)24D2K+TDR | TM8E060A12MP11 | Split System | 19500 | 17 | 9 | 2 | R-454B | 650
216054525 | COLEMAN | HH824E2S11 | C(A,C,D,E)24D2K+TDR | TL8E060A12UH11 | Split System | 19500 | 17 | 9 | 2 | R-454B | 650
216054609 | COLEMAN | HH824E2S11 | C(A,C,D,E)24D2K+TDR | TMLE060A12MP11 | Split System | 19500 | 17 | 9 | 2 | R-454B | 650
216054537 | COLEMAN | HH824E2S11 | C(A,C,D,E)24D2K+TDR | TM8E060A12MP11 | Split System | 19500 | 17 | 9 | 2 | R-454B | 650
217179767 | GE Appliances | NS18H60HA5*** | D(A,C,E)60B4J+TDR | NF97X080V5C*** | Split System | 42500 | 17 | 9 | 2.37 | R-454B | 650
217179765 | GE Appliances | NS18H60HA5*** | D(A,C,E)48D4J+TDR | NF97X080V5C*** | Split System | 43000 | 17 | 9 | 2.38 | R-454B | 650
216054769 | LUXAIRE | HH824E2S11 | C(A,C,D,E)24D2K+TDR | TL8E060A12UH11 | Split System | 19500 | 17 | 9 | 2 | R-454B | 650
216054787 | LUXAIRE | HH824E2S11 | C(A,C,D,E)24D2K+TDR | TM8E060A12MP11 | Split System | 19500 | 17 | 9 | 2 | R-454B | 650
216056159 | YORK | HH824E2S11 | C(A,C,D,E)24D2K+TDR | TL8E060A12UH11 | Split System | 19500 | 17 | 9 | 2 | R-454B | 650
216056220 | YORK | HH824E2S11 | C(A,C,D,E)24D2K+TDR | TMLE060A12MP11 | Split System | 19500 | 17 | 9 | 2 | R-454B | 650
217028064 | YORK | HH860E2S11 | D(A,C,E)43D3K+TDR | TM9Y080C16MP11 | Split System | 41000 | 17 | 9 | 2.69 | R-454B | 650
217028068 | YORK | HH860E2S11 | D(A,C,E)49C3K+TDR | TM9Y080C16MP11 | Split System | 41000 | 17 | 9 | 2.69 | R-454B | 650
217028066 | YORK | HH860E2S11 | D(A,C,E)48D3K+TDR | TM9Y080C16MP11 | Split System | 41000 | 17 | 9 | 2.69 | R-454B | 650
217028147 | YORK | HH860E2S11 | D(A,C,E)49C3K+TDR | Y82E100C16LMPS1 | Split System | 42500 | 17 | 9 | 2.8 | R-454B | 650
217666581 | BOSCH | BOVA-60RTB-M20S | L(E,G)M60GZ+TXV |  | Split System | 43000 | 17.6 | 9 | 2 | R-454B | 650
217666577 | BOSCH | BOVA-60RTB-M20S | L(E,G)M48GZ+TXV |  | Split System | 43000 | 17.6 | 9 | 2 | R-454B | 650
217666579 | BOSCH | BOVA-60RTB-M20S | L(E,G)M60BZ+TXV |  | Split System | 43000 | 17.6 | 9 | 2 | R-454B | 650
217022514 | BOSCH | BOVA-60MTB-M19E | L(E,G)M48EJ |  | Split System | 46500 | 18 | 9 | 2.1 | R-454B | 650
217666564 | BOSCH | BOVA-60MTB-M19E | L(E,G)M48EZ+TXV |  | Split System | 46500 | 18 | 9 | 2.1 | R-454B | 650
217048279 | HISENSE | AOH-36U3T24P | L(E,G)M36DJ |  | Split System | 29600 | 18 | 9 | 2.15 | R-454B | 650
217048305 | HISENSE | AUWR-3624P | L(E,G)M36DJ |  | Split System | 29600 | 18 | 9 | 2.15 | R-454B | 650
217048307 | HISENSE | AUWR-36U3TW5 | L(E,G)M36DJ |  | Split System | 29600 | 18 | 9 | 2.15 | R-454B | 650
217028180 | YORK | HH860E2S11 | D(A,C,E)49B3K+TDR | YP9C100C16MP13 | Split System | 40500 | 18 | 9 | 2.59 | R-454B | 650
217028060 | YORK | HH860E2S11 | D(A,C,E)49B3K+TDR | TM9V100C16MP12 | Split System | 40500 | 18 | 9 | 2.59 | R-454B | 650
217028104 | YORK | HH860E2S11 | D(A,C,E)49B3K+TDR | TP9C100C16MP13 | Split System | 40500 | 18 | 9 | 2.59 | R-454B | 650
217028187 | YORK | HH860E2S11 | D(A,C,E)49B3K+TDR | YPLC080C16MP13 | Split System | 40500 | 18 | 9 | 2.6 | R-454B | 650
217028111 | YORK | HH860E2S11 | D(A,C,E)49B3K+TDR | TPLC080C16MP13 | Split System | 40500 | 18 | 9 | 2.6 | R-454B | 650
217028194 | YORK | HH860E2S11 | D(A,C,E)49B3K+TDR | YPLC100C16MP13 | Split System | 40500 | 18 | 9 | 2.6 | R-454B | 650
217028030 | YORK | HH860E2S11 | D(A,C,E)49B3K+TDR | TM8V100C16MP12 | Split System | 40500 | 18 | 9 | 2.6 | R-454B | 650
217028023 | YORK | HH860E2S11 | D(A,C,E)49B3K+TDR | TM8V080C16MP12 | Split System | 40500 | 18 | 9 | 2.6 | R-454B | 650
217028118 | YORK | HH860E2S11 | D(A,C,E)49B3K+TDR | TPLC100C16MP13 | Split System | 40500 | 18 | 9 | 2.6 | R-454B | 650
217026792 | YORK | HH836E2S11 | D(A,C,E)37C3K+TDR | TL9E100C20UH11 | Split System | 31800 | 18 | 9 | 2.63 | R-454B | 650
217026793 | YORK | HH836E2S11 | D(A,C,E)37D3K+TDR | TL9E100C20UH11 | Split System | 32000 | 18 | 9 | 2.64 | R-454B | 650
217028038 | YORK | HH860E2S11 | D(A,C,E)49B3K+TDR | TM8Y100C16MP11 | Split System | 41000 | 18 | 9 | 2.64 | R-454B | 650
217028100 | YORK | HH860E2S11 | D(A,C,E)43C3K+TDR | TP9C100C16MP13 | Split System | 40500 | 18 | 9 | 2.65 | R-454B | 650
217028058 | YORK | HH860E2S11 | D(A,C,E)48C3K+TDR | TM9V100C16MP12 | Split System | 40500 | 18 | 9 | 2.65 | R-454B | 650
217028178 | YORK | HH860E2S11 | D(A,C,E)48C3K+TDR | YP9C100C16MP13 | Split System | 40500 | 18 | 9 | 2.65 | R-454B | 650
217028055 | YORK | HH860E2S11 | D(A,C,E)42D3K+TDR | TM9V100C16MP12 | Split System | 40500 | 18 | 9 | 2.65 | R-454B | 650
217028099 | YORK | HH860E2S11 | D(A,C,E)42D3K+TDR | TP9C100C16MP13 | Split System | 40500 | 18 | 9 | 2.65 | R-454B | 650
217028102 | YORK | HH860E2S11 | D(A,C,E)48C3K+TDR | TP9C100C16MP13 | Split System | 40500 | 18 | 9 | 2.65 | R-454B | 650
217028176 | YORK | HH860E2S11 | D(A,C,E)43C3K+TDR | YP9C100C16MP13 | Split System | 40500 | 18 | 9 | 2.65 | R-454B | 650
217028056 | YORK | HH860E2S11 | D(A,C,E)43C3K+TDR | TM9V100C16MP12 | Split System | 40500 | 18 | 9 | 2.65 | R-454B | 650
217027809 | YORK | HH836E2S11 | D(A,C,E)37D3K+TDR | Y91E100C16SMPS1 | Split System | 33000 | 18 | 9 | 2.66 | R-454B | 650
217028116 | YORK | HH860E2S11 | D(A,C,E)48C3K+TDR | TPLC100C16MP13 | Split System | 40500 | 18 | 9 | 2.66 | R-454B | 650
217028021 | YORK | HH860E2S11 | D(A,C,E)48C3K+TDR | TM8V080C16MP12 | Split System | 40500 | 18 | 9 | 2.66 | R-454B | 650
217028114 | YORK | HH860E2S11 | D(A,C,E)43C3K+TDR | TPLC100C16MP13 | Split System | 40500 | 18 | 9 | 2.66 | R-454B | 650
217028182 | YORK | HH860E2S11 | D(A,C,E)42D3K+TDR | YPLC080C16MP13 | Split System | 40500 | 18 | 9 | 2.66 | R-454B | 650
217028018 | YORK | HH860E2S11 | D(A,C,E)42D3K+TDR | TM8V080C16MP12 | Split System | 40500 | 18 | 9 | 2.66 | R-454B | 650
217028183 | YORK | HH860E2S11 | D(A,C,E)43C3K+TDR | YPLC080C16MP13 | Split System | 40500 | 18 | 9 | 2.66 | R-454B | 650
217028109 | YORK | HH860E2S11 | D(A,C,E)48C3K+TDR | TPLC080C16MP13 | Split System | 40500 | 18 | 9 | 2.66 | R-454B | 650
217028019 | YORK | HH860E2S11 | D(A,C,E)43C3K+TDR | TM8V080C16MP12 | Split System | 40500 | 18 | 9 | 2.66 | R-454B | 650
217028185 | YORK | HH860E2S11 | D(A,C,E)48C3K+TDR | YPLC080C16MP13 | Split System | 40500 | 18 | 9 | 2.66 | R-454B | 650
217028025 | YORK | HH860E2S11 | D(A,C,E)42D3K+TDR | TM8V100C16MP12 | Split System | 40500 | 18 | 9 | 2.66 | R-454B | 650
217028113 | YORK | HH860E2S11 | D(A,C,E)42D3K+TDR | TPLC100C16MP13 | Split System | 40500 | 18 | 9 | 2.66 | R-454B | 650
217028107 | YORK | HH860E2S11 | D(A,C,E)43C3K+TDR | TPLC080C16MP13 | Split System | 40500 | 18 | 9 | 2.66 | R-454B | 650
217028189 | YORK | HH860E2S11 | D(A,C,E)42D3K+TDR | YPLC100C16MP13 | Split System | 40500 | 18 | 9 | 2.66 | R-454B | 650
217028026 | YORK | HH860E2S11 | D(A,C,E)43C3K+TDR | TM8V100C16MP12 | Split System | 40500 | 18 | 9 | 2.66 | R-454B | 650
217028028 | YORK | HH860E2S11 | D(A,C,E)48C3K+TDR | TM8V100C16MP12 | Split System | 40500 | 18 | 9 | 2.66 | R-454B | 650
217028192 | YORK | HH860E2S11 | D(A,C,E)48C3K+TDR | YPLC100C16MP13 | Split System | 40500 | 18 | 9 | 2.66 | R-454B | 650
217028057 | YORK | HH860E2S11 | D(A,C,E)43D3K+TDR | TM9V100C16MP12 | Split System | 41000 | 18 | 9 | 2.67 | R-454B | 650
217028061 | YORK | HH860E2S11 | D(A,C,E)49C3K+TDR | TM9V100C16MP12 | Split System | 41000 | 18 | 9 | 2.67 | R-454B | 650
217028181 | YORK | HH860E2S11 | D(A,C,E)49C3K+TDR | YP9C100C16MP13 | Split System | 41000 | 18 | 9 | 2.67 | R-454B | 650
217028101 | YORK | HH860E2S11 | D(A,C,E)43D3K+TDR | TP9C100C16MP13 | Split System | 41000 | 18 | 9 | 2.67 | R-454B | 650
217028177 | YORK | HH860E2S11 | D(A,C,E)43D3K+TDR | YP9C100C16MP13 | Split System | 41000 | 18 | 9 | 2.67 | R-454B | 650
217028105 | YORK | HH860E2S11 | D(A,C,E)49C3K+TDR | TP9C100C16MP13 | Split System | 41000 | 18 | 9 | 2.67 | R-454B | 650
217028158 | YORK | HH860E2S11 | D(A,C,E)49B3K+TDR | Y91E100C16SMPS1 | Split System | 42000 | 18 | 9 | 2.67 | R-454B | 650
217028032 | YORK | HH860E2S11 | D(A,C,E)48C3K+TDR | TM8Y080C16MP11 | Split System | 41000 | 18 | 9 | 2.68 | R-454B | 650
217028036 | YORK | HH860E2S11 | D(A,C,E)48C3K+TDR | TM8Y100C16MP11 | Split System | 41000 | 18 | 9 | 2.68 | R-454B | 650
217028184 | YORK | HH860E2S11 | D(A,C,E)43D3K+TDR | YPLC080C16MP13 | Split System | 41000 | 18 | 9 | 2.68 | R-454B | 650
217028027 | YORK | HH860E2S11 | D(A,C,E)43D3K+TDR | TM8V100C16MP12 | Split System | 41000 | 18 | 9 | 2.68 | R-454B | 650
217028191 | YORK | HH860E2S11 | D(A,C,E)43D3K+TDR | YPLC100C16MP13 | Split System | 41000 | 18 | 9 | 2.68 | R-454B | 650
217028119 | YORK | HH860E2S11 | D(A,C,E)49C3K+TDR | TPLC100C16MP13 | Split System | 41000 | 18 | 9 | 2.68 | R-454B | 650
217028024 | YORK | HH860E2S11 | D(A,C,E)49C3K+TDR | TM8V080C16MP12 | Split System | 41000 | 18 | 9 | 2.68 | R-454B | 650
217028108 | YORK | HH860E2S11 | D(A,C,E)43D3K+TDR | TPLC080C16MP13 | Split System | 41000 | 18 | 9 | 2.68 | R-454B | 650
217028195 | YORK | HH860E2S11 | D(A,C,E)49C3K+TDR | YPLC100C16MP13 | Split System | 41000 | 18 | 9 | 2.68 | R-454B | 650
217028031 | YORK | HH860E2S11 | D(A,C,E)49C3K+TDR | TM8V100C16MP12 | Split System | 41000 | 18 | 9 | 2.68 | R-454B | 650
217028112 | YORK | HH860E2S11 | D(A,C,E)49C3K+TDR | TPLC080C16MP13 | Split System | 41000 | 18 | 9 | 2.68 | R-454B | 650
217028152 | YORK | HH860E2S11 | D(A,C,E)48C3K+TDR | Y91E080C16SMPS1 | Split System | 41500 | 18 | 9 | 2.68 | R-454B | 650
217027998 | YORK | HH860E2S11 | D(A,C,E)48C3K+TDR | TL8E080C16UH11 | Split System | 41000 | 18 | 9 | 2.69 | R-454B | 650
217028005 | YORK | HH860E2S11 | D(A,C,E)49C3K+TDR | TL9E080C16UH11 | Split System | 42000 | 18 | 9 | 2.69 | R-454B | 650
217028003 | YORK | HH860E2S11 | D(A,C,E)48D3K+TDR | TL9E080C16UH11 | Split System | 42000 | 18 | 9 | 2.69 | R-454B | 650
217028037 | YORK | HH860E2S11 | D(A,C,E)48D3K+TDR | TM8Y100C16MP11 | Split System | 41500 | 18 | 9 | 2.7 | R-454B | 650
217028039 | YORK | HH860E2S11 | D(A,C,E)49C3K+TDR | TM8Y100C16MP11 | Split System | 41500 | 18 | 9 | 2.7 | R-454B | 650
217028035 | YORK | HH860E2S11 | D(A,C,E)49C3K+TDR | TM8Y080C16MP11 | Split System | 41500 | 18 | 9 | 2.7 | R-454B | 650
217028163 | YORK | HH860E2S11 | D(A,C,E)49C3K+TDR | Y92E080C16SMPS1 | Split System | 41500 | 18 | 9 | 2.7 | R-454B | 650
217028153 | YORK | HH860E2S11 | D(A,C,E)48D3K+TDR | Y91E080C16SMPS1 | Split System | 42000 | 18 | 9 | 2.7 | R-454B | 650
217028155 | YORK | HH860E2S11 | D(A,C,E)49C3K+TDR | Y91E080C16SMPS1 | Split System | 42000 | 18 | 9 | 2.7 | R-454B | 650
217028001 | YORK | HH860E2S11 | D(A,C,E)49C3K+TDR | TL8E080C16UH11 | Split System | 41500 | 18 | 9 | 2.71 | R-454B | 650
217027999 | YORK | HH860E2S11 | D(A,C,E)48D3K+TDR | TL8E080C16UH11 | Split System | 41500 | 18 | 9 | 2.71 | R-454B | 650
217028070 | YORK | HH860E2S11 | D(A,C,E)48D3K+TDR | TM9Y100C16MP11 | Split System | 41500 | 18 | 9 | 2.71 | R-454B | 650
217028072 | YORK | HH860E2S11 | D(A,C,E)49C3K+TDR | TM9Y100C16MP11 | Split System | 41500 | 18 | 9 | 2.71 | R-454B | 650
217028157 | YORK | HH860E2S11 | D(A,C,E)48D3K+TDR | Y91E100C16SMPS1 | Split System | 43000 | 18 | 9 | 2.74 | R-454B | 650
217028096 | YORK | HH860E2S11 | D(A,C,E)48D3K+TDR | TP9C080C16MP13 | Split System | 41000 | 18 | 9 | 2.75 | R-454B | 650
217028052 | YORK | HH860E2S11 | D(A,C,E)48D3K+TDR | TM9V080C16MP12 | Split System | 41000 | 18 | 9 | 2.75 | R-454B | 650
217028078 | YORK | HH860E2S11 | D(A,C,E)48D3K+TDR | TMLE100C16MP11 | Split System | 42000 | 18 | 9 | 2.76 | R-454B | 650
217028082 | YORK | HH860E2S11 | D(A,C,E)48D3K+TDR | TMLE120C16MP11 | Split System | 42000 | 18 | 9 | 2.76 | R-454B | 650
217028011 | YORK | HH860E2S11 | D(A,C,E)48D3K+TDR | TM8E100C16MP11 | Split System | 42000 | 18 | 9 | 2.76 | R-454B | 650
217028007 | YORK | HH860E2S11 | D(A,C,E)48D3K+TDR | TM8E080C16MP11 | Split System | 42000 | 18 | 9 | 2.76 | R-454B | 650
217028159 | YORK | HH860E2S11 | D(A,C,E)49C3K+TDR | Y91E100C16SMPS1 | Split System | 43000 | 18 | 9 | 2.77 | R-454B | 650
217028094 | YORK | HH860E2S11 | D(A,C,E)43D3K+TDR | TP9C080C16MP13 | Split System | 41000 | 18 | 9 | 2.78 | R-454B | 650
217028098 | YORK | HH860E2S11 | D(A,C,E)49C3K+TDR | TP9C080C16MP13 | Split System | 41000 | 18 | 9 | 2.78 | R-454B | 650
217028174 | YORK | HH860E2S11 | D(A,C,E)49C3K+TDR | YP9C080C16MP13 | Split System | 41000 | 18 | 9 | 2.78 | R-454B | 650
217028050 | YORK | HH860E2S11 | D(A,C,E)43D3K+TDR | TM9V080C16MP12 | Split System | 41000 | 18 | 9 | 2.78 | R-454B | 650
217028054 | YORK | HH860E2S11 | D(A,C,E)49C3K+TDR | TM9V080C16MP12 | Split System | 41000 | 18 | 9 | 2.78 | R-454B | 650
217028170 | YORK | HH860E2S11 | D(A,C,E)43D3K+TDR | YP9C080C16MP13 | Split System | 41000 | 18 | 9 | 2.78 | R-454B | 650
217028013 | YORK | HH860E2S11 | D(A,C,E)49C3K+TDR | TM8E100C16MP11 | Split System | 42000 | 18 | 9 | 2.79 | R-454B | 650
217028080 | YORK | HH860E2S11 | D(A,C,E)49C3K+TDR | TMLE100C16MP11 | Split System | 42000 | 18 | 9 | 2.79 | R-454B | 650
217028084 | YORK | HH860E2S11 | D(A,C,E)49C3K+TDR | TMLE120C16MP11 | Split System | 42000 | 18 | 9 | 2.79 | R-454B | 650
217028076 | YORK | HH860E2S11 | D(A,C,E)49C3K+TDR | TMLE080C16MP11 | Split System | 42000 | 18 | 9 | 2.79 | R-454B | 650
217028009 | YORK | HH860E2S11 | D(A,C,E)49C3K+TDR | TM8E080C16MP11 | Split System | 42000 | 18 | 9 | 2.79 | R-454B | 650
217027221 | YORK | HH836E2S11 | D(A,C,E)37D3K+TDR | TM9Y100C16MP11 | Split System | 31400 | 19 | 9 | 2.58 | R-454B | 650
217027209 | YORK | HH836E2S11 | D(A,C,E)37D3K+TDR | TM9Y080C16MP11 | Split System | 31000 | 19 | 9 | 2.59 | R-454B | 650
217027149 | YORK | HH836E2S11 | D(A,C,E)37D3K+TDR | TM9V080C16MP12 | Split System | 31000 | 19 | 9 | 2.59 | R-454B | 650
217026997 | YORK | HH836E2S11 | D(A,C,E)37D3K+TDR | TM8Y080C16MP11 | Split System | 31400 | 19 | 9 | 2.59 | R-454B | 650
217026946 | YORK | HH836E2S11 | D(A,C,E)36B4K+TDR | TM8V080C16MP12 | Split System | 31000 | 19 | 9 | 2.61 | R-454B | 650
217027986 | YORK | HH836E2S11 | D(A,C,E)36B4K+TDR | YPLC100C16MP13 | Split System | 31000 | 19 | 9 | 2.61 | R-454B | 650
217027482 | YORK | HH836E2S11 | D(A,C,E)36B4K+TDR | TPLC100C16MP13 | Split System | 31000 | 19 | 9 | 2.61 | R-454B | 650
217027473 | YORK | HH836E2S11 | D(A,C,E)37D3K+TDR | TPLC080C16MP13 | Split System | 31200 | 19 | 9 | 2.61 | R-454B | 650
217026949 | YORK | HH836E2S11 | D(A,C,E)37D3K+TDR | TM8V080C16MP12 | Split System | 31200 | 19 | 9 | 2.61 | R-454B | 650
217027989 | YORK | HH836E2S11 | D(A,C,E)37D3K+TDR | YPLC100C16MP13 | Split System | 31200 | 19 | 9 | 2.61 | R-454B | 650
217026744 | YORK | HH836E2S11 | D(A,C,E)37C3K+TDR | TL8E080C16UH11 | Split System | 31600 | 19 | 9 | 2.61 | R-454B | 650
217026743 | YORK | HH836E2S11 | D(A,C,E)36D3K+TDR | TL8E080C16UH11 | Split System | 31600 | 19 | 9 | 2.61 | R-454B | 650
217027278 | YORK | HH836E2S11 | D(A,C,E)36B4K+TDR | TMLE080C16MP11 | Split System | 31200 | 19 | 9 | 2.62 | R-454B | 650
217026875 | YORK | HH836E2S11 | D(A,C,E)36D3K+TDR | TM8E100C16MP11 | Split System | 31200 | 19 | 9 | 2.62 | R-454B | 650
217027315 | YORK | HH836E2S11 | D(A,C,E)36D3K+TDR | TMLE100C16MP11 | Split System | 31200 | 19 | 9 | 2.62 | R-454B | 650
217026841 | YORK | HH836E2S11 | D(A,C,E)37D3K+TDR | TM8E080C16MP11 | Split System | 31400 | 19 | 9 | 2.62 | R-454B | 650
217027281 | YORK | HH836E2S11 | D(A,C,E)37D3K+TDR | TMLE080C16MP11 | Split System | 31400 | 19 | 9 | 2.62 | R-454B | 650
217027339 | YORK | HH836E2S11 | D(A,C,E)36D3K+TDR | TMLE120C16MP11 | Split System | 31400 | 19 | 9 | 2.62 | R-454B | 650
217026899 | YORK | HH836E2S11 | D(A,C,E)36D3K+TDR | TM8E120C16MP11 | Split System | 31400 | 19 | 9 | 2.62 | R-454B | 650
217026898 | YORK | HH836E2S11 | D(A,C,E)36B4K+TDR | TM8E120C16MP11 | Split System | 31600 | 19 | 9 | 2.62 | R-454B | 650
217026901 | YORK | HH836E2S11 | D(A,C,E)37D3K+TDR | TM8E120C16MP11 | Split System | 31800 | 19 | 9 | 2.62 | R-454B | 650
217027796 | YORK | HH836E2S11 | D(A,C,E)37C3K+TDR | Y91E080C20SMPS1 | Split System | 31800 | 19 | 9 | 2.62 | R-454B | 650
217027749 | YORK | HH836E2S11 | D(A,C,E)37D3K+TDR | Y82E120C20LMPS1 | Split System | 30800 | 19 | 9 | 2.63 | R-454B | 650
217027425 | YORK | HH836E2S11 | D(A,C,E)37D3K+TDR | TP9C100C16MP13 | Split System | 31400 | 19 | 9 | 2.63 | R-454B | 650
217027314 | YORK | HH836E2S11 | D(A,C,E)36B4K+TDR | TMLE100C16MP11 | Split System | 31400 | 19 | 9 | 2.63 | R-454B | 650
217027664 | YORK | HH836E2S11 | D(A,C,E)37C3K+TDR | Y81E120C16SMPS1 | Split System | 31800 | 19 | 9 | 2.63 | R-454B | 650
217027651 | YORK | HH836E2S11 | D(A,C,E)36D3K+TDR | Y81E120C16LMPS1 | Split System | 31800 | 19 | 9 | 2.63 | R-454B | 650
217027652 | YORK | HH836E2S11 | D(A,C,E)37C3K+TDR | Y81E120C16LMPS1 | Split System | 31800 | 19 | 9 | 2.63 | R-454B | 650
217026742 | YORK | HH836E2S11 | D(A,C,E)36B4K+TDR | TL8E080C16UH11 | Split System | 31800 | 19 | 9 | 2.63 | R-454B | 650
217027794 | YORK | HH836E2S11 | D(A,C,E)36B4K+TDR | Y91E080C20SMPS1 | Split System | 32000 | 19 | 9 | 2.64 | R-454B | 650
217027734 | YORK | HH836E2S11 | D(A,C,E)36B4K+TDR | Y82E100C20LMPS1 | Split System | 31000 | 19 | 9 | 2.65 | R-454B | 650
217026755 | YORK | HH836E2S11 | D(A,C,E)36D3K+TDR | TL8E100C20UH11 | Split System | 31800 | 19 | 9 | 2.65 | R-454B | 650
217027172 | YORK | HH836E2S11 | D(A,C,E)37C3K+TDR | TM9V100C20MP12 | Split System | 31800 | 19 | 9 | 2.65 | R-454B | 650
217027940 | YORK | HH836E2S11 | D(A,C,E)37C3K+TDR | YP9C100C20MP13 | Split System | 31800 | 19 | 9 | 2.65 | R-454B | 650
217027662 | YORK | HH836E2S11 | D(A,C,E)36B4K+TDR | Y81E120C16SMPS1 | Split System | 32000 | 19 | 9 | 2.65 | R-454B | 650
217027650 | YORK | HH836E2S11 | D(A,C,E)36B4K+TDR | Y81E120C16LMPS1 | Split System | 32000 | 19 | 9 | 2.65 | R-454B | 650
217027676 | YORK | HH836E2S11 | D(A,C,E)37C3K+TDR | Y81E120C20LMPS1 | Split System | 32000 | 19 | 9 | 2.65 | R-454B | 650
217027687 | YORK | HH836E2S11 | D(A,C,E)36D3K+TDR | Y81E120C20SMPS1 | Split System | 32000 | 19 | 9 | 2.65 | R-454B | 650
217027435 | YORK | HH836E2S11 | D(A,C,E)36D3K+TDR | TP9C100C20MP13 | Split System | 32000 | 19 | 9 | 2.65 | R-454B | 650
217027171 | YORK | HH836E2S11 | D(A,C,E)36D3K+TDR | TM9V100C20MP12 | Split System | 32000 | 19 | 9 | 2.65 | R-454B | 650
217027939 | YORK | HH836E2S11 | D(A,C,E)36D3K+TDR | YP9C100C20MP13 | Split System | 32000 | 19 | 9 | 2.65 | R-454B | 650
217027032 | YORK | HH836E2S11 | D(A,C,E)37C3K+TDR | TM8Y120C20MP11 | Split System | 32000 | 19 | 9 | 2.65 | R-454B | 650
217027019 | YORK | HH836E2S11 | D(A,C,E)36D3K+TDR | TM8Y100C20MP11 | Split System | 32200 | 19 | 9 | 2.65 | R-454B | 650
217027031 | YORK | HH836E2S11 | D(A,C,E)36D3K+TDR | TM8Y120C20MP11 | Split System | 32200 | 19 | 9 | 2.65 | R-454B | 650
217027723 | YORK | HH836E2S11 | D(A,C,E)36D3K+TDR | Y82E100C16LMPS1 | Split System | 31400 | 19 | 9 | 2.66 | R-454B | 650
217026756 | YORK | HH836E2S11 | D(A,C,E)37C3K+TDR | TL8E100C20UH11 | Split System | 31800 | 19 | 9 | 2.66 | R-454B | 650
217027784 | YORK | HH836E2S11 | D(A,C,E)37C3K+TDR | Y91E080C16SMPS1 | Split System | 31800 | 19 | 9 | 2.66 | R-454B | 650
217027783 | YORK | HH836E2S11 | D(A,C,E)36D3K+TDR | Y91E080C16SMPS1 | Split System | 31800 | 19 | 9 | 2.66 | R-454B | 650
217027616 | YORK | HH836E2S11 | D(A,C,E)37C3K+TDR | Y81E100C16SMPS1 | Split System | 31800 | 19 | 9 | 2.67 | R-454B | 650
217027615 | YORK | HH836E2S11 | D(A,C,E)36D3K+TDR | Y81E100C16SMPS1 | Split System | 31800 | 19 | 9 | 2.67 | R-454B | 650
217027603 | YORK | HH836E2S11 | D(A,C,E)36D3K+TDR | Y81E100C16LMPS1 | Split System | 31800 | 19 | 9 | 2.67 | R-454B | 650
217027605 | YORK | HH836E2S11 | D(A,C,E)37D3K+TDR | Y81E100C16LMPS1 | Split System | 32000 | 19 | 9 | 2.67 | R-454B | 650
217027602 | YORK | HH836E2S11 | D(A,C,E)36B4K+TDR | Y81E100C16LMPS1 | Split System | 32000 | 19 | 9 | 2.67 | R-454B | 650
217027614 | YORK | HH836E2S11 | D(A,C,E)36B4K+TDR | Y81E100C16SMPS1 | Split System | 32000 | 19 | 9 | 2.67 | R-454B | 650
217026757 | YORK | HH836E2S11 | D(A,C,E)37D3K+TDR | TL8E100C20UH11 | Split System | 32000 | 19 | 9 | 2.67 | R-454B | 650
217027628 | YORK | HH836E2S11 | D(A,C,E)37C3K+TDR | Y81E100C20LMPS1 | Split System | 32000 | 19 | 9 | 2.67 | R-454B | 650
217027689 | YORK | HH836E2S11 | D(A,C,E)37D3K+TDR | Y81E120C20SMPS1 | Split System | 32200 | 19 | 9 | 2.67 | R-454B | 650
217027782 | YORK | HH836E2S11 | D(A,C,E)36B4K+TDR | Y91E080C16SMPS1 | Split System | 32000 | 19 | 9 | 2.68 | R-454B | 650
217027544 | YORK | HH836E2S11 | D(A,C,E)37C3K+TDR | Y81E080C16SMPS1 | Split System | 32000 | 19 | 9 | 2.69 | R-454B | 650
217027532 | YORK | HH836E2S11 | D(A,C,E)37C3K+TDR | Y81E080C16LMPS1 | Split System | 32000 | 19 | 9 | 2.69 | R-454B | 650
217027434 | YORK | HH836E2S11 | D(A,C,E)36B4K+TDR | TP9C100C20MP13 | Split System | 32200 | 19 | 9 | 2.69 | R-454B | 650
217027938 | YORK | HH836E2S11 | D(A,C,E)36B4K+TDR | YP9C100C20MP13 | Split System | 32200 | 19 | 9 | 2.69 | R-454B | 650
217027941 | YORK | HH836E2S11 | D(A,C,E)37D3K+TDR | YP9C100C20MP13 | Split System | 32200 | 19 | 9 | 2.69 | R-454B | 650
217027437 | YORK | HH836E2S11 | D(A,C,E)37D3K+TDR | TP9C100C20MP13 | Split System | 32200 | 19 | 9 | 2.69 | R-454B | 650
217027173 | YORK | HH836E2S11 | D(A,C,E)37D3K+TDR | TM9V100C20MP12 | Split System | 32200 | 19 | 9 | 2.69 | R-454B | 650
217027030 | YORK | HH836E2S11 | D(A,C,E)36B4K+TDR | TM8Y120C20MP11 | Split System | 32400 | 19 | 9 | 2.69 | R-454B | 650
217027021 | YORK | HH836E2S11 | D(A,C,E)37D3K+TDR | TM8Y100C20MP11 | Split System | 32400 | 19 | 9 | 2.69 | R-454B | 650
217027033 | YORK | HH836E2S11 | D(A,C,E)37D3K+TDR | TM8Y120C20MP11 | Split System | 32400 | 19 | 9 | 2.69 | R-454B | 650
217027639 | YORK | HH836E2S11 | D(A,C,E)36D3K+TDR | Y81E100C20SMPS1 | Split System | 32200 | 19 | 9 | 2.7 | R-454B | 650
217027626 | YORK | HH836E2S11 | D(A,C,E)36B4K+TDR | Y81E100C20LMPS1 | Split System | 32400 | 19 | 9 | 2.7 | R-454B | 650
217027641 | YORK | HH836E2S11 | D(A,C,E)37D3K+TDR | Y81E100C20SMPS1 | Split System | 32400 | 19 | 9 | 2.7 | R-454B | 650
217027530 | YORK | HH836E2S11 | D(A,C,E)36B4K+TDR | Y81E080C16LMPS1 | Split System | 32400 | 19 | 9 | 2.71 | R-454B | 650
217027542 | YORK | HH836E2S11 | D(A,C,E)36B4K+TDR | Y81E080C16SMPS1 | Split System | 32400 | 19 | 9 | 2.71 | R-454B | 650
217027533 | YORK | HH836E2S11 | D(A,C,E)37D3K+TDR | Y81E080C16LMPS1 | Split System | 32400 | 19 | 9 | 2.71 | R-454B | 650
217028165 | YORK | HH860E2S11 | D(A,C,E)48D3K+TDR | Y92E100C16SMPS1 | Split System | 42000 | 19 | 9 | 2.76 | R-454B | 650
217028167 | YORK | HH860E2S11 | D(A,C,E)49C3K+TDR | Y92E100C16SMPS1 | Split System | 42000 | 19 | 9 | 2.79 | R-454B | 650
216055542 | CHAMPION HEATING AND COOLING | HH824E2S11 | C(A,C,D,E)24D2K+TDR | TMLE040A12MP11 | Split System | 19800 | 16 | 9 | 2 | R-454B | 650
216054533 | COLEMAN | HH824E2S11 | C(A,C,D,E)24D2K+TDR | TM8E040A12MP11 | Split System | 19800 | 16 | 9 | 2 | R-454B | 650
216054605 | COLEMAN | HH824E2S11 | C(A,C,D,E)24D2K+TDR | TMLE040A12MP11 | Split System | 19800 | 16 | 9 | 2 | R-454B | 650
216054781 | LUXAIRE | HH824E2S11 | C(A,C,D,E)24D2K+TDR | TM8E040A12MP11 | Split System | 19800 | 16 | 9 | 2 | R-454B | 650
216056165 | YORK | HH824E2S11 | C(A,C,D,E)24D2K+TDR | TM8E040A12MP11 | Split System | 19800 | 16 | 9 | 2 | R-454B | 650
218448024 | COLEMAN | HH824E2S11 | D(A,C,E)24A4K+TDR | Z9ES060B12SMPS1 | Split System | 20400 | 16.5 | 9 | 2.87 | R-454B | 650
217179646 | GE Appliances | NS18H24HA5*** | D(A,C,E)24D2J+TDR | NF97U045V3B*** | Split System | 20400 | 16.5 | 9 | 2.78 | R-454B | 650
217179731 | GE Appliances | NS18H24HA5*** | D(A,C,E)24D2J+TDR | NF97X060V3B*** | Split System | 20400 | 16.5 | 9 | 2.78 | R-454B | 650
217179650 | GE Appliances | NS18H24HA5*** | D(A,C,E)30D2J+TDR | NF97U045V3B*** | Split System | 20600 | 16.5 | 9 | 2.8 | R-454B | 650
217179738 | GE Appliances | NS18H24HA5*** | D(A,C,E)36D2J+TDR | NF97X060V3B*** | Split System | 21000 | 16.5 | 9 | 2.85 | R-454B | 650
217179653 | GE Appliances | NS18H24HA5*** | D(A,C,E)36D2J+TDR | NF97U045V3B*** | Split System | 21000 | 16.5 | 9 | 2.86 | R-454B | 650
216055590 | CHAMPION HEATING AND COOLING | HH824E2S11 | C(A,C,D,E)24D2K+TDR | Z8ES060A12SMPS1 | Split System | 19700 | 17 | 9 | 2 | R-454B | 650
216054637 | COLEMAN | HH824E2S11 | C(A,C,D,E)24D2K+TDR | Z8ES060A12SMPS1 | Split System | 19700 | 17 | 9 | 2 | R-454B | 650
217509024 | GE Appliances | NS18H24HA5*** | L(E,G)M24KJ |  | Split System | 21800 | 17 | 9 | 2.41 | R-454B | 650
217179711 | GE Appliances | NS18H24HA5*** | D(A,C,E)24D2J+TDR | NF97X040V3B*** | Split System | 20400 | 17 | 9 | 2.77 | R-454B | 650
217179718 | GE Appliances | NS18H24HA5*** | D(A,C,E)36D2J+TDR | NF97X040V3B*** | Split System | 21000 | 17 | 9 | 2.85 | R-454B | 650
216054937 | LUXAIRE | HH824E2S11 | C(A,C,D,E)24D2K+TDR | Z8ES060A12SMPS1 | Split System | 19700 | 17 | 9 | 2 | R-454B | 650
216056240 | YORK | HH824E2S11 | C(A,C,D,E)24D2K+TDR | Y81E060A12SMPS1 | Split System | 19700 | 17 | 9 | 2 | R-454B | 650
216055426 | CHAMPION HEATING AND COOLING | HH824E2S11 | D(A,C,E)36A4K+TDR | TL8E060A12UH11 | Split System | 21000 | 17.5 | 9 | 2 | R-454B | 650
216055444 | CHAMPION HEATING AND COOLING | HH824E2S11 | D(A,C,E)36A4K+TDR | TM8E060A12MP11 | Split System | 21000 | 17.5 | 9 | 2 | R-454B | 650
216055552 | CHAMPION HEATING AND COOLING | HH824E2S11 | D(A,C,E)36A4K+TDR | TMLE060A12MP11 | Split System | 21000 | 17.5 | 9 | 2 | R-454B | 650
216055550 | CHAMPION HEATING AND COOLING | HH824E2S11 | D(A,C,E)24B4K+TDR | TMLE060A12MP11 | Split System | 21000 | 17.5 | 9 | 2 | R-454B | 650
216054528 | COLEMAN | HH824E2S11 | D(A,C,E)36A4K+TDR | TL8E060A12UH11 | Split System | 21000 | 17.5 | 9 | 2 | R-454B | 650
216054540 | COLEMAN | HH824E2S11 | D(A,C,E)36A4K+TDR | TM8E060A12MP11 | Split System | 21000 | 17.5 | 9 | 2 | R-454B | 650
216054611 | COLEMAN | HH824E2S11 | D(A,C,E)24B4K+TDR | TMLE060A12MP11 | Split System | 21000 | 17.5 | 9 | 2 | R-454B | 650
216054539 | COLEMAN | HH824E2S11 | D(A,C,E)24B4K+TDR | TM8E060A12MP11 | Split System | 21000 | 17.5 | 9 | 2 | R-454B | 650
216054612 | COLEMAN | HH824E2S11 | D(A,C,E)36A4K+TDR | TMLE060A12MP11 | Split System | 21000 | 17.5 | 9 | 2 | R-454B | 650
216054934 | LUXAIRE | HH824E2S11 | D(A,C,E)36A3K+TDR | Z8ES040A12SMPS1 | Split System | 20600 | 17.5 | 9 | 2 | R-454B | 650
216054773 | LUXAIRE | HH824E2S11 | D(A,C,E)36A4K+TDR | TL8E060A12UH11 | Split System | 21000 | 17.5 | 9 | 2 | R-454B | 650
216054789 | LUXAIRE | HH824E2S11 | D(A,C,E)24B4K+TDR | TM8E060A12MP11 | Split System | 21000 | 17.5 | 9 | 2 | R-454B | 650
216054899 | LUXAIRE | HH824E2S11 | D(A,C,E)36A4K+TDR | TMLE060A12MP11 | Split System | 21000 | 17.5 | 9 | 2 | R-454B | 650
216054897 | LUXAIRE | HH824E2S11 | D(A,C,E)24B4K+TDR | TMLE060A12MP11 | Split System | 21000 | 17.5 | 9 | 2 | R-454B | 650
216054791 | LUXAIRE | HH824E2S11 | D(A,C,E)36A4K+TDR | TM8E060A12MP11 | Split System | 21000 | 17.5 | 9 | 2 | R-454B | 650
216056126 | YORK | HH824E2S11 | C(A,C,D,E)24A3K+TDR | Y81E040A12SMPS1 | Split System | 20000 | 17.5 | 9 | 2 | R-454B | 650
216056448 | YORK | HH824E2S11 | D(A,C,E)36A3K+TDR | Y81E040A12SMPS1 | Split System | 20600 | 17.5 | 9 | 2 | R-454B | 650
216056570 | YORK | HH824E2S11 | D(A,C,E)36A4K+TDR | TL8E060A12UH11 | Split System | 21000 | 17.5 | 9 | 2 | R-454B | 650
216056477 | YORK | HH824E2S11 | D(A,C,E)24B4K+TDR | TMLE060A12MP11 | Split System | 21000 | 17.5 | 9 | 2 | R-454B | 650
216056578 | YORK | HH824E2S11 | D(A,C,E)36A4K+TDR | TMLE060A12MP11 | Split System | 21000 | 17.5 | 9 | 2 | R-454B | 650
216056459 | YORK | HH824E2S11 | D(A,C,E)24B4K+TDR | TM8E060A12MP11 | Split System | 21000 | 17.5 | 9 | 2 | R-454B | 650
216056571 | YORK | HH824E2S11 | D(A,C,E)36A4K+TDR | TM8E060A12MP11 | Split System | 21000 | 17.5 | 9 | 2 | R-454B | 650
216055424 | CHAMPION HEATING AND COOLING | HH824E2S11 | D(A,C,E)24B4K+TDR | TL8E060A12UH11 | Split System | 21000 | 18 | 9 | 2 | R-454B | 650
216054649 | COLEMAN | HH824E2S11 | C(A,C,D,E)24D2K+TDR | Z8ET060A12LMPS1 | Split System | 19500 | 18 | 9 | 2 | R-454B | 650
216054527 | COLEMAN | HH824E2S11 | D(A,C,E)24B4K+TDR | TL8E060A12UH11 | Split System | 21000 | 18 | 9 | 2 | R-454B | 650
216054955 | LUXAIRE | HH824E2S11 | C(A,C,D,E)24D2K+TDR | Z8ET060A12LMPS1 | Split System | 19500 | 18 | 9 | 2 | R-454B | 650
216056248 | YORK | HH824E2S11 | C(A,C,D,E)24D2K+TDR | Y82E060A12LMPS1 | Split System | 19500 | 18 | 9 | 2 | R-454B | 650
216056456 | YORK | HH824E2S11 | D(A,C,E)24B4K+TDR | TL8E060A12UH11 | Split System | 21000 | 18 | 9 | 2 | R-454B | 650
217028059 | YORK | HH860E2S11 | D(A,C,E)48D3K+TDR | TM9V100C16MP12 | Split System | 41000 | 18 | 9 | 2.67 | R-454B | 650
217028179 | YORK | HH860E2S11 | D(A,C,E)48D3K+TDR | YP9C100C16MP13 | Split System | 41000 | 18 | 9 | 2.67 | R-454B | 650
217028103 | YORK | HH860E2S11 | D(A,C,E)48D3K+TDR | TP9C100C16MP13 | Split System | 41000 | 18 | 9 | 2.67 | R-454B | 650
217028022 | YORK | HH860E2S11 | D(A,C,E)48D3K+TDR | TM8V080C16MP12 | Split System | 41000 | 18 | 9 | 2.68 | R-454B | 650
217028117 | YORK | HH860E2S11 | D(A,C,E)48D3K+TDR | TPLC100C16MP13 | Split System | 41000 | 18 | 9 | 2.68 | R-454B | 650
217028110 | YORK | HH860E2S11 | D(A,C,E)48D3K+TDR | TPLC080C16MP13 | Split System | 41000 | 18 | 9 | 2.68 | R-454B | 650
217028186 | YORK | HH860E2S11 | D(A,C,E)48D3K+TDR | YPLC080C16MP13 | Split System | 41000 | 18 | 9 | 2.68 | R-454B | 650
217028193 | YORK | HH860E2S11 | D(A,C,E)48D3K+TDR | YPLC100C16MP13 | Split System | 41000 | 18 | 9 | 2.68 | R-454B | 650
217028156 | YORK | HH860E2S11 | D(A,C,E)48C3K+TDR | Y91E100C16SMPS1 | Split System | 42500 | 18 | 9 | 2.72 | R-454B | 650
216055601 | CHAMPION HEATING AND COOLING | HH824E2S11 | C(A,C,D,E)24A3K+TDR | Z8ES100B12SMPS1 | Split System | 20000 | 18.5 | 9 | 2 | R-454B | 650
216054948 | LUXAIRE | HH824E2S11 | C(A,C,D,E)24A3K+TDR | Z8ES100B12SMPS1 | Split System | 20000 | 18.5 | 9 | 2 | R-454B | 650
216056132 | YORK | HH824E2S11 | C(A,C,D,E)24A3K+TDR | Y81E100B12SMPS1 | Split System | 20000 | 18.5 | 9 | 2 | R-454B | 650
216054952 | LUXAIRE | HH824E2S11 | D(A,C,E)36A3K+TDR | Z8ES100B12SMPS1 | Split System | 20600 | 18.8 | 9 | 2 | R-454B | 650
217497439 | COLEMAN | HH836E2S11 | C(A,C,D,E)36B3K+TDR | Z8ET120C20LMPS1 | Split System | 29800 | 18.9 | 9 | 2.54 | R-454B | 650
217497437 | COLEMAN | HH836E2S11 | C(A,C,D,E)36B3K+TDR | Z8ET080C16LMPS1 | Split System | 30000 | 18.9 | 9 | 2.56 | R-454B | 650
217497438 | COLEMAN | HH836E2S11 | C(A,C,D,E)36B3K+TDR | Z8ET100C16LMPS1 | Split System | 30600 | 18.9 | 9 | 2.61 | R-454B | 650
217027746 | YORK | HH836E2S11 | D(A,C,E)36B4K+TDR | Y82E120C20LMPS1 | Split System | 30600 | 19 | 9 | 2.62 | R-454B | 650
217027748 | YORK | HH836E2S11 | D(A,C,E)37C3K+TDR | Y82E120C20LMPS1 | Split System | 30600 | 19 | 9 | 2.62 | R-454B | 650
217027735 | YORK | HH836E2S11 | D(A,C,E)36D3K+TDR | Y82E100C20LMPS1 | Split System | 30800 | 19 | 9 | 2.62 | R-454B | 650
217027710 | YORK | HH836E2S11 | D(A,C,E)36B4K+TDR | Y82E080C16LMPS1 | Split System | 30800 | 19 | 9 | 2.64 | R-454B | 650
217027711 | YORK | HH836E2S11 | D(A,C,E)36D3K+TDR | Y82E080C16LMPS1 | Split System | 30800 | 19 | 9 | 2.64 | R-454B | 650
217027712 | YORK | HH836E2S11 | D(A,C,E)37C3K+TDR | Y82E080C16LMPS1 | Split System | 30800 | 19 | 9 | 2.64 | R-454B | 650
217676916 | BRYANT HEATING AND COOLING SYSTEMS | 293VAN048**AA* | CX48B3J+TDR | 83*CB48060C17*** | Split System | 40500 | 20.9 | 9 | 2.6 | R-454B | 650
217676866 | BRYANT HEATING AND COOLING SYSTEMS | 293VAN048**AA* | C(A,C,D,E)48C3J+TDR | 83*CB48060C17*** | Split System | 41000 | 20.9 | 9 | 2.6 | R-454B | 650
217676938 | BRYANT HEATING AND COOLING SYSTEMS | 293VAN048**AA* | CX48B3J+TDR | 935CB66100C21*** | Split System | 41000 | 21.3 | 9 | 2.61 | R-454B | 650
217676930 | BRYANT HEATING AND COOLING SYSTEMS | 293VAN048**AA* | CX48B3J+TDR | 88*TB60110C21*** | Split System | 41000 | 21.3 | 9 | 2.61 | R-454B | 650
217676929 | BRYANT HEATING AND COOLING SYSTEMS | 293VAN048**AA* | CX48B3J+TDR | 88*TB60090C21*** | Split System | 41000 | 21.3 | 9 | 2.61 | R-454B | 650
217676946 | BRYANT HEATING AND COOLING SYSTEMS | 293VAN048**AA* | CX48B3J+TDR | 986TD66120C24*** | Split System | 41000 | 21.3 | 9 | 2.61 | R-454B | 650
217676962 | BRYANT HEATING AND COOLING SYSTEMS | 293VAN048**AA* | CX48B3J+TDR | 987TA66120C24*** | Split System | 41000 | 21.3 | 9 | 2.61 | R-454B | 650
217676915 | BRYANT HEATING AND COOLING SYSTEMS | 293VAN048**AA* | CX48B3J+TDR | 83*CB36040C17*** | Split System | 41000 | 21.3 | 9 | 2.62 | R-454B | 650
217676864 | BRYANT HEATING AND COOLING SYSTEMS | 293VAN048**AA* | C(A,C,D,E)48C3J+TDR | 83*CB36040C17*** | Split System | 41500 | 21.4 | 9 | 2.62 | R-454B | 650
217676880 | BRYANT HEATING AND COOLING SYSTEMS | 293VAN048**AA* | C(A,C,D,E)48C3J+TDR | 88*TB60110C21*** | Split System | 41500 | 21.4 | 9 | 2.63 | R-454B | 650
217676913 | BRYANT HEATING AND COOLING SYSTEMS | 293VAN048**AA* | C(A,C,D,E)48C3J+TDR | 987TA66120C24*** | Split System | 41500 | 21.4 | 9 | 2.64 | R-454B | 650
217676878 | BRYANT HEATING AND COOLING SYSTEMS | 293VAN048**AA* | C(A,C,D,E)48C3J+TDR | 88*TB60090C21*** | Split System | 41500 | 21.4 | 9 | 2.64 | R-454B | 650
217676896 | BRYANT HEATING AND COOLING SYSTEMS | 293VAN048**AA* | C(A,C,D,E)48C3J+TDR | 986TD66120C24*** | Split System | 41500 | 21.4 | 9 | 2.64 | R-454B | 650
217676888 | BRYANT HEATING AND COOLING SYSTEMS | 293VAN048**AA* | C(A,C,D,E)48C3J+TDR | 935CB66100C21*** | Split System | 41500 | 21.4 | 9 | 2.64 | R-454B | 650
217509033 | GE Appliances | NS18H36HA5*** | L(E,G)M36FJ |  | Split System | 33800 | 17 | 9 | 2.54 | R-454B | 650
217509032 | GE Appliances | NS18H36HA5*** | L(E,G)M36EJ |  | Split System | 33800 | 17 | 9 | 2.54 | R-454B | 650
217509038 | GE Appliances | NS18H60HA5*** | L(E,G)M48CJ |  | Split System | 44000 | 17 | 9 | 2.58 | R-454B | 650
217509034 | GE Appliances | NS18H36HA5*** | L(E,G)M36GJ |  | Split System | 33200 | 17.5 | 9 | 2.57 | R-454B | 650
217666561 | BOSCH | BOVA-60MTB-M19E | L(E,G)M48BZ+TXV |  | Split System | 43000 | 17.8 | 9 | 2.1 | R-454B | 650
217666562 | BOSCH | BOVA-60MTB-M19E | L(E,G)M48CZ+TXV |  | Split System | 43500 | 17.9 | 9 | 2.1 | R-454B | 650
217048301 | HISENSE | AUWR-24U3TK5 | A(E,F)M30J+TDR |  | Split System | 22600 | 18 | 9 | 2.3 | R-454B | 650
217666574 | BOSCH | BOVA-60RTB-M20S | L(E,G)M48DZ+TXV |  | Split System | 42500 | 17.5 | 9 | 2 | R-454B | 650
217666563 | BOSCH | BOVA-60MTB-M19E | L(E,G)M48DZ+TXV |  | Split System | 44000 | 18 | 9 | 2.1 | R-454B | 650
216055544 | CHAMPION HEATING AND COOLING | HH824E2S11 | D(A,C,E)24B4K+TDR | TMLE040A12MP11 | Split System | 21000 | 16.5 | 9 | 2 | R-454B | 650
216055436 | CHAMPION HEATING AND COOLING | HH824E2S11 | D(A,C,E)24B4K+TDR | TM8E040A12MP11 | Split System | 21000 | 16.5 | 9 | 2 | R-454B | 650
216054607 | COLEMAN | HH824E2S11 | D(A,C,E)24B4K+TDR | TMLE040A12MP11 | Split System | 21000 | 16.5 | 9 | 2 | R-454B | 650
216054535 | COLEMAN | HH824E2S11 | D(A,C,E)24B4K+TDR | TM8E040A12MP11 | Split System | 21000 | 16.5 | 9 | 2 | R-454B | 650
216054891 | LUXAIRE | HH824E2S11 | D(A,C,E)24B4K+TDR | TMLE040A12MP11 | Split System | 21000 | 16.5 | 9 | 2 | R-454B | 650
216056476 | YORK | HH824E2S11 | D(A,C,E)24B4K+TDR | TMLE040A12MP11 | Split System | 21000 | 16.5 | 9 | 2 | R-454B | 650
217493046 | AC PRO | SPHP-Z-V048BB | L(E,G)M48GJ |  | Split System | 43000 | 17 | 9 | 2 | R-454B | 650
217493045 | AC PRO | SPHP-Z-V048BB | L(E,G)M48FJ |  | Split System | 44500 | 17 | 9 | 2 | R-454B | 650
216054521 | COLEMAN | HH824E2S11 | C(A,C,D,E)24D2K+TDR | CPLC080B12MP13 | Split System | 21200 | 17 | 9 | 2 | R-454B | 650
217179648 | GE Appliances | NS18H24HA5*** | D(A,C,E)30B3J+TDR | NF97U045V3B*** | Split System | 21600 | 17 | 9 | 2.77 | R-454B | 650
217179730 | GE Appliances | NS18H24HA5*** | D(A,C,E)24B4J+TDR | NF97X060V3B*** | Split System | 22000 | 17 | 9 | 2.78 | R-454B | 650
217179737 | GE Appliances | NS18H24HA5*** | D(A,C,E)36B3J+TDR | NF97X060V3B*** | Split System | 22000 | 17 | 9 | 2.78 | R-454B | 650
217179652 | GE Appliances | NS18H24HA5*** | D(A,C,E)36B3J+TDR | NF97U045V3B*** | Split System | 22000 | 17 | 9 | 2.79 | R-454B | 650
217179645 | GE Appliances | NS18H24HA5*** | D(A,C,E)24B4J+TDR | NF97U045V3B*** | Split System | 22000 | 17 | 9 | 2.79 | R-454B | 650
217179734 | GE Appliances | NS18H24HA5*** | D(A,C,E)30B4J+TDR | NF97X060V3B*** | Split System | 22200 | 17 | 9 | 2.82 | R-454B | 650
217179649 | GE Appliances | NS18H24HA5*** | D(A,C,E)30B4J+TDR | NF97U045V3B*** | Split System | 22200 | 17 | 9 | 2.83 | R-454B | 650
216055592 | CHAMPION HEATING AND COOLING | HH824E2S11 | D(A,C,E)24B4K+TDR | Z8ES060A12SMPS1 | Split System | 21000 | 17.5 | 9 | 2 | R-454B | 650
216054639 | COLEMAN | HH824E2S11 | D(A,C,E)24B4K+TDR | Z8ES060A12SMPS1 | Split System | 21000 | 17.5 | 9 | 2 | R-454B | 650
217507709 | COLEMAN | HH824E2S11 | C(A,C,D,E)30B3K+TDR | Z8ES060A12LMPS1 | Split System | 21000 | 17.5 | 9 | 2.84 | R-454B | 650
217507710 | COLEMAN | HH824E2S11 | C(A,C,D,E)30B3K+TDR | Z8ES060A12SMPS1 | Split System | 21000 | 17.5 | 9 | 2.84 | R-454B | 650
217507722 | COLEMAN | HH824E2S11 | C(A,C,D,E)30B3K+TDR | Z9ET060B12SMPS1 | Split System | 20800 | 17.5 | 9 | 3 | R-454B | 650
217509039 | GE Appliances | NS18H60HA5*** | L(E,G)M48DJ |  | Split System | 44500 | 17.5 | 9 | 2.6 | R-454B | 650
217179713 | GE Appliances | NS18H24HA5*** | D(A,C,E)30B3J+TDR | NF97X040V3B*** | Split System | 21600 | 17.5 | 9 | 2.76 | R-454B | 650
217179717 | GE Appliances | NS18H24HA5*** | D(A,C,E)36B3J+TDR | NF97X040V3B*** | Split System | 22000 | 17.5 | 9 | 2.78 | R-454B | 650
217179710 | GE Appliances | NS18H24HA5*** | D(A,C,E)24B4J+TDR | NF97X040V3B*** | Split System | 22000 | 17.5 | 9 | 2.78 | R-454B | 650
217179714 | GE Appliances | NS18H24HA5*** | D(A,C,E)30B4J+TDR | NF97X040V3B*** | Split System | 22200 | 17.5 | 9 | 2.82 | R-454B | 650
216056484 | YORK | HH824E2S11 | D(A,C,E)24B4K+TDR | Y81E060A12SMPS1 | Split System | 21000 | 17.5 | 9 | 2 | R-454B | 650
216056025 | CHAMPION HEATING AND COOLING | HH860E2S11 | D(A,C,E)60A3K+TDR | Z8ES130D20SMPS1 | Split System | 41500 | 18 | 9 | 2 | R-454B | 650
216056022 | CHAMPION HEATING AND COOLING | HH860E2S11 | C(A,C,D,E)60A3K+TDR | Z8ES130D20SMPS1 | Split System | 41500 | 18 | 9 | 2 | R-454B | 650
217497452 | COLEMAN | HH860E2S11 | C(A,C,D,E)60B3K+TDR | Z8ES120C16LMPS1 | Split System | 41500 | 18 | 9 | 2.64 | R-454B | 650
217497450 | COLEMAN | HH860E2S11 | C(A,C,D,E)60B3K+TDR | Z8ES100C16LMPS1 | Split System | 41500 | 18 | 9 | 2.66 | R-454B | 650
217497448 | COLEMAN | HH860E2S11 | C(A,C,D,E)60B3K+TDR | Z8ES080C16LMPS1 | Split System | 41500 | 18 | 9 | 2.68 | R-454B | 650
217048302 | HISENSE | AUWR-24U3TK5 | AFM23J+TDR |  | Split System | 21000 | 18 | 9 | 2.3 | R-454B | 650
217048304 | HISENSE | AUWR-24U3TK5 | L(E,G)M24JJ |  | Split System | 23000 | 18 | 9 | 2.3 | R-454B | 650
216055404 | LUXAIRE | HH860E2S11 | C(A,C,D,E)60A3K+TDR | Z8ES130D20SMPS1 | Split System | 41500 | 18 | 9 | 2 | R-454B | 650
217028134 | YORK | HH860E2S11 | D(A,C,E)49B3K+TDR | Y81E100C16SMPS1 | Split System | 41000 | 18 | 9 | 2.64 | R-454B | 650
217028130 | YORK | HH860E2S11 | D(A,C,E)49B3K+TDR | Y81E100C16LMPS1 | Split System | 41000 | 18 | 9 | 2.64 | R-454B | 650
217028140 | YORK | HH860E2S11 | D(A,C,E)48C3K+TDR | Y81E120C16SMPS1 | Split System | 41000 | 18 | 9 | 2.67 | R-454B | 650
217028136 | YORK | HH860E2S11 | D(A,C,E)48C3K+TDR | Y81E120C16LMPS1 | Split System | 41000 | 18 | 9 | 2.67 | R-454B | 650
217028137 | YORK | HH860E2S11 | D(A,C,E)48D3K+TDR | Y81E120C16LMPS1 | Split System | 41500 | 18 | 9 | 2.69 | R-454B | 650
217028141 | YORK | HH860E2S11 | D(A,C,E)48D3K+TDR | Y81E120C16SMPS1 | Split System | 41500 | 18 | 9 | 2.69 | R-454B | 650
217028128 | YORK | HH860E2S11 | D(A,C,E)48C3K+TDR | Y81E100C16LMPS1 | Split System | 41000 | 18 | 9 | 2.71 | R-454B | 650
217028132 | YORK | HH860E2S11 | D(A,C,E)48C3K+TDR | Y81E100C16SMPS1 | Split System | 41000 | 18 | 9 | 2.71 | R-454B | 650
217028133 | YORK | HH860E2S11 | D(A,C,E)48D3K+TDR | Y81E100C16SMPS1 | Split System | 41500 | 18 | 9 | 2.72 | R-454B | 650
217028120 | YORK | HH860E2S11 | D(A,C,E)48C3K+TDR | Y81E080C16LMPS1 | Split System | 41500 | 18 | 9 | 2.72 | R-454B | 650
217028124 | YORK | HH860E2S11 | D(A,C,E)48C3K+TDR | Y81E080C16SMPS1 | Split System | 41500 | 18 | 9 | 2.72 | R-454B | 650
217507718 | COLEMAN | HH824E2S11 | C(A,C,D,E)30B3K+TDR | Z9ES060A10SMPS1 | Split System | 20800 | 18.9 | 9 | 2.84 | R-454B | 650
217507716 | COLEMAN | HH824E2S11 | C(A,C,D,E)30B3K+TDR | Z8ET080B12LMPS1 | Split System | 20800 | 18.9 | 9 | 3.04 | R-454B | 650
217507711 | COLEMAN | HH824E2S11 | C(A,C,D,E)30B3K+TDR | Z8ES080B12LMPS1 | Split System | 20800 | 18.9 | 9 | 3.04 | R-454B | 650
217507712 | COLEMAN | HH824E2S11 | C(A,C,D,E)30B3K+TDR | Z8ES080B12SMPS1 | Split System | 20800 | 18.9 | 9 | 3.04 | R-454B | 650
216055612 | CHAMPION HEATING AND COOLING | HH824E2S11 | D(A,C,E)36A4K+TDR | Z8ET060A12LMPS1 | Split System | 21000 | 19 | 9 | 2 | R-454B | 650
216055610 | CHAMPION HEATING AND COOLING | HH824E2S11 | D(A,C,E)24B4K+TDR | Z8ET060A12LMPS1 | Split System | 21000 | 19 | 9 | 2 | R-454B | 650
216054651 | COLEMAN | HH824E2S11 | D(A,C,E)24B4K+TDR | Z8ET060A12LMPS1 | Split System | 21000 | 19 | 9 | 2 | R-454B | 650
217497457 | COLEMAN | HH860E2S11 | C(A,C,D,E)60B3K+TDR | Z8ET120C20LMPS1 | Split System | 41500 | 19 | 9 | 2.71 | R-454B | 650
216054959 | LUXAIRE | HH824E2S11 | D(A,C,E)36A4K+TDR | Z8ET060A12LMPS1 | Split System | 21000 | 19 | 9 | 2 | R-454B | 650
216056487 | YORK | HH824E2S11 | D(A,C,E)24B4K+TDR | Y82E060A12LMPS1 | Split System | 21000 | 19 | 9 | 2 | R-454B | 650
217027737 | YORK | HH836E2S11 | D(A,C,E)37D3K+TDR | Y82E100C20LMPS1 | Split System | 31200 | 19 | 9 | 2.64 | R-454B | 650
217027653 | YORK | HH836E2S11 | D(A,C,E)37D3K+TDR | Y81E120C16LMPS1 | Split System | 32200 | 19 | 9 | 2.65 | R-454B | 650
217028150 | YORK | HH860E2S11 | D(A,C,E)49B3K+TDR | Y82E120C20LMPS1 | Split System | 41000 | 19 | 9 | 2.69 | R-454B | 650
217027700 | YORK | HH836E2S11 | D(A,C,E)37C3K+TDR | Y82E080B12LMPS1 | Split System | 31600 | 19 | 9 | 2.74 | R-454B | 650
217028148 | YORK | HH860E2S11 | D(A,C,E)48C3K+TDR | Y82E120C20LMPS1 | Split System | 41500 | 19 | 9 | 2.74 | R-454B | 650
217027698 | YORK | HH836E2S11 | D(A,C,E)36B4K+TDR | Y82E080B12LMPS1 | Split System | 31600 | 19 | 9 | 2.77 | R-454B | 650
217027699 | YORK | HH836E2S11 | D(A,C,E)36D3K+TDR | Y82E080B12LMPS1 | Split System | 31600 | 19 | 9 | 2.77 | R-454B | 650
217027701 | YORK | HH836E2S11 | D(A,C,E)37D3K+TDR | Y82E080B12LMPS1 | Split System | 32000 | 19 | 9 | 2.79 | R-454B | 650
217666580 | BOSCH | BOVA-60RTB-M20S | L(E,G)M60FZ+TXV |  | Split System | 44500 | 18 | 9 | 2 | R-454B | 650
217666576 | BOSCH | BOVA-60RTB-M20S | L(E,G)M48FZ+TXV |  | Split System | 44500 | 18 | 9 | 2 | R-454B | 650
217493052 | AC PRO | SPHP-Z-V048BB | L(E,G)M60GJ |  | Split System | 43000 | 17 | 9 | 2 | R-454B | 650
217493053 | AC PRO | SPHP-Z-V048BB | L(E,G)M60HJ |  | Split System | 43000 | 17 | 9 | 2 | R-454B | 650
217493047 | AC PRO | SPHP-Z-V048BB | L(E,G)M48HJ |  | Split System | 43000 | 17 | 9 | 2 | R-454B | 650
217493051 | AC PRO | SPHP-Z-V048BB | L(E,G)M60FJ |  | Split System | 44500 | 17 | 9 | 2 | R-454B | 650
216054522 | COLEMAN | HH824E2S11 | D(A,C,E)24B3K+TDR | CPLC080B12MP13 | Split System | 22000 | 17 | 9 | 2 | R-454B | 650
216054524 | COLEMAN | HH824E2S11 | D(A,C,E)36A4K+TDR | CPLC080B12MP13 | Split System | 22600 | 17 | 9 | 2 | R-454B | 650
216054516 | COLEMAN | HH824E2S11 | D(A,C,E)36A4K+TDR | CP9C060B12MP13 | Split System | 22600 | 17 | 9 | 2 | R-454B | 650
216054519 | COLEMAN | HH824E2S11 | D(A,C,E)24B4K+TDR | CP9C080B12MP13 | Split System | 22600 | 17 | 9 | 2 | R-454B | 650
216054520 | COLEMAN | HH824E2S11 | D(A,C,E)36A4K+TDR | CP9C080B12MP13 | Split System | 22600 | 17 | 9 | 2 | R-454B | 650
217179739 | GE Appliances | NS18H24HA5*** | D(A,C,E)36D3J+TDR | NF97X060V3B*** | Split System | 22600 | 17 | 9 | 2.84 | R-454B | 650
217179654 | GE Appliances | NS18H24HA5*** | D(A,C,E)36D3J+TDR | NF97U045V3B*** | Split System | 22600 | 17 | 9 | 2.85 | R-454B | 650
216054760 | LUXAIRE | HH824E2S11 | D(A,C,E)36A3K+TDR | LP9C080B12MP13 | Split System | 22200 | 17 | 9 | 2 | R-454B | 650
216054766 | LUXAIRE | HH824E2S11 | D(A,C,E)36A3K+TDR | LPLC080B12MP13 | Split System | 22400 | 17 | 9 | 2 | R-454B | 650
216054754 | LUXAIRE | HH824E2S11 | D(A,C,E)36A3K+TDR | LP9C060B12MP13 | Split System | 22400 | 17 | 9 | 2 | R-454B | 650
216054767 | LUXAIRE | HH824E2S11 | D(A,C,E)36A4K+TDR | LPLC080B12MP13 | Split System | 22600 | 17 | 9 | 2 | R-454B | 650
216054753 | LUXAIRE | HH824E2S11 | D(A,C,E)24B4K+TDR | LP9C060B12MP13 | Split System | 22600 | 17 | 9 | 2 | R-454B | 650
216054761 | LUXAIRE | HH824E2S11 | D(A,C,E)36A4K+TDR | LP9C080B12MP13 | Split System | 22600 | 17 | 9 | 2 | R-454B | 650
216054759 | LUXAIRE | HH824E2S11 | D(A,C,E)24B4K+TDR | LP9C080B12MP13 | Split System | 22600 | 17 | 9 | 2 | R-454B | 650
217179719 | GE Appliances | NS18H24HA5*** | D(A,C,E)36D3J+TDR | NF97X040V3B*** | Split System | 22600 | 17.5 | 9 | 2.84 | R-454B | 650
217507723 | COLEMAN | HH824E2S11 | C(A,C,D,E)30B3K+TDR | Z9ET080B12SMPS1 | Split System | 22400 | 18 | 9 | 2.68 | R-454B | 650
217028139 | YORK | HH860E2S11 | D(A,C,E)49C3K+TDR | Y81E120C16LMPS1 | Split System | 41500 | 18 | 9 | 2.69 | R-454B | 650
217028125 | YORK | HH860E2S11 | D(A,C,E)48D3K+TDR | Y81E080C16SMPS1 | Split System | 42000 | 18 | 9 | 2.74 | R-454B | 650
217028121 | YORK | HH860E2S11 | D(A,C,E)48D3K+TDR | Y81E080C16LMPS1 | Split System | 42000 | 18 | 9 | 2.74 | R-454B | 650
217028135 | YORK | HH860E2S11 | D(A,C,E)49C3K+TDR | Y81E100C16SMPS1 | Split System | 41500 | 18 | 9 | 2.75 | R-454B | 650
217028131 | YORK | HH860E2S11 | D(A,C,E)49C3K+TDR | Y81E100C16LMPS1 | Split System | 41500 | 18 | 9 | 2.75 | R-454B | 650
217028127 | YORK | HH860E2S11 | D(A,C,E)49C3K+TDR | Y81E080C16SMPS1 | Split System | 42000 | 18 | 9 | 2.77 | R-454B | 650
217028123 | YORK | HH860E2S11 | D(A,C,E)49C3K+TDR | Y81E080C16LMPS1 | Split System | 42000 | 18 | 9 | 2.77 | R-454B | 650
216035494 | COLEMAN | HH824E2S11 | AE*S+CM30A3J+TDR |  | Split System | 23000 | 19 | 9 | 2.67 | R-454B | 650
216035487 | COLEMAN | HH860E2S11 | AE*L+CM60A3J+TDR |  | Split System | 42500 | 19 | 9 | 2.8 | R-454B | 650
216035488 | COLEMAN | HH860E2S11 | AE*L+CM60B3J+TDR |  | Split System | 43000 | 19 | 9 | 2.82 | R-454B | 650
216035495 | COLEMAN | HH824E2S11 | AE*S+CM30C2J+TDR |  | Split System | 22000 | 19 | 9 | 2.84 | R-454B | 650
216035496 | COLEMAN | HH824E2S11 | AE*S+CM36B2J+TDR |  | Split System | 22000 | 19 | 9 | 2.84 | R-454B | 650
216035484 | COLEMAN | HH860E2S11 | AE*L+CM48D3J+TDR |  | Split System | 43500 | 19 | 9 | 2.89 | R-454B | 650
217028151 | YORK | HH860E2S11 | D(A,C,E)49C3K+TDR | Y82E120C20LMPS1 | Split System | 42000 | 19 | 9 | 2.79 | R-454B | 650
217666532 | BOSCH | BOVA-36RTB-M20S | L(E,G)M36AZ+TXV |  | Split System | 21400 | 18.8 | 9 | 2 | R-454B | 650
217666526 | BOSCH | BOVA-36RTB-M20S | L(E,G)M24FZ+TXV |  | Split System | 21400 | 18.8 | 9 | 2 | R-454B | 650
217666529 | BOSCH | BOVA-36RTB-M20S | L(E,G)M24IZ+TXV |  | Split System | 22800 | 19.4 | 9 | 2 | R-454B | 650
217666535 | BOSCH | BOVA-36RTB-M20S | L(E,G)M36DZ+TXV |  | Split System | 22800 | 19.4 | 9 | 2 | R-454B | 650
217666537 | BOSCH | BOVA-36RTB-M20S | L(E,G)M36FZ+TXV |  | Split System | 23400 | 19 | 9 | 2 | R-454B | 650
217666536 | BOSCH | BOVA-36RTB-M20S | L(E,G)M36EZ+TXV |  | Split System | 23000 | 19.5 | 9 | 2 | R-454B | 650
217048593 | BOSCH | BOVA-36RTB-M20S | L(E,G)M36EJ |  | Split System | 23000 | 19.5 | 9 | 2 | R-454B | 650
217666530 | BOSCH | BOVA-36RTB-M20S | L(E,G)M24JZ+TXV |  | Split System | 23000 | 19.5 | 9 | 2 | R-454B | 650
217509031 | GE Appliances | NS18H36HA5*** | L(E,G)M36DJ |  | Split System | 33200 | 16.5 | 9.1 | 2.52 | R-454B | 650
217022515 | BOSCH | BOVA-60RTB-M20S | L(E,G)M60AJ |  | Split System | 51500 | 17.5 | 9.4 | 1.87 | R-454B | 650
217666578 | BOSCH | BOVA-60RTB-M20S | L(E,G)M60AZ+TXV |  | Split System | 51500 | 17.5 | 9.4 | 1.87 | R-454B | 650
217497446 | COLEMAN | HH836E2S11 | C(A,C,D,E)36B3K+TDR | Z9ET100C16SMPS1 | Split System | 30400 | 18.9 | 9.5 | 2.81 | R-454B | 650
217497445 | COLEMAN | HH836E2S11 | C(A,C,D,E)36B3K+TDR | Z9ET080C16SMPS1 | Split System | 30800 | 18.9 | 9.5 | 2.98 | R-454B | 650
217027868 | YORK | HH836E2S11 | D(A,C,E)37C3K+TDR | Y92E100C16SMPS1 | Split System | 31200 | 19 | 9.5 | 2.84 | R-454B | 650
217676943 | BRYANT HEATING AND COOLING SYSTEMS | 293VAN048**AA* | CX48B3J+TDR | 986TD60080C21*** | Split System | 40500 | 21 | 9.5 | 2.61 | R-454B | 650
217676936 | BRYANT HEATING AND COOLING SYSTEMS | 293VAN048**AA* | CX48B3J+TDR | 935CB60080C21*** | Split System | 40500 | 21 | 9.5 | 2.61 | R-454B | 650
217676927 | BRYANT HEATING AND COOLING SYSTEMS | 293VAN048**AA* | CX48B3J+TDR | 88*TB60070C21*** | Split System | 40500 | 21 | 9.5 | 2.61 | R-454B | 650
217676958 | BRYANT HEATING AND COOLING SYSTEMS | 293VAN048**AA* | CX48B3J+TDR | 987TA60080C21*** | Split System | 40500 | 21 | 9.5 | 2.61 | R-454B | 650
217676909 | BRYANT HEATING AND COOLING SYSTEMS | 293VAN048**AA* | C(A,C,D,E)48C3J+TDR | 987TA60080C21*** | Split System | 41000 | 21 | 9.5 | 2.64 | R-454B | 650
217676876 | BRYANT HEATING AND COOLING SYSTEMS | 293VAN048**AA* | C(A,C,D,E)48C3J+TDR | 88*TB60070C21*** | Split System | 41000 | 21 | 9.5 | 2.64 | R-454B | 650
217676892 | BRYANT HEATING AND COOLING SYSTEMS | 293VAN048**AA* | C(A,C,D,E)48C3J+TDR | 986TD60080C21*** | Split System | 41000 | 21 | 9.5 | 2.64 | R-454B | 650
217676886 | BRYANT HEATING AND COOLING SYSTEMS | 293VAN048**AA* | C(A,C,D,E)48C3J+TDR | 935CB60080C21*** | Split System | 41000 | 21 | 9.5 | 2.64 | R-454B | 650
216055584 | CHAMPION HEATING AND COOLING | HH824E2S11 | C(A,C,D,E)24D2K+TDR | Z8ES040A12SMPS1 | Split System | 19500 | 17 | 9.5 | 2 | R-454B | 650
216054633 | COLEMAN | HH824E2S11 | C(A,C,D,E)24D2K+TDR | Z8ES040A12SMPS1 | Split System | 19500 | 17 | 9.5 | 2 | R-454B | 650
216054931 | LUXAIRE | HH824E2S11 | C(A,C,D,E)24D2K+TDR | Z8ES040A12SMPS1 | Split System | 19500 | 17 | 9.5 | 2 | R-454B | 650
216056237 | YORK | HH824E2S11 | C(A,C,D,E)24D2K+TDR | Y81E040A12SMPS1 | Split System | 19500 | 17 | 9.5 | 2 | R-454B | 650
217666575 | BOSCH | BOVA-60RTB-M20S | L(E,G)M48EZ+TXV |  | Split System | 46500 | 18 | 9.5 | 2 | R-454B | 650
216054645 | COLEMAN | HH824E2S11 | C(A,C,D,E)24D2K+TDR | Z8ES100B12SMPS1 | Split System | 19500 | 18 | 9.5 | 2 | R-454B | 650
216056245 | YORK | HH824E2S11 | C(A,C,D,E)24D2K+TDR | Y81E100B12SMPS1 | Split System | 19500 | 18 | 9.5 | 2 | R-454B | 650
217666568 | BOSCH | BOVA-60MTB-M19E | L(E,G)M60BZ+TXV |  | Split System | 44500 | 18.1 | 9.5 | 2.1 | R-454B | 650
217666570 | BOSCH | BOVA-60MTB-M19E | L(E,G)M60GZ+TXV |  | Split System | 44500 | 18.1 | 9.5 | 2.1 | R-454B | 650
217666566 | BOSCH | BOVA-60MTB-M19E | L(E,G)M48GZ+TXV |  | Split System | 44500 | 18.1 | 9.5 | 2.1 | R-454B | 650
217027867 | YORK | HH836E2S11 | D(A,C,E)36D3K+TDR | Y92E100C16SMPS1 | Split System | 31200 | 19 | 9.5 | 2.84 | R-454B | 650
217027866 | YORK | HH836E2S11 | D(A,C,E)36B4K+TDR | Y92E100C16SMPS1 | Split System | 31400 | 19 | 9.5 | 2.85 | R-454B | 650
217027869 | YORK | HH836E2S11 | D(A,C,E)37D3K+TDR | Y92E100C16SMPS1 | Split System | 31600 | 19 | 9.5 | 2.88 | R-454B | 650
217027855 | YORK | HH836E2S11 | D(A,C,E)36D3K+TDR | Y92E080C16SMPS1 | Split System | 31600 | 19 | 9.5 | 3.04 | R-454B | 650
217027856 | YORK | HH836E2S11 | D(A,C,E)37C3K+TDR | Y92E080C16SMPS1 | Split System | 31600 | 19 | 9.5 | 3.04 | R-454B | 650
217027857 | YORK | HH836E2S11 | D(A,C,E)37D3K+TDR | Y92E080C16SMPS1 | Split System | 31800 | 19 | 9.5 | 3.06 | R-454B | 650
217509025 | GE Appliances | NS18H24HA5*** | L(E,G)M36AJ |  | Split System | 21800 | 17 | 9.5 | 2.55 | R-454B | 650
216055585 | CHAMPION HEATING AND COOLING | HH824E2S11 | D(A,C,E)24B3K+TDR | Z8ES040A12SMPS1 | Split System | 20400 | 17.5 | 9.5 | 2 | R-454B | 650
216055588 | CHAMPION HEATING AND COOLING | HH824E2S11 | D(A,C,E)36A4K+TDR | Z8ES040A12SMPS1 | Split System | 21000 | 17.5 | 9.5 | 2 | R-454B | 650
216054634 | COLEMAN | HH824E2S11 | D(A,C,E)24B3K+TDR | Z8ES040A12SMPS1 | Split System | 20400 | 17.5 | 9.5 | 2 | R-454B | 650
216054636 | COLEMAN | HH824E2S11 | D(A,C,E)36A4K+TDR | Z8ES040A12SMPS1 | Split System | 21000 | 17.5 | 9.5 | 2 | R-454B | 650
216054932 | LUXAIRE | HH824E2S11 | D(A,C,E)24B3K+TDR | Z8ES040A12SMPS1 | Split System | 20400 | 17.5 | 9.5 | 2 | R-454B | 650
216054935 | LUXAIRE | HH824E2S11 | D(A,C,E)36A4K+TDR | Z8ES040A12SMPS1 | Split System | 21000 | 17.5 | 9.5 | 2 | R-454B | 650
216056358 | YORK | HH824E2S11 | D(A,C,E)24B3K+TDR | Y81E040A12SMPS1 | Split System | 20400 | 17.5 | 9.5 | 2 | R-454B | 650
216056579 | YORK | HH824E2S11 | D(A,C,E)36A4K+TDR | Y81E040A12SMPS1 | Split System | 21000 | 17.5 | 9.5 | 2 | R-454B | 650
216055586 | CHAMPION HEATING AND COOLING | HH824E2S11 | D(A,C,E)24B4K+TDR | Z8ES040A12SMPS1 | Split System | 21000 | 18 | 9.5 | 2 | R-454B | 650
216054933 | LUXAIRE | HH824E2S11 | D(A,C,E)24B4K+TDR | Z8ES040A12SMPS1 | Split System | 21000 | 18 | 9.5 | 2 | R-454B | 650
216056483 | YORK | HH824E2S11 | D(A,C,E)24B4K+TDR | Y81E040A12SMPS1 | Split System | 21000 | 18 | 9.5 | 2 | R-454B | 650
216055603 | CHAMPION HEATING AND COOLING | HH824E2S11 | D(A,C,E)24B3K+TDR | Z8ES100B12SMPS1 | Split System | 20400 | 18.7 | 9.5 | 2 | R-454B | 650
216054646 | COLEMAN | HH824E2S11 | D(A,C,E)24B3K+TDR | Z8ES100B12SMPS1 | Split System | 20400 | 18.7 | 9.5 | 2 | R-454B | 650
216054950 | LUXAIRE | HH824E2S11 | D(A,C,E)24B3K+TDR | Z8ES100B12SMPS1 | Split System | 20400 | 18.7 | 9.5 | 2 | R-454B | 650
216055604 | CHAMPION HEATING AND COOLING | HH824E2S11 | D(A,C,E)24B4K+TDR | Z8ES100B12SMPS1 | Split System | 21000 | 19 | 9.5 | 2 | R-454B | 650
216054648 | COLEMAN | HH824E2S11 | D(A,C,E)36A4K+TDR | Z8ES100B12SMPS1 | Split System | 21000 | 19 | 9.5 | 2 | R-454B | 650
216054647 | COLEMAN | HH824E2S11 | D(A,C,E)24B4K+TDR | Z8ES100B12SMPS1 | Split System | 21000 | 19 | 9.5 | 2 | R-454B | 650
216054951 | LUXAIRE | HH824E2S11 | D(A,C,E)24B4K+TDR | Z8ES100B12SMPS1 | Split System | 21000 | 19 | 9.5 | 2 | R-454B | 650
216054953 | LUXAIRE | HH824E2S11 | D(A,C,E)36A4K+TDR | Z8ES100B12SMPS1 | Split System | 21000 | 19 | 9.5 | 2 | R-454B | 650
216056580 | YORK | HH824E2S11 | D(A,C,E)36A4K+TDR | Y81E100B12SMPS1 | Split System | 21000 | 19 | 9.5 | 2 | R-454B | 650
217676933 | BRYANT HEATING AND COOLING SYSTEMS | 293VAN048**AA* | CX48B3J+TDR | 88*TB66135C24*** | Split System | 41000 | 21.4 | 9.5 | 2.66 | R-454B | 650
217676882 | BRYANT HEATING AND COOLING SYSTEMS | 293VAN048**AA* | C(A,C,D,E)48C3J+TDR | 88*TB66135C24*** | Split System | 41500 | 21.5 | 9.5 | 2.68 | R-454B | 650
217509021 | GE Appliances | NS18H24HA5*** | L(E,G)M24GJ |  | Split System | 22200 | 17.5 | 9.5 | 2.45 | R-454B | 650
217507719 | COLEMAN | HH824E2S11 | C(A,C,D,E)30B3K+TDR | Z9ES060B12SMPS1 | Split System | 20800 | 16.5 | 9.5 | 2.97 | R-454B | 650
217507706 | COLEMAN | HH824E2S11 | C(A,C,D,E)30B3K+TDR | TM9V080B12MP12 | Split System | 20800 | 17.5 | 9.5 | 2.91 | R-454B | 650
217507705 | COLEMAN | HH824E2S11 | C(A,C,D,E)30B3K+TDR | TM9V060B12MP12 | Split System | 20800 | 17.5 | 9.5 | 2.96 | R-454B | 650
217507720 | COLEMAN | HH824E2S11 | C(A,C,D,E)30B3K+TDR | Z9ES080B12SMPS1 | Split System | 20800 | 17.5 | 9.5 | 2.96 | R-454B | 650
217507707 | COLEMAN | HH824E2S11 | C(A,C,D,E)30B3K+TDR | Z8ES040A12LMPS1 | Split System | 20800 | 17.5 | 9.5 | 3.1 | R-454B | 650
217507708 | COLEMAN | HH824E2S11 | C(A,C,D,E)30B3K+TDR | Z8ES040A12SMPS1 | Split System | 20800 | 17.5 | 9.5 | 3.1 | R-454B | 650
217509036 | GE Appliances | NS18H36HA5*** | L(E,G)M36IJ |  | Split System | 34000 | 18 | 9.5 | 2.61 | R-454B | 650
217509041 | GE Appliances | NS18H60HA5*** | L(E,G)M48HJ |  | Split System | 45500 | 18 | 9.5 | 2.62 | R-454B | 650
217509042 | GE Appliances | NS18H60HA5*** | L(E,G)M48FJ |  | Split System | 46500 | 18 | 9.5 | 2.62 | R-454B | 650
217509040 | GE Appliances | NS18H60HA5*** | L(E,G)M48GJ |  | Split System | 45000 | 18 | 9.5 | 2.63 | R-454B | 650
217505636 | GE Appliances | NS18H60HA5*** | L(E,G)M48EJ |  | Split System | 45000 | 18 | 9.5 | 2.63 | R-454B | 650
217507715 | COLEMAN | HH824E2S11 | C(A,C,D,E)30B3K+TDR | Z8ET060A12LMPS1 | Split System | 20800 | 18.9 | 9.5 | 2.96 | R-454B | 650
217507713 | COLEMAN | HH824E2S11 | C(A,C,D,E)30B3K+TDR | Z8ES100B12LMPS1 | Split System | 20800 | 18.9 | 9.5 | 3.1 | R-454B | 650
217507714 | COLEMAN | HH824E2S11 | C(A,C,D,E)30B3K+TDR | Z8ES100B12SMPS1 | Split System | 20800 | 18.9 | 9.5 | 3.1 | R-454B | 650
217666565 | BOSCH | BOVA-60MTB-M19E | L(E,G)M48FZ+TXV |  | Split System | 46000 | 18.5 | 9.5 | 2.1 | R-454B | 650
217666567 | BOSCH | BOVA-60MTB-M19E | L(E,G)M60AZ+TXV |  | Split System | 46000 | 18.5 | 9.5 | 2.1 | R-454B | 650
217666569 | BOSCH | BOVA-60MTB-M19E | L(E,G)M60FZ+TXV |  | Split System | 46000 | 18.5 | 9.5 | 2.1 | R-454B | 650
217505634 | GE Appliances | NS18H24HA5*** | L(E,G)M36CJ |  | Split System | 22600 | 18 | 10 | 2.5 | R-454B | 650
217509027 | GE Appliances | NS18H24HA5*** | L(E,G)M36DJ |  | Split System | 23000 | 18 | 10 | 2.51 | R-454B | 650
217509026 | GE Appliances | NS18H24HA5*** | L(E,G)M36BJ |  | Split System | 22200 | 17.5 | 10 | 2.45 | R-454B | 650
217493040 | AC PRO | SPHP-Z-V030BB | L(E,G)M36EJ |  | Split System | 28200 | 16.5 | 10 | 1.97 | R-454B | 650
217505633 | GE Appliances | NS18H24HA5*** | L(E,G)M24HJ |  | Split System | 22600 | 18 | 10 | 2.5 | R-454B | 650
217509022 | GE Appliances | NS18H24HA5*** | L(E,G)M24IJ |  | Split System | 23000 | 18 | 10 | 2.51 | R-454B | 650
217509023 | GE Appliances | NS18H24HA5*** | L(E,G)M24JJ |  | Split System | 23400 | 18 | 10 | 2.53 | R-454B | 650
217509028 | GE Appliances | NS18H24HA5*** | L(E,G)M36EJ |  | Split System | 23400 | 18 | 10 | 2.53 | R-454B | 650
217509029 | GE Appliances | NS18H24HA5*** | L(E,G)M36FJ |  | Split System | 23600 | 18 | 10 | 2.55 | R-454B | 650
217493041 | AC PRO | SPHP-Z-V030BB | L(E,G)M36FJ |  | Split System | 28600 | 17 | 10.8 | 1.97 | R-454B | 650
217087963 | RUNTRU | A5HP5036A1 | 5AXAA005AS3+TDR | A801X080CM5SD | Split System | 30400 | 15.2 | 8.1 | 2.91 | R-454B | 650
217087995 | RUNTRU | A5HP5036A1 | 5AXAA005AS3+TDR | L8V1C100U5VSB | Split System | 30600 | 15.2 | 8.1 | 2.88 | R-454B | 650
217087973 | RUNTRU | A5HP5036A1 | 5AXAA005AS3+TDR | A951X080CU5SA | Split System | 30200 | 15.5 | 8.1 | 2.87 | R-454B | 650
217089658 | RUNTRU | A5HP5036A1 | 5AXAB007AS3+TDR | A801X080CM5TD | Split System | 31200 | 15.2 | 8.5 | 3 | R-454B | 650
217008192 | GE APPLIANCES ZONELINE | AVVL12EMXWAK1 |  |  | Packaged | 12500 | 17 | 8.1 | 1.85 | R-454B | 650
217008194 | GE APPLIANCES ZONELINE | AVVS12ECXWAK1 |  |  | Packaged | 12500 | 17 | 8.1 | 1.85 | R-454B | 650
217562239 | FRIEDRICH | RD18AY60AJVC | TCFY6021STAAM | FR801V0755A21UH | Split System | 48500 | 17 | 8.1 | 2 | R-454B | 650
217562238 | FRIEDRICH | RD18AY60AJVC | TCFY6021STAAM | FR801V0755A21DZ | Split System | 49000 | 17 | 8.1 | 2 | R-454B | 650
217562234 | FRIEDRICH | RD18AY60AJVC | TCFY6021STAAM | FR802V1005A21DZ | Split System | 49000 | 17 | 8.1 | 2 | R-454B | 650
217562240 | FRIEDRICH | RD18AY60AJVC | TCFY6021STAAM | FR801V1005A21UHS | Split System | 49000 | 17 | 8.1 | 2 | R-454B | 650
216051154 | FRIEDRICH | FRP19AY60AJVC | TCFY6021SEAAM | FR802V0755A21UH | Split System | 53500 | 17 | 10 | 2 | R-454B | 650
216687219 | FUJITSU | FOP1960MJAYCA | FCCA6021SYEA | FF80TV507521UH | Split System | 53500 | 17 | 10 | 2 | R-454B | 650
216687220 | FUJITSU | FOP1960MJAYCA | FCCA6021SYEA | FF80TV510021DZ | Split System | 54000 | 17 | 10 | 2 | R-454B | 650
216687503 | MAINLINE | MLP19AY60AJVC | TCFY6021SEAAM | ML802V0755A21DZ | Split System | 54000 | 17 | 10 | 2 | R-454B | 650
216687511 | MAINLINE | MLP19AY60AJVC | TCFY6021SEAAM | ML802V1005A21UH | Split System | 54000 | 17 | 10 | 2 | R-454B | 650
216687505 | MAINLINE | MLP19AY60AJVC | TCFY6021SEAAM | ML802V1005A21DZ | Split System | 54000 | 17 | 10 | 2 | R-454B | 650
216051151 | RHEEM | RP19AY60AJVC | RCFY6021SEAAM | R802V0755A21UH | Split System | 53500 | 17 | 10 | 2 | R-454B | 650
216051167 | RHEEM | RP19AY60AJVC | RCFY6021SEAAM | R802V1005A21UH | Split System | 54000 | 17 | 10 | 2 | R-454B | 650
216051161 | RHEEM | RP19AY60AJVC | RCFY6021SEAAM | R802V1005A21DZ | Split System | 54000 | 17 | 10 | 2 | R-454B | 650
216051146 | RHEEM | RP19AY60AJVC | RCFY6021SEAAM | R802V0755A21DZ | Split System | 54000 | 17 | 10 | 2 | R-454B | 650
216051290 | RUSSELL | SP19AY60AJVC | TCFY6021SEAAM | S802V0755A21UH | Split System | 53500 | 17 | 10 | 2 | R-454B | 650
216051280 | RUSSELL | SP19AY60AJVC | TCFY6021SEAAM | S802V0755A21DZ | Split System | 54000 | 17 | 10 | 2 | R-454B | 650
216051296 | RUSSELL | SP19AY60AJVC | TCFY6021SEAAM | S802V1005A21UH | Split System | 54000 | 17 | 10 | 2 | R-454B | 650
216051284 | RUSSELL | SP19AY60AJVC | TCFY6021SEAAM | S802V1005A21DZ | Split System | 54000 | 17 | 10 | 2 | R-454B | 650
216051153 | RUUD | UP19AY60AJVC | RCFY6021SEAAM | R802V0755A21DZ | Split System | 54000 | 17 | 10 | 2 | R-454B | 650
216051170 | RUUD | UP19AY60AJVC | RCFY6021SEAAM | R802V1005A21DZ | Split System | 54000 | 17 | 10 | 2 | R-454B | 650
216051149 | RUUD | UP19AY60AJVC | RCFY6021SEAAM | R802V1005A21UH | Split System | 54000 | 17 | 10 | 2 | R-454B | 650
216051283 | SURE | SP19AY60AJVC | TCFY6021SEAAM | S802V0755A21UH | Split System | 53500 | 17 | 10 | 2 | R-454B | 650
216051281 | SURE | SP19AY60AJVC | TCFY6021SEAAM | S802V0755A21DZ | Split System | 54000 | 17 | 10 | 2 | R-454B | 650
216051297 | SURE | SP19AY60AJVC | TCFY6021SEAAM | S802V1005A21UH | Split System | 54000 | 17 | 10 | 2 | R-454B | 650
216051285 | SURE | SP19AY60AJVC | TCFY6021SEAAM | S802V1005A21DZ | Split System | 54000 | 17 | 10 | 2 | R-454B | 650
217562220 | FRIEDRICH | RD18AY60AJVC | TCFY6024STANM | FR802V0755A21DZ | Split System | 51000 | 17 | 10 | 2 | R-454B | 650
217562205 | FRIEDRICH | RD18AY60AJVC | TCFY6024STANM | FR801V0755A21DZ | Split System | 51000 | 17 | 10 | 2 | R-454B | 650
217562218 | FRIEDRICH | RD18AY60AJVC | TCFY6024STANM | FR802V1255A24DZ | Split System | 51000 | 17 | 10 | 2 | R-454B | 650
217562203 | FRIEDRICH | RD18AY60AJVC | TCFY6024STANM | FR801V1255A24DZ | Split System | 51000 | 17 | 10 | 2 | R-454B | 650
217562222 | FRIEDRICH | RD18AY60AJVC | TCFY6024STANM | FR802V1005A21DZ | Split System | 51500 | 18 | 10 | 2 | R-454B | 650
217562195 | FRIEDRICH | RD18AY60AJVC | TCFY6024STANM | FR802V1505A24UH | Split System | 51500 | 18 | 10 | 2 | R-454B | 650
216687206 | FUJITSU | FOP1948MJAYCA | FCCA4821SYEA | FF80TV407517DZ | Split System | 45500 | 19 | 10 | 2.1 | R-454B | 650
216684952 | MAINLINE | MLP19AY48AJVC | TCFY4821SEAAM | ML802V0754A17DZ | Split System | 45500 | 19 | 10 | 2.1 | R-454B | 650
216687205 | FUJITSU | FOP1948MJAYCA | FCCA4821SYEA | FF80TV510021UH | Split System | 45500 | 19 | 10 | 2.1 | R-454B | 650
216684955 | MAINLINE | MLP19AY48AJVC | TCFY4821SEAAM | ML802V0754A17UH | Split System | 45500 | 19 | 10 | 2.1 | R-454B | 650
216684957 | MAINLINE | MLP19AY48AJVC | TCFY4821SEAAM | ML802V0755A21DZ | Split System | 45500 | 19 | 10 | 2.1 | R-454B | 650
216687162 | FUJITSU | FOP1924MJAYCA | FCCA2421HYEA | FF92SV307017M4 | Split System | 22800 | 20 | 10 | 1.8 | R-454B | 650
216687189 | FUJITSU | FOP1936MJAYCA | FCCA3621MYEA | FF80TV405017UH | Split System | 34200 | 20 | 10 | 2 | R-454B | 650
216684939 | MAINLINE | MLP19AY36AJVC | TCFY3621MEAAM | ML802V0504A17UH | Split System | 34200 | 20 | 10 | 2 | R-454B | 650
217022534 | iCongo | ZWDA-36HI1N4-M-SE18 |  |  | Packaged | 34200 | 18.5 | 8.2 | 1.86 | R-32 | 650
217508977 | Everwell | EPKH03625HA-18 |  |  | Packaged | 36000 | 18.5 | 8.5 | 2 | R-32 | 650
217022536 | iCongo | ZWDA-60HI1N4-M-SE18 |  |  | Packaged | 55000 | 18.5 | 8.8 | 1.82 | R-32 | 650
217177258 | GREE | FXU60HP230V1R32AO | FXA60C32AH |  | Split System | 52000 | 15.2 | 8.5 | 1.8 | R-32 | 650
217052378 | KINGHOME | KU36UXO | KCAC36F/NHA |  | Split System | 34000 | 15.2 | 8.5 | 1.8 | R-32 | 650
217177257 | GREE | FXU60HP230V1R32AO | FXA48C32AH |  | Split System | 48000 | 15.2 | 8.5 | 1.8 | R-32 | 650
217513455 | BOREAL | ENX36HPJ132OA | ENX24C32AH |  | Split System | 23000 | 16 | 8.5 | 1.8 | R-32 | 650
217513453 | BOREAL | ENX36HPJ132OA | ENX36C32AH |  | Split System | 32000 | 16 | 8.5 | 1.8 | R-32 | 650
217052377 | KINGHOME | KU36UXO | KCAC24F/NHA |  | Split System | 23000 | 16 | 8.5 | 1.8 | R-32 | 650
216770151 | OUELLET | OFLX1-H36A-O | GCAC24F/NHA |  | Split System | 23000 | 16 | 8.5 | 1.8 | R-32 | 650
217513454 | BOREAL | ENX60HPJ132OA | ENX60C32AH |  | Split System | 52000 | 16 | 9 | 1.8 | R-32 | 650
217052380 | KINGHOME | KU60UXO | KCAC60H/NHA |  | Split System | 52000 | 16 | 9 | 1.8 | R-32 | 650
216770154 | OUELLET | OFLX1-H60A-O | GCAC60H/NHA |  | Split System | 52000 | 16 | 9 | 1.8 | R-32 | 650
216770142 | TOSOT | TU60W-EDU | TCAC60H/NHA |  | Split System | 52000 | 16 | 9 | 1.8 | R-32 | 650
217513456 | BOREAL | ENX60HPJ132OA | ENX48C32AH |  | Split System | 47000 | 16 | 9 | 1.85 | R-32 | 650
216770153 | OUELLET | OFLX1-H60A-O | GCAC48H/NHA |  | Split System | 47000 | 16 | 9 | 1.85 | R-32 | 650
218630925 | ROVSUN | RV-AHU48TR-O | RV-AHU48TR-I |  | Split System | 48000 | 15.2 | 8.1 | 1.8 | R-32 | 650
217496784 | Innovair | TOV36H2XA | TAV24X2A |  | Split System | 24000 | 18.5 | 8.8 | 2.15 | R-32 | 650
217496786 | Innovair | TOV60H2XA | TAV48X2A |  | Split System | 47000 | 18.5 | 9.2 | 2.3 | R-32 | 650
216770139 | TOSOT | TU36W-EDU | TCAC24F/NHA |  | Split System | 23000 | 16 | 8.5 | 1.8 | R-32 | 650
217052379 | KINGHOME | KU60UXO | KCAC48H/NHA |  | Split System | 47000 | 16 | 8.8 | 1.8 | R-32 | 650
216770141 | TOSOT | TU60W-EDU | TCAC48H/NHA |  | Split System | 47000 | 16 | 9 | 1.8 | R-32 | 650
217548266 | AIR-CON | AVDCI7H4T60 | AVDEM7H4T60 |  | Split System | 55000 | 17 | 8.8 | 2.3 | R-32 | 650
217496787 | Innovair | TOV60H2XA | TAV60X2A |  | Split System | 55000 | 17 | 8.8 | 2.3 | R-32 | 650
217548264 | AIR-CON | AVDCI7H4T36 | AVDEM7H4T36 |  | Split System | 33000 | 18 | 8.8 | 2 | R-32 | 650
217496785 | Innovair | TOV36H2XA | TAV36X2A |  | Split System | 33000 | 18 | 8.8 | 2 | R-32 | 650
216684003 | PIONEER | PRD-60HWD1N10-M18G |  |  | Packaged | 57000 | 19 | 9 | 1.85 | R-454B | 650
217675826 | AIREASE | A7SCP18V36P-**A | 7E[C,U]30/36CX-**+TDR |  | Split System | 33000 | 15.2 | 8.1 | 1.85 | R-454B | 650
217675863 | ALLIED | 7SCP18V36P-**A | 7E[C,U]30/36CX-**+TDR |  | Split System | 33000 | 15.2 | 8.1 | 1.85 | R-454B | 650
217675839 | ARMSTRONG AIR | A7SCP18V36P-**A | 7E[C,U]30/36CX-**+TDR |  | Split System | 33000 | 15.2 | 8.1 | 1.85 | R-454B | 650
217675847 | CONCORD | 7SCP18V36P-**A | 7E[C,U]30/36CX-**+TDR |  | Split System | 33000 | 15.2 | 8.1 | 1.85 | R-454B | 650
217675855 | DUCANE | 7SCP18V36P-**A | 7E[C,U]30/36CX-**+TDR |  | Split System | 33000 | 15.2 | 8.1 | 1.85 | R-454B | 650
216891231 | FRIEDRICH | RD18AY48AJVC | RCFY4824STANM+RXMD-C03 |  | Split System | 40500 | 15.2 | 8.1 | 2 | R-454B | 650
217500217 | Proair | P30-60CENHP-R454 | PAC-60D28T-INT |  | Split System | 47000 | 15.2 | 8.1 | 1.83 | R-454B | 650
216891229 | RHEEM | RD18AY48AJVC | RCFY4824STANM+RXMD-C03 |  | Split System | 40500 | 15.2 | 8.1 | 2 | R-454B | 650
216613185 | RHEEM | RD18AY48AJVC | RCFY6024STANM+RXMD-C03 |  | Split System | 41500 | 15.2 | 8.1 | 2.2 | R-454B | 650
216891233 | RUSSELL | RD18AY48AJVC | TCFY4824STANM+RXMD-C03 |  | Split System | 40500 | 15.2 | 8.1 | 2 | R-454B | 650
216891230 | RUUD | RD18AY48AJVC | RCFY4824STANM+RXMD-C03 |  | Split System | 40500 | 15.2 | 8.1 | 2 | R-454B | 650
216613186 | RUUD | RD18AY48AJVC | RCFY6024STANM+RXMD-C03 |  | Split System | 41500 | 15.2 | 8.1 | 2.2 | R-454B | 650
216891232 | SURE | RD18AY48AJVC | TCFY4824STANM+RXMD-C03 |  | Split System | 40500 | 15.2 | 8.1 | 2 | R-454B | 650
217679823 | TRUST AIR CONDITIONERS | AA60H/O64P | CX48M/W6T4 |  | Split System | 47000 | 15.2 | 8.1 | 1.83 | R-454B | 650
216764258 | TRANE | 5TWX7036A1 | 5PX*BD04AS3 |  | Split System | 32400 | 15.5 | 8.2 | 1.9 | R-454B | 650
216764308 | TRANE | 5TWX7036A1 | 5PX*CD05AS3 |  | Split System | 32400 | 15.5 | 8.2 | 1.9 | R-454B | 650
217500216 | Proair | P30-60CENHP-R454 | PAC-60C28T-INT |  | Split System | 52000 | 16 | 8.5 | 1.8 | R-454B | 650
217679822 | TRUST AIR CONDITIONERS | AA60H/O64P | CX60M/W6T5 |  | Split System | 52000 | 16 | 8.5 | 1.8 | R-454B | 650
216770147 | NAPOLEON | WSEHV2436BA1-N | GCAC24F/NXA |  | Split System | 22000 | 16 | 8.5 | 1.8 | R-454B | 650
216684085 | MITS AIR | MAMOX630-48HFN10-M3X | MAMVBM-60C28T6N10 |  | Split System | 45000 | 15.2 | 8.8 | 1.85 | R-454B | 650
217500215 | Proair | P30-48CENHP-R454 | PAC-60C28T-INT |  | Split System | 45000 | 15.2 | 8.8 | 1.85 | R-454B | 650
217679820 | TRUST AIR CONDITIONERS | AA48H/O64P | CX60M/W6T5 |  | Split System | 45000 | 15.2 | 8.8 | 1.85 | R-454B | 650
216770149 | NAPOLEON | WSEHV4860BA1-N | GCAC48H/NXA |  | Split System | 47000 | 16 | 8.8 | 1.85 | R-454B | 650
217500207 | Proair | P25-48CENHP-R454 | PAC-60C28T-INT |  | Split System | 45000 | 15.2 | 9 | 1.85 | R-454B | 650
217679808 | TRUST AIR CONDITIONERS | AH48H/O64P | CX60M/W6T5 |  | Split System | 45000 | 15.2 | 9 | 1.85 | R-454B | 650
217679803 | TRUST AIR CONDITIONERS | AH24H/O64P | CX18M/W6T3 |  | Split System | 24000 | 16 | 9 | 1.8 | R-454B | 650
217679802 | TRUST AIR CONDITIONERS | AH24H/O64P | CX24M/W6T3 |  | Split System | 24000 | 16 | 9 | 1.8 | R-454B | 650
217679816 | TRUST AIR CONDITIONERS | AA30H/O64P | CX36M/W6T4 |  | Split System | 30000 | 15.3 | 9.3 | 1.8 | R-454B | 650
217500213 | Proair | P30-36CENHP-R454 | PAC-36B24T-INT |  | Split System | 36000 | 15.8 | 9.4 | 1.9 | R-454B | 650
217500214 | Proair | P30-36CENHP-R454 | PAC-36C24T-INT |  | Split System | 36000 | 15.8 | 9.4 | 1.9 | R-454B | 650
217679819 | TRUST AIR CONDITIONERS | AA36H/O64P | CX30M/W6T4 |  | Split System | 36000 | 15.8 | 9.4 | 1.9 | R-454B | 650
217500211 | Proair | P30-24CENHP-R454 | PAC-24B18T-INT |  | Split System | 24000 | 16 | 9.5 | 1.8 | R-454B | 650
217679815 | TRUST AIR CONDITIONERS | AA24H/O64P | CX18M/W6T3 |  | Split System | 24000 | 16 | 9.5 | 1.8 | R-454B | 650
217679814 | TRUST AIR CONDITIONERS | AA24H/O64P | CX24M/W6T3 |  | Split System | 24000 | 16 | 9.5 | 1.8 | R-454B | 650
217500210 | Proair | P30-18CENHP-R454 | PAC-24B18T-INT |  | Split System | 18000 | 16.1 | 9.5 | 2.06 | R-454B | 650
217679813 | TRUST AIR CONDITIONERS | AA18H/O64P | CX18M/W6T3 |  | Split System | 18000 | 16.1 | 9.5 | 2.06 | R-454B | 650
217679812 | TRUST AIR CONDITIONERS | AA18H/O64P | CX24M/W6T3 |  | Split System | 18000 | 16.1 | 9.5 | 2.06 | R-454B | 650
217493438 | Durastar | DRU1H30S2A | DRUC3621S2A |  | Split System | 29000 | 16 | 9.6 | 1.85 | R-454B | 650
217500212 | Proair | P30-30CENHP-R454 | PAC-36B24T-INT |  | Split System | 29000 | 16 | 9.6 | 1.85 | R-454B | 650
217679817 | TRUST AIR CONDITIONERS | AA30H/O64P | CX30M/W6T4 |  | Split System | 29000 | 16 | 9.6 | 1.85 | R-454B | 650

## Air to Water HPs
Sales as of June 1, 2026 eligible for incentives
Manufacturer | System Type | Model Name | Model # | Nominal Capacity in Tons | COP @ A5W110* | Refrigerant** | Total Customer Incentive/Unit
Apollo | Mono-bloc | Apollo Air-to-Water Heat Pump | AP-EVI-DC-3.5T. | 3.5 | 2.46 | Requires independent confirmation | 750
Apollo | Mono-bloc | Apollo Air-to-Water Heat Pump | AP-EVI-DC-5T. | 5 | 2.34 | Requires independent confirmation | 750
Apollo | Mono-bloc | Apollo Air-to-Water Heat Pump | AP-EVI-DC-6T. | 6 | 2.34 | Requires independent confirmation | 750
Arctic Heat Pumps | Mono-bloc |  | 035ZA/BE-R32 | 2.5 | 2.2 | R32 | 750
Arctic Heat Pumps | Mono-bloc |  | 050ZA/BE-R32 | 4 | 2.45 | R32 | 750
Arctic Heat Pumps | Mono-bloc |  | 060ZA/BE-R32 | 5 | 2.39 | R32 | 750
Arctic Heat Pumps | Mono-bloc |  | 030ZA/BEH2 | 4 | 2.03 | Requires independent confirmation | 750
Arctic Heat Pumps | Mono-bloc |  | MAHRW030A (BEH2)-R32 | 4 | 1.84 | R32 | 750
Arctic Heat Pumps | Mono-bloc | EVI - Cold Climate | 020A | 2.5 | 2.26 | Requires independent confirmation | 750
Arctic Heat Pumps | Mono-bloc | EVI - Cold Climate | 040A | 4 | 2.18 | Requires independent confirmation | 750
Arctic Heat Pumps | Mono-bloc | EVI - Cold Climate | 060A | 5 | 2.26 | Requires independent confirmation | 750
Chiltrix Inc. | Mono-bloc Air to Water Heat Pump | CX65 | CX65 | 5.5 | 2.47 | R32 | 750
Chiltrix Inc. | Mono-bloc Air to Water Heat Pump | CX65X | CX65X | 5.5 | 2.47 | R32 | 750
Chiltrix Inc. | R32 Air To Water Heat Pump | CX50 | CX50 | 4.8 | 2.18 | R32 | 750
Chiltrix Inc. | Mono-bloc Air to Water Heat Pump | CX45 | CX45 | 3.9 | 2.27 | R32 | 750
Chiltrix Inc. | Mono-bloc Air to Water Heat Pump | CX45X | CX45X | 3.9 | 2.27 | R32 | 750
Chiltrix Inc. | Mono-bloc Air to Water Heat Pump | CX40 | CX40 | 3.5 | 2.27 | R32 | 750
Chiltrix Inc. | Mono-bloc Air to Water Heat Pump | CX40X | CX40X | 3.5 | 2.27 | R32 | 750
Chiltrix Inc. | Mono-bloc | CX35 | CX35 | 3.5 | 2.187 | R32 | 750
Chiltrix Inc. | Mono-bloc | CX34 | CX34 | 3 | 2 | R32 | 750
Daikin | Mono-bloc | Altherma 3 H HT | UPRA036DAVJ | 2.9 | 2.2 | R32 | 750
Daikin | Mono-bloc | Altherma 3 H HT | UPRA043DAVJ | 2.9 | 2.17 | R32 | 750
ECOER | Mono-bloc | Smart Green One | ESMA-060ADP | 5.2 | 2.04 | R32 | 750
ECOER | Mono-bloc | Smart Green One | ESBM-060GPP | 5.5 | 2.27 | R32 | 750
Ecoforest | Mono-bloc Air to Water Heat Pump | Ecoair | ecoAIR 1-7 PRO (81001/P) | 1 | 2.5 | R290 (propane) | 750
Ecoforest | Mono-bloc Air to Water Heat Pump | Ecoair | ecoAIR 1-9 PRO (81004/P) | 1.3 | 2.31 | R290 (propane) | 750
Ecoforest | Mono-bloc Air to Water Heat Pump | Ecoair | ecoAIR 3-12 PRO (81002/P) | 1.75 | 2.23 | R290 (propane) | 750
Ecoforest | Mono-bloc Air to Water Heat Pump | Ecoair | ecoAIR 3-18 PRO (81005/P2) | 2.75 | 2.42 | R290 (propane) | 750
Ecoforest | Mono-bloc Air to Water Heat Pump | Ecoair | ecoAIR EVI 4-20 (81003) | 3.79 | 2.92 | R290 (propane) | 750
Harvest Thermal | Mono-bloc CO2 | Harvest Smart Thermal Battery | PD2B-1H | 2 | 2.3 | CO2 | 750
Harvest Thermal | Mono-bloc CO2 | Harvest Smart Thermal Battery | PD2B-2H | 3 | 2.3 | CO2 | 750
Harvest Thermal | Mono-bloc CO2 | Harvest Smart Thermal Battery | PD2B-11 | 2 | 2.3 | CO2 | 750
Harvest Thermal | Mono-bloc CO2 | Harvest Smart Thermal Battery | PD2B-12 | 2 | 2.3 | CO2 | 750
Harvest Thermal | Mono-bloc CO2 | Harvest Smart Thermal Battery | PD2B-13 | 3 | 2.3 | CO2 | 750
Harvest Thermal | Mono-bloc CO2 | Harvest Smart Thermal Battery | PD2B-14 | 4 | 2.3 | CO2 | 750
LG | Mono-bloc | LATS AWHP | KPHTC411M | 3.41 | 2.5 | R32 | 750
LG | Mono-bloc | LATS AWHP | KPHTC481M | 4 | 2.15 | R32 | 750
LG | Mono-bloc | LATS AWHP | KPHTC551M | 4.58 | 2.38 | R32 | 750
Lochinvar | Mono-bloc | Lochinvar | RAH040 | 3.42 | 1.9 | R32 | 750
Midea | Split | M Thermal Arctic Split | MHA-V12WD2MN8-B2 | 3.5 | 2.11 | R32 | 750
Midea | Split | M Thermal Arctic Split | MHA-V14WD2MN8-B2 | 4 | 2.08 | R32 | 750
Midea | Split | M Thermal Arctic Split | MHA-V16WD2MN8-B2 | 4.5 | 2.06 | R32 | 750
Midea | Split | M Thermal Arctic Split | MHA-V16WD2MN8 / HB–A160CMGN8 | 4 | 2.1 | R32 | 750
NTI Boilers Inc. | Mono-bloc | Verta | NHP32-036 | 2.7 | 1.94 | R32 | 750
NTI Boilers Inc. | Mono-bloc | Verta | NHP32-060 | 4.7 | 2 | R32 | 750
Mitsubishi Electric | Split | ECODAN AIR TO WATER OUTDOOR UNIT | WUZ-SA24NMZ-U1 | 2 | 1.98 | R32 | 750
Mitsubishi Electric | Split | ECODAN AIR TO WATER OUTDOOR UNIT | WUZ-SA36NMZ-U1 | 3 | 1.93 | R32 | 750
Mitsubishi Electric | Split | ECODAN AIR TO WATER OUTDOOR UNIT | WUZ-SA48NMZ-U1 | 4 | 1.99 | R32 | 750
SpacePak | Monobloc | Solstice R32 Series | CC32-18 | 1.7 | 1.54 | R32 | 750
SpacePak | Monobloc | Solstice R32 Series | CC32-40 | 2.8 | 2.83 | R32 | 750
SpacePak | Monobloc | Solstice R32 Series | CC32-60 | 4.3 | 2.39 | R32 | 750
U.S. Boiler Company, LLC | Mono-bloc | Ambient Heat Pump System (HPS) | HPS-5T60-DF | 5 | 1.9 | R32 | 750
U.S. Boiler Company, LLC | Mono-bloc | Ambient Heat Pump System (HPS) | HPS-5T60 | 5 | 1.9 | R32 | 750
Weil-McLain | Split | ECO HP | ECO HP SPLT ODU 41 | 2.62 | 2.11 | R32 | 750
Weil-McLain | Split | ECO HP | ECO HP SPLT ODU 48 | 2.76 | 2.08 | R32 | 750
Weil-McLain | Split | ECO HP | ECO HP SPLT ODU 55 | 2.79 | 2.06 | R32 | 750
Viessmann | Split | Vitocal 100-AW | AM2V 034043 | 3 | 2.2 | R32 | 750
Viessmann | Split | Vitocal 100-AW | AM2V 051078 | 4.3 | 1.9 | R32 | 750
* Equivalent value. Equipment automatically reduces outlet water temperature to 110°F when ambient conditions drop to 5°F. ** Please independently confirm that system does not use R410 refrigerant, per the EPA A2L Transition order.

## Geothermal HP
Residential Geothermal Heat Pumps
Sales as of June 1, 2026 eligible for incentives
Qualifying residential geothermal heat pumps must be ENERGYSTAR certified. Please visit ENERGYSTAR for the most up to date list.